## Sheet1
Uploaded | deposit_name | deposit_local_id | deposit_environment | deposit_group | deposit_type | primary_commodities | secondary_commodities | all_commodities | deposit_source | sample_uid | sample_name | sample_local_id | feature_type | feature_name | feature_uid | top_depth_m | bottom_depth_m | sample_deposit_relation | sample_type | sampling_method | material_class | material_class_comments | province | strat_unit_name | strat_unit_uid | strat_grouping | earth_material_group | earth_material_qualifier | earth_material | metamorphic_grade | mineral | paragenetic_stage | mode_of_occurrence | texture | color | alteration | sample_description | associated_minerals | sample_preparation | analytical_method | instrument_type_model | laboratory_location/if reported | operating_conditions/if reported | standards_used/if reported | ag_ppm | ag_detection_limit | al_ppm | al_detection_limit | as_ppm | as_detection_limit | au_ppm | au_detection_limit | b_ppm | b_detection_limit | ba_ppm | ba_detection_limit | be_ppm | be_detection_limit | bi_ppm | bi_detection_limit | br_ppm | br_detection_limit | ca_ppm | ca_detection_limit | cd_ppm | cd_detection_limit | ce_ppm | ce_detection_limit | cl_ppm | cl_detection_limit | co_ppm | co_detection_limit | cr_ppm | cr_detection_limit | cs_ppm | cs_detection_limit | cu_ppm | cu_detection_limit | dy_ppm | dy_detection_limit | er_ppm | er_detection_limit | eu_ppm | eu_detection_limit | f_ppm | f_detection_limit | fe_ppm | fe_detection_limit | ga_ppm | ga_detection_limit | gd_ppm | gd_detection_limit | ge_ppm | ge_detection_limit | hf_ppm | hf_detection_limit | hg_ppm | hg_detection_limit | ho_ppm | ho_detection_limit | in_ppm | in_detection_limit | ir_ppm | ir_detection_limit | k_ppm | k_detection_limit | la_ppm | la_detection_limit | li_ppm | li_detection_limit | lu_ppm | lu_detection_limit | mg_ppm | mg_detection_limit | mn_ppm | mn_detection_limit | mo_ppm | mo_detection_limit | na_ppm | na_detection_limit | nb_ppm | nb_detection_limit | nd_ppm | nd_detection_limit | ni_ppm | ni_detection_limit | os_ppm | os_detection_limit | p_ppm | p_detection_limit | pb_ppm | pb_detection_limit | pd_ppm | pd_detection_limit | pr_ppm | pr_detection_limit | pt_ppm | pt_detection_limit | rb_ppm | rb_detection_limit | re_ppm | re_detection_limit | rh_ppm | rh_detection_limit | ru_ppm | ru_detection_limit | s_ppm | s_detection_limit | sb_ppm | sb_detection_limit | sc_ppm | sc_detection_limit | se_ppm | se_detection_limit | si_ppm | si_detection_limit | sm_ppm | sm_detection_limit | sn_ppm | sn_detection_limit | sr_ppm | sr_detection_limit | ta_ppm | ta_detection_limit | tb_ppm | tb_detection_limit | te_ppm | te_detection_limit | th_ppm | th_detection_limit | ti_ppm | ti_detection_limit | tl_ppm | tl_detection_limit | tm_ppm | tm_detection_limit | u_ppm | u_detection_limit | v_ppm | v_detection_limit | w_ppm | w_detection_limit | y_ppm | y_detection_limit | yb_ppm | yb_detection_limit | zn_ppm | zn_detection_limit | zr_ppm | zr_detection_limit | analysis_datetime | publication_date | sample_source | submitter | country | state | deposit_longitude_wgs84 | deposit_latitude_wgs84 | sample_longitude_wgs84 | sample_latitude_wgs84 | sample_easting | sample_northing | sample_utm_zone | sample_location_description | location_source | location_accuracy | comments | last_update
| Qingshan |  | Basin hydrothermal | Mississippi Valley-type (MVT) | MVT zinc-lead | Zn, Pb | Ge, Cd, Ag | Zn, Pb, Ge, Cd, Ag | Meng et al., 2023 |  | QSL-7-2-spot no.1 | QSL-7-2-spot no.1 | underground mine |  |  |  |  | ore material | polished section | grab | mineral separate | [5 empty] | mineralisation | primary sulfide ores and secondary non-sulfide ores |  |  | sphalerite, pyrite, galena, hemimorphite, willemite, goethite, smithsonite, cerussite | hydrothermal (stages 1–3), supergene | massive, brecciated, replacive, infilling | Sp1 |  |  |  | calcite, greenockite | polished sections (150 µm thick) | LA-ICPMS, EMPA, SEM-EDS | JEOL JXA-i SP100 microprobe equipped with five wavelength-dispersive spectrometers; Tescan Mira 3 field emission scanning electron microscope equipped with an energy dispersive spectrometer; Tescan Integrated Mineral Analyzer (TIMA) system comprising a field emission scanning electron microscope (Tescan Mira 3), integrated with four energy dispersive detectors (EDAXElement) | Guangzhou Tuoyan Analytical Technology Co., Ltd., Guizhou, China (GTAT) | EPMA: 15 kV accelerating potential and a beam current of 10 or 20 nA, with a defocused beam diameter of 5 µm; peak counting times for analyzed elements varied between 10 and 40 s, background measurements at 50% of the peak counting duration on both sides of the analyzed peak. SEM: operating voltage of 25 kV and a working distance of ~15.0 mm. TIMA: dot-mapping mode with a working distance of 15 mm, spot size of ~92 nm, scanning at 3 µm resolution (operating at 25 kV, 11.6 nA). LA-ICP-MS mapping: laser energy of 5 J/cm2, repetition rate of 15 Hz, spot size of 10 µm, scan speed of 40 µm/s. | NIST 610, NIST 612, and GSD-1G as external standards | 1.2254 |  |  |  | 463.1011 | [15 empty] | 388.0527 | [11 empty] | 4.8073 | [9 empty] | 38192.4581 |  | 0.42494 |  |  |  | 271.3641 | [21 empty] | 67.0747 | [15 empty] | 2.3737 | [17 empty] | 1.614 | [23 empty] | 0.65287 | [18 empty] | 2025 | Wang, L., Han, R., Zhang, Y., Chen, Y., Liu, D. (2026). Unraveling the redistribution of trace elements during supergene processes: A case study from the Qingshan carbonate-hosted Zn-Pb deposit, SW China. Ore Geology Reviews, 188, 107059. |  | CHN | Southwest China
| Qingshan |  | Basin hydrothermal | Mississippi Valley-type (MVT) | MVT zinc-lead | Zn, Pb | Ge, Cd, Ag | Zn, Pb, Ge, Cd, Ag | Meng et al., 2023 |  | QSL-7-2-spot no.2 | QSL-7-2-spot no.2 | underground mine |  |  |  |  | ore material | polished section | grab | mineral separate | [5 empty] | mineralisation | primary sulfide ores and secondary non-sulfide ores |  |  | sphalerite, pyrite, galena, hemimorphite, willemite, goethite, smithsonite, cerussite | hydrothermal (stages 1–3), supergene | massive, brecciated, replacive, infilling | Sp1 |  |  |  | calcite, greenockite | polished sections (150 µm thick) | LA-ICPMS, EMPA, SEM-EDS | JEOL JXA-i SP100 microprobe equipped with five wavelength-dispersive spectrometers; Tescan Mira 3 field emission scanning electron microscope equipped with an energy dispersive spectrometer; Tescan Integrated Mineral Analyzer (TIMA) system comprising a field emission scanning electron microscope (Tescan Mira 3), integrated with four energy dispersive detectors (EDAXElement) | Guangzhou Tuoyan Analytical Technology Co., Ltd., Guizhou, China (GTAT) | EPMA: 15 kV accelerating potential and a beam current of 10 or 20 nA, with a defocused beam diameter of 5 µm; peak counting times for analyzed elements varied between 10 and 40 s, background measurements at 50% of the peak counting duration on both sides of the analyzed peak. SEM: operating voltage of 25 kV and a working distance of ~15.0 mm. TIMA: dot-mapping mode with a working distance of 15 mm, spot size of ~92 nm, scanning at 3 µm resolution (operating at 25 kV, 11.6 nA). LA-ICP-MS mapping: laser energy of 5 J/cm2, repetition rate of 15 Hz, spot size of 10 µm, scan speed of 40 µm/s. | NIST 610, NIST 612, and GSD-1G as external standards | 0.303 |  |  |  | 2.3032 | [15 empty] | 648.4346 | [21 empty] | 29646.1481 | [5 empty] | 480.4527 | [21 empty] | 41.4819 | [15 empty] | 4.9993 | [17 empty] | 3.444 | [23 empty] | 1.6069 | [18 empty] | 2025 | Wang, L., Han, R., Zhang, Y., Chen, Y., Liu, D. (2026). Unraveling the redistribution of trace elements during supergene processes: A case study from the Qingshan carbonate-hosted Zn-Pb deposit, SW China. Ore Geology Reviews, 188, 107059. |  | CHN | Southwest China
| Qingshan |  | Basin hydrothermal | Mississippi Valley-type (MVT) | MVT zinc-lead | Zn, Pb | Ge, Cd, Ag | Zn, Pb, Ge, Cd, Ag | Meng et al., 2023 |  | QSL-7-2-spot no.3 | QSL-7-2-spot no.3 | underground mine |  |  |  |  | ore material | polished section | grab | mineral separate | [5 empty] | mineralisation | primary sulfide ores and secondary non-sulfide ores |  |  | sphalerite, pyrite, galena, hemimorphite, willemite, goethite, smithsonite, cerussite | hydrothermal (stages 1–3), supergene | massive, brecciated, replacive, infilling | Sp1 |  |  |  | calcite, greenockite | polished sections (150 µm thick) | LA-ICPMS, EMPA, SEM-EDS | JEOL JXA-i SP100 microprobe equipped with five wavelength-dispersive spectrometers; Tescan Mira 3 field emission scanning electron microscope equipped with an energy dispersive spectrometer; Tescan Integrated Mineral Analyzer (TIMA) system comprising a field emission scanning electron microscope (Tescan Mira 3), integrated with four energy dispersive detectors (EDAXElement) | Guangzhou Tuoyan Analytical Technology Co., Ltd., Guizhou, China (GTAT) | EPMA: 15 kV accelerating potential and a beam current of 10 or 20 nA, with a defocused beam diameter of 5 µm; peak counting times for analyzed elements varied between 10 and 40 s, background measurements at 50% of the peak counting duration on both sides of the analyzed peak. SEM: operating voltage of 25 kV and a working distance of ~15.0 mm. TIMA: dot-mapping mode with a working distance of 15 mm, spot size of ~92 nm, scanning at 3 µm resolution (operating at 25 kV, 11.6 nA). LA-ICP-MS mapping: laser energy of 5 J/cm2, repetition rate of 15 Hz, spot size of 10 µm, scan speed of 40 µm/s. | NIST 610, NIST 612, and GSD-1G as external standards | 4.1178 |  |  |  | 4.3123 | [15 empty] | 423.7448 | [11 empty] | 3.5611 | [9 empty] | 44782.7636 |  | 0.46655 |  |  |  | 305.6643 | [21 empty] | 78.2065 | [15 empty] | 3.8152 | [17 empty] | 0.96952 | [23 empty] | 0.59281 | [13 empty] | 13.2736 |  |  |  |  | 2025 | Wang, L., Han, R., Zhang, Y., Chen, Y., Liu, D. (2026). Unraveling the redistribution of trace elements during supergene processes: A case study from the Qingshan carbonate-hosted Zn-Pb deposit, SW China. Ore Geology Reviews, 188, 107059. |  | CHN | Southwest China
| Qingshan |  | Basin hydrothermal | Mississippi Valley-type (MVT) | MVT zinc-lead | Zn, Pb | Ge, Cd, Ag | Zn, Pb, Ge, Cd, Ag | Meng et al., 2023 |  | QSL-7-2-spot no.4 | QSL-7-2-spot no.4 | underground mine |  |  |  |  | ore material | polished section | grab | mineral separate | [5 empty] | mineralisation | primary sulfide ores and secondary non-sulfide ores |  |  | sphalerite, pyrite, galena, hemimorphite, willemite, goethite, smithsonite, cerussite | hydrothermal (stages 1–3), supergene | massive, brecciated, replacive, infilling | Sp1 |  |  |  | calcite, greenockite | polished sections (150 µm thick) | LA-ICPMS, EMPA, SEM-EDS | JEOL JXA-i SP100 microprobe equipped with five wavelength-dispersive spectrometers; Tescan Mira 3 field emission scanning electron microscope equipped with an energy dispersive spectrometer; Tescan Integrated Mineral Analyzer (TIMA) system comprising a field emission scanning electron microscope (Tescan Mira 3), integrated with four energy dispersive detectors (EDAXElement) | Guangzhou Tuoyan Analytical Technology Co., Ltd., Guizhou, China (GTAT) | EPMA: 15 kV accelerating potential and a beam current of 10 or 20 nA, with a defocused beam diameter of 5 µm; peak counting times for analyzed elements varied between 10 and 40 s, background measurements at 50% of the peak counting duration on both sides of the analyzed peak. SEM: operating voltage of 25 kV and a working distance of ~15.0 mm. TIMA: dot-mapping mode with a working distance of 15 mm, spot size of ~92 nm, scanning at 3 µm resolution (operating at 25 kV, 11.6 nA). LA-ICP-MS mapping: laser energy of 5 J/cm2, repetition rate of 15 Hz, spot size of 10 µm, scan speed of 40 µm/s. | NIST 610, NIST 612, and GSD-1G as external standards | 6.2617 |  |  |  | 1740.1473 | [15 empty] | 677.3788 | [11 empty] | 11.3035 | [9 empty] | 38767.7398 |  | 0.36375 |  |  |  | 204.0908 |  |  |  | 0.4792 | [17 empty] | 61.2042 | [15 empty] | 12.3636 | [17 empty] | 5.3375 | [23 empty] | 0.56836 | [13 empty] | 27.9283 |  |  |  |  | 2025 | Wang, L., Han, R., Zhang, Y., Chen, Y., Liu, D. (2026). Unraveling the redistribution of trace elements during supergene processes: A case study from the Qingshan carbonate-hosted Zn-Pb deposit, SW China. Ore Geology Reviews, 188, 107059. |  | CHN | Southwest China
| Qingshan |  | Basin hydrothermal | Mississippi Valley-type (MVT) | MVT zinc-lead | Zn, Pb | Ge, Cd, Ag | Zn, Pb, Ge, Cd, Ag | Meng et al., 2023 |  | QSL-7-2-spot no.5 | QSL-7-2-spot no.5 | underground mine |  |  |  |  | ore material | polished section | grab | mineral separate | [5 empty] | mineralisation | primary sulfide ores and secondary non-sulfide ores |  |  | sphalerite, pyrite, galena, hemimorphite, willemite, goethite, smithsonite, cerussite | hydrothermal (stages 1–3), supergene | massive, brecciated, replacive, infilling | Sp1 |  |  |  | calcite, greenockite | polished sections (150 µm thick) | LA-ICPMS, EMPA, SEM-EDS | JEOL JXA-i SP100 microprobe equipped with five wavelength-dispersive spectrometers; Tescan Mira 3 field emission scanning electron microscope equipped with an energy dispersive spectrometer; Tescan Integrated Mineral Analyzer (TIMA) system comprising a field emission scanning electron microscope (Tescan Mira 3), integrated with four energy dispersive detectors (EDAXElement) | Guangzhou Tuoyan Analytical Technology Co., Ltd., Guizhou, China (GTAT) | EPMA: 15 kV accelerating potential and a beam current of 10 or 20 nA, with a defocused beam diameter of 5 µm; peak counting times for analyzed elements varied between 10 and 40 s, background measurements at 50% of the peak counting duration on both sides of the analyzed peak. SEM: operating voltage of 25 kV and a working distance of ~15.0 mm. TIMA: dot-mapping mode with a working distance of 15 mm, spot size of ~92 nm, scanning at 3 µm resolution (operating at 25 kV, 11.6 nA). LA-ICP-MS mapping: laser energy of 5 J/cm2, repetition rate of 15 Hz, spot size of 10 µm, scan speed of 40 µm/s. | NIST 610, NIST 612, and GSD-1G as external standards | 0.45765 |  |  |  | 3.2935 | [15 empty] | 760.9784 | [11 empty] | 2.0337 | [9 empty] | 40966.3995 | [5 empty] | 567.6787 | [21 empty] | 74.8027 | [15 empty] | 11.3787 | [17 empty] | 3.2017 | [23 empty] | 1.4572 | [18 empty] | 2025 | Wang, L., Han, R., Zhang, Y., Chen, Y., Liu, D. (2026). Unraveling the redistribution of trace elements during supergene processes: A case study from the Qingshan carbonate-hosted Zn-Pb deposit, SW China. Ore Geology Reviews, 188, 107059. |  | CHN | Southwest China
| Qingshan |  | Basin hydrothermal | Mississippi Valley-type (MVT) | MVT zinc-lead | Zn, Pb | Ge, Cd, Ag | Zn, Pb, Ge, Cd, Ag | Meng et al., 2023 |  | QSL-7-2-spot no.6 | QSL-7-2-spot no.6 | underground mine |  |  |  |  | ore material | polished section | grab | mineral separate | [5 empty] | mineralisation | primary sulfide ores and secondary non-sulfide ores |  |  | sphalerite, pyrite, galena, hemimorphite, willemite, goethite, smithsonite, cerussite | hydrothermal (stages 1–3), supergene | massive, brecciated, replacive, infilling | Sp1 |  |  |  | calcite, greenockite | polished sections (150 µm thick) | LA-ICPMS, EMPA, SEM-EDS | JEOL JXA-i SP100 microprobe equipped with five wavelength-dispersive spectrometers; Tescan Mira 3 field emission scanning electron microscope equipped with an energy dispersive spectrometer; Tescan Integrated Mineral Analyzer (TIMA) system comprising a field emission scanning electron microscope (Tescan Mira 3), integrated with four energy dispersive detectors (EDAXElement) | Guangzhou Tuoyan Analytical Technology Co., Ltd., Guizhou, China (GTAT) | EPMA: 15 kV accelerating potential and a beam current of 10 or 20 nA, with a defocused beam diameter of 5 µm; peak counting times for analyzed elements varied between 10 and 40 s, background measurements at 50% of the peak counting duration on both sides of the analyzed peak. SEM: operating voltage of 25 kV and a working distance of ~15.0 mm. TIMA: dot-mapping mode with a working distance of 15 mm, spot size of ~92 nm, scanning at 3 µm resolution (operating at 25 kV, 11.6 nA). LA-ICP-MS mapping: laser energy of 5 J/cm2, repetition rate of 15 Hz, spot size of 10 µm, scan speed of 40 µm/s. | NIST 610, NIST 612, and GSD-1G as external standards | 0.2183 | [19 empty] | 536.5405 | [21 empty] | 41130.1817 | [5 empty] | 293.9308 | [21 empty] | 67.4355 | [15 empty] | 2.5131 | [41 empty] | 1.1765 | [18 empty] | 2025 | Wang, L., Han, R., Zhang, Y., Chen, Y., Liu, D. (2026). Unraveling the redistribution of trace elements during supergene processes: A case study from the Qingshan carbonate-hosted Zn-Pb deposit, SW China. Ore Geology Reviews, 188, 107059. |  | CHN | Southwest China
| Qingshan |  | Basin hydrothermal | Mississippi Valley-type (MVT) | MVT zinc-lead | Zn, Pb | Ge, Cd, Ag | Zn, Pb, Ge, Cd, Ag | Meng et al., 2023 |  | QSL-7-2-spot no.7 | QSL-7-2-spot no.7 | underground mine |  |  |  |  | ore material | polished section | grab | mineral separate | [5 empty] | mineralisation | primary sulfide ores and secondary non-sulfide ores |  |  | sphalerite, pyrite, galena, hemimorphite, willemite, goethite, smithsonite, cerussite | hydrothermal (stages 1–3), supergene | massive, brecciated, replacive, infilling | Sp1 |  |  |  | calcite, greenockite | polished sections (150 µm thick) | LA-ICPMS, EMPA, SEM-EDS | JEOL JXA-i SP100 microprobe equipped with five wavelength-dispersive spectrometers; Tescan Mira 3 field emission scanning electron microscope equipped with an energy dispersive spectrometer; Tescan Integrated Mineral Analyzer (TIMA) system comprising a field emission scanning electron microscope (Tescan Mira 3), integrated with four energy dispersive detectors (EDAXElement) | Guangzhou Tuoyan Analytical Technology Co., Ltd., Guizhou, China (GTAT) | EPMA: 15 kV accelerating potential and a beam current of 10 or 20 nA, with a defocused beam diameter of 5 µm; peak counting times for analyzed elements varied between 10 and 40 s, background measurements at 50% of the peak counting duration on both sides of the analyzed peak. SEM: operating voltage of 25 kV and a working distance of ~15.0 mm. TIMA: dot-mapping mode with a working distance of 15 mm, spot size of ~92 nm, scanning at 3 µm resolution (operating at 25 kV, 11.6 nA). LA-ICP-MS mapping: laser energy of 5 J/cm2, repetition rate of 15 Hz, spot size of 10 µm, scan speed of 40 µm/s. | NIST 610, NIST 612, and GSD-1G as external standards | 0.20022 |  |  |  | 63.3486 | [15 empty] | 604.7473 | [21 empty] | 30933.9821 | [5 empty] | 420.1007 | [21 empty] | 42.3166 | [15 empty] | 3.8701 | [17 empty] | 0.1496 | [23 empty] | 1.2871 | [18 empty] | 2025 | Wang, L., Han, R., Zhang, Y., Chen, Y., Liu, D. (2026). Unraveling the redistribution of trace elements during supergene processes: A case study from the Qingshan carbonate-hosted Zn-Pb deposit, SW China. Ore Geology Reviews, 188, 107059. |  | CHN | Southwest China
| Qingshan |  | Basin hydrothermal | Mississippi Valley-type (MVT) | MVT zinc-lead | Zn, Pb | Ge, Cd, Ag | Zn, Pb, Ge, Cd, Ag | Meng et al., 2023 |  | QSL-7-2-spot no.8 | QSL-7-2-spot no.8 | underground mine |  |  |  |  | ore material | polished section | grab | mineral separate | [5 empty] | mineralisation | primary sulfide ores and secondary non-sulfide ores |  |  | sphalerite, pyrite, galena, hemimorphite, willemite, goethite, smithsonite, cerussite | hydrothermal (stages 1–3), supergene | massive, brecciated, replacive, infilling | Sp1 |  |  |  | calcite, greenockite | polished sections (150 µm thick) | LA-ICPMS, EMPA, SEM-EDS | JEOL JXA-i SP100 microprobe equipped with five wavelength-dispersive spectrometers; Tescan Mira 3 field emission scanning electron microscope equipped with an energy dispersive spectrometer; Tescan Integrated Mineral Analyzer (TIMA) system comprising a field emission scanning electron microscope (Tescan Mira 3), integrated with four energy dispersive detectors (EDAXElement) | Guangzhou Tuoyan Analytical Technology Co., Ltd., Guizhou, China (GTAT) | EPMA: 15 kV accelerating potential and a beam current of 10 or 20 nA, with a defocused beam diameter of 5 µm; peak counting times for analyzed elements varied between 10 and 40 s, background measurements at 50% of the peak counting duration on both sides of the analyzed peak. SEM: operating voltage of 25 kV and a working distance of ~15.0 mm. TIMA: dot-mapping mode with a working distance of 15 mm, spot size of ~92 nm, scanning at 3 µm resolution (operating at 25 kV, 11.6 nA). LA-ICP-MS mapping: laser energy of 5 J/cm2, repetition rate of 15 Hz, spot size of 10 µm, scan speed of 40 µm/s. | NIST 610, NIST 612, and GSD-1G as external standards | 0.62795 |  |  |  | 1369.325 | [15 empty] | 524.9089 | [21 empty] | 51445.4381 | [5 empty] | 504.1726 | [21 empty] | 98.9833 | [15 empty] | 11.0083 | [17 empty] | 0.48316 | [23 empty] | 2.9903 | [18 empty] | 2025 | Wang, L., Han, R., Zhang, Y., Chen, Y., Liu, D. (2026). Unraveling the redistribution of trace elements during supergene processes: A case study from the Qingshan carbonate-hosted Zn-Pb deposit, SW China. Ore Geology Reviews, 188, 107059. |  | CHN | Southwest China
| Qingshan |  | Basin hydrothermal | Mississippi Valley-type (MVT) | MVT zinc-lead | Zn, Pb | Ge, Cd, Ag | Zn, Pb, Ge, Cd, Ag | Meng et al., 2023 |  | QSL-7-2-spot no.9 | QSL-7-2-spot no.9 | underground mine |  |  |  |  | ore material | polished section | grab | mineral separate | [5 empty] | mineralisation | primary sulfide ores and secondary non-sulfide ores |  |  | sphalerite, pyrite, galena, hemimorphite, willemite, goethite, smithsonite, cerussite | hydrothermal (stages 1–3), supergene | massive, brecciated, replacive, infilling | Sp1 |  |  |  | calcite, greenockite | polished sections (150 µm thick) | LA-ICPMS, EMPA, SEM-EDS | JEOL JXA-i SP100 microprobe equipped with five wavelength-dispersive spectrometers; Tescan Mira 3 field emission scanning electron microscope equipped with an energy dispersive spectrometer; Tescan Integrated Mineral Analyzer (TIMA) system comprising a field emission scanning electron microscope (Tescan Mira 3), integrated with four energy dispersive detectors (EDAXElement) | Guangzhou Tuoyan Analytical Technology Co., Ltd., Guizhou, China (GTAT) | EPMA: 15 kV accelerating potential and a beam current of 10 or 20 nA, with a defocused beam diameter of 5 µm; peak counting times for analyzed elements varied between 10 and 40 s, background measurements at 50% of the peak counting duration on both sides of the analyzed peak. SEM: operating voltage of 25 kV and a working distance of ~15.0 mm. TIMA: dot-mapping mode with a working distance of 15 mm, spot size of ~92 nm, scanning at 3 µm resolution (operating at 25 kV, 11.6 nA). LA-ICP-MS mapping: laser energy of 5 J/cm2, repetition rate of 15 Hz, spot size of 10 µm, scan speed of 40 µm/s. | NIST 610, NIST 612, and GSD-1G as external standards | 0.19895 | [19 empty] | 324.1303 | [21 empty] | 44750.8049 | [5 empty] | 161.3482 | [21 empty] | 69.3104 | [15 empty] | 1.1819 | [41 empty] | 0.38104 | [18 empty] | 2025 | Wang, L., Han, R., Zhang, Y., Chen, Y., Liu, D. (2026). Unraveling the redistribution of trace elements during supergene processes: A case study from the Qingshan carbonate-hosted Zn-Pb deposit, SW China. Ore Geology Reviews, 188, 107059. |  | CHN | Southwest China
| Qingshan |  | Basin hydrothermal | Mississippi Valley-type (MVT) | MVT zinc-lead | Zn, Pb | Ge, Cd, Ag | Zn, Pb, Ge, Cd, Ag | Meng et al., 2023 |  | QSL-7-2-spot no.10 | QSL-7-2-spot no.10 | underground mine |  |  |  |  | ore material | polished section | grab | mineral separate | [5 empty] | mineralisation | primary sulfide ores and secondary non-sulfide ores |  |  | sphalerite, pyrite, galena, hemimorphite, willemite, goethite, smithsonite, cerussite | hydrothermal (stages 1–3), supergene | massive, brecciated, replacive, infilling | Sp1 |  |  |  | calcite, greenockite | polished sections (150 µm thick) | LA-ICPMS, EMPA, SEM-EDS | JEOL JXA-i SP100 microprobe equipped with five wavelength-dispersive spectrometers; Tescan Mira 3 field emission scanning electron microscope equipped with an energy dispersive spectrometer; Tescan Integrated Mineral Analyzer (TIMA) system comprising a field emission scanning electron microscope (Tescan Mira 3), integrated with four energy dispersive detectors (EDAXElement) | Guangzhou Tuoyan Analytical Technology Co., Ltd., Guizhou, China (GTAT) | EPMA: 15 kV accelerating potential and a beam current of 10 or 20 nA, with a defocused beam diameter of 5 µm; peak counting times for analyzed elements varied between 10 and 40 s, background measurements at 50% of the peak counting duration on both sides of the analyzed peak. SEM: operating voltage of 25 kV and a working distance of ~15.0 mm. TIMA: dot-mapping mode with a working distance of 15 mm, spot size of ~92 nm, scanning at 3 µm resolution (operating at 25 kV, 11.6 nA). LA-ICP-MS mapping: laser energy of 5 J/cm2, repetition rate of 15 Hz, spot size of 10 µm, scan speed of 40 µm/s. | NIST 610, NIST 612, and GSD-1G as external standards | 1.2706 | [19 empty] | 1567.6963 | [21 empty] | 32757.8459 | [5 empty] | 671.64 |  |  |  | 0.24996 | [17 empty] | 45.9534 | [15 empty] | 13.6825 | [17 empty] | 1.1442 | [23 empty] | 3.6036 | [18 empty] | 2025 | Wang, L., Han, R., Zhang, Y., Chen, Y., Liu, D. (2026). Unraveling the redistribution of trace elements during supergene processes: A case study from the Qingshan carbonate-hosted Zn-Pb deposit, SW China. Ore Geology Reviews, 188, 107059. |  | CHN | Southwest China
| Qingshan |  | Basin hydrothermal | Mississippi Valley-type (MVT) | MVT zinc-lead | Zn, Pb | Ge, Cd, Ag | Zn, Pb, Ge, Cd, Ag | Meng et al., 2023 |  | Geometric mean-1 | Geometric mean-1 | underground mine |  |  |  |  | ore material | polished section | grab | mineral separate | [5 empty] | mineralisation | primary sulfide ores and secondary non-sulfide ores |  |  | sphalerite, pyrite, galena, hemimorphite, willemite, goethite, smithsonite, cerussite | hydrothermal (stages 1–3), supergene | massive, brecciated, replacive, infilling | colloform, oscillatory zoning, replacement, core-mantle-rim, dendritic, botryoidal, euhedral, subhedral, anhedral |  |  |  | calcite, greenockite | polished sections (150 µm thick) | LA-ICPMS, EMPA, SEM-EDS | JEOL JXA-i SP100 microprobe equipped with five wavelength-dispersive spectrometers; Tescan Mira 3 field emission scanning electron microscope equipped with an energy dispersive spectrometer; Tescan Integrated Mineral Analyzer (TIMA) system comprising a field emission scanning electron microscope (Tescan Mira 3), integrated with four energy dispersive detectors (EDAXElement) | Guangzhou Tuoyan Analytical Technology Co., Ltd., Guizhou, China (GTAT) | EPMA: 15 kV accelerating potential and a beam current of 10 or 20 nA, with a defocused beam diameter of 5 µm; peak counting times for analyzed elements varied between 10 and 40 s, background measurements at 50% of the peak counting duration on both sides of the analyzed peak. SEM: operating voltage of 25 kV and a working distance of ~15.0 mm. TIMA: dot-mapping mode with a working distance of 15 mm, spot size of ~92 nm, scanning at 3 µm resolution (operating at 25 kV, 11.6 nA). LA-ICP-MS mapping: laser energy of 5 J/cm2, repetition rate of 15 Hz, spot size of 10 µm, scan speed of 40 µm/s. | NIST 610, NIST 612, and GSD-1G as external standards | 0.70515 |  | 801.5664 |  | 138.2195 | [9 empty] | 0.12749 |  |  |  | 606.6703 |  | 585.7748 | [5 empty] | 1.5677 | [5 empty] | 0.77768 | [9 empty] | 38797.2959 |  | 0.52615 |  |  |  | 354.2788 | [19 empty] | 52.2543 |  | 62.4085 | [9 empty] | 10.0399 | [5 empty] | 5.0611 | [17 empty] | 0.6035 |  |  |  | 66.898 |  | 118119.1437 |  |  |  | 0.13234 |  | 448.5553 | [9 empty] | 81.9735 |  | 1.1234 | [5 empty] | 3.3483 | [7 empty] | 1.8024 |  |  |  |  | 2025 | Wang, L., Han, R., Zhang, Y., Chen, Y., Liu, D. (2026). Unraveling the redistribution of trace elements during supergene processes: A case study from the Qingshan carbonate-hosted Zn-Pb deposit, SW China. Ore Geology Reviews, 188, 107059. |  | CHN | Southwest China
| Qingshan |  | Basin hydrothermal | Mississippi Valley-type (MVT) | MVT zinc-lead | Zn, Pb | Ge, Cd, Ag | Zn, Pb, Ge, Cd, Ag | Meng et al., 2023 |  | Arithmetlc mean-1 | Arithmetlc mean-1 | underground mine |  |  |  |  | ore material | polished section | grab | mineral separate | [5 empty] | mineralisation | primary sulfide ores and secondary non-sulfide ores |  |  | sphalerite, pyrite, galena, hemimorphite, willemite, goethite, smithsonite, cerussite | hydrothermal (stages 1–3), supergene | massive, brecciated, replacive, infilling | colloform, oscillatory zoning, replacement, core-mantle-rim, dendritic, botryoidal, euhedral, subhedral, anhedral |  |  |  | calcite, greenockite | polished sections (150 µm thick) | LA-ICPMS, EMPA, SEM-EDS | JEOL JXA-i SP100 microprobe equipped with five wavelength-dispersive spectrometers; Tescan Mira 3 field emission scanning electron microscope equipped with an energy dispersive spectrometer; Tescan Integrated Mineral Analyzer (TIMA) system comprising a field emission scanning electron microscope (Tescan Mira 3), integrated with four energy dispersive detectors (EDAXElement) | Guangzhou Tuoyan Analytical Technology Co., Ltd., Guizhou, China (GTAT) | EPMA: 15 kV accelerating potential and a beam current of 10 or 20 nA, with a defocused beam diameter of 5 µm; peak counting times for analyzed elements varied between 10 and 40 s, background measurements at 50% of the peak counting duration on both sides of the analyzed peak. SEM: operating voltage of 25 kV and a working distance of ~15.0 mm. TIMA: dot-mapping mode with a working distance of 15 mm, spot size of ~92 nm, scanning at 3 µm resolution (operating at 25 kV, 11.6 nA). LA-ICP-MS mapping: laser energy of 5 J/cm2, repetition rate of 15 Hz, spot size of 10 µm, scan speed of 40 µm/s. | NIST 610, NIST 612, and GSD-1G as external standards | 1.4882 |  | 1440.8498 |  | 806.6301 | [9 empty] | 0.25605 |  |  |  | 619.6148 |  | 645.6613 | [5 empty] | 1.6573 | [5 empty] | 1.4574 | [9 empty] | 39337.3762 |  | 0.63863 |  |  |  | 388.0443 | [19 empty] | 106.8508 |  | 64.6769 | [9 empty] | 10.3727 | [5 empty] | 6.7186 | [17 empty] | 1.3329 |  |  |  | 97.7126 |  | 118123.9927 |  |  |  | 0.16292 |  | 589.864 | [9 empty] | 229.7104 |  | 1.4317 | [5 empty] | 5.7159 | [7 empty] | 2.4017 |  |  |  |  | 2025 | Wang, L., Han, R., Zhang, Y., Chen, Y., Liu, D. (2026). Unraveling the redistribution of trace elements during supergene processes: A case study from the Qingshan carbonate-hosted Zn-Pb deposit, SW China. Ore Geology Reviews, 188, 107059. |  | CHN | Southwest China
| Qingshan |  | Basin hydrothermal | Mississippi Valley-type (MVT) | MVT zinc-lead | Zn, Pb | Ge, Cd, Ag | Zn, Pb, Ge, Cd, Ag | Meng et al., 2023 |  | QSWL-13-3-spot no.1 | QSWL-13-3-spot no.1 | underground mine |  |  |  |  | ore material | polished section | grab | mineral separate | [5 empty] | mineralisation | primary sulfide ores and secondary non-sulfide ores |  |  | sphalerite, pyrite, galena, hemimorphite, willemite, goethite, smithsonite, cerussite | hydrothermal (stages 1–3), supergene | massive, brecciated, replacive, infilling | Sp1 |  |  |  | calcite, greenockite | polished sections (150 µm thick) | LA-ICPMS, EMPA, SEM-EDS | JEOL JXA-i SP100 microprobe equipped with five wavelength-dispersive spectrometers; Tescan Mira 3 field emission scanning electron microscope equipped with an energy dispersive spectrometer; Tescan Integrated Mineral Analyzer (TIMA) system comprising a field emission scanning electron microscope (Tescan Mira 3), integrated with four energy dispersive detectors (EDAXElement) | Guangzhou Tuoyan Analytical Technology Co., Ltd., Guizhou, China (GTAT) | EPMA: 15 kV accelerating potential and a beam current of 10 or 20 nA, with a defocused beam diameter of 5 µm; peak counting times for analyzed elements varied between 10 and 40 s, background measurements at 50% of the peak counting duration on both sides of the analyzed peak. SEM: operating voltage of 25 kV and a working distance of ~15.0 mm. TIMA: dot-mapping mode with a working distance of 15 mm, spot size of ~92 nm, scanning at 3 µm resolution (operating at 25 kV, 11.6 nA). LA-ICP-MS mapping: laser energy of 5 J/cm2, repetition rate of 15 Hz, spot size of 10 µm, scan speed of 40 µm/s. | NIST 610, NIST 612, and GSD-1G as external standards | 19.2467 |  |  |  | 5.338 | [9 empty] | 0.10947 | [5 empty] | 4167.8526 | [11 empty] | 14.2279 | [9 empty] | 13998.8884 |  | 1.4196 |  |  |  | 85.6522 | [21 empty] | 12.0232 | [15 empty] | 10.4904 | [17 empty] | 2.9793 | [9 empty] | 0.37592 | [13 empty] | 0.46393 | [18 empty] | 2025 | Wang, L., Han, R., Zhang, Y., Chen, Y., Liu, D. (2026). Unraveling the redistribution of trace elements during supergene processes: A case study from the Qingshan carbonate-hosted Zn-Pb deposit, SW China. Ore Geology Reviews, 188, 107059. |  | CHN | Southwest China
| Qingshan |  | Basin hydrothermal | Mississippi Valley-type (MVT) | MVT zinc-lead | Zn, Pb | Ge, Cd, Ag | Zn, Pb, Ge, Cd, Ag | Meng et al., 2023 |  | QSWL-13-3-spot no.2 | QSWL-13-3-spot no.2 | underground mine |  |  |  |  | ore material | polished section | grab | mineral separate | [5 empty] | mineralisation | primary sulfide ores and secondary non-sulfide ores |  |  | sphalerite, pyrite, galena, hemimorphite, willemite, goethite, smithsonite, cerussite | hydrothermal (stages 1–3), supergene | massive, brecciated, replacive, infilling | Sp1 |  |  |  | calcite, greenockite | polished sections (150 µm thick) | LA-ICPMS, EMPA, SEM-EDS | JEOL JXA-i SP100 microprobe equipped with five wavelength-dispersive spectrometers; Tescan Mira 3 field emission scanning electron microscope equipped with an energy dispersive spectrometer; Tescan Integrated Mineral Analyzer (TIMA) system comprising a field emission scanning electron microscope (Tescan Mira 3), integrated with four energy dispersive detectors (EDAXElement) | Guangzhou Tuoyan Analytical Technology Co., Ltd., Guizhou, China (GTAT) | EPMA: 15 kV accelerating potential and a beam current of 10 or 20 nA, with a defocused beam diameter of 5 µm; peak counting times for analyzed elements varied between 10 and 40 s, background measurements at 50% of the peak counting duration on both sides of the analyzed peak. SEM: operating voltage of 25 kV and a working distance of ~15.0 mm. TIMA: dot-mapping mode with a working distance of 15 mm, spot size of ~92 nm, scanning at 3 µm resolution (operating at 25 kV, 11.6 nA). LA-ICP-MS mapping: laser energy of 5 J/cm2, repetition rate of 15 Hz, spot size of 10 µm, scan speed of 40 µm/s. | NIST 610, NIST 612, and GSD-1G as external standards | 3.3049 |  |  |  | 337.6227 | [9 empty] | 0.17586 | [5 empty] | 1091.8903 | [11 empty] | 3.4241 | [9 empty] | 58471.552 |  | 0.10616 |  |  |  | 134.3793 | [21 empty] | 118.7272 | [15 empty] | 5.0878 | [17 empty] | 2.4041 | [9 empty] | 0.094589 | [13 empty] | 0.65971 | [18 empty] | 2025 | Wang, L., Han, R., Zhang, Y., Chen, Y., Liu, D. (2026). Unraveling the redistribution of trace elements during supergene processes: A case study from the Qingshan carbonate-hosted Zn-Pb deposit, SW China. Ore Geology Reviews, 188, 107059. |  | CHN | Southwest China
| Qingshan |  | Basin hydrothermal | Mississippi Valley-type (MVT) | MVT zinc-lead | Zn, Pb | Ge, Cd, Ag | Zn, Pb, Ge, Cd, Ag | Meng et al., 2023 |  | QSWL-13-3-spot no.3 | QSWL-13-3-spot no.3 | underground mine |  |  |  |  | ore material | polished section | grab | mineral separate | [5 empty] | mineralisation | primary sulfide ores and secondary non-sulfide ores |  |  | sphalerite, pyrite, galena, hemimorphite, willemite, goethite, smithsonite, cerussite | hydrothermal (stages 1–3), supergene | massive, brecciated, replacive, infilling | Sp1 |  |  |  | calcite, greenockite | polished sections (150 µm thick) | LA-ICPMS, EMPA, SEM-EDS | JEOL JXA-i SP100 microprobe equipped with five wavelength-dispersive spectrometers; Tescan Mira 3 field emission scanning electron microscope equipped with an energy dispersive spectrometer; Tescan Integrated Mineral Analyzer (TIMA) system comprising a field emission scanning electron microscope (Tescan Mira 3), integrated with four energy dispersive detectors (EDAXElement) | Guangzhou Tuoyan Analytical Technology Co., Ltd., Guizhou, China (GTAT) | EPMA: 15 kV accelerating potential and a beam current of 10 or 20 nA, with a defocused beam diameter of 5 µm; peak counting times for analyzed elements varied between 10 and 40 s, background measurements at 50% of the peak counting duration on both sides of the analyzed peak. SEM: operating voltage of 25 kV and a working distance of ~15.0 mm. TIMA: dot-mapping mode with a working distance of 15 mm, spot size of ~92 nm, scanning at 3 µm resolution (operating at 25 kV, 11.6 nA). LA-ICP-MS mapping: laser energy of 5 J/cm2, repetition rate of 15 Hz, spot size of 10 µm, scan speed of 40 µm/s. | NIST 610, NIST 612, and GSD-1G as external standards | 4.7126 |  |  |  | 7.6069 | [9 empty] | 0.059058 | [5 empty] | 1301.9042 | [11 empty] | 27.017 | [9 empty] | 40091.6027 |  | 0.35483 |  |  |  | 477.9387 | [21 empty] | 65.2814 | [15 empty] | 37.8925 | [17 empty] | 5.4564 | [9 empty] | 0.14045 | [13 empty] | 1.5998 | [18 empty] | 2025 | Wang, L., Han, R., Zhang, Y., Chen, Y., Liu, D. (2026). Unraveling the redistribution of trace elements during supergene processes: A case study from the Qingshan carbonate-hosted Zn-Pb deposit, SW China. Ore Geology Reviews, 188, 107059. |  | CHN | Southwest China
| Qingshan |  | Basin hydrothermal | Mississippi Valley-type (MVT) | MVT zinc-lead | Zn, Pb | Ge, Cd, Ag | Zn, Pb, Ge, Cd, Ag | Meng et al., 2023 |  | QSWL-13-3-spot no.4 | QSWL-13-3-spot no.4 | underground mine |  |  |  |  | ore material | polished section | grab | mineral separate | [5 empty] | mineralisation | primary sulfide ores and secondary non-sulfide ores |  |  | sphalerite, pyrite, galena, hemimorphite, willemite, goethite, smithsonite, cerussite | hydrothermal (stages 1–3), supergene | massive, brecciated, replacive, infilling | Sp1 |  |  |  | calcite, greenockite | polished sections (150 µm thick) | LA-ICPMS, EMPA, SEM-EDS | JEOL JXA-i SP100 microprobe equipped with five wavelength-dispersive spectrometers; Tescan Mira 3 field emission scanning electron microscope equipped with an energy dispersive spectrometer; Tescan Integrated Mineral Analyzer (TIMA) system comprising a field emission scanning electron microscope (Tescan Mira 3), integrated with four energy dispersive detectors (EDAXElement) | Guangzhou Tuoyan Analytical Technology Co., Ltd., Guizhou, China (GTAT) | EPMA: 15 kV accelerating potential and a beam current of 10 or 20 nA, with a defocused beam diameter of 5 µm; peak counting times for analyzed elements varied between 10 and 40 s, background measurements at 50% of the peak counting duration on both sides of the analyzed peak. SEM: operating voltage of 25 kV and a working distance of ~15.0 mm. TIMA: dot-mapping mode with a working distance of 15 mm, spot size of ~92 nm, scanning at 3 µm resolution (operating at 25 kV, 11.6 nA). LA-ICP-MS mapping: laser energy of 5 J/cm2, repetition rate of 15 Hz, spot size of 10 µm, scan speed of 40 µm/s. | NIST 610, NIST 612, and GSD-1G as external standards | 3.7222 |  |  |  | 1294.8664 | [9 empty] | 0.12063 | [5 empty] | 1045.0242 | [11 empty] | 9.7016 | [9 empty] | 41757.0293 |  | 0.28402 |  |  |  | 411.0181 |  |  |  | 0.59567 | [17 empty] | 62.3988 | [15 empty] | 19.3055 | [17 empty] | 8.1575 | [9 empty] | 0.26172 | [13 empty] | 0.92787 | [13 empty] | 24.2091 |  |  |  |  | 2025 | Wang, L., Han, R., Zhang, Y., Chen, Y., Liu, D. (2026). Unraveling the redistribution of trace elements during supergene processes: A case study from the Qingshan carbonate-hosted Zn-Pb deposit, SW China. Ore Geology Reviews, 188, 107059. |  | CHN | Southwest China
| Qingshan |  | Basin hydrothermal | Mississippi Valley-type (MVT) | MVT zinc-lead | Zn, Pb | Ge, Cd, Ag | Zn, Pb, Ge, Cd, Ag | Meng et al., 2023 |  | QSWL-13-3-spot no.5 | QSWL-13-3-spot no.5 | underground mine |  |  |  |  | ore material | polished section | grab | mineral separate | [5 empty] | mineralisation | primary sulfide ores and secondary non-sulfide ores |  |  | sphalerite, pyrite, galena, hemimorphite, willemite, goethite, smithsonite, cerussite | hydrothermal (stages 1–3), supergene | massive, brecciated, replacive, infilling | Sp1 |  |  |  | calcite, greenockite | polished sections (150 µm thick) | LA-ICPMS, EMPA, SEM-EDS | JEOL JXA-i SP100 microprobe equipped with five wavelength-dispersive spectrometers; Tescan Mira 3 field emission scanning electron microscope equipped with an energy dispersive spectrometer; Tescan Integrated Mineral Analyzer (TIMA) system comprising a field emission scanning electron microscope (Tescan Mira 3), integrated with four energy dispersive detectors (EDAXElement) | Guangzhou Tuoyan Analytical Technology Co., Ltd., Guizhou, China (GTAT) | EPMA: 15 kV accelerating potential and a beam current of 10 or 20 nA, with a defocused beam diameter of 5 µm; peak counting times for analyzed elements varied between 10 and 40 s, background measurements at 50% of the peak counting duration on both sides of the analyzed peak. SEM: operating voltage of 25 kV and a working distance of ~15.0 mm. TIMA: dot-mapping mode with a working distance of 15 mm, spot size of ~92 nm, scanning at 3 µm resolution (operating at 25 kV, 11.6 nA). LA-ICP-MS mapping: laser energy of 5 J/cm2, repetition rate of 15 Hz, spot size of 10 µm, scan speed of 40 µm/s. | NIST 610, NIST 612, and GSD-1G as external standards | 2.0213 |  |  |  | 0.86332 | [9 empty] | 0.051025 | [5 empty] | 1658.0668 | [11 empty] | 2.1975 | [9 empty] | 30082.1957 | [5 empty] | 596.779 | [21 empty] | 39.0534 | [15 empty] | 14.2391 | [17 empty] | 0.28569 | [9 empty] | 0.13144 | [13 empty] | 1.885 | [13 empty] | 1.4847 |  |  |  |  | 2025 | Wang, L., Han, R., Zhang, Y., Chen, Y., Liu, D. (2026). Unraveling the redistribution of trace elements during supergene processes: A case study from the Qingshan carbonate-hosted Zn-Pb deposit, SW China. Ore Geology Reviews, 188, 107059. |  | CHN | Southwest China
| Qingshan |  | Basin hydrothermal | Mississippi Valley-type (MVT) | MVT zinc-lead | Zn, Pb | Ge, Cd, Ag | Zn, Pb, Ge, Cd, Ag | Meng et al., 2023 |  | QSWL-13-3-spot no.6 | QSWL-13-3-spot no.6 | underground mine |  |  |  |  | ore material | polished section | grab | mineral separate | [5 empty] | mineralisation | primary sulfide ores and secondary non-sulfide ores |  |  | sphalerite, pyrite, galena, hemimorphite, willemite, goethite, smithsonite, cerussite | hydrothermal (stages 1–3), supergene | massive, brecciated, replacive, infilling | Sp1 |  |  |  | calcite, greenockite | polished sections (150 µm thick) | LA-ICPMS, EMPA, SEM-EDS | JEOL JXA-i SP100 microprobe equipped with five wavelength-dispersive spectrometers; Tescan Mira 3 field emission scanning electron microscope equipped with an energy dispersive spectrometer; Tescan Integrated Mineral Analyzer (TIMA) system comprising a field emission scanning electron microscope (Tescan Mira 3), integrated with four energy dispersive detectors (EDAXElement) | Guangzhou Tuoyan Analytical Technology Co., Ltd., Guizhou, China (GTAT) | EPMA: 15 kV accelerating potential and a beam current of 10 or 20 nA, with a defocused beam diameter of 5 µm; peak counting times for analyzed elements varied between 10 and 40 s, background measurements at 50% of the peak counting duration on both sides of the analyzed peak. SEM: operating voltage of 25 kV and a working distance of ~15.0 mm. TIMA: dot-mapping mode with a working distance of 15 mm, spot size of ~92 nm, scanning at 3 µm resolution (operating at 25 kV, 11.6 nA). LA-ICP-MS mapping: laser energy of 5 J/cm2, repetition rate of 15 Hz, spot size of 10 µm, scan speed of 40 µm/s. | NIST 610, NIST 612, and GSD-1G as external standards | 3.7628 |  |  |  | 2.378 | [9 empty] | 0.083974 | [5 empty] | 1943.2857 | [11 empty] | 15.0614 | [9 empty] | 33944.5617 | [5 empty] | 608.5144 |  |  |  | 0.56841 | [17 empty] | 49.9182 | [15 empty] | 48.8062 | [17 empty] | 3.0806 | [9 empty] | 0.12233 | [13 empty] | 2.1108 | [13 empty] | 38.4298 |  |  |  |  | 2025 | Wang, L., Han, R., Zhang, Y., Chen, Y., Liu, D. (2026). Unraveling the redistribution of trace elements during supergene processes: A case study from the Qingshan carbonate-hosted Zn-Pb deposit, SW China. Ore Geology Reviews, 188, 107059. |  | CHN | Southwest China
| Qingshan |  | Basin hydrothermal | Mississippi Valley-type (MVT) | MVT zinc-lead | Zn, Pb | Ge, Cd, Ag | Zn, Pb, Ge, Cd, Ag | Meng et al., 2023 |  | QSWL-13-3-spot no.7 | QSWL-13-3-spot no.7 | underground mine |  |  |  |  | ore material | polished section | grab | mineral separate | [5 empty] | mineralisation | primary sulfide ores and secondary non-sulfide ores |  |  | sphalerite, pyrite, galena, hemimorphite, willemite, goethite, smithsonite, cerussite | hydrothermal (stages 1–3), supergene | massive, brecciated, replacive, infilling | Sp1 |  |  |  | calcite, greenockite | polished sections (150 µm thick) | LA-ICPMS, EMPA, SEM-EDS | JEOL JXA-i SP100 microprobe equipped with five wavelength-dispersive spectrometers; Tescan Mira 3 field emission scanning electron microscope equipped with an energy dispersive spectrometer; Tescan Integrated Mineral Analyzer (TIMA) system comprising a field emission scanning electron microscope (Tescan Mira 3), integrated with four energy dispersive detectors (EDAXElement) | Guangzhou Tuoyan Analytical Technology Co., Ltd., Guizhou, China (GTAT) | EPMA: 15 kV accelerating potential and a beam current of 10 or 20 nA, with a defocused beam diameter of 5 µm; peak counting times for analyzed elements varied between 10 and 40 s, background measurements at 50% of the peak counting duration on both sides of the analyzed peak. SEM: operating voltage of 25 kV and a working distance of ~15.0 mm. TIMA: dot-mapping mode with a working distance of 15 mm, spot size of ~92 nm, scanning at 3 µm resolution (operating at 25 kV, 11.6 nA). LA-ICP-MS mapping: laser energy of 5 J/cm2, repetition rate of 15 Hz, spot size of 10 µm, scan speed of 40 µm/s. | NIST 610, NIST 612, and GSD-1G as external standards | 11.0377 |  |  |  | 7.6799 | [9 empty] | 1.0416 | [5 empty] | 1852.5236 | [11 empty] | 18.7683 | [9 empty] | 29737.6482 | [5 empty] | 437.7695 | [7 empty] | 0.025931 | [13 empty] | 52.5085 | [15 empty] | 62.5502 | [17 empty] | 4.5141 | [9 empty] | 0.12959 | [13 empty] | 2.6542 | [13 empty] | 7.3073 |  |  |  |  | 2025 | Wang, L., Han, R., Zhang, Y., Chen, Y., Liu, D. (2026). Unraveling the redistribution of trace elements during supergene processes: A case study from the Qingshan carbonate-hosted Zn-Pb deposit, SW China. Ore Geology Reviews, 188, 107059. |  | CHN | Southwest China
| Qingshan |  | Basin hydrothermal | Mississippi Valley-type (MVT) | MVT zinc-lead | Zn, Pb | Ge, Cd, Ag | Zn, Pb, Ge, Cd, Ag | Meng et al., 2023 |  | QSWL-13-3-spot no.8 | QSWL-13-3-spot no.8 | underground mine |  |  |  |  | ore material | polished section | grab | mineral separate | [5 empty] | mineralisation | primary sulfide ores and secondary non-sulfide ores |  |  | sphalerite, pyrite, galena, hemimorphite, willemite, goethite, smithsonite, cerussite | hydrothermal (stages 1–3), supergene | massive, brecciated, replacive, infilling | Sp1 |  |  |  | calcite, greenockite | polished sections (150 µm thick) | LA-ICPMS, EMPA, SEM-EDS | JEOL JXA-i SP100 microprobe equipped with five wavelength-dispersive spectrometers; Tescan Mira 3 field emission scanning electron microscope equipped with an energy dispersive spectrometer; Tescan Integrated Mineral Analyzer (TIMA) system comprising a field emission scanning electron microscope (Tescan Mira 3), integrated with four energy dispersive detectors (EDAXElement) | Guangzhou Tuoyan Analytical Technology Co., Ltd., Guizhou, China (GTAT) | EPMA: 15 kV accelerating potential and a beam current of 10 or 20 nA, with a defocused beam diameter of 5 µm; peak counting times for analyzed elements varied between 10 and 40 s, background measurements at 50% of the peak counting duration on both sides of the analyzed peak. SEM: operating voltage of 25 kV and a working distance of ~15.0 mm. TIMA: dot-mapping mode with a working distance of 15 mm, spot size of ~92 nm, scanning at 3 µm resolution (operating at 25 kV, 11.6 nA). LA-ICP-MS mapping: laser energy of 5 J/cm2, repetition rate of 15 Hz, spot size of 10 µm, scan speed of 40 µm/s. | NIST 610, NIST 612, and GSD-1G as external standards | 0.69773 |  |  |  | 615.9742 | [9 empty] | 0.82246 | [5 empty] | 703.2755 | [11 empty] | 2.0066 | [9 empty] | 66736.1995 | [5 empty] | 108.9294 |  |  |  | 0.37171 | [17 empty] | 137.4434 | [15 empty] | 0.75567 | [17 empty] | 68.4407 | [9 empty] | 0.14314 | [13 empty] | 0.70979 | [13 empty] | 11.2961 |  |  |  |  | 2025 | Wang, L., Han, R., Zhang, Y., Chen, Y., Liu, D. (2026). Unraveling the redistribution of trace elements during supergene processes: A case study from the Qingshan carbonate-hosted Zn-Pb deposit, SW China. Ore Geology Reviews, 188, 107059. |  | CHN | Southwest China
| Qingshan |  | Basin hydrothermal | Mississippi Valley-type (MVT) | MVT zinc-lead | Zn, Pb | Ge, Cd, Ag | Zn, Pb, Ge, Cd, Ag | Meng et al., 2023 |  | QSWL-13-3-spot no.9 | QSWL-13-3-spot no.9 | underground mine |  |  |  |  | ore material | polished section | grab | mineral separate | [5 empty] | mineralisation | primary sulfide ores and secondary non-sulfide ores |  |  | sphalerite, pyrite, galena, hemimorphite, willemite, goethite, smithsonite, cerussite | hydrothermal (stages 1–3), supergene | massive, brecciated, replacive, infilling | Sp1 |  |  |  | calcite, greenockite | polished sections (150 µm thick) | LA-ICPMS, EMPA, SEM-EDS | JEOL JXA-i SP100 microprobe equipped with five wavelength-dispersive spectrometers; Tescan Mira 3 field emission scanning electron microscope equipped with an energy dispersive spectrometer; Tescan Integrated Mineral Analyzer (TIMA) system comprising a field emission scanning electron microscope (Tescan Mira 3), integrated with four energy dispersive detectors (EDAXElement) | Guangzhou Tuoyan Analytical Technology Co., Ltd., Guizhou, China (GTAT) | EPMA: 15 kV accelerating potential and a beam current of 10 or 20 nA, with a defocused beam diameter of 5 µm; peak counting times for analyzed elements varied between 10 and 40 s, background measurements at 50% of the peak counting duration on both sides of the analyzed peak. SEM: operating voltage of 25 kV and a working distance of ~15.0 mm. TIMA: dot-mapping mode with a working distance of 15 mm, spot size of ~92 nm, scanning at 3 µm resolution (operating at 25 kV, 11.6 nA). LA-ICP-MS mapping: laser energy of 5 J/cm2, repetition rate of 15 Hz, spot size of 10 µm, scan speed of 40 µm/s. | NIST 610, NIST 612, and GSD-1G as external standards | 0.87514 |  |  |  | 1320.9529 | [9 empty] | 0.056644 | [5 empty] | 1166.5452 | [5 empty] | 0.58243 | [5 empty] | 3.3138 | [9 empty] | 49544.8211 |  | 0.51313 |  |  |  | 225.6747 |  |  |  | 0.50692 | [17 empty] | 85.5082 | [15 empty] | 8.5947 | [17 empty] | 0.92696 | [9 empty] | 0.16273 | [13 empty] | 0.27444 | [13 empty] | 6.9622 |  |  |  |  | 2025 | Wang, L., Han, R., Zhang, Y., Chen, Y., Liu, D. (2026). Unraveling the redistribution of trace elements during supergene processes: A case study from the Qingshan carbonate-hosted Zn-Pb deposit, SW China. Ore Geology Reviews, 188, 107059. |  | CHN | Southwest China
| Qingshan |  | Basin hydrothermal | Mississippi Valley-type (MVT) | MVT zinc-lead | Zn, Pb | Ge, Cd, Ag | Zn, Pb, Ge, Cd, Ag | Meng et al., 2023 |  | QSWL-13-3-spot no.10 | QSWL-13-3-spot no.10 | underground mine |  |  |  |  | ore material | polished section | grab | mineral separate | [5 empty] | mineralisation | primary sulfide ores and secondary non-sulfide ores |  |  | sphalerite, pyrite, galena, hemimorphite, willemite, goethite, smithsonite, cerussite | hydrothermal (stages 1–3), supergene | massive, brecciated, replacive, infilling | Sp1 |  |  |  | calcite, greenockite | polished sections (150 µm thick) | LA-ICPMS, EMPA, SEM-EDS | JEOL JXA-i SP100 microprobe equipped with five wavelength-dispersive spectrometers; Tescan Mira 3 field emission scanning electron microscope equipped with an energy dispersive spectrometer; Tescan Integrated Mineral Analyzer (TIMA) system comprising a field emission scanning electron microscope (Tescan Mira 3), integrated with four energy dispersive detectors (EDAXElement) | Guangzhou Tuoyan Analytical Technology Co., Ltd., Guizhou, China (GTAT) | EPMA: 15 kV accelerating potential and a beam current of 10 or 20 nA, with a defocused beam diameter of 5 µm; peak counting times for analyzed elements varied between 10 and 40 s, background measurements at 50% of the peak counting duration on both sides of the analyzed peak. SEM: operating voltage of 25 kV and a working distance of ~15.0 mm. TIMA: dot-mapping mode with a working distance of 15 mm, spot size of ~92 nm, scanning at 3 µm resolution (operating at 25 kV, 11.6 nA). LA-ICP-MS mapping: laser energy of 5 J/cm2, repetition rate of 15 Hz, spot size of 10 µm, scan speed of 40 µm/s. | NIST 610, NIST 612, and GSD-1G as external standards | 208.0356 |  |  |  | 737.3376 | [9 empty] | 0.039772 | [5 empty] | 1668.9704 | [5 empty] | 0.49706 | [5 empty] | 42.6206 | [9 empty] | 25136.2694 | [5 empty] | 272.384 |  |  |  | 0.33835 | [17 empty] | 42.8132 | [15 empty] | 91.6037 | [17 empty] | 15.3682 | [9 empty] | 0.12643 | [13 empty] | 1.0543 | [18 empty] | 2025 | Wang, L., Han, R., Zhang, Y., Chen, Y., Liu, D. (2026). Unraveling the redistribution of trace elements during supergene processes: A case study from the Qingshan carbonate-hosted Zn-Pb deposit, SW China. Ore Geology Reviews, 188, 107059. |  | CHN | Southwest China
| Qingshan |  | Basin hydrothermal | Mississippi Valley-type (MVT) | MVT zinc-lead | Zn, Pb | Ge, Cd, Ag | Zn, Pb, Ge, Cd, Ag | Meng et al., 2023 |  | QSWL-13-3-spot no.11 | QSWL-13-3-spot no.11 | underground mine |  |  |  |  | ore material | polished section | grab | mineral separate | [5 empty] | mineralisation | primary sulfide ores and secondary non-sulfide ores |  |  | sphalerite, pyrite, galena, hemimorphite, willemite, goethite, smithsonite, cerussite | hydrothermal (stages 1–3), supergene | massive, brecciated, replacive, infilling | Sp1 |  |  |  | calcite, greenockite | polished sections (150 µm thick) | LA-ICPMS, EMPA, SEM-EDS | JEOL JXA-i SP100 microprobe equipped with five wavelength-dispersive spectrometers; Tescan Mira 3 field emission scanning electron microscope equipped with an energy dispersive spectrometer; Tescan Integrated Mineral Analyzer (TIMA) system comprising a field emission scanning electron microscope (Tescan Mira 3), integrated with four energy dispersive detectors (EDAXElement) | Guangzhou Tuoyan Analytical Technology Co., Ltd., Guizhou, China (GTAT) | EPMA: 15 kV accelerating potential and a beam current of 10 or 20 nA, with a defocused beam diameter of 5 µm; peak counting times for analyzed elements varied between 10 and 40 s, background measurements at 50% of the peak counting duration on both sides of the analyzed peak. SEM: operating voltage of 25 kV and a working distance of ~15.0 mm. TIMA: dot-mapping mode with a working distance of 15 mm, spot size of ~92 nm, scanning at 3 µm resolution (operating at 25 kV, 11.6 nA). LA-ICP-MS mapping: laser energy of 5 J/cm2, repetition rate of 15 Hz, spot size of 10 µm, scan speed of 40 µm/s. | NIST 610, NIST 612, and GSD-1G as external standards | 12.0838 | [19 empty] | 2557.2247 | [11 empty] | 4.322 | [9 empty] | 44731.1495 |  | 0.053781 |  |  |  | 398.5034 | [21 empty] | 73.6803 | [15 empty] | 38.6441 | [17 empty] | 7.364 | [23 empty] | 2.1505 | [18 empty] | 2025 | Wang, L., Han, R., Zhang, Y., Chen, Y., Liu, D. (2026). Unraveling the redistribution of trace elements during supergene processes: A case study from the Qingshan carbonate-hosted Zn-Pb deposit, SW China. Ore Geology Reviews, 188, 107059. |  | CHN | Southwest China
| Qingshan |  | Basin hydrothermal | Mississippi Valley-type (MVT) | MVT zinc-lead | Zn, Pb | Ge, Cd, Ag | Zn, Pb, Ge, Cd, Ag | Meng et al., 2023 |  | Geometric mean-2 | Geometric mean-2 | underground mine |  |  |  |  | ore material | polished section | grab | mineral separate | [5 empty] | mineralisation | primary sulfide ores and secondary non-sulfide ores |  |  | sphalerite, pyrite, galena, hemimorphite, willemite, goethite, smithsonite, cerussite | hydrothermal (stages 1–3), supergene | massive, brecciated, replacive, infilling | colloform, oscillatory zoning, replacement, core-mantle-rim, dendritic, botryoidal, euhedral, subhedral, anhedral |  |  |  | calcite, greenockite | polished sections (150 µm thick) | LA-ICPMS, EMPA, SEM-EDS | JEOL JXA-i SP100 microprobe equipped with five wavelength-dispersive spectrometers; Tescan Mira 3 field emission scanning electron microscope equipped with an energy dispersive spectrometer; Tescan Integrated Mineral Analyzer (TIMA) system comprising a field emission scanning electron microscope (Tescan Mira 3), integrated with four energy dispersive detectors (EDAXElement) | Guangzhou Tuoyan Analytical Technology Co., Ltd., Guizhou, China (GTAT) | EPMA: 15 kV accelerating potential and a beam current of 10 or 20 nA, with a defocused beam diameter of 5 µm; peak counting times for analyzed elements varied between 10 and 40 s, background measurements at 50% of the peak counting duration on both sides of the analyzed peak. SEM: operating voltage of 25 kV and a working distance of ~15.0 mm. TIMA: dot-mapping mode with a working distance of 15 mm, spot size of ~92 nm, scanning at 3 µm resolution (operating at 25 kV, 11.6 nA). LA-ICP-MS mapping: laser energy of 5 J/cm2, repetition rate of 15 Hz, spot size of 10 µm, scan speed of 40 µm/s. | NIST 610, NIST 612, and GSD-1G as external standards | 5.5158 |  | 3.4379 |  | 145.7545 | [9 empty] | 0.14852 |  |  |  | 904.5959 |  | 1555.9473 | [5 empty] | 2.343 | [5 empty] | 8.0901 | [9 empty] | 36532.537 |  | 0.15081 |  |  |  | 283.7251 |  |  |  | 0.38343 | [15 empty] | 70.5065 |  | 57.3485 | [9 empty] | 25.7828 | [5 empty] | 17.2018 | [17 empty] | 2.2429 |  |  |  | 856.3528 |  | 117240.1909 |  |  |  | 0.12566 |  | 47.5665 | [9 empty] | 566.2113 |  | 1.0707 | [5 empty] | 2.4921 | [7 empty] | 1.8102 |  |  |  |  | 2025 | Wang, L., Han, R., Zhang, Y., Chen, Y., Liu, D. (2026). Unraveling the redistribution of trace elements during supergene processes: A case study from the Qingshan carbonate-hosted Zn-Pb deposit, SW China. Ore Geology Reviews, 188, 107059. |  | CHN | Southwest China
| Qingshan |  | Basin hydrothermal | Mississippi Valley-type (MVT) | MVT zinc-lead | Zn, Pb | Ge, Cd, Ag | Zn, Pb, Ge, Cd, Ag | Meng et al., 2023 |  | Arithmetlc mean-2 | Arithmetlc mean-2 | underground mine |  |  |  |  | ore material | polished section | grab | mineral separate | [5 empty] | mineralisation | primary sulfide ores and secondary non-sulfide ores |  |  | sphalerite, pyrite, galena, hemimorphite, willemite, goethite, smithsonite, cerussite | hydrothermal (stages 1–3), supergene | massive, brecciated, replacive, infilling | colloform, oscillatory zoning, replacement, core-mantle-rim, dendritic, botryoidal, euhedral, subhedral, anhedral |  |  |  | calcite, greenockite | polished sections (150 µm thick) | LA-ICPMS, EMPA, SEM-EDS | JEOL JXA-i SP100 microprobe equipped with five wavelength-dispersive spectrometers; Tescan Mira 3 field emission scanning electron microscope equipped with an energy dispersive spectrometer; Tescan Integrated Mineral Analyzer (TIMA) system comprising a field emission scanning electron microscope (Tescan Mira 3), integrated with four energy dispersive detectors (EDAXElement) | Guangzhou Tuoyan Analytical Technology Co., Ltd., Guizhou, China (GTAT) | EPMA: 15 kV accelerating potential and a beam current of 10 or 20 nA, with a defocused beam diameter of 5 µm; peak counting times for analyzed elements varied between 10 and 40 s, background measurements at 50% of the peak counting duration on both sides of the analyzed peak. SEM: operating voltage of 25 kV and a working distance of ~15.0 mm. TIMA: dot-mapping mode with a working distance of 15 mm, spot size of ~92 nm, scanning at 3 µm resolution (operating at 25 kV, 11.6 nA). LA-ICP-MS mapping: laser energy of 5 J/cm2, repetition rate of 15 Hz, spot size of 10 µm, scan speed of 40 µm/s. | NIST 610, NIST 612, and GSD-1G as external standards | 24.5 |  | 3.8216 |  | 612.2463 | [9 empty] | 0.24329 |  |  |  | 983.5667 |  | 1741.5057 | [5 empty] | 2.3724 | [5 empty] | 12.9692 | [9 empty] | 39475.6289 |  | 0.2821 |  |  |  | 341.5948 |  |  |  | 0.39729 | [15 empty] | 71.7968 |  | 67.2142 | [9 empty] | 25.9083 | [5 empty] | 30.7245 | [17 empty] | 4.5992 |  |  |  | 900.2413 |  | 117255.9046 |  |  |  | 0.13941 |  | 53.5393 | [9 empty] | 590.5996 |  | 1.3173 | [5 empty] | 2.6076 | [7 empty] | 2.2007 |  |  |  |  | 2025 | Wang, L., Han, R., Zhang, Y., Chen, Y., Liu, D. (2026). Unraveling the redistribution of trace elements during supergene processes: A case study from the Qingshan carbonate-hosted Zn-Pb deposit, SW China. Ore Geology Reviews, 188, 107059. |  | CHN | Southwest China
| Qingshan |  | Basin hydrothermal | Mississippi Valley-type (MVT) | MVT zinc-lead | Zn, Pb | Ge, Cd, Ag | Zn, Pb, Ge, Cd, Ag | Meng et al., 2023 |  | QSWL-5-1-spot no.1 | QSWL-5-1-spot no.1 | underground mine |  |  |  |  | ore material | polished section | grab | mineral separate | [5 empty] | mineralisation | primary sulfide ores and secondary non-sulfide ores |  |  | sphalerite, pyrite, galena, hemimorphite, willemite, goethite, smithsonite, cerussite | hydrothermal (stages 1–3), supergene | massive, brecciated, replacive, infilling | Sp2 |  |  |  | calcite, greenockite | polished sections (150 µm thick) | LA-ICPMS, EMPA, SEM-EDS | JEOL JXA-i SP100 microprobe equipped with five wavelength-dispersive spectrometers; Tescan Mira 3 field emission scanning electron microscope equipped with an energy dispersive spectrometer; Tescan Integrated Mineral Analyzer (TIMA) system comprising a field emission scanning electron microscope (Tescan Mira 3), integrated with four energy dispersive detectors (EDAXElement) | Guangzhou Tuoyan Analytical Technology Co., Ltd., Guizhou, China (GTAT) | EPMA: 15 kV accelerating potential and a beam current of 10 or 20 nA, with a defocused beam diameter of 5 µm; peak counting times for analyzed elements varied between 10 and 40 s, background measurements at 50% of the peak counting duration on both sides of the analyzed peak. SEM: operating voltage of 25 kV and a working distance of ~15.0 mm. TIMA: dot-mapping mode with a working distance of 15 mm, spot size of ~92 nm, scanning at 3 µm resolution (operating at 25 kV, 11.6 nA). LA-ICP-MS mapping: laser energy of 5 J/cm2, repetition rate of 15 Hz, spot size of 10 µm, scan speed of 40 µm/s. | NIST 610, NIST 612, and GSD-1G as external standards | 0.20945 |  |  |  | 1.6859 | [15 empty] | 2745.3224 | [21 empty] | 19291.5766 | [5 empty] | 902.3097 | [21 empty] | 29.5262 | [15 empty] | 126.5762 | [17 empty] | 0.49562 | [23 empty] | 5.1542 | [18 empty] | 2025 | Wang, L., Han, R., Zhang, Y., Chen, Y., Liu, D. (2026). Unraveling the redistribution of trace elements during supergene processes: A case study from the Qingshan carbonate-hosted Zn-Pb deposit, SW China. Ore Geology Reviews, 188, 107059. |  | CHN | Southwest China
| Qingshan |  | Basin hydrothermal | Mississippi Valley-type (MVT) | MVT zinc-lead | Zn, Pb | Ge, Cd, Ag | Zn, Pb, Ge, Cd, Ag | Meng et al., 2023 |  | QSWL-5-1-spot no.2 | QSWL-5-1-spot no.2 | underground mine |  |  |  |  | ore material | polished section | grab | mineral separate | [5 empty] | mineralisation | primary sulfide ores and secondary non-sulfide ores |  |  | sphalerite, pyrite, galena, hemimorphite, willemite, goethite, smithsonite, cerussite | hydrothermal (stages 1–3), supergene | massive, brecciated, replacive, infilling | Sp2 |  |  |  | calcite, greenockite | polished sections (150 µm thick) | LA-ICPMS, EMPA, SEM-EDS | JEOL JXA-i SP100 microprobe equipped with five wavelength-dispersive spectrometers; Tescan Mira 3 field emission scanning electron microscope equipped with an energy dispersive spectrometer; Tescan Integrated Mineral Analyzer (TIMA) system comprising a field emission scanning electron microscope (Tescan Mira 3), integrated with four energy dispersive detectors (EDAXElement) | Guangzhou Tuoyan Analytical Technology Co., Ltd., Guizhou, China (GTAT) | EPMA: 15 kV accelerating potential and a beam current of 10 or 20 nA, with a defocused beam diameter of 5 µm; peak counting times for analyzed elements varied between 10 and 40 s, background measurements at 50% of the peak counting duration on both sides of the analyzed peak. SEM: operating voltage of 25 kV and a working distance of ~15.0 mm. TIMA: dot-mapping mode with a working distance of 15 mm, spot size of ~92 nm, scanning at 3 µm resolution (operating at 25 kV, 11.6 nA). LA-ICP-MS mapping: laser energy of 5 J/cm2, repetition rate of 15 Hz, spot size of 10 µm, scan speed of 40 µm/s. | NIST 610, NIST 612, and GSD-1G as external standards | 0.12379 |  |  |  | 4.0371 | [15 empty] | 2046.6244 | [21 empty] | 35851.977 | [5 empty] | 749.0579 | [21 empty] | 64.8501 | [15 empty] | 158.4501 | [17 empty] | 1.335 | [23 empty] | 5.5622 | [18 empty] | 2025 | Wang, L., Han, R., Zhang, Y., Chen, Y., Liu, D. (2026). Unraveling the redistribution of trace elements during supergene processes: A case study from the Qingshan carbonate-hosted Zn-Pb deposit, SW China. Ore Geology Reviews, 188, 107059. |  | CHN | Southwest China
| Qingshan |  | Basin hydrothermal | Mississippi Valley-type (MVT) | MVT zinc-lead | Zn, Pb | Ge, Cd, Ag | Zn, Pb, Ge, Cd, Ag | Meng et al., 2023 |  | QSWL-5-1-spot no.3 | QSWL-5-1-spot no.3 | underground mine |  |  |  |  | ore material | polished section | grab | mineral separate | [5 empty] | mineralisation | primary sulfide ores and secondary non-sulfide ores |  |  | sphalerite, pyrite, galena, hemimorphite, willemite, goethite, smithsonite, cerussite | hydrothermal (stages 1–3), supergene | massive, brecciated, replacive, infilling | Sp2 |  |  |  | calcite, greenockite | polished sections (150 µm thick) | LA-ICPMS, EMPA, SEM-EDS | JEOL JXA-i SP100 microprobe equipped with five wavelength-dispersive spectrometers; Tescan Mira 3 field emission scanning electron microscope equipped with an energy dispersive spectrometer; Tescan Integrated Mineral Analyzer (TIMA) system comprising a field emission scanning electron microscope (Tescan Mira 3), integrated with four energy dispersive detectors (EDAXElement) | Guangzhou Tuoyan Analytical Technology Co., Ltd., Guizhou, China (GTAT) | EPMA: 15 kV accelerating potential and a beam current of 10 or 20 nA, with a defocused beam diameter of 5 µm; peak counting times for analyzed elements varied between 10 and 40 s, background measurements at 50% of the peak counting duration on both sides of the analyzed peak. SEM: operating voltage of 25 kV and a working distance of ~15.0 mm. TIMA: dot-mapping mode with a working distance of 15 mm, spot size of ~92 nm, scanning at 3 µm resolution (operating at 25 kV, 11.6 nA). LA-ICP-MS mapping: laser energy of 5 J/cm2, repetition rate of 15 Hz, spot size of 10 µm, scan speed of 40 µm/s. | NIST 610, NIST 612, and GSD-1G as external standards | 0.1569 |  |  |  | 2.4037 | [15 empty] | 2717.2479 | [21 empty] | 22167.6098 | [5 empty] | 729.0735 | [21 empty] | 40.3952 | [15 empty] | 126.1056 | [17 empty] | 0.51158 | [23 empty] | 4.3654 | [18 empty] | 2025 | Wang, L., Han, R., Zhang, Y., Chen, Y., Liu, D. (2026). Unraveling the redistribution of trace elements during supergene processes: A case study from the Qingshan carbonate-hosted Zn-Pb deposit, SW China. Ore Geology Reviews, 188, 107059. |  | CHN | Southwest China
| Qingshan |  | Basin hydrothermal | Mississippi Valley-type (MVT) | MVT zinc-lead | Zn, Pb | Ge, Cd, Ag | Zn, Pb, Ge, Cd, Ag | Meng et al., 2023 |  | QSWL-5-1-spot no.4 | QSWL-5-1-spot no.4 | underground mine |  |  |  |  | ore material | polished section | grab | mineral separate | [5 empty] | mineralisation | primary sulfide ores and secondary non-sulfide ores |  |  | sphalerite, pyrite, galena, hemimorphite, willemite, goethite, smithsonite, cerussite | hydrothermal (stages 1–3), supergene | massive, brecciated, replacive, infilling | Sp2 |  |  |  | calcite, greenockite | polished sections (150 µm thick) | LA-ICPMS, EMPA, SEM-EDS | JEOL JXA-i SP100 microprobe equipped with five wavelength-dispersive spectrometers; Tescan Mira 3 field emission scanning electron microscope equipped with an energy dispersive spectrometer; Tescan Integrated Mineral Analyzer (TIMA) system comprising a field emission scanning electron microscope (Tescan Mira 3), integrated with four energy dispersive detectors (EDAXElement) | Guangzhou Tuoyan Analytical Technology Co., Ltd., Guizhou, China (GTAT) | EPMA: 15 kV accelerating potential and a beam current of 10 or 20 nA, with a defocused beam diameter of 5 µm; peak counting times for analyzed elements varied between 10 and 40 s, background measurements at 50% of the peak counting duration on both sides of the analyzed peak. SEM: operating voltage of 25 kV and a working distance of ~15.0 mm. TIMA: dot-mapping mode with a working distance of 15 mm, spot size of ~92 nm, scanning at 3 µm resolution (operating at 25 kV, 11.6 nA). LA-ICP-MS mapping: laser energy of 5 J/cm2, repetition rate of 15 Hz, spot size of 10 µm, scan speed of 40 µm/s. | NIST 610, NIST 612, and GSD-1G as external standards | 0.12737 |  |  |  | 1.7148 | [15 empty] | 2740.5136 | [21 empty] | 20142.5077 | [5 empty] | 735.7671 | [21 empty] | 35.4907 | [15 empty] | 150.3469 | [17 empty] | 0.18799 | [23 empty] | 3.8459 | [18 empty] | 2025 | Wang, L., Han, R., Zhang, Y., Chen, Y., Liu, D. (2026). Unraveling the redistribution of trace elements during supergene processes: A case study from the Qingshan carbonate-hosted Zn-Pb deposit, SW China. Ore Geology Reviews, 188, 107059. |  | CHN | Southwest China
| Qingshan |  | Basin hydrothermal | Mississippi Valley-type (MVT) | MVT zinc-lead | Zn, Pb | Ge, Cd, Ag | Zn, Pb, Ge, Cd, Ag | Meng et al., 2023 |  | QSWL-5-1-spot no.5 | QSWL-5-1-spot no.5 | underground mine |  |  |  |  | ore material | polished section | grab | mineral separate | [5 empty] | mineralisation | primary sulfide ores and secondary non-sulfide ores |  |  | sphalerite, pyrite, galena, hemimorphite, willemite, goethite, smithsonite, cerussite | hydrothermal (stages 1–3), supergene | massive, brecciated, replacive, infilling | Sp2 |  |  |  | calcite, greenockite | polished sections (150 µm thick) | LA-ICPMS, EMPA, SEM-EDS | JEOL JXA-i SP100 microprobe equipped with five wavelength-dispersive spectrometers; Tescan Mira 3 field emission scanning electron microscope equipped with an energy dispersive spectrometer; Tescan Integrated Mineral Analyzer (TIMA) system comprising a field emission scanning electron microscope (Tescan Mira 3), integrated with four energy dispersive detectors (EDAXElement) | Guangzhou Tuoyan Analytical Technology Co., Ltd., Guizhou, China (GTAT) | EPMA: 15 kV accelerating potential and a beam current of 10 or 20 nA, with a defocused beam diameter of 5 µm; peak counting times for analyzed elements varied between 10 and 40 s, background measurements at 50% of the peak counting duration on both sides of the analyzed peak. SEM: operating voltage of 25 kV and a working distance of ~15.0 mm. TIMA: dot-mapping mode with a working distance of 15 mm, spot size of ~92 nm, scanning at 3 µm resolution (operating at 25 kV, 11.6 nA). LA-ICP-MS mapping: laser energy of 5 J/cm2, repetition rate of 15 Hz, spot size of 10 µm, scan speed of 40 µm/s. | NIST 610, NIST 612, and GSD-1G as external standards | 0.075522 |  |  |  | 1.3777 | [15 empty] | 2755.1393 | [21 empty] | 17282.4895 | [5 empty] | 948.9903 | [21 empty] | 26.3512 | [15 empty] | 92.5109 | [17 empty] | 0.16336 | [23 empty] | 4.1469 | [18 empty] | 2025 | Wang, L., Han, R., Zhang, Y., Chen, Y., Liu, D. (2026). Unraveling the redistribution of trace elements during supergene processes: A case study from the Qingshan carbonate-hosted Zn-Pb deposit, SW China. Ore Geology Reviews, 188, 107059. |  | CHN | Southwest China
| Qingshan |  | Basin hydrothermal | Mississippi Valley-type (MVT) | MVT zinc-lead | Zn, Pb | Ge, Cd, Ag | Zn, Pb, Ge, Cd, Ag | Meng et al., 2023 |  | QSWL-5-1-spot no.6 | QSWL-5-1-spot no.6 | underground mine |  |  |  |  | ore material | polished section | grab | mineral separate | [5 empty] | mineralisation | primary sulfide ores and secondary non-sulfide ores |  |  | sphalerite, pyrite, galena, hemimorphite, willemite, goethite, smithsonite, cerussite | hydrothermal (stages 1–3), supergene | massive, brecciated, replacive, infilling | Sp2 |  |  |  | calcite, greenockite | polished sections (150 µm thick) | LA-ICPMS, EMPA, SEM-EDS | JEOL JXA-i SP100 microprobe equipped with five wavelength-dispersive spectrometers; Tescan Mira 3 field emission scanning electron microscope equipped with an energy dispersive spectrometer; Tescan Integrated Mineral Analyzer (TIMA) system comprising a field emission scanning electron microscope (Tescan Mira 3), integrated with four energy dispersive detectors (EDAXElement) | Guangzhou Tuoyan Analytical Technology Co., Ltd., Guizhou, China (GTAT) | EPMA: 15 kV accelerating potential and a beam current of 10 or 20 nA, with a defocused beam diameter of 5 µm; peak counting times for analyzed elements varied between 10 and 40 s, background measurements at 50% of the peak counting duration on both sides of the analyzed peak. SEM: operating voltage of 25 kV and a working distance of ~15.0 mm. TIMA: dot-mapping mode with a working distance of 15 mm, spot size of ~92 nm, scanning at 3 µm resolution (operating at 25 kV, 11.6 nA). LA-ICP-MS mapping: laser energy of 5 J/cm2, repetition rate of 15 Hz, spot size of 10 µm, scan speed of 40 µm/s. | NIST 610, NIST 612, and GSD-1G as external standards | 0.17149 | [19 empty] | 4074.6104 | [21 empty] | 27652.8355 | [5 empty] | 537.2348 | [21 empty] | 38.9324 | [15 empty] | 115.2063 | [17 empty] | 0.43467 | [23 empty] | 2.8015 | [18 empty] | 2025 | Wang, L., Han, R., Zhang, Y., Chen, Y., Liu, D. (2026). Unraveling the redistribution of trace elements during supergene processes: A case study from the Qingshan carbonate-hosted Zn-Pb deposit, SW China. Ore Geology Reviews, 188, 107059. |  | CHN | Southwest China
| Qingshan |  | Basin hydrothermal | Mississippi Valley-type (MVT) | MVT zinc-lead | Zn, Pb | Ge, Cd, Ag | Zn, Pb, Ge, Cd, Ag | Meng et al., 2023 |  | QSWL-5-1-spot no.7 | QSWL-5-1-spot no.7 | underground mine |  |  |  |  | ore material | polished section | grab | mineral separate | [5 empty] | mineralisation | primary sulfide ores and secondary non-sulfide ores |  |  | sphalerite, pyrite, galena, hemimorphite, willemite, goethite, smithsonite, cerussite | hydrothermal (stages 1–3), supergene | massive, brecciated, replacive, infilling | Sp2 |  |  |  | calcite, greenockite | polished sections (150 µm thick) | LA-ICPMS, EMPA, SEM-EDS | JEOL JXA-i SP100 microprobe equipped with five wavelength-dispersive spectrometers; Tescan Mira 3 field emission scanning electron microscope equipped with an energy dispersive spectrometer; Tescan Integrated Mineral Analyzer (TIMA) system comprising a field emission scanning electron microscope (Tescan Mira 3), integrated with four energy dispersive detectors (EDAXElement) | Guangzhou Tuoyan Analytical Technology Co., Ltd., Guizhou, China (GTAT) | EPMA: 15 kV accelerating potential and a beam current of 10 or 20 nA, with a defocused beam diameter of 5 µm; peak counting times for analyzed elements varied between 10 and 40 s, background measurements at 50% of the peak counting duration on both sides of the analyzed peak. SEM: operating voltage of 25 kV and a working distance of ~15.0 mm. TIMA: dot-mapping mode with a working distance of 15 mm, spot size of ~92 nm, scanning at 3 µm resolution (operating at 25 kV, 11.6 nA). LA-ICP-MS mapping: laser energy of 5 J/cm2, repetition rate of 15 Hz, spot size of 10 µm, scan speed of 40 µm/s. | NIST 610, NIST 612, and GSD-1G as external standards | 0.1728 | [19 empty] | 3211.5738 | [21 empty] | 11380.8221 | [5 empty] | 869.016 | [21 empty] | 14.1199 | [15 empty] | 89.3075 | [41 empty] | 3.2794 | [18 empty] | 2025 | Wang, L., Han, R., Zhang, Y., Chen, Y., Liu, D. (2026). Unraveling the redistribution of trace elements during supergene processes: A case study from the Qingshan carbonate-hosted Zn-Pb deposit, SW China. Ore Geology Reviews, 188, 107059. |  | CHN | Southwest China
| Qingshan |  | Basin hydrothermal | Mississippi Valley-type (MVT) | MVT zinc-lead | Zn, Pb | Ge, Cd, Ag | Zn, Pb, Ge, Cd, Ag | Meng et al., 2023 |  | QSWL-5-1-spot no.8 | QSWL-5-1-spot no.8 | underground mine |  |  |  |  | ore material | polished section | grab | mineral separate | [5 empty] | mineralisation | primary sulfide ores and secondary non-sulfide ores |  |  | sphalerite, pyrite, galena, hemimorphite, willemite, goethite, smithsonite, cerussite | hydrothermal (stages 1–3), supergene | massive, brecciated, replacive, infilling | Sp2 |  |  |  | calcite, greenockite | polished sections (150 µm thick) | LA-ICPMS, EMPA, SEM-EDS | JEOL JXA-i SP100 microprobe equipped with five wavelength-dispersive spectrometers; Tescan Mira 3 field emission scanning electron microscope equipped with an energy dispersive spectrometer; Tescan Integrated Mineral Analyzer (TIMA) system comprising a field emission scanning electron microscope (Tescan Mira 3), integrated with four energy dispersive detectors (EDAXElement) | Guangzhou Tuoyan Analytical Technology Co., Ltd., Guizhou, China (GTAT) | EPMA: 15 kV accelerating potential and a beam current of 10 or 20 nA, with a defocused beam diameter of 5 µm; peak counting times for analyzed elements varied between 10 and 40 s, background measurements at 50% of the peak counting duration on both sides of the analyzed peak. SEM: operating voltage of 25 kV and a working distance of ~15.0 mm. TIMA: dot-mapping mode with a working distance of 15 mm, spot size of ~92 nm, scanning at 3 µm resolution (operating at 25 kV, 11.6 nA). LA-ICP-MS mapping: laser energy of 5 J/cm2, repetition rate of 15 Hz, spot size of 10 µm, scan speed of 40 µm/s. | NIST 610, NIST 612, and GSD-1G as external standards | 0.12617 |  |  |  | 3.0561 | [15 empty] | 3671.0415 | [21 empty] | 37062.4023 | [5 empty] | 507.7828 | [21 empty] | 56.5238 | [15 empty] | 115.8352 | [17 empty] | 0.23126 | [23 empty] | 2.6897 | [18 empty] | 2025 | Wang, L., Han, R., Zhang, Y., Chen, Y., Liu, D. (2026). Unraveling the redistribution of trace elements during supergene processes: A case study from the Qingshan carbonate-hosted Zn-Pb deposit, SW China. Ore Geology Reviews, 188, 107059. |  | CHN | Southwest China
| Qingshan |  | Basin hydrothermal | Mississippi Valley-type (MVT) | MVT zinc-lead | Zn, Pb | Ge, Cd, Ag | Zn, Pb, Ge, Cd, Ag | Meng et al., 2023 |  | QSWL-5-1-spot no.9 | QSWL-5-1-spot no.9 | underground mine |  |  |  |  | ore material | polished section | grab | mineral separate | [5 empty] | mineralisation | primary sulfide ores and secondary non-sulfide ores |  |  | sphalerite, pyrite, galena, hemimorphite, willemite, goethite, smithsonite, cerussite | hydrothermal (stages 1–3), supergene | massive, brecciated, replacive, infilling | Sp2 |  |  |  | calcite, greenockite | polished sections (150 µm thick) | LA-ICPMS, EMPA, SEM-EDS | JEOL JXA-i SP100 microprobe equipped with five wavelength-dispersive spectrometers; Tescan Mira 3 field emission scanning electron microscope equipped with an energy dispersive spectrometer; Tescan Integrated Mineral Analyzer (TIMA) system comprising a field emission scanning electron microscope (Tescan Mira 3), integrated with four energy dispersive detectors (EDAXElement) | Guangzhou Tuoyan Analytical Technology Co., Ltd., Guizhou, China (GTAT) | EPMA: 15 kV accelerating potential and a beam current of 10 or 20 nA, with a defocused beam diameter of 5 µm; peak counting times for analyzed elements varied between 10 and 40 s, background measurements at 50% of the peak counting duration on both sides of the analyzed peak. SEM: operating voltage of 25 kV and a working distance of ~15.0 mm. TIMA: dot-mapping mode with a working distance of 15 mm, spot size of ~92 nm, scanning at 3 µm resolution (operating at 25 kV, 11.6 nA). LA-ICP-MS mapping: laser energy of 5 J/cm2, repetition rate of 15 Hz, spot size of 10 µm, scan speed of 40 µm/s. | NIST 610, NIST 612, and GSD-1G as external standards | 4.3984 |  |  |  | 6.0038 | [15 empty] | 3450.4546 | [21 empty] | 14805.112 |  | 0.67433 |  |  |  | 962.1987 | [21 empty] | 19.3804 | [15 empty] | 115.1655 | [17 empty] | 0.22632 | [23 empty] | 4.361 | [18 empty] | 2025 | Wang, L., Han, R., Zhang, Y., Chen, Y., Liu, D. (2026). Unraveling the redistribution of trace elements during supergene processes: A case study from the Qingshan carbonate-hosted Zn-Pb deposit, SW China. Ore Geology Reviews, 188, 107059. |  | CHN | Southwest China
| Qingshan |  | Basin hydrothermal | Mississippi Valley-type (MVT) | MVT zinc-lead | Zn, Pb | Ge, Cd, Ag | Zn, Pb, Ge, Cd, Ag | Meng et al., 2023 |  | QSWL-5-1-spot no.10 | QSWL-5-1-spot no.10 | underground mine |  |  |  |  | ore material | polished section | grab | mineral separate | [5 empty] | mineralisation | primary sulfide ores and secondary non-sulfide ores |  |  | sphalerite, pyrite, galena, hemimorphite, willemite, goethite, smithsonite, cerussite | hydrothermal (stages 1–3), supergene | massive, brecciated, replacive, infilling | Sp2 |  |  |  | calcite, greenockite | polished sections (150 µm thick) | LA-ICPMS, EMPA, SEM-EDS | JEOL JXA-i SP100 microprobe equipped with five wavelength-dispersive spectrometers; Tescan Mira 3 field emission scanning electron microscope equipped with an energy dispersive spectrometer; Tescan Integrated Mineral Analyzer (TIMA) system comprising a field emission scanning electron microscope (Tescan Mira 3), integrated with four energy dispersive detectors (EDAXElement) | Guangzhou Tuoyan Analytical Technology Co., Ltd., Guizhou, China (GTAT) | EPMA: 15 kV accelerating potential and a beam current of 10 or 20 nA, with a defocused beam diameter of 5 µm; peak counting times for analyzed elements varied between 10 and 40 s, background measurements at 50% of the peak counting duration on both sides of the analyzed peak. SEM: operating voltage of 25 kV and a working distance of ~15.0 mm. TIMA: dot-mapping mode with a working distance of 15 mm, spot size of ~92 nm, scanning at 3 µm resolution (operating at 25 kV, 11.6 nA). LA-ICP-MS mapping: laser energy of 5 J/cm2, repetition rate of 15 Hz, spot size of 10 µm, scan speed of 40 µm/s. | NIST 610, NIST 612, and GSD-1G as external standards | 0.10545 |  |  |  | 2.285 | [15 empty] | 3158.8441 | [21 empty] | 20385.5052 | [5 empty] | 676.4817 | [21 empty] | 30.1584 | [15 empty] | 109.4805 | [17 empty] | 0.41967 | [23 empty] | 3.2152 | [18 empty] | 2025 | Wang, L., Han, R., Zhang, Y., Chen, Y., Liu, D. (2026). Unraveling the redistribution of trace elements during supergene processes: A case study from the Qingshan carbonate-hosted Zn-Pb deposit, SW China. Ore Geology Reviews, 188, 107059. |  | CHN | Southwest China
| Qingshan |  | Basin hydrothermal | Mississippi Valley-type (MVT) | MVT zinc-lead | Zn, Pb | Ge, Cd, Ag | Zn, Pb, Ge, Cd, Ag | Meng et al., 2023 |  | QSWL-5-1-spot no.11 | QSWL-5-1-spot no.11 | underground mine |  |  |  |  | ore material | polished section | grab | mineral separate | [5 empty] | mineralisation | primary sulfide ores and secondary non-sulfide ores |  |  | sphalerite, pyrite, galena, hemimorphite, willemite, goethite, smithsonite, cerussite | hydrothermal (stages 1–3), supergene | massive, brecciated, replacive, infilling | Sp2 |  |  |  | calcite, greenockite | polished sections (150 µm thick) | LA-ICPMS, EMPA, SEM-EDS | JEOL JXA-i SP100 microprobe equipped with five wavelength-dispersive spectrometers; Tescan Mira 3 field emission scanning electron microscope equipped with an energy dispersive spectrometer; Tescan Integrated Mineral Analyzer (TIMA) system comprising a field emission scanning electron microscope (Tescan Mira 3), integrated with four energy dispersive detectors (EDAXElement) | Guangzhou Tuoyan Analytical Technology Co., Ltd., Guizhou, China (GTAT) | EPMA: 15 kV accelerating potential and a beam current of 10 or 20 nA, with a defocused beam diameter of 5 µm; peak counting times for analyzed elements varied between 10 and 40 s, background measurements at 50% of the peak counting duration on both sides of the analyzed peak. SEM: operating voltage of 25 kV and a working distance of ~15.0 mm. TIMA: dot-mapping mode with a working distance of 15 mm, spot size of ~92 nm, scanning at 3 µm resolution (operating at 25 kV, 11.6 nA). LA-ICP-MS mapping: laser energy of 5 J/cm2, repetition rate of 15 Hz, spot size of 10 µm, scan speed of 40 µm/s. | NIST 610, NIST 612, and GSD-1G as external standards | 0.11469 | [19 empty] | 3317.6744 | [21 empty] | 11711.358 | [5 empty] | 991.999 | [21 empty] | 13.8461 | [15 empty] | 91.5093 | [17 empty] | 0.11587 | [23 empty] | 3.4762 | [18 empty] | 2025 | Wang, L., Han, R., Zhang, Y., Chen, Y., Liu, D. (2026). Unraveling the redistribution of trace elements during supergene processes: A case study from the Qingshan carbonate-hosted Zn-Pb deposit, SW China. Ore Geology Reviews, 188, 107059. |  | CHN | Southwest China
| Qingshan |  | Basin hydrothermal | Mississippi Valley-type (MVT) | MVT zinc-lead | Zn, Pb | Ge, Cd, Ag | Zn, Pb, Ge, Cd, Ag | Meng et al., 2023 |  | QSWL-5-1-spot no.12 | QSWL-5-1-spot no.12 | underground mine |  |  |  |  | ore material | polished section | grab | mineral separate | [5 empty] | mineralisation | primary sulfide ores and secondary non-sulfide ores |  |  | sphalerite, pyrite, galena, hemimorphite, willemite, goethite, smithsonite, cerussite | hydrothermal (stages 1–3), supergene | massive, brecciated, replacive, infilling | Sp2 |  |  |  | calcite, greenockite | polished sections (150 µm thick) | LA-ICPMS, EMPA, SEM-EDS | JEOL JXA-i SP100 microprobe equipped with five wavelength-dispersive spectrometers; Tescan Mira 3 field emission scanning electron microscope equipped with an energy dispersive spectrometer; Tescan Integrated Mineral Analyzer (TIMA) system comprising a field emission scanning electron microscope (Tescan Mira 3), integrated with four energy dispersive detectors (EDAXElement) | Guangzhou Tuoyan Analytical Technology Co., Ltd., Guizhou, China (GTAT) | EPMA: 15 kV accelerating potential and a beam current of 10 or 20 nA, with a defocused beam diameter of 5 µm; peak counting times for analyzed elements varied between 10 and 40 s, background measurements at 50% of the peak counting duration on both sides of the analyzed peak. SEM: operating voltage of 25 kV and a working distance of ~15.0 mm. TIMA: dot-mapping mode with a working distance of 15 mm, spot size of ~92 nm, scanning at 3 µm resolution (operating at 25 kV, 11.6 nA). LA-ICP-MS mapping: laser energy of 5 J/cm2, repetition rate of 15 Hz, spot size of 10 µm, scan speed of 40 µm/s. | NIST 610, NIST 612, and GSD-1G as external standards | 0.16557 |  |  |  | 1.22 | [15 empty] | 3637.8872 | [21 empty] | 13995.3128 | [5 empty] | 574.0335 | [21 empty] | 20.6747 | [15 empty] | 104.9773 | [17 empty] | 0.3119 | [23 empty] | 2.6238 | [18 empty] | 2025 | Wang, L., Han, R., Zhang, Y., Chen, Y., Liu, D. (2026). Unraveling the redistribution of trace elements during supergene processes: A case study from the Qingshan carbonate-hosted Zn-Pb deposit, SW China. Ore Geology Reviews, 188, 107059. |  | CHN | Southwest China
| Qingshan |  | Basin hydrothermal | Mississippi Valley-type (MVT) | MVT zinc-lead | Zn, Pb | Ge, Cd, Ag | Zn, Pb, Ge, Cd, Ag | Meng et al., 2023 |  | QSWL-5-1-spot no.13 | QSWL-5-1-spot no.13 | underground mine |  |  |  |  | ore material | polished section | grab | mineral separate | [5 empty] | mineralisation | primary sulfide ores and secondary non-sulfide ores |  |  | sphalerite, pyrite, galena, hemimorphite, willemite, goethite, smithsonite, cerussite | hydrothermal (stages 1–3), supergene | massive, brecciated, replacive, infilling | Sp2 |  |  |  | calcite, greenockite | polished sections (150 µm thick) | LA-ICPMS, EMPA, SEM-EDS | JEOL JXA-i SP100 microprobe equipped with five wavelength-dispersive spectrometers; Tescan Mira 3 field emission scanning electron microscope equipped with an energy dispersive spectrometer; Tescan Integrated Mineral Analyzer (TIMA) system comprising a field emission scanning electron microscope (Tescan Mira 3), integrated with four energy dispersive detectors (EDAXElement) | Guangzhou Tuoyan Analytical Technology Co., Ltd., Guizhou, China (GTAT) | EPMA: 15 kV accelerating potential and a beam current of 10 or 20 nA, with a defocused beam diameter of 5 µm; peak counting times for analyzed elements varied between 10 and 40 s, background measurements at 50% of the peak counting duration on both sides of the analyzed peak. SEM: operating voltage of 25 kV and a working distance of ~15.0 mm. TIMA: dot-mapping mode with a working distance of 15 mm, spot size of ~92 nm, scanning at 3 µm resolution (operating at 25 kV, 11.6 nA). LA-ICP-MS mapping: laser energy of 5 J/cm2, repetition rate of 15 Hz, spot size of 10 µm, scan speed of 40 µm/s. | NIST 610, NIST 612, and GSD-1G as external standards | 0.1178 |  |  |  | 2.2963 | [15 empty] | 4253.9845 | [21 empty] | 21810.3409 | [5 empty] | 821.7502 | [21 empty] | 17.958 | [15 empty] | 88.6553 | [17 empty] | 0.24743 | [23 empty] | 2.8359 | [18 empty] | 2025 | Wang, L., Han, R., Zhang, Y., Chen, Y., Liu, D. (2026). Unraveling the redistribution of trace elements during supergene processes: A case study from the Qingshan carbonate-hosted Zn-Pb deposit, SW China. Ore Geology Reviews, 188, 107059. |  | CHN | Southwest China
| Qingshan |  | Basin hydrothermal | Mississippi Valley-type (MVT) | MVT zinc-lead | Zn, Pb | Ge, Cd, Ag | Zn, Pb, Ge, Cd, Ag | Meng et al., 2023 |  | QSWL-5-1-spot no.14 | QSWL-5-1-spot no.14 | underground mine |  |  |  |  | ore material | polished section | grab | mineral separate | [5 empty] | mineralisation | primary sulfide ores and secondary non-sulfide ores |  |  | sphalerite, pyrite, galena, hemimorphite, willemite, goethite, smithsonite, cerussite | hydrothermal (stages 1–3), supergene | massive, brecciated, replacive, infilling | Sp2 |  |  |  | calcite, greenockite | polished sections (150 µm thick) | LA-ICPMS, EMPA, SEM-EDS | JEOL JXA-i SP100 microprobe equipped with five wavelength-dispersive spectrometers; Tescan Mira 3 field emission scanning electron microscope equipped with an energy dispersive spectrometer; Tescan Integrated Mineral Analyzer (TIMA) system comprising a field emission scanning electron microscope (Tescan Mira 3), integrated with four energy dispersive detectors (EDAXElement) | Guangzhou Tuoyan Analytical Technology Co., Ltd., Guizhou, China (GTAT) | EPMA: 15 kV accelerating potential and a beam current of 10 or 20 nA, with a defocused beam diameter of 5 µm; peak counting times for analyzed elements varied between 10 and 40 s, background measurements at 50% of the peak counting duration on both sides of the analyzed peak. SEM: operating voltage of 25 kV and a working distance of ~15.0 mm. TIMA: dot-mapping mode with a working distance of 15 mm, spot size of ~92 nm, scanning at 3 µm resolution (operating at 25 kV, 11.6 nA). LA-ICP-MS mapping: laser energy of 5 J/cm2, repetition rate of 15 Hz, spot size of 10 µm, scan speed of 40 µm/s. | NIST 610, NIST 612, and GSD-1G as external standards | 0.41427 |  |  |  | 6.087 | [15 empty] | 4618.2509 | [21 empty] | 40944.5647 |  | 0.66001 |  |  |  | 492.613 | [21 empty] | 27.9131 | [15 empty] | 99.2645 | [17 empty] | 2.5188 | [23 empty] | 2.129 | [18 empty] | 2025 | Wang, L., Han, R., Zhang, Y., Chen, Y., Liu, D. (2026). Unraveling the redistribution of trace elements during supergene processes: A case study from the Qingshan carbonate-hosted Zn-Pb deposit, SW China. Ore Geology Reviews, 188, 107059. |  | CHN | Southwest China
| Qingshan |  | Basin hydrothermal | Mississippi Valley-type (MVT) | MVT zinc-lead | Zn, Pb | Ge, Cd, Ag | Zn, Pb, Ge, Cd, Ag | Meng et al., 2023 |  | QSWL-5-1-spot no.15 | QSWL-5-1-spot no.15 | underground mine |  |  |  |  | ore material | polished section | grab | mineral separate | [5 empty] | mineralisation | primary sulfide ores and secondary non-sulfide ores |  |  | sphalerite, pyrite, galena, hemimorphite, willemite, goethite, smithsonite, cerussite | hydrothermal (stages 1–3), supergene | massive, brecciated, replacive, infilling | Sp2 |  |  |  | calcite, greenockite | polished sections (150 µm thick) | LA-ICPMS, EMPA, SEM-EDS | JEOL JXA-i SP100 microprobe equipped with five wavelength-dispersive spectrometers; Tescan Mira 3 field emission scanning electron microscope equipped with an energy dispersive spectrometer; Tescan Integrated Mineral Analyzer (TIMA) system comprising a field emission scanning electron microscope (Tescan Mira 3), integrated with four energy dispersive detectors (EDAXElement) | Guangzhou Tuoyan Analytical Technology Co., Ltd., Guizhou, China (GTAT) | EPMA: 15 kV accelerating potential and a beam current of 10 or 20 nA, with a defocused beam diameter of 5 µm; peak counting times for analyzed elements varied between 10 and 40 s, background measurements at 50% of the peak counting duration on both sides of the analyzed peak. SEM: operating voltage of 25 kV and a working distance of ~15.0 mm. TIMA: dot-mapping mode with a working distance of 15 mm, spot size of ~92 nm, scanning at 3 µm resolution (operating at 25 kV, 11.6 nA). LA-ICP-MS mapping: laser energy of 5 J/cm2, repetition rate of 15 Hz, spot size of 10 µm, scan speed of 40 µm/s. | NIST 610, NIST 612, and GSD-1G as external standards | 2.4354 |  |  |  | 3.3453 | [15 empty] | 4226.5527 | [21 empty] | 14894.8967 |  | 1.4395 |  |  |  | 565.0367 | [21 empty] | 17.471 | [15 empty] | 122.6532 | [17 empty] | 3.6761 | [23 empty] | 3.1338 | [18 empty] | 2025 | Wang, L., Han, R., Zhang, Y., Chen, Y., Liu, D. (2026). Unraveling the redistribution of trace elements during supergene processes: A case study from the Qingshan carbonate-hosted Zn-Pb deposit, SW China. Ore Geology Reviews, 188, 107059. |  | CHN | Southwest China
| Qingshan |  | Basin hydrothermal | Mississippi Valley-type (MVT) | MVT zinc-lead | Zn, Pb | Ge, Cd, Ag | Zn, Pb, Ge, Cd, Ag | Meng et al., 2023 |  | Geometric mean-3 | Geometric mean-3 | underground mine |  |  |  |  | ore material | polished section | grab | mineral separate | [5 empty] | mineralisation | primary sulfide ores and secondary non-sulfide ores |  |  | sphalerite, pyrite, galena, hemimorphite, willemite, goethite, smithsonite, cerussite | hydrothermal (stages 1–3), supergene | massive, brecciated, replacive, infilling | colloform, oscillatory zoning, replacement, core-mantle-rim, dendritic, botryoidal, euhedral, subhedral, anhedral |  |  |  | calcite, greenockite | polished sections (150 µm thick) | LA-ICPMS, EMPA, SEM-EDS | JEOL JXA-i SP100 microprobe equipped with five wavelength-dispersive spectrometers; Tescan Mira 3 field emission scanning electron microscope equipped with an energy dispersive spectrometer; Tescan Integrated Mineral Analyzer (TIMA) system comprising a field emission scanning electron microscope (Tescan Mira 3), integrated with four energy dispersive detectors (EDAXElement) | Guangzhou Tuoyan Analytical Technology Co., Ltd., Guizhou, China (GTAT) | EPMA: 15 kV accelerating potential and a beam current of 10 or 20 nA, with a defocused beam diameter of 5 µm; peak counting times for analyzed elements varied between 10 and 40 s, background measurements at 50% of the peak counting duration on both sides of the analyzed peak. SEM: operating voltage of 25 kV and a working distance of ~15.0 mm. TIMA: dot-mapping mode with a working distance of 15 mm, spot size of ~92 nm, scanning at 3 µm resolution (operating at 25 kV, 11.6 nA). LA-ICP-MS mapping: laser energy of 5 J/cm2, repetition rate of 15 Hz, spot size of 10 µm, scan speed of 40 µm/s. | NIST 610, NIST 612, and GSD-1G as external standards | 0.22165 |  | 3.1853 |  | 2.2922 | [9 empty] | 0.071614 |  |  |  | 1837.8074 |  | 3302.0105 | [5 empty] | 3.2832 | [15 empty] | 20299.8289 |  | 0.37086 |  |  |  | 717.7729 | [19 empty] | 1.6848 |  | 27.1963 | [9 empty] | 89.4088 | [5 empty] | 112.0103 | [17 empty] | 0.40068 | [5 empty] | 117451.4244 |  |  |  | 0.16171 | [11 empty] | 486.408 |  | 3.455 | [5 empty] | 1.4396 | [7 empty] | 13.456 |  |  |  |  | 2025 | Wang, L., Han, R., Zhang, Y., Chen, Y., Liu, D. (2026). Unraveling the redistribution of trace elements during supergene processes: A case study from the Qingshan carbonate-hosted Zn-Pb deposit, SW China. Ore Geology Reviews, 188, 107059. |  | CHN | Southwest China
| Qingshan |  | Basin hydrothermal | Mississippi Valley-type (MVT) | MVT zinc-lead | Zn, Pb | Ge, Cd, Ag | Zn, Pb, Ge, Cd, Ag | Meng et al., 2023 |  | Arithmetlc mean-3 | Arithmetlc mean-3 | underground mine |  |  |  |  | ore material | polished section | grab | mineral separate | [5 empty] | mineralisation | primary sulfide ores and secondary non-sulfide ores |  |  | sphalerite, pyrite, galena, hemimorphite, willemite, goethite, smithsonite, cerussite | hydrothermal (stages 1–3), supergene | massive, brecciated, replacive, infilling | colloform, oscillatory zoning, replacement, core-mantle-rim, dendritic, botryoidal, euhedral, subhedral, anhedral |  |  |  | calcite, greenockite | polished sections (150 µm thick) | LA-ICPMS, EMPA, SEM-EDS | JEOL JXA-i SP100 microprobe equipped with five wavelength-dispersive spectrometers; Tescan Mira 3 field emission scanning electron microscope equipped with an energy dispersive spectrometer; Tescan Integrated Mineral Analyzer (TIMA) system comprising a field emission scanning electron microscope (Tescan Mira 3), integrated with four energy dispersive detectors (EDAXElement) | Guangzhou Tuoyan Analytical Technology Co., Ltd., Guizhou, China (GTAT) | EPMA: 15 kV accelerating potential and a beam current of 10 or 20 nA, with a defocused beam diameter of 5 µm; peak counting times for analyzed elements varied between 10 and 40 s, background measurements at 50% of the peak counting duration on both sides of the analyzed peak. SEM: operating voltage of 25 kV and a working distance of ~15.0 mm. TIMA: dot-mapping mode with a working distance of 15 mm, spot size of ~92 nm, scanning at 3 µm resolution (operating at 25 kV, 11.6 nA). LA-ICP-MS mapping: laser energy of 5 J/cm2, repetition rate of 15 Hz, spot size of 10 µm, scan speed of 40 µm/s. | NIST 610, NIST 612, and GSD-1G as external standards | 0.59434 |  | 4.2181 |  | 2.6483 | [9 empty] | 0.084278 |  |  |  | 2955.2245 |  | 3375.0481 | [5 empty] | 3.2992 | [15 empty] | 21958.6207 |  | 0.46749 |  |  |  | 737.5563 | [19 empty] | 1.8626 |  | 30.2394 | [9 empty] | 90.0405 | [5 empty] | 113.7363 | [17 empty] | 0.73397 | [5 empty] | 117462.7463 |  |  |  | 0.29277 | [11 empty] | 529.3884 |  | 3.5747 | [5 empty] | 3.2882 | [7 empty] | 62.2361 |  |  |  |  | 2025 | Wang, L., Han, R., Zhang, Y., Chen, Y., Liu, D. (2026). Unraveling the redistribution of trace elements during supergene processes: A case study from the Qingshan carbonate-hosted Zn-Pb deposit, SW China. Ore Geology Reviews, 188, 107059. |  | CHN | Southwest China
| Qingshan |  | Basin hydrothermal | Mississippi Valley-type (MVT) | MVT zinc-lead | Zn, Pb | Ge, Cd, Ag | Zn, Pb, Ge, Cd, Ag | Meng et al., 2023 |  | QSWL-13-1-spot no.1 | QSWL-13-1-spot no.1 | underground mine |  |  |  |  | ore material | polished section | grab | mineral separate | [5 empty] | mineralisation | primary sulfide ores and secondary non-sulfide ores |  |  | sphalerite, pyrite, galena, hemimorphite, willemite, goethite, smithsonite, cerussite | hydrothermal (stages 1–3), supergene | massive, brecciated, replacive, infilling | Sp2 |  |  |  | calcite, greenockite | polished sections (150 µm thick) | LA-ICPMS, EMPA, SEM-EDS | JEOL JXA-i SP100 microprobe equipped with five wavelength-dispersive spectrometers; Tescan Mira 3 field emission scanning electron microscope equipped with an energy dispersive spectrometer; Tescan Integrated Mineral Analyzer (TIMA) system comprising a field emission scanning electron microscope (Tescan Mira 3), integrated with four energy dispersive detectors (EDAXElement) | Guangzhou Tuoyan Analytical Technology Co., Ltd., Guizhou, China (GTAT) | EPMA: 15 kV accelerating potential and a beam current of 10 or 20 nA, with a defocused beam diameter of 5 µm; peak counting times for analyzed elements varied between 10 and 40 s, background measurements at 50% of the peak counting duration on both sides of the analyzed peak. SEM: operating voltage of 25 kV and a working distance of ~15.0 mm. TIMA: dot-mapping mode with a working distance of 15 mm, spot size of ~92 nm, scanning at 3 µm resolution (operating at 25 kV, 11.6 nA). LA-ICP-MS mapping: laser energy of 5 J/cm2, repetition rate of 15 Hz, spot size of 10 µm, scan speed of 40 µm/s. | NIST 610, NIST 612, and GSD-1G as external standards | 43.1164 |  |  |  | 6.4019 | [9 empty] | 0.031948 | [5 empty] | 3406.1875 | [11 empty] | 11.2408 | [9 empty] | 18272.4106 |  | 0.51115 |  |  |  | 541.4147 | [7 empty] | 0.008993 | [13 empty] | 38.1905 | [15 empty] | 102.1045 | [17 empty] | 25.5935 | [9 empty] | 0.076585 | [13 empty] | 1.9319 | [13 empty] | 3.7723 |  |  |  |  | 2025 | Wang, L., Han, R., Zhang, Y., Chen, Y., Liu, D. (2026). Unraveling the redistribution of trace elements during supergene processes: A case study from the Qingshan carbonate-hosted Zn-Pb deposit, SW China. Ore Geology Reviews, 188, 107059. |  | CHN | Southwest China
| Qingshan |  | Basin hydrothermal | Mississippi Valley-type (MVT) | MVT zinc-lead | Zn, Pb | Ge, Cd, Ag | Zn, Pb, Ge, Cd, Ag | Meng et al., 2023 |  | QSWL-13-1-spot no.2 | QSWL-13-1-spot no.2 | underground mine |  |  |  |  | ore material | polished section | grab | mineral separate | [5 empty] | mineralisation | primary sulfide ores and secondary non-sulfide ores |  |  | sphalerite, pyrite, galena, hemimorphite, willemite, goethite, smithsonite, cerussite | hydrothermal (stages 1–3), supergene | massive, brecciated, replacive, infilling | Sp2 |  |  |  | calcite, greenockite | polished sections (150 µm thick) | LA-ICPMS, EMPA, SEM-EDS | JEOL JXA-i SP100 microprobe equipped with five wavelength-dispersive spectrometers; Tescan Mira 3 field emission scanning electron microscope equipped with an energy dispersive spectrometer; Tescan Integrated Mineral Analyzer (TIMA) system comprising a field emission scanning electron microscope (Tescan Mira 3), integrated with four energy dispersive detectors (EDAXElement) | Guangzhou Tuoyan Analytical Technology Co., Ltd., Guizhou, China (GTAT) | EPMA: 15 kV accelerating potential and a beam current of 10 or 20 nA, with a defocused beam diameter of 5 µm; peak counting times for analyzed elements varied between 10 and 40 s, background measurements at 50% of the peak counting duration on both sides of the analyzed peak. SEM: operating voltage of 25 kV and a working distance of ~15.0 mm. TIMA: dot-mapping mode with a working distance of 15 mm, spot size of ~92 nm, scanning at 3 µm resolution (operating at 25 kV, 11.6 nA). LA-ICP-MS mapping: laser energy of 5 J/cm2, repetition rate of 15 Hz, spot size of 10 µm, scan speed of 40 µm/s. | NIST 610, NIST 612, and GSD-1G as external standards | 36.336 |  |  |  | 8.2041 | [9 empty] | 0.21243 | [5 empty] | 2720.0328 | [11 empty] | 34.8225 | [9 empty] | 22850.2525 | [5 empty] | 561.0187 | [21 empty] | 47.104 | [15 empty] | 71.4651 | [17 empty] | 13.2349 | [9 empty] | 0.048857 | [13 empty] | 2.0567 | [18 empty] | 2025 | Wang, L., Han, R., Zhang, Y., Chen, Y., Liu, D. (2026). Unraveling the redistribution of trace elements during supergene processes: A case study from the Qingshan carbonate-hosted Zn-Pb deposit, SW China. Ore Geology Reviews, 188, 107059. |  | CHN | Southwest China
| Qingshan |  | Basin hydrothermal | Mississippi Valley-type (MVT) | MVT zinc-lead | Zn, Pb | Ge, Cd, Ag | Zn, Pb, Ge, Cd, Ag | Meng et al., 2023 |  | QSWL-13-1-spot no.3 | QSWL-13-1-spot no.3 | underground mine |  |  |  |  | ore material | polished section | grab | mineral separate | [5 empty] | mineralisation | primary sulfide ores and secondary non-sulfide ores |  |  | sphalerite, pyrite, galena, hemimorphite, willemite, goethite, smithsonite, cerussite | hydrothermal (stages 1–3), supergene | massive, brecciated, replacive, infilling | Sp2 |  |  |  | calcite, greenockite | polished sections (150 µm thick) | LA-ICPMS, EMPA, SEM-EDS | JEOL JXA-i SP100 microprobe equipped with five wavelength-dispersive spectrometers; Tescan Mira 3 field emission scanning electron microscope equipped with an energy dispersive spectrometer; Tescan Integrated Mineral Analyzer (TIMA) system comprising a field emission scanning electron microscope (Tescan Mira 3), integrated with four energy dispersive detectors (EDAXElement) | Guangzhou Tuoyan Analytical Technology Co., Ltd., Guizhou, China (GTAT) | EPMA: 15 kV accelerating potential and a beam current of 10 or 20 nA, with a defocused beam diameter of 5 µm; peak counting times for analyzed elements varied between 10 and 40 s, background measurements at 50% of the peak counting duration on both sides of the analyzed peak. SEM: operating voltage of 25 kV and a working distance of ~15.0 mm. TIMA: dot-mapping mode with a working distance of 15 mm, spot size of ~92 nm, scanning at 3 µm resolution (operating at 25 kV, 11.6 nA). LA-ICP-MS mapping: laser energy of 5 J/cm2, repetition rate of 15 Hz, spot size of 10 µm, scan speed of 40 µm/s. | NIST 610, NIST 612, and GSD-1G as external standards | 46.1094 |  |  |  | 4.9643 | [9 empty] | 0.037275 | [5 empty] | 2152.7114 | [11 empty] | 47.2897 | [9 empty] | 23346.2947 | [5 empty] | 637.4302 | [21 empty] | 38.0968 | [15 empty] | 61.0261 | [17 empty] | 9.3698 | [9 empty] | 0.088702 | [13 empty] | 2.3394 | [18 empty] | 2025 | Wang, L., Han, R., Zhang, Y., Chen, Y., Liu, D. (2026). Unraveling the redistribution of trace elements during supergene processes: A case study from the Qingshan carbonate-hosted Zn-Pb deposit, SW China. Ore Geology Reviews, 188, 107059. |  | CHN | Southwest China
| Qingshan |  | Basin hydrothermal | Mississippi Valley-type (MVT) | MVT zinc-lead | Zn, Pb | Ge, Cd, Ag | Zn, Pb, Ge, Cd, Ag | Meng et al., 2023 |  | QSWL-13-1-spot no.4 | QSWL-13-1-spot no.4 | underground mine |  |  |  |  | ore material | polished section | grab | mineral separate | [5 empty] | mineralisation | primary sulfide ores and secondary non-sulfide ores |  |  | sphalerite, pyrite, galena, hemimorphite, willemite, goethite, smithsonite, cerussite | hydrothermal (stages 1–3), supergene | massive, brecciated, replacive, infilling | Sp2 |  |  |  | calcite, greenockite | polished sections (150 µm thick) | LA-ICPMS, EMPA, SEM-EDS | JEOL JXA-i SP100 microprobe equipped with five wavelength-dispersive spectrometers; Tescan Mira 3 field emission scanning electron microscope equipped with an energy dispersive spectrometer; Tescan Integrated Mineral Analyzer (TIMA) system comprising a field emission scanning electron microscope (Tescan Mira 3), integrated with four energy dispersive detectors (EDAXElement) | Guangzhou Tuoyan Analytical Technology Co., Ltd., Guizhou, China (GTAT) | EPMA: 15 kV accelerating potential and a beam current of 10 or 20 nA, with a defocused beam diameter of 5 µm; peak counting times for analyzed elements varied between 10 and 40 s, background measurements at 50% of the peak counting duration on both sides of the analyzed peak. SEM: operating voltage of 25 kV and a working distance of ~15.0 mm. TIMA: dot-mapping mode with a working distance of 15 mm, spot size of ~92 nm, scanning at 3 µm resolution (operating at 25 kV, 11.6 nA). LA-ICP-MS mapping: laser energy of 5 J/cm2, repetition rate of 15 Hz, spot size of 10 µm, scan speed of 40 µm/s. | NIST 610, NIST 612, and GSD-1G as external standards | 7.0882 |  |  |  | 34.5015 | [9 empty] | 0.40406 | [5 empty] | 1843.9824 | [11 empty] | 15.2971 | [9 empty] | 30963.3433 |  | 4.0716 |  |  |  | 463.4128 | [21 empty] | 72.0997 | [15 empty] | 112.6068 | [17 empty] | 6.3358 | [9 empty] | 0.10613 | [13 empty] | 2.4843 | [13 empty] | 2.3923 |  |  |  |  | 2025 | Wang, L., Han, R., Zhang, Y., Chen, Y., Liu, D. (2026). Unraveling the redistribution of trace elements during supergene processes: A case study from the Qingshan carbonate-hosted Zn-Pb deposit, SW China. Ore Geology Reviews, 188, 107059. |  | CHN | Southwest China
| Qingshan |  | Basin hydrothermal | Mississippi Valley-type (MVT) | MVT zinc-lead | Zn, Pb | Ge, Cd, Ag | Zn, Pb, Ge, Cd, Ag | Meng et al., 2023 |  | QSWL-13-1-spot no.5 | QSWL-13-1-spot no.5 | underground mine |  |  |  |  | ore material | polished section | grab | mineral separate | [5 empty] | mineralisation | primary sulfide ores and secondary non-sulfide ores |  |  | sphalerite, pyrite, galena, hemimorphite, willemite, goethite, smithsonite, cerussite | hydrothermal (stages 1–3), supergene | massive, brecciated, replacive, infilling | Sp2 |  |  |  | calcite, greenockite | polished sections (150 µm thick) | LA-ICPMS, EMPA, SEM-EDS | JEOL JXA-i SP100 microprobe equipped with five wavelength-dispersive spectrometers; Tescan Mira 3 field emission scanning electron microscope equipped with an energy dispersive spectrometer; Tescan Integrated Mineral Analyzer (TIMA) system comprising a field emission scanning electron microscope (Tescan Mira 3), integrated with four energy dispersive detectors (EDAXElement) | Guangzhou Tuoyan Analytical Technology Co., Ltd., Guizhou, China (GTAT) | EPMA: 15 kV accelerating potential and a beam current of 10 or 20 nA, with a defocused beam diameter of 5 µm; peak counting times for analyzed elements varied between 10 and 40 s, background measurements at 50% of the peak counting duration on both sides of the analyzed peak. SEM: operating voltage of 25 kV and a working distance of ~15.0 mm. TIMA: dot-mapping mode with a working distance of 15 mm, spot size of ~92 nm, scanning at 3 µm resolution (operating at 25 kV, 11.6 nA). LA-ICP-MS mapping: laser energy of 5 J/cm2, repetition rate of 15 Hz, spot size of 10 µm, scan speed of 40 µm/s. | NIST 610, NIST 612, and GSD-1G as external standards | 40.7213 |  |  |  | 13.0654 | [9 empty] | 0.15615 | [5 empty] | 2182.8975 | [11 empty] | 37.3396 | [9 empty] | 25868.4145 | [5 empty] | 602.3054 | [21 empty] | 38.1084 | [15 empty] | 60.6248 | [17 empty] | 10.4079 | [9 empty] | 0.10631 | [13 empty] | 2.4165 | [18 empty] | 2025 | Wang, L., Han, R., Zhang, Y., Chen, Y., Liu, D. (2026). Unraveling the redistribution of trace elements during supergene processes: A case study from the Qingshan carbonate-hosted Zn-Pb deposit, SW China. Ore Geology Reviews, 188, 107059. |  | CHN | Southwest China
| Qingshan |  | Basin hydrothermal | Mississippi Valley-type (MVT) | MVT zinc-lead | Zn, Pb | Ge, Cd, Ag | Zn, Pb, Ge, Cd, Ag | Meng et al., 2023 |  | QSWL-13-1-spot no.6 | QSWL-13-1-spot no.6 | underground mine |  |  |  |  | ore material | polished section | grab | mineral separate | [5 empty] | mineralisation | primary sulfide ores and secondary non-sulfide ores |  |  | sphalerite, pyrite, galena, hemimorphite, willemite, goethite, smithsonite, cerussite | hydrothermal (stages 1–3), supergene | massive, brecciated, replacive, infilling | Sp2 |  |  |  | calcite, greenockite | polished sections (150 µm thick) | LA-ICPMS, EMPA, SEM-EDS | JEOL JXA-i SP100 microprobe equipped with five wavelength-dispersive spectrometers; Tescan Mira 3 field emission scanning electron microscope equipped with an energy dispersive spectrometer; Tescan Integrated Mineral Analyzer (TIMA) system comprising a field emission scanning electron microscope (Tescan Mira 3), integrated with four energy dispersive detectors (EDAXElement) | Guangzhou Tuoyan Analytical Technology Co., Ltd., Guizhou, China (GTAT) | EPMA: 15 kV accelerating potential and a beam current of 10 or 20 nA, with a defocused beam diameter of 5 µm; peak counting times for analyzed elements varied between 10 and 40 s, background measurements at 50% of the peak counting duration on both sides of the analyzed peak. SEM: operating voltage of 25 kV and a working distance of ~15.0 mm. TIMA: dot-mapping mode with a working distance of 15 mm, spot size of ~92 nm, scanning at 3 µm resolution (operating at 25 kV, 11.6 nA). LA-ICP-MS mapping: laser energy of 5 J/cm2, repetition rate of 15 Hz, spot size of 10 µm, scan speed of 40 µm/s. | NIST 610, NIST 612, and GSD-1G as external standards | 30.6908 |  |  |  | 5.4336 | [9 empty] | 0.059934 | [5 empty] | 2288.0105 | [11 empty] | 18.0851 | [9 empty] | 30674.8625 | [5 empty] | 456.7895 | [21 empty] | 57.6051 | [15 empty] | 65.4192 | [17 empty] | 6.8077 | [9 empty] | 0.14492 | [13 empty] | 1.6087 | [13 empty] | 5.5018 |  |  |  |  | 2025 | Wang, L., Han, R., Zhang, Y., Chen, Y., Liu, D. (2026). Unraveling the redistribution of trace elements during supergene processes: A case study from the Qingshan carbonate-hosted Zn-Pb deposit, SW China. Ore Geology Reviews, 188, 107059. |  | CHN | Southwest China
| Qingshan |  | Basin hydrothermal | Mississippi Valley-type (MVT) | MVT zinc-lead | Zn, Pb | Ge, Cd, Ag | Zn, Pb, Ge, Cd, Ag | Meng et al., 2023 |  | QSWL-13-1-spot no.7 | QSWL-13-1-spot no.7 | underground mine |  |  |  |  | ore material | polished section | grab | mineral separate | [5 empty] | mineralisation | primary sulfide ores and secondary non-sulfide ores |  |  | sphalerite, pyrite, galena, hemimorphite, willemite, goethite, smithsonite, cerussite | hydrothermal (stages 1–3), supergene | massive, brecciated, replacive, infilling | Sp2 |  |  |  | calcite, greenockite | polished sections (150 µm thick) | LA-ICPMS, EMPA, SEM-EDS | JEOL JXA-i SP100 microprobe equipped with five wavelength-dispersive spectrometers; Tescan Mira 3 field emission scanning electron microscope equipped with an energy dispersive spectrometer; Tescan Integrated Mineral Analyzer (TIMA) system comprising a field emission scanning electron microscope (Tescan Mira 3), integrated with four energy dispersive detectors (EDAXElement) | Guangzhou Tuoyan Analytical Technology Co., Ltd., Guizhou, China (GTAT) | EPMA: 15 kV accelerating potential and a beam current of 10 or 20 nA, with a defocused beam diameter of 5 µm; peak counting times for analyzed elements varied between 10 and 40 s, background measurements at 50% of the peak counting duration on both sides of the analyzed peak. SEM: operating voltage of 25 kV and a working distance of ~15.0 mm. TIMA: dot-mapping mode with a working distance of 15 mm, spot size of ~92 nm, scanning at 3 µm resolution (operating at 25 kV, 11.6 nA). LA-ICP-MS mapping: laser energy of 5 J/cm2, repetition rate of 15 Hz, spot size of 10 µm, scan speed of 40 µm/s. | NIST 610, NIST 612, and GSD-1G as external standards | 11.5507 |  |  |  | 3.3422 | [9 empty] | 0.051294 | [5 empty] | 2721.6836 | [11 empty] | 46.5787 | [9 empty] | 23347.7415 |  | 8.3796 |  |  |  | 200.7655 | [21 empty] | 56.5492 | [15 empty] | 50.4387 | [17 empty] | 9.9323 | [9 empty] | 0.47247 | [13 empty] | 0.37588 | [13 empty] | 2.4372 |  |  |  |  | 2025 | Wang, L., Han, R., Zhang, Y., Chen, Y., Liu, D. (2026). Unraveling the redistribution of trace elements during supergene processes: A case study from the Qingshan carbonate-hosted Zn-Pb deposit, SW China. Ore Geology Reviews, 188, 107059. |  | CHN | Southwest China
| Qingshan |  | Basin hydrothermal | Mississippi Valley-type (MVT) | MVT zinc-lead | Zn, Pb | Ge, Cd, Ag | Zn, Pb, Ge, Cd, Ag | Meng et al., 2023 |  | QSWL-13-1-spot no.8 | QSWL-13-1-spot no.8 | underground mine |  |  |  |  | ore material | polished section | grab | mineral separate | [5 empty] | mineralisation | primary sulfide ores and secondary non-sulfide ores |  |  | sphalerite, pyrite, galena, hemimorphite, willemite, goethite, smithsonite, cerussite | hydrothermal (stages 1–3), supergene | massive, brecciated, replacive, infilling | Sp2 |  |  |  | calcite, greenockite | polished sections (150 µm thick) | LA-ICPMS, EMPA, SEM-EDS | JEOL JXA-i SP100 microprobe equipped with five wavelength-dispersive spectrometers; Tescan Mira 3 field emission scanning electron microscope equipped with an energy dispersive spectrometer; Tescan Integrated Mineral Analyzer (TIMA) system comprising a field emission scanning electron microscope (Tescan Mira 3), integrated with four energy dispersive detectors (EDAXElement) | Guangzhou Tuoyan Analytical Technology Co., Ltd., Guizhou, China (GTAT) | EPMA: 15 kV accelerating potential and a beam current of 10 or 20 nA, with a defocused beam diameter of 5 µm; peak counting times for analyzed elements varied between 10 and 40 s, background measurements at 50% of the peak counting duration on both sides of the analyzed peak. SEM: operating voltage of 25 kV and a working distance of ~15.0 mm. TIMA: dot-mapping mode with a working distance of 15 mm, spot size of ~92 nm, scanning at 3 µm resolution (operating at 25 kV, 11.6 nA). LA-ICP-MS mapping: laser energy of 5 J/cm2, repetition rate of 15 Hz, spot size of 10 µm, scan speed of 40 µm/s. | NIST 610, NIST 612, and GSD-1G as external standards | 55.4316 |  |  |  | 4.153 | [9 empty] | 0.11238 | [5 empty] | 3383.9636 | [11 empty] | 40.1007 | [9 empty] | 19645.0677 |  | 2.5259 |  |  |  | 626.3706 | [7 empty] | 0.01554 | [13 empty] | 40.9075 | [15 empty] | 72.1576 | [17 empty] | 13.9951 | [9 empty] | 0.30086 | [13 empty] | 1.6806 | [13 empty] | 2.9278 |  |  |  |  | 2025 | Wang, L., Han, R., Zhang, Y., Chen, Y., Liu, D. (2026). Unraveling the redistribution of trace elements during supergene processes: A case study from the Qingshan carbonate-hosted Zn-Pb deposit, SW China. Ore Geology Reviews, 188, 107059. |  | CHN | Southwest China
| Qingshan |  | Basin hydrothermal | Mississippi Valley-type (MVT) | MVT zinc-lead | Zn, Pb | Ge, Cd, Ag | Zn, Pb, Ge, Cd, Ag | Meng et al., 2023 |  | QSWL-13-1-spot no.9 | QSWL-13-1-spot no.9 | underground mine |  |  |  |  | ore material | polished section | grab | mineral separate | [5 empty] | mineralisation | primary sulfide ores and secondary non-sulfide ores |  |  | sphalerite, pyrite, galena, hemimorphite, willemite, goethite, smithsonite, cerussite | hydrothermal (stages 1–3), supergene | massive, brecciated, replacive, infilling | Sp2 |  |  |  | calcite, greenockite | polished sections (150 µm thick) | LA-ICPMS, EMPA, SEM-EDS | JEOL JXA-i SP100 microprobe equipped with five wavelength-dispersive spectrometers; Tescan Mira 3 field emission scanning electron microscope equipped with an energy dispersive spectrometer; Tescan Integrated Mineral Analyzer (TIMA) system comprising a field emission scanning electron microscope (Tescan Mira 3), integrated with four energy dispersive detectors (EDAXElement) | Guangzhou Tuoyan Analytical Technology Co., Ltd., Guizhou, China (GTAT) | EPMA: 15 kV accelerating potential and a beam current of 10 or 20 nA, with a defocused beam diameter of 5 µm; peak counting times for analyzed elements varied between 10 and 40 s, background measurements at 50% of the peak counting duration on both sides of the analyzed peak. SEM: operating voltage of 25 kV and a working distance of ~15.0 mm. TIMA: dot-mapping mode with a working distance of 15 mm, spot size of ~92 nm, scanning at 3 µm resolution (operating at 25 kV, 11.6 nA). LA-ICP-MS mapping: laser energy of 5 J/cm2, repetition rate of 15 Hz, spot size of 10 µm, scan speed of 40 µm/s. | NIST 610, NIST 612, and GSD-1G as external standards | 20.5309 |  |  |  | 9.6574 | [9 empty] | 0.16528 | [5 empty] | 2643.1213 | [11 empty] | 22.8513 | [9 empty] | 31136.0256 |  | 6.1915 |  |  |  | 314.4574 | [21 empty] | 75.8892 | [15 empty] | 84.5086 | [17 empty] | 13.2629 | [9 empty] | 0.47476 | [13 empty] | 1.1068 | [18 empty] | 2025 | Wang, L., Han, R., Zhang, Y., Chen, Y., Liu, D. (2026). Unraveling the redistribution of trace elements during supergene processes: A case study from the Qingshan carbonate-hosted Zn-Pb deposit, SW China. Ore Geology Reviews, 188, 107059. |  | CHN | Southwest China
| Qingshan |  | Basin hydrothermal | Mississippi Valley-type (MVT) | MVT zinc-lead | Zn, Pb | Ge, Cd, Ag | Zn, Pb, Ge, Cd, Ag | Meng et al., 2023 |  | QSWL-13-1-spot no.10 | QSWL-13-1-spot no.10 | underground mine |  |  |  |  | ore material | polished section | grab | mineral separate | [5 empty] | mineralisation | primary sulfide ores and secondary non-sulfide ores |  |  | sphalerite, pyrite, galena, hemimorphite, willemite, goethite, smithsonite, cerussite | hydrothermal (stages 1–3), supergene | massive, brecciated, replacive, infilling | Sp2 |  |  |  | calcite, greenockite | polished sections (150 µm thick) | LA-ICPMS, EMPA, SEM-EDS | JEOL JXA-i SP100 microprobe equipped with five wavelength-dispersive spectrometers; Tescan Mira 3 field emission scanning electron microscope equipped with an energy dispersive spectrometer; Tescan Integrated Mineral Analyzer (TIMA) system comprising a field emission scanning electron microscope (Tescan Mira 3), integrated with four energy dispersive detectors (EDAXElement) | Guangzhou Tuoyan Analytical Technology Co., Ltd., Guizhou, China (GTAT) | EPMA: 15 kV accelerating potential and a beam current of 10 or 20 nA, with a defocused beam diameter of 5 µm; peak counting times for analyzed elements varied between 10 and 40 s, background measurements at 50% of the peak counting duration on both sides of the analyzed peak. SEM: operating voltage of 25 kV and a working distance of ~15.0 mm. TIMA: dot-mapping mode with a working distance of 15 mm, spot size of ~92 nm, scanning at 3 µm resolution (operating at 25 kV, 11.6 nA). LA-ICP-MS mapping: laser energy of 5 J/cm2, repetition rate of 15 Hz, spot size of 10 µm, scan speed of 40 µm/s. | NIST 610, NIST 612, and GSD-1G as external standards | 56.2097 |  |  |  | 12.3565 | [9 empty] | 1.0462 | [5 empty] | 4466.5975 | [11 empty] | 27.8204 | [9 empty] | 22132.3432 | [5 empty] | 434.9357 | [21 empty] | 50.7967 | [15 empty] | 154.5522 | [17 empty] | 57.4801 | [23 empty] | 2.6392 | [13 empty] | 1.1651 |  |  |  |  | 2025 | Wang, L., Han, R., Zhang, Y., Chen, Y., Liu, D. (2026). Unraveling the redistribution of trace elements during supergene processes: A case study from the Qingshan carbonate-hosted Zn-Pb deposit, SW China. Ore Geology Reviews, 188, 107059. |  | CHN | Southwest China
| Qingshan |  | Basin hydrothermal | Mississippi Valley-type (MVT) | MVT zinc-lead | Zn, Pb | Ge, Cd, Ag | Zn, Pb, Ge, Cd, Ag | Meng et al., 2023 |  | QSWL-13-1-spot no.11 | QSWL-13-1-spot no.11 | underground mine |  |  |  |  | ore material | polished section | grab | mineral separate | [5 empty] | mineralisation | primary sulfide ores and secondary non-sulfide ores |  |  | sphalerite, pyrite, galena, hemimorphite, willemite, goethite, smithsonite, cerussite | hydrothermal (stages 1–3), supergene | massive, brecciated, replacive, infilling | Sp2 |  |  |  | calcite, greenockite | polished sections (150 µm thick) | LA-ICPMS, EMPA, SEM-EDS | JEOL JXA-i SP100 microprobe equipped with five wavelength-dispersive spectrometers; Tescan Mira 3 field emission scanning electron microscope equipped with an energy dispersive spectrometer; Tescan Integrated Mineral Analyzer (TIMA) system comprising a field emission scanning electron microscope (Tescan Mira 3), integrated with four energy dispersive detectors (EDAXElement) | Guangzhou Tuoyan Analytical Technology Co., Ltd., Guizhou, China (GTAT) | EPMA: 15 kV accelerating potential and a beam current of 10 or 20 nA, with a defocused beam diameter of 5 µm; peak counting times for analyzed elements varied between 10 and 40 s, background measurements at 50% of the peak counting duration on both sides of the analyzed peak. SEM: operating voltage of 25 kV and a working distance of ~15.0 mm. TIMA: dot-mapping mode with a working distance of 15 mm, spot size of ~92 nm, scanning at 3 µm resolution (operating at 25 kV, 11.6 nA). LA-ICP-MS mapping: laser energy of 5 J/cm2, repetition rate of 15 Hz, spot size of 10 µm, scan speed of 40 µm/s. | NIST 610, NIST 612, and GSD-1G as external standards | 51.2205 |  |  |  | 7.7199 | [9 empty] | 0.2517 | [5 empty] | 4563.0097 | [11 empty] | 19.645 | [9 empty] | 19238.4305 | [5 empty] | 275.4586 | [21 empty] | 51.4071 | [15 empty] | 103.9934 | [17 empty] | 43.2383 | [9 empty] | 0.097696 | [13 empty] | 1.3124 | [13 empty] | 4.0727 |  |  |  |  | 2025 | Wang, L., Han, R., Zhang, Y., Chen, Y., Liu, D. (2026). Unraveling the redistribution of trace elements during supergene processes: A case study from the Qingshan carbonate-hosted Zn-Pb deposit, SW China. Ore Geology Reviews, 188, 107059. |  | CHN | Southwest China
| Qingshan |  | Basin hydrothermal | Mississippi Valley-type (MVT) | MVT zinc-lead | Zn, Pb | Ge, Cd, Ag | Zn, Pb, Ge, Cd, Ag | Meng et al., 2023 |  | Geometric mean-4 | Geometric mean-4 | underground mine |  |  |  |  | ore material | polished section | grab | mineral separate | [5 empty] | mineralisation | primary sulfide ores and secondary non-sulfide ores |  |  | sphalerite, pyrite, galena, hemimorphite, willemite, goethite, smithsonite, cerussite | hydrothermal (stages 1–3), supergene | massive, brecciated, replacive, infilling | colloform, oscillatory zoning, replacement, core-mantle-rim, dendritic, botryoidal, euhedral, subhedral, anhedral |  |  |  | calcite, greenockite | polished sections (150 µm thick) | LA-ICPMS, EMPA, SEM-EDS | JEOL JXA-i SP100 microprobe equipped with five wavelength-dispersive spectrometers; Tescan Mira 3 field emission scanning electron microscope equipped with an energy dispersive spectrometer; Tescan Integrated Mineral Analyzer (TIMA) system comprising a field emission scanning electron microscope (Tescan Mira 3), integrated with four energy dispersive detectors (EDAXElement) | Guangzhou Tuoyan Analytical Technology Co., Ltd., Guizhou, China (GTAT) | EPMA: 15 kV accelerating potential and a beam current of 10 or 20 nA, with a defocused beam diameter of 5 µm; peak counting times for analyzed elements varied between 10 and 40 s, background measurements at 50% of the peak counting duration on both sides of the analyzed peak. SEM: operating voltage of 25 kV and a working distance of ~15.0 mm. TIMA: dot-mapping mode with a working distance of 15 mm, spot size of ~92 nm, scanning at 3 µm resolution (operating at 25 kV, 11.6 nA). LA-ICP-MS mapping: laser energy of 5 J/cm2, repetition rate of 15 Hz, spot size of 10 µm, scan speed of 40 µm/s. | NIST 610, NIST 612, and GSD-1G as external standards | 30.8652 |  |  |  | 7.9633 | [9 empty] | 0.079149 | [5 empty] | 2824.1026 | [11 empty] | 26.465 | [9 empty] | 23904.437 | [5 empty] | 439.0822 | [21 empty] | 50.0829 | [15 empty] | 80.9876 | [17 empty] | 14.6212 | [5 empty] | 116905.9994 | [17 empty] | 1.6311 | [13 empty] | 3.6411 |  |  |  |  | 2025 | Wang, L., Han, R., Zhang, Y., Chen, Y., Liu, D. (2026). Unraveling the redistribution of trace elements during supergene processes: A case study from the Qingshan carbonate-hosted Zn-Pb deposit, SW China. Ore Geology Reviews, 188, 107059. |  | CHN | Southwest China
| Qingshan |  | Basin hydrothermal | Mississippi Valley-type (MVT) | MVT zinc-lead | Zn, Pb | Ge, Cd, Ag | Zn, Pb, Ge, Cd, Ag | Meng et al., 2023 |  | Arithmetlc mean-4 | Arithmetlc mean-4 | underground mine |  |  |  |  | ore material | polished section | grab | mineral separate | [5 empty] | mineralisation | primary sulfide ores and secondary non-sulfide ores |  |  | sphalerite, pyrite, galena, hemimorphite, willemite, goethite, smithsonite, cerussite | hydrothermal (stages 1–3), supergene | massive, brecciated, replacive, infilling | colloform, oscillatory zoning, replacement, core-mantle-rim, dendritic, botryoidal, euhedral, subhedral, anhedral |  |  |  | calcite, greenockite | polished sections (150 µm thick) | LA-ICPMS, EMPA, SEM-EDS | JEOL JXA-i SP100 microprobe equipped with five wavelength-dispersive spectrometers; Tescan Mira 3 field emission scanning electron microscope equipped with an energy dispersive spectrometer; Tescan Integrated Mineral Analyzer (TIMA) system comprising a field emission scanning electron microscope (Tescan Mira 3), integrated with four energy dispersive detectors (EDAXElement) | Guangzhou Tuoyan Analytical Technology Co., Ltd., Guizhou, China (GTAT) | EPMA: 15 kV accelerating potential and a beam current of 10 or 20 nA, with a defocused beam diameter of 5 µm; peak counting times for analyzed elements varied between 10 and 40 s, background measurements at 50% of the peak counting duration on both sides of the analyzed peak. SEM: operating voltage of 25 kV and a working distance of ~15.0 mm. TIMA: dot-mapping mode with a working distance of 15 mm, spot size of ~92 nm, scanning at 3 µm resolution (operating at 25 kV, 11.6 nA). LA-ICP-MS mapping: laser energy of 5 J/cm2, repetition rate of 15 Hz, spot size of 10 µm, scan speed of 40 µm/s. | NIST 610, NIST 612, and GSD-1G as external standards | 36.2732 |  |  |  | 9.9818 | [9 empty] | 0.09621 | [5 empty] | 2942.9271 | [11 empty] | 29.1882 | [9 empty] | 24315.9261 | [5 empty] | 464.9417 | [21 empty] | 51.5231 | [15 empty] | 85.3543 | [17 empty] | 19.0598 | [5 empty] | 116908.5714 | [17 empty] | 1.8139 | [13 empty] | 4.3602 |  |  |  |  | 2025 | Wang, L., Han, R., Zhang, Y., Chen, Y., Liu, D. (2026). Unraveling the redistribution of trace elements during supergene processes: A case study from the Qingshan carbonate-hosted Zn-Pb deposit, SW China. Ore Geology Reviews, 188, 107059. |  | CHN | Southwest China
| Qingshan |  | Basin hydrothermal | Mississippi Valley-type (MVT) | MVT zinc-lead | Zn, Pb | Ge, Cd, Ag | Zn, Pb, Ge, Cd, Ag | Meng et al., 2023 |  | QSL4PD-1-spot no.1 | QSL4PD-1-spot no.1 | underground mine |  |  |  |  | ore material | polished section | grab | mineral separate | [5 empty] | mineralisation | primary sulfide ores and secondary non-sulfide ores |  |  | sphalerite, pyrite, galena, hemimorphite, willemite, goethite, smithsonite, cerussite | hydrothermal (stages 1–3), supergene | massive, brecciated, replacive, infilling | Sp2 |  |  |  | calcite, greenockite | polished sections (150 µm thick) | LA-ICPMS, EMPA, SEM-EDS | JEOL JXA-i SP100 microprobe equipped with five wavelength-dispersive spectrometers; Tescan Mira 3 field emission scanning electron microscope equipped with an energy dispersive spectrometer; Tescan Integrated Mineral Analyzer (TIMA) system comprising a field emission scanning electron microscope (Tescan Mira 3), integrated with four energy dispersive detectors (EDAXElement) | Guangzhou Tuoyan Analytical Technology Co., Ltd., Guizhou, China (GTAT) | EPMA: 15 kV accelerating potential and a beam current of 10 or 20 nA, with a defocused beam diameter of 5 µm; peak counting times for analyzed elements varied between 10 and 40 s, background measurements at 50% of the peak counting duration on both sides of the analyzed peak. SEM: operating voltage of 25 kV and a working distance of ~15.0 mm. TIMA: dot-mapping mode with a working distance of 15 mm, spot size of ~92 nm, scanning at 3 µm resolution (operating at 25 kV, 11.6 nA). LA-ICP-MS mapping: laser energy of 5 J/cm2, repetition rate of 15 Hz, spot size of 10 µm, scan speed of 40 µm/s. | NIST 610, NIST 612, and GSD-1G as external standards | 10.0195 |  |  |  | 3.6125 | [9 empty] | 0.14677 | [5 empty] | 2865.4788 | [21 empty] | 32694.8305 | [5 empty] | 307.6219 | [21 empty] | 59.5095 | [15 empty] | 110.0551 | [17 empty] | 27.9928 | [9 empty] | 0.083243 | [13 empty] | 1.7054 | [18 empty] | 2025 | Wang, L., Han, R., Zhang, Y., Chen, Y., Liu, D. (2026). Unraveling the redistribution of trace elements during supergene processes: A case study from the Qingshan carbonate-hosted Zn-Pb deposit, SW China. Ore Geology Reviews, 188, 107059. |  | CHN | Southwest China
| Qingshan |  | Basin hydrothermal | Mississippi Valley-type (MVT) | MVT zinc-lead | Zn, Pb | Ge, Cd, Ag | Zn, Pb, Ge, Cd, Ag | Meng et al., 2023 |  | QSL4PD-1-spot no.2 | QSL4PD-1-spot no.2 | underground mine |  |  |  |  | ore material | polished section | grab | mineral separate | [5 empty] | mineralisation | primary sulfide ores and secondary non-sulfide ores |  |  | sphalerite, pyrite, galena, hemimorphite, willemite, goethite, smithsonite, cerussite | hydrothermal (stages 1–3), supergene | massive, brecciated, replacive, infilling | Sp2 |  |  |  | calcite, greenockite | polished sections (150 µm thick) | LA-ICPMS, EMPA, SEM-EDS | JEOL JXA-i SP100 microprobe equipped with five wavelength-dispersive spectrometers; Tescan Mira 3 field emission scanning electron microscope equipped with an energy dispersive spectrometer; Tescan Integrated Mineral Analyzer (TIMA) system comprising a field emission scanning electron microscope (Tescan Mira 3), integrated with four energy dispersive detectors (EDAXElement) | Guangzhou Tuoyan Analytical Technology Co., Ltd., Guizhou, China (GTAT) | EPMA: 15 kV accelerating potential and a beam current of 10 or 20 nA, with a defocused beam diameter of 5 µm; peak counting times for analyzed elements varied between 10 and 40 s, background measurements at 50% of the peak counting duration on both sides of the analyzed peak. SEM: operating voltage of 25 kV and a working distance of ~15.0 mm. TIMA: dot-mapping mode with a working distance of 15 mm, spot size of ~92 nm, scanning at 3 µm resolution (operating at 25 kV, 11.6 nA). LA-ICP-MS mapping: laser energy of 5 J/cm2, repetition rate of 15 Hz, spot size of 10 µm, scan speed of 40 µm/s. | NIST 610, NIST 612, and GSD-1G as external standards | 37.7725 |  |  |  | 4.4731 | [9 empty] | 0.050205 | [5 empty] | 3678.5114 | [11 empty] | 3.8297 | [9 empty] | 26805.4306 |  | 1.8408 |  |  |  | 184.2234 | [7 empty] | 0.038213 | [13 empty] | 75.347 | [15 empty] | 85.7656 | [17 empty] | 48.1022 | [9 empty] | 1.8024 | [13 empty] | 1.6521 | [13 empty] | 3.1982 |  |  |  |  | 2025 | Wang, L., Han, R., Zhang, Y., Chen, Y., Liu, D. (2026). Unraveling the redistribution of trace elements during supergene processes: A case study from the Qingshan carbonate-hosted Zn-Pb deposit, SW China. Ore Geology Reviews, 188, 107059. |  | CHN | Southwest China
| Qingshan |  | Basin hydrothermal | Mississippi Valley-type (MVT) | MVT zinc-lead | Zn, Pb | Ge, Cd, Ag | Zn, Pb, Ge, Cd, Ag | Meng et al., 2023 |  | QSL4PD-1-spot no.3 | QSL4PD-1-spot no.3 | underground mine |  |  |  |  | ore material | polished section | grab | mineral separate | [5 empty] | mineralisation | primary sulfide ores and secondary non-sulfide ores |  |  | sphalerite, pyrite, galena, hemimorphite, willemite, goethite, smithsonite, cerussite | hydrothermal (stages 1–3), supergene | massive, brecciated, replacive, infilling | Sp2 |  |  |  | calcite, greenockite | polished sections (150 µm thick) | LA-ICPMS, EMPA, SEM-EDS | JEOL JXA-i SP100 microprobe equipped with five wavelength-dispersive spectrometers; Tescan Mira 3 field emission scanning electron microscope equipped with an energy dispersive spectrometer; Tescan Integrated Mineral Analyzer (TIMA) system comprising a field emission scanning electron microscope (Tescan Mira 3), integrated with four energy dispersive detectors (EDAXElement) | Guangzhou Tuoyan Analytical Technology Co., Ltd., Guizhou, China (GTAT) | EPMA: 15 kV accelerating potential and a beam current of 10 or 20 nA, with a defocused beam diameter of 5 µm; peak counting times for analyzed elements varied between 10 and 40 s, background measurements at 50% of the peak counting duration on both sides of the analyzed peak. SEM: operating voltage of 25 kV and a working distance of ~15.0 mm. TIMA: dot-mapping mode with a working distance of 15 mm, spot size of ~92 nm, scanning at 3 µm resolution (operating at 25 kV, 11.6 nA). LA-ICP-MS mapping: laser energy of 5 J/cm2, repetition rate of 15 Hz, spot size of 10 µm, scan speed of 40 µm/s. | NIST 610, NIST 612, and GSD-1G as external standards | 23.2601 |  |  |  | 6.8991 | [9 empty] | 0.044118 | [5 empty] | 2725.2325 | [11 empty] | 2.3454 | [9 empty] | 25898.6607 |  | 0.87274 |  |  |  | 163.9733 | [21 empty] | 125.9384 | [15 empty] | 102.3928 | [17 empty] | 54.4256 | [9 empty] | 0.23602 | [13 empty] | 1.836 | [18 empty] | 2025 | Wang, L., Han, R., Zhang, Y., Chen, Y., Liu, D. (2026). Unraveling the redistribution of trace elements during supergene processes: A case study from the Qingshan carbonate-hosted Zn-Pb deposit, SW China. Ore Geology Reviews, 188, 107059. |  | CHN | Southwest China
| Qingshan |  | Basin hydrothermal | Mississippi Valley-type (MVT) | MVT zinc-lead | Zn, Pb | Ge, Cd, Ag | Zn, Pb, Ge, Cd, Ag | Meng et al., 2023 |  | QSL4PD-1-spot no.4 | QSL4PD-1-spot no.4 | underground mine |  |  |  |  | ore material | polished section | grab | mineral separate | [5 empty] | mineralisation | primary sulfide ores and secondary non-sulfide ores |  |  | sphalerite, pyrite, galena, hemimorphite, willemite, goethite, smithsonite, cerussite | hydrothermal (stages 1–3), supergene | massive, brecciated, replacive, infilling | Sp2 |  |  |  | calcite, greenockite | polished sections (150 µm thick) | LA-ICPMS, EMPA, SEM-EDS | JEOL JXA-i SP100 microprobe equipped with five wavelength-dispersive spectrometers; Tescan Mira 3 field emission scanning electron microscope equipped with an energy dispersive spectrometer; Tescan Integrated Mineral Analyzer (TIMA) system comprising a field emission scanning electron microscope (Tescan Mira 3), integrated with four energy dispersive detectors (EDAXElement) | Guangzhou Tuoyan Analytical Technology Co., Ltd., Guizhou, China (GTAT) | EPMA: 15 kV accelerating potential and a beam current of 10 or 20 nA, with a defocused beam diameter of 5 µm; peak counting times for analyzed elements varied between 10 and 40 s, background measurements at 50% of the peak counting duration on both sides of the analyzed peak. SEM: operating voltage of 25 kV and a working distance of ~15.0 mm. TIMA: dot-mapping mode with a working distance of 15 mm, spot size of ~92 nm, scanning at 3 µm resolution (operating at 25 kV, 11.6 nA). LA-ICP-MS mapping: laser energy of 5 J/cm2, repetition rate of 15 Hz, spot size of 10 µm, scan speed of 40 µm/s. | NIST 610, NIST 612, and GSD-1G as external standards | 56.7202 |  |  |  | 3.5465 | [9 empty] | 0.049192 | [5 empty] | 3393.4064 | [21 empty] | 24673.0443 |  | 1.3796 |  |  |  | 196.6908 | [21 empty] | 95.8897 | [15 empty] | 110.9746 | [17 empty] | 48.9526 | [9 empty] | 0.34019 | [13 empty] | 1.416 | [13 empty] | 379.6437 |  |  |  |  | 2025 | Wang, L., Han, R., Zhang, Y., Chen, Y., Liu, D. (2026). Unraveling the redistribution of trace elements during supergene processes: A case study from the Qingshan carbonate-hosted Zn-Pb deposit, SW China. Ore Geology Reviews, 188, 107059. |  | CHN | Southwest China
| Qingshan |  | Basin hydrothermal | Mississippi Valley-type (MVT) | MVT zinc-lead | Zn, Pb | Ge, Cd, Ag | Zn, Pb, Ge, Cd, Ag | Meng et al., 2023 |  | QSL4PD-1-spot no.5 | QSL4PD-1-spot no.5 | underground mine |  |  |  |  | ore material | polished section | grab | mineral separate | [5 empty] | mineralisation | primary sulfide ores and secondary non-sulfide ores |  |  | sphalerite, pyrite, galena, hemimorphite, willemite, goethite, smithsonite, cerussite | hydrothermal (stages 1–3), supergene | massive, brecciated, replacive, infilling | Sp2 |  |  |  | calcite, greenockite | polished sections (150 µm thick) | LA-ICPMS, EMPA, SEM-EDS | JEOL JXA-i SP100 microprobe equipped with five wavelength-dispersive spectrometers; Tescan Mira 3 field emission scanning electron microscope equipped with an energy dispersive spectrometer; Tescan Integrated Mineral Analyzer (TIMA) system comprising a field emission scanning electron microscope (Tescan Mira 3), integrated with four energy dispersive detectors (EDAXElement) | Guangzhou Tuoyan Analytical Technology Co., Ltd., Guizhou, China (GTAT) | EPMA: 15 kV accelerating potential and a beam current of 10 or 20 nA, with a defocused beam diameter of 5 µm; peak counting times for analyzed elements varied between 10 and 40 s, background measurements at 50% of the peak counting duration on both sides of the analyzed peak. SEM: operating voltage of 25 kV and a working distance of ~15.0 mm. TIMA: dot-mapping mode with a working distance of 15 mm, spot size of ~92 nm, scanning at 3 µm resolution (operating at 25 kV, 11.6 nA). LA-ICP-MS mapping: laser energy of 5 J/cm2, repetition rate of 15 Hz, spot size of 10 µm, scan speed of 40 µm/s. | NIST 610, NIST 612, and GSD-1G as external standards | 40.881 |  |  |  | 3.1939 | [9 empty] | 0.16627 | [5 empty] | 2398.1725 | [21 empty] | 21581.0091 | [5 empty] | 239.6903 | [21 empty] | 64.1284 | [15 empty] | 107.4307 | [17 empty] | 45.2161 | [9 empty] | 0.071533 | [13 empty] | 2.3485 | [18 empty] | 2025 | Wang, L., Han, R., Zhang, Y., Chen, Y., Liu, D. (2026). Unraveling the redistribution of trace elements during supergene processes: A case study from the Qingshan carbonate-hosted Zn-Pb deposit, SW China. Ore Geology Reviews, 188, 107059. |  | CHN | Southwest China
| Qingshan |  | Basin hydrothermal | Mississippi Valley-type (MVT) | MVT zinc-lead | Zn, Pb | Ge, Cd, Ag | Zn, Pb, Ge, Cd, Ag | Meng et al., 2023 |  | QSL4PD-1-spot no.6 | QSL4PD-1-spot no.6 | underground mine |  |  |  |  | ore material | polished section | grab | mineral separate | [5 empty] | mineralisation | primary sulfide ores and secondary non-sulfide ores |  |  | sphalerite, pyrite, galena, hemimorphite, willemite, goethite, smithsonite, cerussite | hydrothermal (stages 1–3), supergene | massive, brecciated, replacive, infilling | Sp2 |  |  |  | calcite, greenockite | polished sections (150 µm thick) | LA-ICPMS, EMPA, SEM-EDS | JEOL JXA-i SP100 microprobe equipped with five wavelength-dispersive spectrometers; Tescan Mira 3 field emission scanning electron microscope equipped with an energy dispersive spectrometer; Tescan Integrated Mineral Analyzer (TIMA) system comprising a field emission scanning electron microscope (Tescan Mira 3), integrated with four energy dispersive detectors (EDAXElement) | Guangzhou Tuoyan Analytical Technology Co., Ltd., Guizhou, China (GTAT) | EPMA: 15 kV accelerating potential and a beam current of 10 or 20 nA, with a defocused beam diameter of 5 µm; peak counting times for analyzed elements varied between 10 and 40 s, background measurements at 50% of the peak counting duration on both sides of the analyzed peak. SEM: operating voltage of 25 kV and a working distance of ~15.0 mm. TIMA: dot-mapping mode with a working distance of 15 mm, spot size of ~92 nm, scanning at 3 µm resolution (operating at 25 kV, 11.6 nA). LA-ICP-MS mapping: laser energy of 5 J/cm2, repetition rate of 15 Hz, spot size of 10 µm, scan speed of 40 µm/s. | NIST 610, NIST 612, and GSD-1G as external standards | 6.44 |  |  |  | 2.8873 | [9 empty] | 0.099741 | [5 empty] | 3098.4741 | [21 empty] | 23590.7917 | [5 empty] | 100.7032 |  |  |  | 0.49601 | [17 empty] | 62.6267 | [15 empty] | 61.2593 | [17 empty] | 14.2801 | [9 empty] | 0.1901 | [13 empty] | 0.42298 | [13 empty] | 135.6943 |  |  |  |  | 2025 | Wang, L., Han, R., Zhang, Y., Chen, Y., Liu, D. (2026). Unraveling the redistribution of trace elements during supergene processes: A case study from the Qingshan carbonate-hosted Zn-Pb deposit, SW China. Ore Geology Reviews, 188, 107059. |  | CHN | Southwest China
| Qingshan |  | Basin hydrothermal | Mississippi Valley-type (MVT) | MVT zinc-lead | Zn, Pb | Ge, Cd, Ag | Zn, Pb, Ge, Cd, Ag | Meng et al., 2023 |  | QSL4PD-1-spot no.7 | QSL4PD-1-spot no.7 | underground mine |  |  |  |  | ore material | polished section | grab | mineral separate | [5 empty] | mineralisation | primary sulfide ores and secondary non-sulfide ores |  |  | sphalerite, pyrite, galena, hemimorphite, willemite, goethite, smithsonite, cerussite | hydrothermal (stages 1–3), supergene | massive, brecciated, replacive, infilling | Sp2 |  |  |  | calcite, greenockite | polished sections (150 µm thick) | LA-ICPMS, EMPA, SEM-EDS | JEOL JXA-i SP100 microprobe equipped with five wavelength-dispersive spectrometers; Tescan Mira 3 field emission scanning electron microscope equipped with an energy dispersive spectrometer; Tescan Integrated Mineral Analyzer (TIMA) system comprising a field emission scanning electron microscope (Tescan Mira 3), integrated with four energy dispersive detectors (EDAXElement) | Guangzhou Tuoyan Analytical Technology Co., Ltd., Guizhou, China (GTAT) | EPMA: 15 kV accelerating potential and a beam current of 10 or 20 nA, with a defocused beam diameter of 5 µm; peak counting times for analyzed elements varied between 10 and 40 s, background measurements at 50% of the peak counting duration on both sides of the analyzed peak. SEM: operating voltage of 25 kV and a working distance of ~15.0 mm. TIMA: dot-mapping mode with a working distance of 15 mm, spot size of ~92 nm, scanning at 3 µm resolution (operating at 25 kV, 11.6 nA). LA-ICP-MS mapping: laser energy of 5 J/cm2, repetition rate of 15 Hz, spot size of 10 µm, scan speed of 40 µm/s. | NIST 610, NIST 612, and GSD-1G as external standards | 48.5207 |  |  |  | 3.5817 | [9 empty] | 0.047198 | [5 empty] | 3530.1882 | [11 empty] | 5.4265 | [9 empty] | 31626.3145 | [5 empty] | 362.2886 |  |  |  | 0.67659 |  |  |  | 0.001833 | [13 empty] | 62.6415 | [15 empty] | 101.6003 | [17 empty] | 49.819 |  |  |  | 0.99413 | [5 empty] | 0.09036 | [13 empty] | 2.2376 | [13 empty] | 11.6792 |  |  |  |  | 2025 | Wang, L., Han, R., Zhang, Y., Chen, Y., Liu, D. (2026). Unraveling the redistribution of trace elements during supergene processes: A case study from the Qingshan carbonate-hosted Zn-Pb deposit, SW China. Ore Geology Reviews, 188, 107059. |  | CHN | Southwest China
| Qingshan |  | Basin hydrothermal | Mississippi Valley-type (MVT) | MVT zinc-lead | Zn, Pb | Ge, Cd, Ag | Zn, Pb, Ge, Cd, Ag | Meng et al., 2023 |  | QSL4PD-1-spot no.8 | QSL4PD-1-spot no.8 | underground mine |  |  |  |  | ore material | polished section | grab | mineral separate | [5 empty] | mineralisation | primary sulfide ores and secondary non-sulfide ores |  |  | sphalerite, pyrite, galena, hemimorphite, willemite, goethite, smithsonite, cerussite | hydrothermal (stages 1–3), supergene | massive, brecciated, replacive, infilling | Sp2 |  |  |  | calcite, greenockite | polished sections (150 µm thick) | LA-ICPMS, EMPA, SEM-EDS | JEOL JXA-i SP100 microprobe equipped with five wavelength-dispersive spectrometers; Tescan Mira 3 field emission scanning electron microscope equipped with an energy dispersive spectrometer; Tescan Integrated Mineral Analyzer (TIMA) system comprising a field emission scanning electron microscope (Tescan Mira 3), integrated with four energy dispersive detectors (EDAXElement) | Guangzhou Tuoyan Analytical Technology Co., Ltd., Guizhou, China (GTAT) | EPMA: 15 kV accelerating potential and a beam current of 10 or 20 nA, with a defocused beam diameter of 5 µm; peak counting times for analyzed elements varied between 10 and 40 s, background measurements at 50% of the peak counting duration on both sides of the analyzed peak. SEM: operating voltage of 25 kV and a working distance of ~15.0 mm. TIMA: dot-mapping mode with a working distance of 15 mm, spot size of ~92 nm, scanning at 3 µm resolution (operating at 25 kV, 11.6 nA). LA-ICP-MS mapping: laser energy of 5 J/cm2, repetition rate of 15 Hz, spot size of 10 µm, scan speed of 40 µm/s. | NIST 610, NIST 612, and GSD-1G as external standards | 15.2093 |  |  |  | 714.715 | [9 empty] | 0.15302 | [5 empty] | 2594.5951 | [21 empty] | 21791.9141 | [5 empty] | 91.9656 |  |  |  | 0.45162 |  |  |  | 0.001908 | [13 empty] | 84.9348 | [15 empty] | 75.4592 | [17 empty] | 32.9043 | [9 empty] | 0.12867 | [13 empty] | 0.88395 | [13 empty] | 41.242 |  |  |  |  | 2025 | Wang, L., Han, R., Zhang, Y., Chen, Y., Liu, D. (2026). Unraveling the redistribution of trace elements during supergene processes: A case study from the Qingshan carbonate-hosted Zn-Pb deposit, SW China. Ore Geology Reviews, 188, 107059. |  | CHN | Southwest China
| Qingshan |  | Basin hydrothermal | Mississippi Valley-type (MVT) | MVT zinc-lead | Zn, Pb | Ge, Cd, Ag | Zn, Pb, Ge, Cd, Ag | Meng et al., 2023 |  | QSL4PD-1-spot no.9 | QSL4PD-1-spot no.9 | underground mine |  |  |  |  | ore material | polished section | grab | mineral separate | [5 empty] | mineralisation | primary sulfide ores and secondary non-sulfide ores |  |  | sphalerite, pyrite, galena, hemimorphite, willemite, goethite, smithsonite, cerussite | hydrothermal (stages 1–3), supergene | massive, brecciated, replacive, infilling | Sp2 |  |  |  | calcite, greenockite | polished sections (150 µm thick) | LA-ICPMS, EMPA, SEM-EDS | JEOL JXA-i SP100 microprobe equipped with five wavelength-dispersive spectrometers; Tescan Mira 3 field emission scanning electron microscope equipped with an energy dispersive spectrometer; Tescan Integrated Mineral Analyzer (TIMA) system comprising a field emission scanning electron microscope (Tescan Mira 3), integrated with four energy dispersive detectors (EDAXElement) | Guangzhou Tuoyan Analytical Technology Co., Ltd., Guizhou, China (GTAT) | EPMA: 15 kV accelerating potential and a beam current of 10 or 20 nA, with a defocused beam diameter of 5 µm; peak counting times for analyzed elements varied between 10 and 40 s, background measurements at 50% of the peak counting duration on both sides of the analyzed peak. SEM: operating voltage of 25 kV and a working distance of ~15.0 mm. TIMA: dot-mapping mode with a working distance of 15 mm, spot size of ~92 nm, scanning at 3 µm resolution (operating at 25 kV, 11.6 nA). LA-ICP-MS mapping: laser energy of 5 J/cm2, repetition rate of 15 Hz, spot size of 10 µm, scan speed of 40 µm/s. | NIST 610, NIST 612, and GSD-1G as external standards | 17.2539 |  |  |  | 4.7923 | [9 empty] | 0.040284 | [5 empty] | 2600.6226 | [21 empty] | 25578.4276 | [5 empty] | 177.8856 | [21 empty] | 115.4224 | [15 empty] | 129.3859 | [17 empty] | 45.7858 | [9 empty] | 1.0301 | [13 empty] | 1.8236 | [13 empty] | 39.6516 |  |  |  |  | 2025 | Wang, L., Han, R., Zhang, Y., Chen, Y., Liu, D. (2026). Unraveling the redistribution of trace elements during supergene processes: A case study from the Qingshan carbonate-hosted Zn-Pb deposit, SW China. Ore Geology Reviews, 188, 107059. |  | CHN | Southwest China
| Qingshan |  | Basin hydrothermal | Mississippi Valley-type (MVT) | MVT zinc-lead | Zn, Pb | Ge, Cd, Ag | Zn, Pb, Ge, Cd, Ag | Meng et al., 2023 |  | QSL4PD-1-spot no.10 | QSL4PD-1-spot no.10 | underground mine |  |  |  |  | ore material | polished section | grab | mineral separate | [5 empty] | mineralisation | primary sulfide ores and secondary non-sulfide ores |  |  | sphalerite, pyrite, galena, hemimorphite, willemite, goethite, smithsonite, cerussite | hydrothermal (stages 1–3), supergene | massive, brecciated, replacive, infilling | Sp2 |  |  |  | calcite, greenockite | polished sections (150 µm thick) | LA-ICPMS, EMPA, SEM-EDS | JEOL JXA-i SP100 microprobe equipped with five wavelength-dispersive spectrometers; Tescan Mira 3 field emission scanning electron microscope equipped with an energy dispersive spectrometer; Tescan Integrated Mineral Analyzer (TIMA) system comprising a field emission scanning electron microscope (Tescan Mira 3), integrated with four energy dispersive detectors (EDAXElement) | Guangzhou Tuoyan Analytical Technology Co., Ltd., Guizhou, China (GTAT) | EPMA: 15 kV accelerating potential and a beam current of 10 or 20 nA, with a defocused beam diameter of 5 µm; peak counting times for analyzed elements varied between 10 and 40 s, background measurements at 50% of the peak counting duration on both sides of the analyzed peak. SEM: operating voltage of 25 kV and a working distance of ~15.0 mm. TIMA: dot-mapping mode with a working distance of 15 mm, spot size of ~92 nm, scanning at 3 µm resolution (operating at 25 kV, 11.6 nA). LA-ICP-MS mapping: laser energy of 5 J/cm2, repetition rate of 15 Hz, spot size of 10 µm, scan speed of 40 µm/s. | NIST 610, NIST 612, and GSD-1G as external standards | 45.6197 |  |  |  | 11.2894 | [9 empty] | 0.045986 | [5 empty] | 3395.4617 | [21 empty] | 39443.4089 | [5 empty] | 416.0421 | [21 empty] | 64.5107 | [15 empty] | 180.0021 | [17 empty] | 174.8213 | [9 empty] | 0.067163 | [13 empty] | 5.0069 | [13 empty] | 13.559 |  |  |  |  | 2025 | Wang, L., Han, R., Zhang, Y., Chen, Y., Liu, D. (2026). Unraveling the redistribution of trace elements during supergene processes: A case study from the Qingshan carbonate-hosted Zn-Pb deposit, SW China. Ore Geology Reviews, 188, 107059. |  | CHN | Southwest China
| Qingshan |  | Basin hydrothermal | Mississippi Valley-type (MVT) | MVT zinc-lead | Zn, Pb | Ge, Cd, Ag | Zn, Pb, Ge, Cd, Ag | Meng et al., 2023 |  | Geometric mean-5 | Geometric mean-5 | underground mine |  |  |  |  | ore material | polished section | grab | mineral separate | [5 empty] | mineralisation | primary sulfide ores and secondary non-sulfide ores |  |  | sphalerite, pyrite, galena, hemimorphite, willemite, goethite, smithsonite, cerussite | hydrothermal (stages 1–3), supergene | massive, brecciated, replacive, infilling | colloform, oscillatory zoning, replacement, core-mantle-rim, dendritic, botryoidal, euhedral, subhedral, anhedral |  |  |  | calcite, greenockite | polished sections (150 µm thick) | LA-ICPMS, EMPA, SEM-EDS | JEOL JXA-i SP100 microprobe equipped with five wavelength-dispersive spectrometers; Tescan Mira 3 field emission scanning electron microscope equipped with an energy dispersive spectrometer; Tescan Integrated Mineral Analyzer (TIMA) system comprising a field emission scanning electron microscope (Tescan Mira 3), integrated with four energy dispersive detectors (EDAXElement) | Guangzhou Tuoyan Analytical Technology Co., Ltd., Guizhou, China (GTAT) | EPMA: 15 kV accelerating potential and a beam current of 10 or 20 nA, with a defocused beam diameter of 5 µm; peak counting times for analyzed elements varied between 10 and 40 s, background measurements at 50% of the peak counting duration on both sides of the analyzed peak. SEM: operating voltage of 25 kV and a working distance of ~15.0 mm. TIMA: dot-mapping mode with a working distance of 15 mm, spot size of ~92 nm, scanning at 3 µm resolution (operating at 25 kV, 11.6 nA). LA-ICP-MS mapping: laser energy of 5 J/cm2, repetition rate of 15 Hz, spot size of 10 µm, scan speed of 40 µm/s. | NIST 610, NIST 612, and GSD-1G as external standards | 24.4504 |  |  |  | 4.1237 | [15 empty] | 2997.6303 | [11 empty] | 27.0457 | [9 empty] | 26898.0529 | [5 empty] | 201.2135 |  |  |  | 0.44284 | [17 empty] | 78.2575 | [15 empty] | 102.3408 | [17 empty] | 44.4917 | [9 empty] | 0.17777 | [13 empty] | 1.6288 | [13 empty] | 21.0736 |  |  |  |  | 2025 | Wang, L., Han, R., Zhang, Y., Chen, Y., Liu, D. (2026). Unraveling the redistribution of trace elements during supergene processes: A case study from the Qingshan carbonate-hosted Zn-Pb deposit, SW China. Ore Geology Reviews, 188, 107059. |  | CHN | Southwest China
| Qingshan |  | Basin hydrothermal | Mississippi Valley-type (MVT) | MVT zinc-lead | Zn, Pb | Ge, Cd, Ag | Zn, Pb, Ge, Cd, Ag | Meng et al., 2023 |  | Arithmetlc mean-5 | Arithmetlc mean-5 | underground mine |  |  |  |  | ore material | polished section | grab | mineral separate | [5 empty] | mineralisation | primary sulfide ores and secondary non-sulfide ores |  |  | sphalerite, pyrite, galena, hemimorphite, willemite, goethite, smithsonite, cerussite | hydrothermal (stages 1–3), supergene | massive, brecciated, replacive, infilling | colloform, oscillatory zoning, replacement, core-mantle-rim, dendritic, botryoidal, euhedral, subhedral, anhedral |  |  |  | calcite, greenockite | polished sections (150 µm thick) | LA-ICPMS, EMPA, SEM-EDS | JEOL JXA-i SP100 microprobe equipped with five wavelength-dispersive spectrometers; Tescan Mira 3 field emission scanning electron microscope equipped with an energy dispersive spectrometer; Tescan Integrated Mineral Analyzer (TIMA) system comprising a field emission scanning electron microscope (Tescan Mira 3), integrated with four energy dispersive detectors (EDAXElement) | Guangzhou Tuoyan Analytical Technology Co., Ltd., Guizhou, China (GTAT) | EPMA: 15 kV accelerating potential and a beam current of 10 or 20 nA, with a defocused beam diameter of 5 µm; peak counting times for analyzed elements varied between 10 and 40 s, background measurements at 50% of the peak counting duration on both sides of the analyzed peak. SEM: operating voltage of 25 kV and a working distance of ~15.0 mm. TIMA: dot-mapping mode with a working distance of 15 mm, spot size of ~92 nm, scanning at 3 µm resolution (operating at 25 kV, 11.6 nA). LA-ICP-MS mapping: laser energy of 5 J/cm2, repetition rate of 15 Hz, spot size of 10 µm, scan speed of 40 µm/s. | NIST 610, NIST 612, and GSD-1G as external standards | 30.1697 |  |  |  | 4.6288 | [15 empty] | 3028.0143 | [11 empty] | 34.0172 | [9 empty] | 27368.3832 | [5 empty] | 224.1085 |  |  |  | 0.47105 | [17 empty] | 81.0949 | [15 empty] | 106.4325 | [17 empty] | 54.23 | [9 empty] | 0.25514 | [13 empty] | 1.9333 | [13 empty] | 70.7413 |  |  |  |  | 2025 | Wang, L., Han, R., Zhang, Y., Chen, Y., Liu, D. (2026). Unraveling the redistribution of trace elements during supergene processes: A case study from the Qingshan carbonate-hosted Zn-Pb deposit, SW China. Ore Geology Reviews, 188, 107059. |  | CHN | Southwest China
| Qingshan |  | Basin hydrothermal | Mississippi Valley-type (MVT) | MVT zinc-lead | Zn, Pb | Ge, Cd, Ag | Zn, Pb, Ge, Cd, Ag | Meng et al., 2023 |  | QSL4PD-2-spot no.1 | QSL4PD-2-spot no.1 | underground mine |  |  |  |  | ore material | polished section | grab | mineral separate | [5 empty] | mineralisation | primary sulfide ores and secondary non-sulfide ores |  |  | sphalerite, pyrite, galena, hemimorphite, willemite, goethite, smithsonite, cerussite | hydrothermal (stages 1–3), supergene | massive, brecciated, replacive, infilling | Sp2 |  |  |  | calcite, greenockite | polished sections (150 µm thick) | LA-ICPMS, EMPA, SEM-EDS | JEOL JXA-i SP100 microprobe equipped with five wavelength-dispersive spectrometers; Tescan Mira 3 field emission scanning electron microscope equipped with an energy dispersive spectrometer; Tescan Integrated Mineral Analyzer (TIMA) system comprising a field emission scanning electron microscope (Tescan Mira 3), integrated with four energy dispersive detectors (EDAXElement) | Guangzhou Tuoyan Analytical Technology Co., Ltd., Guizhou, China (GTAT) | EPMA: 15 kV accelerating potential and a beam current of 10 or 20 nA, with a defocused beam diameter of 5 µm; peak counting times for analyzed elements varied between 10 and 40 s, background measurements at 50% of the peak counting duration on both sides of the analyzed peak. SEM: operating voltage of 25 kV and a working distance of ~15.0 mm. TIMA: dot-mapping mode with a working distance of 15 mm, spot size of ~92 nm, scanning at 3 µm resolution (operating at 25 kV, 11.6 nA). LA-ICP-MS mapping: laser energy of 5 J/cm2, repetition rate of 15 Hz, spot size of 10 µm, scan speed of 40 µm/s. | NIST 610, NIST 612, and GSD-1G as external standards | 17.5727 |  |  |  | 2.4438 | [9 empty] | 0.077055 | [5 empty] | 874.3216 | [21 empty] | 37151.207 |  | 0.27531 |  |  |  | 536.6011 | [21 empty] | 82.6284 | [15 empty] | 30.0682 | [17 empty] | 1.9289 | [23 empty] | 2.222 | [13 empty] | 29.9004 |  |  |  |  | 2025 | Wang, L., Han, R., Zhang, Y., Chen, Y., Liu, D. (2026). Unraveling the redistribution of trace elements during supergene processes: A case study from the Qingshan carbonate-hosted Zn-Pb deposit, SW China. Ore Geology Reviews, 188, 107059. |  | CHN | Southwest China
| Qingshan |  | Basin hydrothermal | Mississippi Valley-type (MVT) | MVT zinc-lead | Zn, Pb | Ge, Cd, Ag | Zn, Pb, Ge, Cd, Ag | Meng et al., 2023 |  | QSL4PD-2-spot no.2 | QSL4PD-2-spot no.2 | underground mine |  |  |  |  | ore material | polished section | grab | mineral separate | [5 empty] | mineralisation | primary sulfide ores and secondary non-sulfide ores |  |  | sphalerite, pyrite, galena, hemimorphite, willemite, goethite, smithsonite, cerussite | hydrothermal (stages 1–3), supergene | massive, brecciated, replacive, infilling | Sp2 |  |  |  | calcite, greenockite | polished sections (150 µm thick) | LA-ICPMS, EMPA, SEM-EDS | JEOL JXA-i SP100 microprobe equipped with five wavelength-dispersive spectrometers; Tescan Mira 3 field emission scanning electron microscope equipped with an energy dispersive spectrometer; Tescan Integrated Mineral Analyzer (TIMA) system comprising a field emission scanning electron microscope (Tescan Mira 3), integrated with four energy dispersive detectors (EDAXElement) | Guangzhou Tuoyan Analytical Technology Co., Ltd., Guizhou, China (GTAT) | EPMA: 15 kV accelerating potential and a beam current of 10 or 20 nA, with a defocused beam diameter of 5 µm; peak counting times for analyzed elements varied between 10 and 40 s, background measurements at 50% of the peak counting duration on both sides of the analyzed peak. SEM: operating voltage of 25 kV and a working distance of ~15.0 mm. TIMA: dot-mapping mode with a working distance of 15 mm, spot size of ~92 nm, scanning at 3 µm resolution (operating at 25 kV, 11.6 nA). LA-ICP-MS mapping: laser energy of 5 J/cm2, repetition rate of 15 Hz, spot size of 10 µm, scan speed of 40 µm/s. | NIST 610, NIST 612, and GSD-1G as external standards | 43.3106 |  |  |  | 3.8259 | [9 empty] | 0.070727 | [5 empty] | 704.2082 | [11 empty] | 2.6866 | [9 empty] | 51099.8301 |  | 2.6258 |  |  |  | 384.4212 | [21 empty] | 127.3381 | [15 empty] | 26.4337 | [17 empty] | 7.344 | [9 empty] | 0.61953 | [13 empty] | 1.7348 | [13 empty] | 14.5588 |  |  |  |  | 2025 | Wang, L., Han, R., Zhang, Y., Chen, Y., Liu, D. (2026). Unraveling the redistribution of trace elements during supergene processes: A case study from the Qingshan carbonate-hosted Zn-Pb deposit, SW China. Ore Geology Reviews, 188, 107059. |  | CHN | Southwest China
| Qingshan |  | Basin hydrothermal | Mississippi Valley-type (MVT) | MVT zinc-lead | Zn, Pb | Ge, Cd, Ag | Zn, Pb, Ge, Cd, Ag | Meng et al., 2023 |  | QSL4PD-2-spot no.3 | QSL4PD-2-spot no.3 | underground mine |  |  |  |  | ore material | polished section | grab | mineral separate | [5 empty] | mineralisation | primary sulfide ores and secondary non-sulfide ores |  |  | sphalerite, pyrite, galena, hemimorphite, willemite, goethite, smithsonite, cerussite | hydrothermal (stages 1–3), supergene | massive, brecciated, replacive, infilling | Sp2 |  |  |  | calcite, greenockite | polished sections (150 µm thick) | LA-ICPMS, EMPA, SEM-EDS | JEOL JXA-i SP100 microprobe equipped with five wavelength-dispersive spectrometers; Tescan Mira 3 field emission scanning electron microscope equipped with an energy dispersive spectrometer; Tescan Integrated Mineral Analyzer (TIMA) system comprising a field emission scanning electron microscope (Tescan Mira 3), integrated with four energy dispersive detectors (EDAXElement) | Guangzhou Tuoyan Analytical Technology Co., Ltd., Guizhou, China (GTAT) | EPMA: 15 kV accelerating potential and a beam current of 10 or 20 nA, with a defocused beam diameter of 5 µm; peak counting times for analyzed elements varied between 10 and 40 s, background measurements at 50% of the peak counting duration on both sides of the analyzed peak. SEM: operating voltage of 25 kV and a working distance of ~15.0 mm. TIMA: dot-mapping mode with a working distance of 15 mm, spot size of ~92 nm, scanning at 3 µm resolution (operating at 25 kV, 11.6 nA). LA-ICP-MS mapping: laser energy of 5 J/cm2, repetition rate of 15 Hz, spot size of 10 µm, scan speed of 40 µm/s. | NIST 610, NIST 612, and GSD-1G as external standards | 70.4691 |  |  |  | 2.9074 |  | 0.02297 | [7 empty] | 0.066234 | [5 empty] | 451.9742 | [21 empty] | 53951.8258 |  | 0.37052 |  |  |  | 730.2032 | [21 empty] | 116.9579 | [15 empty] | 23.7963 | [17 empty] | 1.6575 | [9 empty] | 0.19011 | [13 empty] | 2.6946 | [18 empty] | 2025 | Wang, L., Han, R., Zhang, Y., Chen, Y., Liu, D. (2026). Unraveling the redistribution of trace elements during supergene processes: A case study from the Qingshan carbonate-hosted Zn-Pb deposit, SW China. Ore Geology Reviews, 188, 107059. |  | CHN | Southwest China
| Qingshan |  | Basin hydrothermal | Mississippi Valley-type (MVT) | MVT zinc-lead | Zn, Pb | Ge, Cd, Ag | Zn, Pb, Ge, Cd, Ag | Meng et al., 2023 |  | QSL4PD-2-spot no.4 | QSL4PD-2-spot no.4 | underground mine |  |  |  |  | ore material | polished section | grab | mineral separate | [5 empty] | mineralisation | primary sulfide ores and secondary non-sulfide ores |  |  | sphalerite, pyrite, galena, hemimorphite, willemite, goethite, smithsonite, cerussite | hydrothermal (stages 1–3), supergene | massive, brecciated, replacive, infilling | Sp2 |  |  |  | calcite, greenockite | polished sections (150 µm thick) | LA-ICPMS, EMPA, SEM-EDS | JEOL JXA-i SP100 microprobe equipped with five wavelength-dispersive spectrometers; Tescan Mira 3 field emission scanning electron microscope equipped with an energy dispersive spectrometer; Tescan Integrated Mineral Analyzer (TIMA) system comprising a field emission scanning electron microscope (Tescan Mira 3), integrated with four energy dispersive detectors (EDAXElement) | Guangzhou Tuoyan Analytical Technology Co., Ltd., Guizhou, China (GTAT) | EPMA: 15 kV accelerating potential and a beam current of 10 or 20 nA, with a defocused beam diameter of 5 µm; peak counting times for analyzed elements varied between 10 and 40 s, background measurements at 50% of the peak counting duration on both sides of the analyzed peak. SEM: operating voltage of 25 kV and a working distance of ~15.0 mm. TIMA: dot-mapping mode with a working distance of 15 mm, spot size of ~92 nm, scanning at 3 µm resolution (operating at 25 kV, 11.6 nA). LA-ICP-MS mapping: laser energy of 5 J/cm2, repetition rate of 15 Hz, spot size of 10 µm, scan speed of 40 µm/s. | NIST 610, NIST 612, and GSD-1G as external standards | 38.998 |  |  |  | 2.8733 | [9 empty] | 0.068948 | [5 empty] | 842.7642 | [21 empty] | 45287.1788 | [5 empty] | 434.6813 | [21 empty] | 124.0037 | [15 empty] | 29.7719 | [17 empty] | 1.0007 | [9 empty] | 0.32693 | [13 empty] | 1.3684 | [13 empty] | 101.4842 |  |  |  |  | 2025 | Wang, L., Han, R., Zhang, Y., Chen, Y., Liu, D. (2026). Unraveling the redistribution of trace elements during supergene processes: A case study from the Qingshan carbonate-hosted Zn-Pb deposit, SW China. Ore Geology Reviews, 188, 107059. |  | CHN | Southwest China
| Qingshan |  | Basin hydrothermal | Mississippi Valley-type (MVT) | MVT zinc-lead | Zn, Pb | Ge, Cd, Ag | Zn, Pb, Ge, Cd, Ag | Meng et al., 2023 |  | QSL4PD-2-spot no.5 | QSL4PD-2-spot no.5 | underground mine |  |  |  |  | ore material | polished section | grab | mineral separate | [5 empty] | mineralisation | primary sulfide ores and secondary non-sulfide ores |  |  | sphalerite, pyrite, galena, hemimorphite, willemite, goethite, smithsonite, cerussite | hydrothermal (stages 1–3), supergene | massive, brecciated, replacive, infilling | Sp2 |  |  |  | calcite, greenockite | polished sections (150 µm thick) | LA-ICPMS, EMPA, SEM-EDS | JEOL JXA-i SP100 microprobe equipped with five wavelength-dispersive spectrometers; Tescan Mira 3 field emission scanning electron microscope equipped with an energy dispersive spectrometer; Tescan Integrated Mineral Analyzer (TIMA) system comprising a field emission scanning electron microscope (Tescan Mira 3), integrated with four energy dispersive detectors (EDAXElement) | Guangzhou Tuoyan Analytical Technology Co., Ltd., Guizhou, China (GTAT) | EPMA: 15 kV accelerating potential and a beam current of 10 or 20 nA, with a defocused beam diameter of 5 µm; peak counting times for analyzed elements varied between 10 and 40 s, background measurements at 50% of the peak counting duration on both sides of the analyzed peak. SEM: operating voltage of 25 kV and a working distance of ~15.0 mm. TIMA: dot-mapping mode with a working distance of 15 mm, spot size of ~92 nm, scanning at 3 µm resolution (operating at 25 kV, 11.6 nA). LA-ICP-MS mapping: laser energy of 5 J/cm2, repetition rate of 15 Hz, spot size of 10 µm, scan speed of 40 µm/s. | NIST 610, NIST 612, and GSD-1G as external standards | 35.8786 |  |  |  | 5182.8248 | [9 empty] | 0.064583 | [5 empty] | 590.2738 | [11 empty] | 31.2471 | [9 empty] | 49594.5038 |  | 0.60712 |  |  |  | 536.6967 |  |  |  | 1.5864 | [17 empty] | 109.0345 | [15 empty] | 26.8845 | [17 empty] | 4.916 | [9 empty] | 0.52743 | [13 empty] | 1.9371 | [13 empty] | 4.686 |  |  |  |  | 2025 | Wang, L., Han, R., Zhang, Y., Chen, Y., Liu, D. (2026). Unraveling the redistribution of trace elements during supergene processes: A case study from the Qingshan carbonate-hosted Zn-Pb deposit, SW China. Ore Geology Reviews, 188, 107059. |  | CHN | Southwest China
| Qingshan |  | Basin hydrothermal | Mississippi Valley-type (MVT) | MVT zinc-lead | Zn, Pb | Ge, Cd, Ag | Zn, Pb, Ge, Cd, Ag | Meng et al., 2023 |  | QSL4PD-2-spot no.6 | QSL4PD-2-spot no.6 | underground mine |  |  |  |  | ore material | polished section | grab | mineral separate | [5 empty] | mineralisation | primary sulfide ores and secondary non-sulfide ores |  |  | sphalerite, pyrite, galena, hemimorphite, willemite, goethite, smithsonite, cerussite | hydrothermal (stages 1–3), supergene | massive, brecciated, replacive, infilling | Sp2 |  |  |  | calcite, greenockite | polished sections (150 µm thick) | LA-ICPMS, EMPA, SEM-EDS | JEOL JXA-i SP100 microprobe equipped with five wavelength-dispersive spectrometers; Tescan Mira 3 field emission scanning electron microscope equipped with an energy dispersive spectrometer; Tescan Integrated Mineral Analyzer (TIMA) system comprising a field emission scanning electron microscope (Tescan Mira 3), integrated with four energy dispersive detectors (EDAXElement) | Guangzhou Tuoyan Analytical Technology Co., Ltd., Guizhou, China (GTAT) | EPMA: 15 kV accelerating potential and a beam current of 10 or 20 nA, with a defocused beam diameter of 5 µm; peak counting times for analyzed elements varied between 10 and 40 s, background measurements at 50% of the peak counting duration on both sides of the analyzed peak. SEM: operating voltage of 25 kV and a working distance of ~15.0 mm. TIMA: dot-mapping mode with a working distance of 15 mm, spot size of ~92 nm, scanning at 3 µm resolution (operating at 25 kV, 11.6 nA). LA-ICP-MS mapping: laser energy of 5 J/cm2, repetition rate of 15 Hz, spot size of 10 µm, scan speed of 40 µm/s. | NIST 610, NIST 612, and GSD-1G as external standards | 61.2379 |  |  |  | 3.482 | [9 empty] | 0.13176 | [5 empty] | 951.5671 | [11 empty] | 33.9546 | [9 empty] | 39241.1783 |  | 0.6831 |  |  |  | 538.6321 |  |  |  | 1.8048 | [17 empty] | 90.9704 | [15 empty] | 28.8958 | [17 empty] | 2.2678 |  |  |  | 8.4117 | [5 empty] | 0.31833 | [13 empty] | 1.6999 | [13 empty] | 2.5444 |  |  |  |  | 2025 | Wang, L., Han, R., Zhang, Y., Chen, Y., Liu, D. (2026). Unraveling the redistribution of trace elements during supergene processes: A case study from the Qingshan carbonate-hosted Zn-Pb deposit, SW China. Ore Geology Reviews, 188, 107059. |  | CHN | Southwest China
| Qingshan |  | Basin hydrothermal | Mississippi Valley-type (MVT) | MVT zinc-lead | Zn, Pb | Ge, Cd, Ag | Zn, Pb, Ge, Cd, Ag | Meng et al., 2023 |  | QSL4PD-2-spot no.7 | QSL4PD-2-spot no.7 | underground mine |  |  |  |  | ore material | polished section | grab | mineral separate | [5 empty] | mineralisation | primary sulfide ores and secondary non-sulfide ores |  |  | sphalerite, pyrite, galena, hemimorphite, willemite, goethite, smithsonite, cerussite | hydrothermal (stages 1–3), supergene | massive, brecciated, replacive, infilling | Sp2 |  |  |  | calcite, greenockite | polished sections (150 µm thick) | LA-ICPMS, EMPA, SEM-EDS | JEOL JXA-i SP100 microprobe equipped with five wavelength-dispersive spectrometers; Tescan Mira 3 field emission scanning electron microscope equipped with an energy dispersive spectrometer; Tescan Integrated Mineral Analyzer (TIMA) system comprising a field emission scanning electron microscope (Tescan Mira 3), integrated with four energy dispersive detectors (EDAXElement) | Guangzhou Tuoyan Analytical Technology Co., Ltd., Guizhou, China (GTAT) | EPMA: 15 kV accelerating potential and a beam current of 10 or 20 nA, with a defocused beam diameter of 5 µm; peak counting times for analyzed elements varied between 10 and 40 s, background measurements at 50% of the peak counting duration on both sides of the analyzed peak. SEM: operating voltage of 25 kV and a working distance of ~15.0 mm. TIMA: dot-mapping mode with a working distance of 15 mm, spot size of ~92 nm, scanning at 3 µm resolution (operating at 25 kV, 11.6 nA). LA-ICP-MS mapping: laser energy of 5 J/cm2, repetition rate of 15 Hz, spot size of 10 µm, scan speed of 40 µm/s. | NIST 610, NIST 612, and GSD-1G as external standards | 119.4726 |  |  |  | 5.0307 | [9 empty] | 0.056491 | [5 empty] | 1392.4247 | [11 empty] | 3.5131 | [9 empty] | 31679.4518 |  | 10.5334 |  |  |  | 523.0477 |  |  |  | 0.43853 | [17 empty] | 71.7182 | [15 empty] | 22.8967 | [17 empty] | 6.8557 | [9 empty] | 0.36102 | [13 empty] | 3.6509 | [13 empty] | 2.5725 |  |  |  |  | 2025 | Wang, L., Han, R., Zhang, Y., Chen, Y., Liu, D. (2026). Unraveling the redistribution of trace elements during supergene processes: A case study from the Qingshan carbonate-hosted Zn-Pb deposit, SW China. Ore Geology Reviews, 188, 107059. |  | CHN | Southwest China
| Qingshan |  | Basin hydrothermal | Mississippi Valley-type (MVT) | MVT zinc-lead | Zn, Pb | Ge, Cd, Ag | Zn, Pb, Ge, Cd, Ag | Meng et al., 2023 |  | QSL4PD-2-spot no.8 | QSL4PD-2-spot no.8 | underground mine |  |  |  |  | ore material | polished section | grab | mineral separate | [5 empty] | mineralisation | primary sulfide ores and secondary non-sulfide ores |  |  | sphalerite, pyrite, galena, hemimorphite, willemite, goethite, smithsonite, cerussite | hydrothermal (stages 1–3), supergene | massive, brecciated, replacive, infilling | Sp2 |  |  |  | calcite, greenockite | polished sections (150 µm thick) | LA-ICPMS, EMPA, SEM-EDS | JEOL JXA-i SP100 microprobe equipped with five wavelength-dispersive spectrometers; Tescan Mira 3 field emission scanning electron microscope equipped with an energy dispersive spectrometer; Tescan Integrated Mineral Analyzer (TIMA) system comprising a field emission scanning electron microscope (Tescan Mira 3), integrated with four energy dispersive detectors (EDAXElement) | Guangzhou Tuoyan Analytical Technology Co., Ltd., Guizhou, China (GTAT) | EPMA: 15 kV accelerating potential and a beam current of 10 or 20 nA, with a defocused beam diameter of 5 µm; peak counting times for analyzed elements varied between 10 and 40 s, background measurements at 50% of the peak counting duration on both sides of the analyzed peak. SEM: operating voltage of 25 kV and a working distance of ~15.0 mm. TIMA: dot-mapping mode with a working distance of 15 mm, spot size of ~92 nm, scanning at 3 µm resolution (operating at 25 kV, 11.6 nA). LA-ICP-MS mapping: laser energy of 5 J/cm2, repetition rate of 15 Hz, spot size of 10 µm, scan speed of 40 µm/s. | NIST 610, NIST 612, and GSD-1G as external standards | 49.048 |  |  |  | 3.6391 | [9 empty] | 0.317 | [5 empty] | 1129.9186 | [11 empty] | 2.4362 | [9 empty] | 33605.5075 |  | 5.1212 |  |  |  | 440.2421 | [21 empty] | 71.7357 | [15 empty] | 25.5441 | [17 empty] | 5.6357 | [9 empty] | 0.31428 | [13 empty] | 1.7728 | [13 empty] | 4.6705 |  |  |  |  | 2025 | Wang, L., Han, R., Zhang, Y., Chen, Y., Liu, D. (2026). Unraveling the redistribution of trace elements during supergene processes: A case study from the Qingshan carbonate-hosted Zn-Pb deposit, SW China. Ore Geology Reviews, 188, 107059. |  | CHN | Southwest China
| Qingshan |  | Basin hydrothermal | Mississippi Valley-type (MVT) | MVT zinc-lead | Zn, Pb | Ge, Cd, Ag | Zn, Pb, Ge, Cd, Ag | Meng et al., 2023 |  | QSL4PD-2-spot no.9 | QSL4PD-2-spot no.9 | underground mine |  |  |  |  | ore material | polished section | grab | mineral separate | [5 empty] | mineralisation | primary sulfide ores and secondary non-sulfide ores |  |  | sphalerite, pyrite, galena, hemimorphite, willemite, goethite, smithsonite, cerussite | hydrothermal (stages 1–3), supergene | massive, brecciated, replacive, infilling | Sp2 |  |  |  | calcite, greenockite | polished sections (150 µm thick) | LA-ICPMS, EMPA, SEM-EDS | JEOL JXA-i SP100 microprobe equipped with five wavelength-dispersive spectrometers; Tescan Mira 3 field emission scanning electron microscope equipped with an energy dispersive spectrometer; Tescan Integrated Mineral Analyzer (TIMA) system comprising a field emission scanning electron microscope (Tescan Mira 3), integrated with four energy dispersive detectors (EDAXElement) | Guangzhou Tuoyan Analytical Technology Co., Ltd., Guizhou, China (GTAT) | EPMA: 15 kV accelerating potential and a beam current of 10 or 20 nA, with a defocused beam diameter of 5 µm; peak counting times for analyzed elements varied between 10 and 40 s, background measurements at 50% of the peak counting duration on both sides of the analyzed peak. SEM: operating voltage of 25 kV and a working distance of ~15.0 mm. TIMA: dot-mapping mode with a working distance of 15 mm, spot size of ~92 nm, scanning at 3 µm resolution (operating at 25 kV, 11.6 nA). LA-ICP-MS mapping: laser energy of 5 J/cm2, repetition rate of 15 Hz, spot size of 10 µm, scan speed of 40 µm/s. | NIST 610, NIST 612, and GSD-1G as external standards | 39.8991 |  |  |  | 2.5673 | [9 empty] | 0.075691 | [5 empty] | 695.1942 | [21 empty] | 48656.9309 |  | 1.0002 |  |  |  | 435.6734 | [21 empty] | 127.3052 | [15 empty] | 20.0526 | [17 empty] | 0.78401 |  |  |  | 18.1285 | [5 empty] | 0.15341 | [13 empty] | 1.1939 | [13 empty] | 122.4136 |  |  |  |  | 2025 | Wang, L., Han, R., Zhang, Y., Chen, Y., Liu, D. (2026). Unraveling the redistribution of trace elements during supergene processes: A case study from the Qingshan carbonate-hosted Zn-Pb deposit, SW China. Ore Geology Reviews, 188, 107059. |  | CHN | Southwest China
| Qingshan |  | Basin hydrothermal | Mississippi Valley-type (MVT) | MVT zinc-lead | Zn, Pb | Ge, Cd, Ag | Zn, Pb, Ge, Cd, Ag | Meng et al., 2023 |  | QSL4PD-2-spot no.10 | QSL4PD-2-spot no.10 | underground mine |  |  |  |  | ore material | polished section | grab | mineral separate | [5 empty] | mineralisation | primary sulfide ores and secondary non-sulfide ores |  |  | sphalerite, pyrite, galena, hemimorphite, willemite, goethite, smithsonite, cerussite | hydrothermal (stages 1–3), supergene | massive, brecciated, replacive, infilling | Sp2 |  |  |  | calcite, greenockite | polished sections (150 µm thick) | LA-ICPMS, EMPA, SEM-EDS | JEOL JXA-i SP100 microprobe equipped with five wavelength-dispersive spectrometers; Tescan Mira 3 field emission scanning electron microscope equipped with an energy dispersive spectrometer; Tescan Integrated Mineral Analyzer (TIMA) system comprising a field emission scanning electron microscope (Tescan Mira 3), integrated with four energy dispersive detectors (EDAXElement) | Guangzhou Tuoyan Analytical Technology Co., Ltd., Guizhou, China (GTAT) | EPMA: 15 kV accelerating potential and a beam current of 10 or 20 nA, with a defocused beam diameter of 5 µm; peak counting times for analyzed elements varied between 10 and 40 s, background measurements at 50% of the peak counting duration on both sides of the analyzed peak. SEM: operating voltage of 25 kV and a working distance of ~15.0 mm. TIMA: dot-mapping mode with a working distance of 15 mm, spot size of ~92 nm, scanning at 3 µm resolution (operating at 25 kV, 11.6 nA). LA-ICP-MS mapping: laser energy of 5 J/cm2, repetition rate of 15 Hz, spot size of 10 µm, scan speed of 40 µm/s. | NIST 610, NIST 612, and GSD-1G as external standards | 7.6678 |  |  |  | 3.4055 | [9 empty] | 0.033613 | [5 empty] | 1846.6951 | [21 empty] | 30611.2703 | [5 empty] | 455.5732 | [21 empty] | 82.6492 | [15 empty] | 41.414 | [17 empty] | 3.6425 | [23 empty] | 1.6854 | [13 empty] | 2.749 |  |  |  |  | 2025 | Wang, L., Han, R., Zhang, Y., Chen, Y., Liu, D. (2026). Unraveling the redistribution of trace elements during supergene processes: A case study from the Qingshan carbonate-hosted Zn-Pb deposit, SW China. Ore Geology Reviews, 188, 107059. |  | CHN | Southwest China
| Qingshan |  | Basin hydrothermal | Mississippi Valley-type (MVT) | MVT zinc-lead | Zn, Pb | Ge, Cd, Ag | Zn, Pb, Ge, Cd, Ag | Meng et al., 2023 |  | QSL4PD-2-spot no.11 | QSL4PD-2-spot no.11 | underground mine |  |  |  |  | ore material | polished section | grab | mineral separate | [5 empty] | mineralisation | primary sulfide ores and secondary non-sulfide ores |  |  | sphalerite, pyrite, galena, hemimorphite, willemite, goethite, smithsonite, cerussite | hydrothermal (stages 1–3), supergene | massive, brecciated, replacive, infilling | Sp2 |  |  |  | calcite, greenockite | polished sections (150 µm thick) | LA-ICPMS, EMPA, SEM-EDS | JEOL JXA-i SP100 microprobe equipped with five wavelength-dispersive spectrometers; Tescan Mira 3 field emission scanning electron microscope equipped with an energy dispersive spectrometer; Tescan Integrated Mineral Analyzer (TIMA) system comprising a field emission scanning electron microscope (Tescan Mira 3), integrated with four energy dispersive detectors (EDAXElement) | Guangzhou Tuoyan Analytical Technology Co., Ltd., Guizhou, China (GTAT) | EPMA: 15 kV accelerating potential and a beam current of 10 or 20 nA, with a defocused beam diameter of 5 µm; peak counting times for analyzed elements varied between 10 and 40 s, background measurements at 50% of the peak counting duration on both sides of the analyzed peak. SEM: operating voltage of 25 kV and a working distance of ~15.0 mm. TIMA: dot-mapping mode with a working distance of 15 mm, spot size of ~92 nm, scanning at 3 µm resolution (operating at 25 kV, 11.6 nA). LA-ICP-MS mapping: laser energy of 5 J/cm2, repetition rate of 15 Hz, spot size of 10 µm, scan speed of 40 µm/s. | NIST 610, NIST 612, and GSD-1G as external standards | 9.0715 | [19 empty] | 808.784 | [21 empty] | 19768.2464 | [5 empty] | 168.9487 | [21 empty] | 53.9098 | [15 empty] | 19.5577 | [17 empty] | 0.97052 | [23 empty] | 0.76024 | [18 empty] | 2025 | Wang, L., Han, R., Zhang, Y., Chen, Y., Liu, D. (2026). Unraveling the redistribution of trace elements during supergene processes: A case study from the Qingshan carbonate-hosted Zn-Pb deposit, SW China. Ore Geology Reviews, 188, 107059. |  | CHN | Southwest China
| Qingshan |  | Basin hydrothermal | Mississippi Valley-type (MVT) | MVT zinc-lead | Zn, Pb | Ge, Cd, Ag | Zn, Pb, Ge, Cd, Ag | Meng et al., 2023 |  | QSL4PD-2-spot no.12 | QSL4PD-2-spot no.12 | underground mine |  |  |  |  | ore material | polished section | grab | mineral separate | [5 empty] | mineralisation | primary sulfide ores and secondary non-sulfide ores |  |  | sphalerite, pyrite, galena, hemimorphite, willemite, goethite, smithsonite, cerussite | hydrothermal (stages 1–3), supergene | massive, brecciated, replacive, infilling | Sp2 |  |  |  | calcite, greenockite | polished sections (150 µm thick) | LA-ICPMS, EMPA, SEM-EDS | JEOL JXA-i SP100 microprobe equipped with five wavelength-dispersive spectrometers; Tescan Mira 3 field emission scanning electron microscope equipped with an energy dispersive spectrometer; Tescan Integrated Mineral Analyzer (TIMA) system comprising a field emission scanning electron microscope (Tescan Mira 3), integrated with four energy dispersive detectors (EDAXElement) | Guangzhou Tuoyan Analytical Technology Co., Ltd., Guizhou, China (GTAT) | EPMA: 15 kV accelerating potential and a beam current of 10 or 20 nA, with a defocused beam diameter of 5 µm; peak counting times for analyzed elements varied between 10 and 40 s, background measurements at 50% of the peak counting duration on both sides of the analyzed peak. SEM: operating voltage of 25 kV and a working distance of ~15.0 mm. TIMA: dot-mapping mode with a working distance of 15 mm, spot size of ~92 nm, scanning at 3 µm resolution (operating at 25 kV, 11.6 nA). LA-ICP-MS mapping: laser energy of 5 J/cm2, repetition rate of 15 Hz, spot size of 10 µm, scan speed of 40 µm/s. | NIST 610, NIST 612, and GSD-1G as external standards | 0.8685 | [19 empty] | 1496.7641 | [21 empty] | 33395.8692 | [5 empty] | 121.7856 | [21 empty] | 106.2211 | [15 empty] | 30.968 | [17 empty] | 0.60895 | [23 empty] | 0.11054 | [18 empty] | 2025 | Wang, L., Han, R., Zhang, Y., Chen, Y., Liu, D. (2026). Unraveling the redistribution of trace elements during supergene processes: A case study from the Qingshan carbonate-hosted Zn-Pb deposit, SW China. Ore Geology Reviews, 188, 107059. |  | CHN | Southwest China
| Qingshan |  | Basin hydrothermal | Mississippi Valley-type (MVT) | MVT zinc-lead | Zn, Pb | Ge, Cd, Ag | Zn, Pb, Ge, Cd, Ag | Meng et al., 2023 |  | QSL4PD-2-spot no.13 | QSL4PD-2-spot no.13 | underground mine |  |  |  |  | ore material | polished section | grab | mineral separate | [5 empty] | mineralisation | primary sulfide ores and secondary non-sulfide ores |  |  | sphalerite, pyrite, galena, hemimorphite, willemite, goethite, smithsonite, cerussite | hydrothermal (stages 1–3), supergene | massive, brecciated, replacive, infilling | Sp2 |  |  |  | calcite, greenockite | polished sections (150 µm thick) | LA-ICPMS, EMPA, SEM-EDS | JEOL JXA-i SP100 microprobe equipped with five wavelength-dispersive spectrometers; Tescan Mira 3 field emission scanning electron microscope equipped with an energy dispersive spectrometer; Tescan Integrated Mineral Analyzer (TIMA) system comprising a field emission scanning electron microscope (Tescan Mira 3), integrated with four energy dispersive detectors (EDAXElement) | Guangzhou Tuoyan Analytical Technology Co., Ltd., Guizhou, China (GTAT) | EPMA: 15 kV accelerating potential and a beam current of 10 or 20 nA, with a defocused beam diameter of 5 µm; peak counting times for analyzed elements varied between 10 and 40 s, background measurements at 50% of the peak counting duration on both sides of the analyzed peak. SEM: operating voltage of 25 kV and a working distance of ~15.0 mm. TIMA: dot-mapping mode with a working distance of 15 mm, spot size of ~92 nm, scanning at 3 µm resolution (operating at 25 kV, 11.6 nA). LA-ICP-MS mapping: laser energy of 5 J/cm2, repetition rate of 15 Hz, spot size of 10 µm, scan speed of 40 µm/s. | NIST 610, NIST 612, and GSD-1G as external standards | 1.9689 | [19 empty] | 1603.0183 | [21 empty] | 41138.5452 | [5 empty] | 221.4342 | [21 empty] | 93.5259 | [15 empty] | 28.9536 | [17 empty] | 0.81143 | [23 empty] | 0.32515 | [18 empty] | 2025 | Wang, L., Han, R., Zhang, Y., Chen, Y., Liu, D. (2026). Unraveling the redistribution of trace elements during supergene processes: A case study from the Qingshan carbonate-hosted Zn-Pb deposit, SW China. Ore Geology Reviews, 188, 107059. |  | CHN | Southwest China
| Qingshan |  | Basin hydrothermal | Mississippi Valley-type (MVT) | MVT zinc-lead | Zn, Pb | Ge, Cd, Ag | Zn, Pb, Ge, Cd, Ag | Meng et al., 2023 |  | QSL4PD-2-spot no.14 | QSL4PD-2-spot no.14 | underground mine |  |  |  |  | ore material | polished section | grab | mineral separate | [5 empty] | mineralisation | primary sulfide ores and secondary non-sulfide ores |  |  | sphalerite, pyrite, galena, hemimorphite, willemite, goethite, smithsonite, cerussite | hydrothermal (stages 1–3), supergene | massive, brecciated, replacive, infilling | Sp2 |  |  |  | calcite, greenockite | polished sections (150 µm thick) | LA-ICPMS, EMPA, SEM-EDS | JEOL JXA-i SP100 microprobe equipped with five wavelength-dispersive spectrometers; Tescan Mira 3 field emission scanning electron microscope equipped with an energy dispersive spectrometer; Tescan Integrated Mineral Analyzer (TIMA) system comprising a field emission scanning electron microscope (Tescan Mira 3), integrated with four energy dispersive detectors (EDAXElement) | Guangzhou Tuoyan Analytical Technology Co., Ltd., Guizhou, China (GTAT) | EPMA: 15 kV accelerating potential and a beam current of 10 or 20 nA, with a defocused beam diameter of 5 µm; peak counting times for analyzed elements varied between 10 and 40 s, background measurements at 50% of the peak counting duration on both sides of the analyzed peak. SEM: operating voltage of 25 kV and a working distance of ~15.0 mm. TIMA: dot-mapping mode with a working distance of 15 mm, spot size of ~92 nm, scanning at 3 µm resolution (operating at 25 kV, 11.6 nA). LA-ICP-MS mapping: laser energy of 5 J/cm2, repetition rate of 15 Hz, spot size of 10 µm, scan speed of 40 µm/s. | NIST 610, NIST 612, and GSD-1G as external standards | 0.91627 | [19 empty] | 1608.0919 | [21 empty] | 33688.7901 | [5 empty] | 122.1299 | [21 empty] | 114.9905 | [15 empty] | 31.1261 | [17 empty] | 0.52807 | [23 empty] | 0.1113 | [18 empty] | 2025 | Wang, L., Han, R., Zhang, Y., Chen, Y., Liu, D. (2026). Unraveling the redistribution of trace elements during supergene processes: A case study from the Qingshan carbonate-hosted Zn-Pb deposit, SW China. Ore Geology Reviews, 188, 107059. |  | CHN | Southwest China
| Qingshan |  | Basin hydrothermal | Mississippi Valley-type (MVT) | MVT zinc-lead | Zn, Pb | Ge, Cd, Ag | Zn, Pb, Ge, Cd, Ag | Meng et al., 2023 |  | QSL4PD-2-spot no.15 | QSL4PD-2-spot no.15 | underground mine |  |  |  |  | ore material | polished section | grab | mineral separate | [5 empty] | mineralisation | primary sulfide ores and secondary non-sulfide ores |  |  | sphalerite, pyrite, galena, hemimorphite, willemite, goethite, smithsonite, cerussite | hydrothermal (stages 1–3), supergene | massive, brecciated, replacive, infilling | Sp2 |  |  |  | calcite, greenockite | polished sections (150 µm thick) | LA-ICPMS, EMPA, SEM-EDS | JEOL JXA-i SP100 microprobe equipped with five wavelength-dispersive spectrometers; Tescan Mira 3 field emission scanning electron microscope equipped with an energy dispersive spectrometer; Tescan Integrated Mineral Analyzer (TIMA) system comprising a field emission scanning electron microscope (Tescan Mira 3), integrated with four energy dispersive detectors (EDAXElement) | Guangzhou Tuoyan Analytical Technology Co., Ltd., Guizhou, China (GTAT) | EPMA: 15 kV accelerating potential and a beam current of 10 or 20 nA, with a defocused beam diameter of 5 µm; peak counting times for analyzed elements varied between 10 and 40 s, background measurements at 50% of the peak counting duration on both sides of the analyzed peak. SEM: operating voltage of 25 kV and a working distance of ~15.0 mm. TIMA: dot-mapping mode with a working distance of 15 mm, spot size of ~92 nm, scanning at 3 µm resolution (operating at 25 kV, 11.6 nA). LA-ICP-MS mapping: laser energy of 5 J/cm2, repetition rate of 15 Hz, spot size of 10 µm, scan speed of 40 µm/s. | NIST 610, NIST 612, and GSD-1G as external standards | 2.2721 | [19 empty] | 2588.5628 | [21 empty] | 23522.2498 | [5 empty] | 91.5793 | [21 empty] | 93.8815 | [15 empty] | 29.0305 | [17 empty] | 2.0044 | [23 empty] | 0.12497 | [18 empty] | 2025 | Wang, L., Han, R., Zhang, Y., Chen, Y., Liu, D. (2026). Unraveling the redistribution of trace elements during supergene processes: A case study from the Qingshan carbonate-hosted Zn-Pb deposit, SW China. Ore Geology Reviews, 188, 107059. |  | CHN | Southwest China
| Qingshan |  | Basin hydrothermal | Mississippi Valley-type (MVT) | MVT zinc-lead | Zn, Pb | Ge, Cd, Ag | Zn, Pb, Ge, Cd, Ag | Meng et al., 2023 |  | Geometric mean-6 | Geometric mean-6 | underground mine |  |  |  |  | ore material | polished section | grab | mineral separate | [5 empty] | mineralisation | primary sulfide ores and secondary non-sulfide ores |  |  | sphalerite, pyrite, galena, hemimorphite, willemite, goethite, smithsonite, cerussite | hydrothermal (stages 1–3), supergene | massive, brecciated, replacive, infilling | colloform, oscillatory zoning, replacement, core-mantle-rim, dendritic, botryoidal, euhedral, subhedral, anhedral |  |  |  | calcite, greenockite | polished sections (150 µm thick) | LA-ICPMS, EMPA, SEM-EDS | JEOL JXA-i SP100 microprobe equipped with five wavelength-dispersive spectrometers; Tescan Mira 3 field emission scanning electron microscope equipped with an energy dispersive spectrometer; Tescan Integrated Mineral Analyzer (TIMA) system comprising a field emission scanning electron microscope (Tescan Mira 3), integrated with four energy dispersive detectors (EDAXElement) | Guangzhou Tuoyan Analytical Technology Co., Ltd., Guizhou, China (GTAT) | EPMA: 15 kV accelerating potential and a beam current of 10 or 20 nA, with a defocused beam diameter of 5 µm; peak counting times for analyzed elements varied between 10 and 40 s, background measurements at 50% of the peak counting duration on both sides of the analyzed peak. SEM: operating voltage of 25 kV and a working distance of ~15.0 mm. TIMA: dot-mapping mode with a working distance of 15 mm, spot size of ~92 nm, scanning at 3 µm resolution (operating at 25 kV, 11.6 nA). LA-ICP-MS mapping: laser energy of 5 J/cm2, repetition rate of 15 Hz, spot size of 10 µm, scan speed of 40 µm/s. | NIST 610, NIST 612, and GSD-1G as external standards | 14.5099 |  |  |  | 2.7003 | [15 empty] | 1052.3332 | [21 empty] | 36805.1996 | [5 empty] | 323.3087 | [21 empty] | 95.141 | [15 empty] | 27.2363 | [17 empty] | 1.8957 | [23 empty] | 0.90711 | [18 empty] | 2025 | Wang, L., Han, R., Zhang, Y., Chen, Y., Liu, D. (2026). Unraveling the redistribution of trace elements during supergene processes: A case study from the Qingshan carbonate-hosted Zn-Pb deposit, SW China. Ore Geology Reviews, 188, 107059. |  | CHN | Southwest China
| Qingshan |  | Basin hydrothermal | Mississippi Valley-type (MVT) | MVT zinc-lead | Zn, Pb | Ge, Cd, Ag | Zn, Pb, Ge, Cd, Ag | Meng et al., 2023 |  | Arithmetlc mean-6 | Arithmetlc mean-6 | underground mine |  |  |  |  | ore material | polished section | grab | mineral separate | [5 empty] | mineralisation | primary sulfide ores and secondary non-sulfide ores |  |  | sphalerite, pyrite, galena, hemimorphite, willemite, goethite, smithsonite, cerussite | hydrothermal (stages 1–3), supergene | massive, brecciated, replacive, infilling | colloform, oscillatory zoning, replacement, core-mantle-rim, dendritic, botryoidal, euhedral, subhedral, anhedral |  |  |  | calcite, greenockite | polished sections (150 µm thick) | LA-ICPMS, EMPA, SEM-EDS | JEOL JXA-i SP100 microprobe equipped with five wavelength-dispersive spectrometers; Tescan Mira 3 field emission scanning electron microscope equipped with an energy dispersive spectrometer; Tescan Integrated Mineral Analyzer (TIMA) system comprising a field emission scanning electron microscope (Tescan Mira 3), integrated with four energy dispersive detectors (EDAXElement) | Guangzhou Tuoyan Analytical Technology Co., Ltd., Guizhou, China (GTAT) | EPMA: 15 kV accelerating potential and a beam current of 10 or 20 nA, with a defocused beam diameter of 5 µm; peak counting times for analyzed elements varied between 10 and 40 s, background measurements at 50% of the peak counting duration on both sides of the analyzed peak. SEM: operating voltage of 25 kV and a working distance of ~15.0 mm. TIMA: dot-mapping mode with a working distance of 15 mm, spot size of ~92 nm, scanning at 3 µm resolution (operating at 25 kV, 11.6 nA). LA-ICP-MS mapping: laser energy of 5 J/cm2, repetition rate of 15 Hz, spot size of 10 µm, scan speed of 40 µm/s. | NIST 610, NIST 612, and GSD-1G as external standards | 33.2434 |  |  |  | 2.8213 | [15 empty] | 1172.3042 | [21 empty] | 38159.5057 | [5 empty] | 382.7767 | [21 empty] | 97.7913 | [15 empty] | 27.6929 | [17 empty] | 2.7304 | [23 empty] | 1.4261 | [18 empty] | 2025 | Wang, L., Han, R., Zhang, Y., Chen, Y., Liu, D. (2026). Unraveling the redistribution of trace elements during supergene processes: A case study from the Qingshan carbonate-hosted Zn-Pb deposit, SW China. Ore Geology Reviews, 188, 107059. |  | CHN | Southwest China
| Qingshan |  | Basin hydrothermal | Mississippi Valley-type (MVT) | MVT zinc-lead | Zn, Pb | Ge, Cd, Ag | Zn, Pb, Ge, Cd, Ag | Meng et al., 2023 |  | QSL4PD-3-spot no.1 | QSL4PD-3-spot no.1 | underground mine |  |  |  |  | ore material | polished section | grab | mineral separate | [5 empty] | mineralisation | primary sulfide ores and secondary non-sulfide ores |  |  | sphalerite, pyrite, galena, hemimorphite, willemite, goethite, smithsonite, cerussite | hydrothermal (stages 1–3), supergene | massive, brecciated, replacive, infilling | Sp2 |  |  |  | calcite, greenockite | polished sections (150 µm thick) | LA-ICPMS, EMPA, SEM-EDS | JEOL JXA-i SP100 microprobe equipped with five wavelength-dispersive spectrometers; Tescan Mira 3 field emission scanning electron microscope equipped with an energy dispersive spectrometer; Tescan Integrated Mineral Analyzer (TIMA) system comprising a field emission scanning electron microscope (Tescan Mira 3), integrated with four energy dispersive detectors (EDAXElement) | Guangzhou Tuoyan Analytical Technology Co., Ltd., Guizhou, China (GTAT) | EPMA: 15 kV accelerating potential and a beam current of 10 or 20 nA, with a defocused beam diameter of 5 µm; peak counting times for analyzed elements varied between 10 and 40 s, background measurements at 50% of the peak counting duration on both sides of the analyzed peak. SEM: operating voltage of 25 kV and a working distance of ~15.0 mm. TIMA: dot-mapping mode with a working distance of 15 mm, spot size of ~92 nm, scanning at 3 µm resolution (operating at 25 kV, 11.6 nA). LA-ICP-MS mapping: laser energy of 5 J/cm2, repetition rate of 15 Hz, spot size of 10 µm, scan speed of 40 µm/s. | NIST 610, NIST 612, and GSD-1G as external standards | 31.467 |  |  |  | 3.768 | [15 empty] | 571.3965 | [21 empty] | 56837.7016 | [5 empty] | 405.9714 | [21 empty] | 210.1689 | [15 empty] | 28.6827 | [17 empty] | 0.72454 | [23 empty] | 1.3821 | [18 empty] | 2025 | Wang, L., Han, R., Zhang, Y., Chen, Y., Liu, D. (2026). Unraveling the redistribution of trace elements during supergene processes: A case study from the Qingshan carbonate-hosted Zn-Pb deposit, SW China. Ore Geology Reviews, 188, 107059. |  | CHN | Southwest China
| Qingshan |  | Basin hydrothermal | Mississippi Valley-type (MVT) | MVT zinc-lead | Zn, Pb | Ge, Cd, Ag | Zn, Pb, Ge, Cd, Ag | Meng et al., 2023 |  | QSL4PD-3-spot no.2 | QSL4PD-3-spot no.2 | underground mine |  |  |  |  | ore material | polished section | grab | mineral separate | [5 empty] | mineralisation | primary sulfide ores and secondary non-sulfide ores |  |  | sphalerite, pyrite, galena, hemimorphite, willemite, goethite, smithsonite, cerussite | hydrothermal (stages 1–3), supergene | massive, brecciated, replacive, infilling | Sp2 |  |  |  | calcite, greenockite | polished sections (150 µm thick) | LA-ICPMS, EMPA, SEM-EDS | JEOL JXA-i SP100 microprobe equipped with five wavelength-dispersive spectrometers; Tescan Mira 3 field emission scanning electron microscope equipped with an energy dispersive spectrometer; Tescan Integrated Mineral Analyzer (TIMA) system comprising a field emission scanning electron microscope (Tescan Mira 3), integrated with four energy dispersive detectors (EDAXElement) | Guangzhou Tuoyan Analytical Technology Co., Ltd., Guizhou, China (GTAT) | EPMA: 15 kV accelerating potential and a beam current of 10 or 20 nA, with a defocused beam diameter of 5 µm; peak counting times for analyzed elements varied between 10 and 40 s, background measurements at 50% of the peak counting duration on both sides of the analyzed peak. SEM: operating voltage of 25 kV and a working distance of ~15.0 mm. TIMA: dot-mapping mode with a working distance of 15 mm, spot size of ~92 nm, scanning at 3 µm resolution (operating at 25 kV, 11.6 nA). LA-ICP-MS mapping: laser energy of 5 J/cm2, repetition rate of 15 Hz, spot size of 10 µm, scan speed of 40 µm/s. | NIST 610, NIST 612, and GSD-1G as external standards | 35.6685 |  |  |  | 3.2622 | [15 empty] | 509.7684 | [11 empty] | 3.4731 | [9 empty] | 60336.8711 | [5 empty] | 589.5352 | [21 empty] | 154.693 | [15 empty] | 31.0333 | [17 empty] | 0.94633 | [23 empty] | 2.2767 | [18 empty] | 2025 | Wang, L., Han, R., Zhang, Y., Chen, Y., Liu, D. (2026). Unraveling the redistribution of trace elements during supergene processes: A case study from the Qingshan carbonate-hosted Zn-Pb deposit, SW China. Ore Geology Reviews, 188, 107059. |  | CHN | Southwest China
| Qingshan |  | Basin hydrothermal | Mississippi Valley-type (MVT) | MVT zinc-lead | Zn, Pb | Ge, Cd, Ag | Zn, Pb, Ge, Cd, Ag | Meng et al., 2023 |  | QSL4PD-3-spot no.3 | QSL4PD-3-spot no.3 | underground mine |  |  |  |  | ore material | polished section | grab | mineral separate | [5 empty] | mineralisation | primary sulfide ores and secondary non-sulfide ores |  |  | sphalerite, pyrite, galena, hemimorphite, willemite, goethite, smithsonite, cerussite | hydrothermal (stages 1–3), supergene | massive, brecciated, replacive, infilling | Sp2 |  |  |  | calcite, greenockite | polished sections (150 µm thick) | LA-ICPMS, EMPA, SEM-EDS | JEOL JXA-i SP100 microprobe equipped with five wavelength-dispersive spectrometers; Tescan Mira 3 field emission scanning electron microscope equipped with an energy dispersive spectrometer; Tescan Integrated Mineral Analyzer (TIMA) system comprising a field emission scanning electron microscope (Tescan Mira 3), integrated with four energy dispersive detectors (EDAXElement) | Guangzhou Tuoyan Analytical Technology Co., Ltd., Guizhou, China (GTAT) | EPMA: 15 kV accelerating potential and a beam current of 10 or 20 nA, with a defocused beam diameter of 5 µm; peak counting times for analyzed elements varied between 10 and 40 s, background measurements at 50% of the peak counting duration on both sides of the analyzed peak. SEM: operating voltage of 25 kV and a working distance of ~15.0 mm. TIMA: dot-mapping mode with a working distance of 15 mm, spot size of ~92 nm, scanning at 3 µm resolution (operating at 25 kV, 11.6 nA). LA-ICP-MS mapping: laser energy of 5 J/cm2, repetition rate of 15 Hz, spot size of 10 µm, scan speed of 40 µm/s. | NIST 610, NIST 612, and GSD-1G as external standards | 18.1251 | [19 empty] | 1071.3739 | [21 empty] | 45965.2579 | [5 empty] | 296.786 | [21 empty] | 128.9156 | [15 empty] | 30.3199 | [17 empty] | 3.5897 | [23 empty] | 0.60186 | [18 empty] | 2025 | Wang, L., Han, R., Zhang, Y., Chen, Y., Liu, D. (2026). Unraveling the redistribution of trace elements during supergene processes: A case study from the Qingshan carbonate-hosted Zn-Pb deposit, SW China. Ore Geology Reviews, 188, 107059. |  | CHN | Southwest China
| Qingshan |  | Basin hydrothermal | Mississippi Valley-type (MVT) | MVT zinc-lead | Zn, Pb | Ge, Cd, Ag | Zn, Pb, Ge, Cd, Ag | Meng et al., 2023 |  | QSL4PD-3-spot no.4 | QSL4PD-3-spot no.4 | underground mine |  |  |  |  | ore material | polished section | grab | mineral separate | [5 empty] | mineralisation | primary sulfide ores and secondary non-sulfide ores |  |  | sphalerite, pyrite, galena, hemimorphite, willemite, goethite, smithsonite, cerussite | hydrothermal (stages 1–3), supergene | massive, brecciated, replacive, infilling | Sp2 |  |  |  | calcite, greenockite | polished sections (150 µm thick) | LA-ICPMS, EMPA, SEM-EDS | JEOL JXA-i SP100 microprobe equipped with five wavelength-dispersive spectrometers; Tescan Mira 3 field emission scanning electron microscope equipped with an energy dispersive spectrometer; Tescan Integrated Mineral Analyzer (TIMA) system comprising a field emission scanning electron microscope (Tescan Mira 3), integrated with four energy dispersive detectors (EDAXElement) | Guangzhou Tuoyan Analytical Technology Co., Ltd., Guizhou, China (GTAT) | EPMA: 15 kV accelerating potential and a beam current of 10 or 20 nA, with a defocused beam diameter of 5 µm; peak counting times for analyzed elements varied between 10 and 40 s, background measurements at 50% of the peak counting duration on both sides of the analyzed peak. SEM: operating voltage of 25 kV and a working distance of ~15.0 mm. TIMA: dot-mapping mode with a working distance of 15 mm, spot size of ~92 nm, scanning at 3 µm resolution (operating at 25 kV, 11.6 nA). LA-ICP-MS mapping: laser energy of 5 J/cm2, repetition rate of 15 Hz, spot size of 10 µm, scan speed of 40 µm/s. | NIST 610, NIST 612, and GSD-1G as external standards | 27.253 |  |  |  | 9.4657 | [15 empty] | 855.4805 | [21 empty] | 46224.5908 | [5 empty] | 62.2114 | [21 empty] | 413.0929 | [15 empty] | 60.3087 | [17 empty] | 4.8599 | [23 empty] | 0.42093 | [18 empty] | 2025 | Wang, L., Han, R., Zhang, Y., Chen, Y., Liu, D. (2026). Unraveling the redistribution of trace elements during supergene processes: A case study from the Qingshan carbonate-hosted Zn-Pb deposit, SW China. Ore Geology Reviews, 188, 107059. |  | CHN | Southwest China
| Qingshan |  | Basin hydrothermal | Mississippi Valley-type (MVT) | MVT zinc-lead | Zn, Pb | Ge, Cd, Ag | Zn, Pb, Ge, Cd, Ag | Meng et al., 2023 |  | QSL4PD-3-spot no.5 | QSL4PD-3-spot no.5 | underground mine |  |  |  |  | ore material | polished section | grab | mineral separate | [5 empty] | mineralisation | primary sulfide ores and secondary non-sulfide ores |  |  | sphalerite, pyrite, galena, hemimorphite, willemite, goethite, smithsonite, cerussite | hydrothermal (stages 1–3), supergene | massive, brecciated, replacive, infilling | Sp2 |  |  |  | calcite, greenockite | polished sections (150 µm thick) | LA-ICPMS, EMPA, SEM-EDS | JEOL JXA-i SP100 microprobe equipped with five wavelength-dispersive spectrometers; Tescan Mira 3 field emission scanning electron microscope equipped with an energy dispersive spectrometer; Tescan Integrated Mineral Analyzer (TIMA) system comprising a field emission scanning electron microscope (Tescan Mira 3), integrated with four energy dispersive detectors (EDAXElement) | Guangzhou Tuoyan Analytical Technology Co., Ltd., Guizhou, China (GTAT) | EPMA: 15 kV accelerating potential and a beam current of 10 or 20 nA, with a defocused beam diameter of 5 µm; peak counting times for analyzed elements varied between 10 and 40 s, background measurements at 50% of the peak counting duration on both sides of the analyzed peak. SEM: operating voltage of 25 kV and a working distance of ~15.0 mm. TIMA: dot-mapping mode with a working distance of 15 mm, spot size of ~92 nm, scanning at 3 µm resolution (operating at 25 kV, 11.6 nA). LA-ICP-MS mapping: laser energy of 5 J/cm2, repetition rate of 15 Hz, spot size of 10 µm, scan speed of 40 µm/s. | NIST 610, NIST 612, and GSD-1G as external standards | 37.416 |  |  |  | 4.9511 | [15 empty] | 1091.5458 | [21 empty] | 41411.1904 |  | 0.28214 |  |  |  | 231.7188 | [21 empty] | 196.4046 | [15 empty] | 53.1935 | [17 empty] | 8.9971 | [9 empty] | 0.40937 | [13 empty] | 0.95548 | [18 empty] | 2025 | Wang, L., Han, R., Zhang, Y., Chen, Y., Liu, D. (2026). Unraveling the redistribution of trace elements during supergene processes: A case study from the Qingshan carbonate-hosted Zn-Pb deposit, SW China. Ore Geology Reviews, 188, 107059. |  | CHN | Southwest China
| Qingshan |  | Basin hydrothermal | Mississippi Valley-type (MVT) | MVT zinc-lead | Zn, Pb | Ge, Cd, Ag | Zn, Pb, Ge, Cd, Ag | Meng et al., 2023 |  | QSL4PD-3-spot no.6 | QSL4PD-3-spot no.6 | underground mine |  |  |  |  | ore material | polished section | grab | mineral separate | [5 empty] | mineralisation | primary sulfide ores and secondary non-sulfide ores |  |  | sphalerite, pyrite, galena, hemimorphite, willemite, goethite, smithsonite, cerussite | hydrothermal (stages 1–3), supergene | massive, brecciated, replacive, infilling | Sp2 |  |  |  | calcite, greenockite | polished sections (150 µm thick) | LA-ICPMS, EMPA, SEM-EDS | JEOL JXA-i SP100 microprobe equipped with five wavelength-dispersive spectrometers; Tescan Mira 3 field emission scanning electron microscope equipped with an energy dispersive spectrometer; Tescan Integrated Mineral Analyzer (TIMA) system comprising a field emission scanning electron microscope (Tescan Mira 3), integrated with four energy dispersive detectors (EDAXElement) | Guangzhou Tuoyan Analytical Technology Co., Ltd., Guizhou, China (GTAT) | EPMA: 15 kV accelerating potential and a beam current of 10 or 20 nA, with a defocused beam diameter of 5 µm; peak counting times for analyzed elements varied between 10 and 40 s, background measurements at 50% of the peak counting duration on both sides of the analyzed peak. SEM: operating voltage of 25 kV and a working distance of ~15.0 mm. TIMA: dot-mapping mode with a working distance of 15 mm, spot size of ~92 nm, scanning at 3 µm resolution (operating at 25 kV, 11.6 nA). LA-ICP-MS mapping: laser energy of 5 J/cm2, repetition rate of 15 Hz, spot size of 10 µm, scan speed of 40 µm/s. | NIST 610, NIST 612, and GSD-1G as external standards | 54.4492 | [19 empty] | 748.8446 | [21 empty] | 50741.0544 | [5 empty] | 389.5979 | [21 empty] | 128.38 | [15 empty] | 19.2374 | [17 empty] | 1.7544 | [23 empty] | 0.97144 | [18 empty] | 2025 | Wang, L., Han, R., Zhang, Y., Chen, Y., Liu, D. (2026). Unraveling the redistribution of trace elements during supergene processes: A case study from the Qingshan carbonate-hosted Zn-Pb deposit, SW China. Ore Geology Reviews, 188, 107059. |  | CHN | Southwest China
| Qingshan |  | Basin hydrothermal | Mississippi Valley-type (MVT) | MVT zinc-lead | Zn, Pb | Ge, Cd, Ag | Zn, Pb, Ge, Cd, Ag | Meng et al., 2023 |  | QSL4PD-3-spot no.7 | QSL4PD-3-spot no.7 | underground mine |  |  |  |  | ore material | polished section | grab | mineral separate | [5 empty] | mineralisation | primary sulfide ores and secondary non-sulfide ores |  |  | sphalerite, pyrite, galena, hemimorphite, willemite, goethite, smithsonite, cerussite | hydrothermal (stages 1–3), supergene | massive, brecciated, replacive, infilling | Sp2 |  |  |  | calcite, greenockite | polished sections (150 µm thick) | LA-ICPMS, EMPA, SEM-EDS | JEOL JXA-i SP100 microprobe equipped with five wavelength-dispersive spectrometers; Tescan Mira 3 field emission scanning electron microscope equipped with an energy dispersive spectrometer; Tescan Integrated Mineral Analyzer (TIMA) system comprising a field emission scanning electron microscope (Tescan Mira 3), integrated with four energy dispersive detectors (EDAXElement) | Guangzhou Tuoyan Analytical Technology Co., Ltd., Guizhou, China (GTAT) | EPMA: 15 kV accelerating potential and a beam current of 10 or 20 nA, with a defocused beam diameter of 5 µm; peak counting times for analyzed elements varied between 10 and 40 s, background measurements at 50% of the peak counting duration on both sides of the analyzed peak. SEM: operating voltage of 25 kV and a working distance of ~15.0 mm. TIMA: dot-mapping mode with a working distance of 15 mm, spot size of ~92 nm, scanning at 3 µm resolution (operating at 25 kV, 11.6 nA). LA-ICP-MS mapping: laser energy of 5 J/cm2, repetition rate of 15 Hz, spot size of 10 µm, scan speed of 40 µm/s. | NIST 610, NIST 612, and GSD-1G as external standards | 140.2604 |  |  |  | 3.8197 | [15 empty] | 709.501 | [21 empty] | 45752.5129 | [5 empty] | 619.6408 | [21 empty] | 116.3979 | [15 empty] | 33.3471 | [17 empty] | 1.223 | [23 empty] | 2.529 | [18 empty] | 2025 | Wang, L., Han, R., Zhang, Y., Chen, Y., Liu, D. (2026). Unraveling the redistribution of trace elements during supergene processes: A case study from the Qingshan carbonate-hosted Zn-Pb deposit, SW China. Ore Geology Reviews, 188, 107059. |  | CHN | Southwest China
| Qingshan |  | Basin hydrothermal | Mississippi Valley-type (MVT) | MVT zinc-lead | Zn, Pb | Ge, Cd, Ag | Zn, Pb, Ge, Cd, Ag | Meng et al., 2023 |  | QSL4PD-3-spot no.8 | QSL4PD-3-spot no.8 | underground mine |  |  |  |  | ore material | polished section | grab | mineral separate | [5 empty] | mineralisation | primary sulfide ores and secondary non-sulfide ores |  |  | sphalerite, pyrite, galena, hemimorphite, willemite, goethite, smithsonite, cerussite | hydrothermal (stages 1–3), supergene | massive, brecciated, replacive, infilling | Sp2 |  |  |  | calcite, greenockite | polished sections (150 µm thick) | LA-ICPMS, EMPA, SEM-EDS | JEOL JXA-i SP100 microprobe equipped with five wavelength-dispersive spectrometers; Tescan Mira 3 field emission scanning electron microscope equipped with an energy dispersive spectrometer; Tescan Integrated Mineral Analyzer (TIMA) system comprising a field emission scanning electron microscope (Tescan Mira 3), integrated with four energy dispersive detectors (EDAXElement) | Guangzhou Tuoyan Analytical Technology Co., Ltd., Guizhou, China (GTAT) | EPMA: 15 kV accelerating potential and a beam current of 10 or 20 nA, with a defocused beam diameter of 5 µm; peak counting times for analyzed elements varied between 10 and 40 s, background measurements at 50% of the peak counting duration on both sides of the analyzed peak. SEM: operating voltage of 25 kV and a working distance of ~15.0 mm. TIMA: dot-mapping mode with a working distance of 15 mm, spot size of ~92 nm, scanning at 3 µm resolution (operating at 25 kV, 11.6 nA). LA-ICP-MS mapping: laser energy of 5 J/cm2, repetition rate of 15 Hz, spot size of 10 µm, scan speed of 40 µm/s. | NIST 610, NIST 612, and GSD-1G as external standards | 5.0059 | [19 empty] | 1150.6721 | [21 empty] | 47143.0789 | [5 empty] | 189.8879 | [21 empty] | 136.4406 | [15 empty] | 28.1801 | [17 empty] | 0.76314 | [23 empty] | 0.26265 | [18 empty] | 2025 | Wang, L., Han, R., Zhang, Y., Chen, Y., Liu, D. (2026). Unraveling the redistribution of trace elements during supergene processes: A case study from the Qingshan carbonate-hosted Zn-Pb deposit, SW China. Ore Geology Reviews, 188, 107059. |  | CHN | Southwest China
| Qingshan |  | Basin hydrothermal | Mississippi Valley-type (MVT) | MVT zinc-lead | Zn, Pb | Ge, Cd, Ag | Zn, Pb, Ge, Cd, Ag | Meng et al., 2023 |  | QSL4PD-3-spot no.9 | QSL4PD-3-spot no.9 | underground mine |  |  |  |  | ore material | polished section | grab | mineral separate | [5 empty] | mineralisation | primary sulfide ores and secondary non-sulfide ores |  |  | sphalerite, pyrite, galena, hemimorphite, willemite, goethite, smithsonite, cerussite | hydrothermal (stages 1–3), supergene | massive, brecciated, replacive, infilling | Sp2 |  |  |  | calcite, greenockite | polished sections (150 µm thick) | LA-ICPMS, EMPA, SEM-EDS | JEOL JXA-i SP100 microprobe equipped with five wavelength-dispersive spectrometers; Tescan Mira 3 field emission scanning electron microscope equipped with an energy dispersive spectrometer; Tescan Integrated Mineral Analyzer (TIMA) system comprising a field emission scanning electron microscope (Tescan Mira 3), integrated with four energy dispersive detectors (EDAXElement) | Guangzhou Tuoyan Analytical Technology Co., Ltd., Guizhou, China (GTAT) | EPMA: 15 kV accelerating potential and a beam current of 10 or 20 nA, with a defocused beam diameter of 5 µm; peak counting times for analyzed elements varied between 10 and 40 s, background measurements at 50% of the peak counting duration on both sides of the analyzed peak. SEM: operating voltage of 25 kV and a working distance of ~15.0 mm. TIMA: dot-mapping mode with a working distance of 15 mm, spot size of ~92 nm, scanning at 3 µm resolution (operating at 25 kV, 11.6 nA). LA-ICP-MS mapping: laser energy of 5 J/cm2, repetition rate of 15 Hz, spot size of 10 µm, scan speed of 40 µm/s. | NIST 610, NIST 612, and GSD-1G as external standards | 15.2269 |  |  |  | 8.221 | [15 empty] | 1858.4362 | [21 empty] | 32463.2849 | [5 empty] | 371.0711 | [21 empty] | 141.4016 | [15 empty] | 63.7426 | [17 empty] | 6.8351 | [23 empty] | 2.2685 | [18 empty] | 2025 | Wang, L., Han, R., Zhang, Y., Chen, Y., Liu, D. (2026). Unraveling the redistribution of trace elements during supergene processes: A case study from the Qingshan carbonate-hosted Zn-Pb deposit, SW China. Ore Geology Reviews, 188, 107059. |  | CHN | Southwest China
| Qingshan |  | Basin hydrothermal | Mississippi Valley-type (MVT) | MVT zinc-lead | Zn, Pb | Ge, Cd, Ag | Zn, Pb, Ge, Cd, Ag | Meng et al., 2023 |  | QSL4PD-3-spot no.10 | QSL4PD-3-spot no.10 | underground mine |  |  |  |  | ore material | polished section | grab | mineral separate | [5 empty] | mineralisation | primary sulfide ores and secondary non-sulfide ores |  |  | sphalerite, pyrite, galena, hemimorphite, willemite, goethite, smithsonite, cerussite | hydrothermal (stages 1–3), supergene | massive, brecciated, replacive, infilling | Sp2 |  |  |  | calcite, greenockite | polished sections (150 µm thick) | LA-ICPMS, EMPA, SEM-EDS | JEOL JXA-i SP100 microprobe equipped with five wavelength-dispersive spectrometers; Tescan Mira 3 field emission scanning electron microscope equipped with an energy dispersive spectrometer; Tescan Integrated Mineral Analyzer (TIMA) system comprising a field emission scanning electron microscope (Tescan Mira 3), integrated with four energy dispersive detectors (EDAXElement) | Guangzhou Tuoyan Analytical Technology Co., Ltd., Guizhou, China (GTAT) | EPMA: 15 kV accelerating potential and a beam current of 10 or 20 nA, with a defocused beam diameter of 5 µm; peak counting times for analyzed elements varied between 10 and 40 s, background measurements at 50% of the peak counting duration on both sides of the analyzed peak. SEM: operating voltage of 25 kV and a working distance of ~15.0 mm. TIMA: dot-mapping mode with a working distance of 15 mm, spot size of ~92 nm, scanning at 3 µm resolution (operating at 25 kV, 11.6 nA). LA-ICP-MS mapping: laser energy of 5 J/cm2, repetition rate of 15 Hz, spot size of 10 µm, scan speed of 40 µm/s. | NIST 610, NIST 612, and GSD-1G as external standards | 12.103 |  |  |  | 4.3702 | [15 empty] | 1971.9481 | [21 empty] | 40257.8886 | [5 empty] | 399.766 | [21 empty] | 128.6009 | [15 empty] | 65.746 | [17 empty] | 4.442 | [23 empty] | 1.5435 | [18 empty] | 2025 | Wang, L., Han, R., Zhang, Y., Chen, Y., Liu, D. (2026). Unraveling the redistribution of trace elements during supergene processes: A case study from the Qingshan carbonate-hosted Zn-Pb deposit, SW China. Ore Geology Reviews, 188, 107059. |  | CHN | Southwest China
| Qingshan |  | Basin hydrothermal | Mississippi Valley-type (MVT) | MVT zinc-lead | Zn, Pb | Ge, Cd, Ag | Zn, Pb, Ge, Cd, Ag | Meng et al., 2023 |  | QSL4PD-3-spot no.11 | QSL4PD-3-spot no.11 | underground mine |  |  |  |  | ore material | polished section | grab | mineral separate | [5 empty] | mineralisation | primary sulfide ores and secondary non-sulfide ores |  |  | sphalerite, pyrite, galena, hemimorphite, willemite, goethite, smithsonite, cerussite | hydrothermal (stages 1–3), supergene | massive, brecciated, replacive, infilling | Sp2 |  |  |  | calcite, greenockite | polished sections (150 µm thick) | LA-ICPMS, EMPA, SEM-EDS | JEOL JXA-i SP100 microprobe equipped with five wavelength-dispersive spectrometers; Tescan Mira 3 field emission scanning electron microscope equipped with an energy dispersive spectrometer; Tescan Integrated Mineral Analyzer (TIMA) system comprising a field emission scanning electron microscope (Tescan Mira 3), integrated with four energy dispersive detectors (EDAXElement) | Guangzhou Tuoyan Analytical Technology Co., Ltd., Guizhou, China (GTAT) | EPMA: 15 kV accelerating potential and a beam current of 10 or 20 nA, with a defocused beam diameter of 5 µm; peak counting times for analyzed elements varied between 10 and 40 s, background measurements at 50% of the peak counting duration on both sides of the analyzed peak. SEM: operating voltage of 25 kV and a working distance of ~15.0 mm. TIMA: dot-mapping mode with a working distance of 15 mm, spot size of ~92 nm, scanning at 3 µm resolution (operating at 25 kV, 11.6 nA). LA-ICP-MS mapping: laser energy of 5 J/cm2, repetition rate of 15 Hz, spot size of 10 µm, scan speed of 40 µm/s. | NIST 610, NIST 612, and GSD-1G as external standards | 13.8617 |  |  |  | 7.806 | [15 empty] | 1777.2267 | [21 empty] | 35940.146 | [5 empty] | 374.0817 | [21 empty] | 158.2832 | [15 empty] | 57.3521 | [17 empty] | 5.5393 | [23 empty] | 1.9427 | [18 empty] | 2025 | Wang, L., Han, R., Zhang, Y., Chen, Y., Liu, D. (2026). Unraveling the redistribution of trace elements during supergene processes: A case study from the Qingshan carbonate-hosted Zn-Pb deposit, SW China. Ore Geology Reviews, 188, 107059. |  | CHN | Southwest China
| Qingshan |  | Basin hydrothermal | Mississippi Valley-type (MVT) | MVT zinc-lead | Zn, Pb | Ge, Cd, Ag | Zn, Pb, Ge, Cd, Ag | Meng et al., 2023 |  | QSL4PD-3-spot no.12 | QSL4PD-3-spot no.12 | underground mine |  |  |  |  | ore material | polished section | grab | mineral separate | [5 empty] | mineralisation | primary sulfide ores and secondary non-sulfide ores |  |  | sphalerite, pyrite, galena, hemimorphite, willemite, goethite, smithsonite, cerussite | hydrothermal (stages 1–3), supergene | massive, brecciated, replacive, infilling | Sp2 |  |  |  | calcite, greenockite | polished sections (150 µm thick) | LA-ICPMS, EMPA, SEM-EDS | JEOL JXA-i SP100 microprobe equipped with five wavelength-dispersive spectrometers; Tescan Mira 3 field emission scanning electron microscope equipped with an energy dispersive spectrometer; Tescan Integrated Mineral Analyzer (TIMA) system comprising a field emission scanning electron microscope (Tescan Mira 3), integrated with four energy dispersive detectors (EDAXElement) | Guangzhou Tuoyan Analytical Technology Co., Ltd., Guizhou, China (GTAT) | EPMA: 15 kV accelerating potential and a beam current of 10 or 20 nA, with a defocused beam diameter of 5 µm; peak counting times for analyzed elements varied between 10 and 40 s, background measurements at 50% of the peak counting duration on both sides of the analyzed peak. SEM: operating voltage of 25 kV and a working distance of ~15.0 mm. TIMA: dot-mapping mode with a working distance of 15 mm, spot size of ~92 nm, scanning at 3 µm resolution (operating at 25 kV, 11.6 nA). LA-ICP-MS mapping: laser energy of 5 J/cm2, repetition rate of 15 Hz, spot size of 10 µm, scan speed of 40 µm/s. | NIST 610, NIST 612, and GSD-1G as external standards | 9.0082 |  |  |  | 5.3257 | [15 empty] | 2015.3504 | [21 empty] | 41435.4741 | [5 empty] | 285.5364 | [21 empty] | 175.6966 | [15 empty] | 60.8051 | [17 empty] | 4.099 | [23 empty] | 1.1729 | [18 empty] | 2025 | Wang, L., Han, R., Zhang, Y., Chen, Y., Liu, D. (2026). Unraveling the redistribution of trace elements during supergene processes: A case study from the Qingshan carbonate-hosted Zn-Pb deposit, SW China. Ore Geology Reviews, 188, 107059. |  | CHN | Southwest China
| Qingshan |  | Basin hydrothermal | Mississippi Valley-type (MVT) | MVT zinc-lead | Zn, Pb | Ge, Cd, Ag | Zn, Pb, Ge, Cd, Ag | Meng et al., 2023 |  | QSL4PD-3-spot no.13 | QSL4PD-3-spot no.13 | underground mine |  |  |  |  | ore material | polished section | grab | mineral separate | [5 empty] | mineralisation | primary sulfide ores and secondary non-sulfide ores |  |  | sphalerite, pyrite, galena, hemimorphite, willemite, goethite, smithsonite, cerussite | hydrothermal (stages 1–3), supergene | massive, brecciated, replacive, infilling | Sp2 |  |  |  | calcite, greenockite | polished sections (150 µm thick) | LA-ICPMS, EMPA, SEM-EDS | JEOL JXA-i SP100 microprobe equipped with five wavelength-dispersive spectrometers; Tescan Mira 3 field emission scanning electron microscope equipped with an energy dispersive spectrometer; Tescan Integrated Mineral Analyzer (TIMA) system comprising a field emission scanning electron microscope (Tescan Mira 3), integrated with four energy dispersive detectors (EDAXElement) | Guangzhou Tuoyan Analytical Technology Co., Ltd., Guizhou, China (GTAT) | EPMA: 15 kV accelerating potential and a beam current of 10 or 20 nA, with a defocused beam diameter of 5 µm; peak counting times for analyzed elements varied between 10 and 40 s, background measurements at 50% of the peak counting duration on both sides of the analyzed peak. SEM: operating voltage of 25 kV and a working distance of ~15.0 mm. TIMA: dot-mapping mode with a working distance of 15 mm, spot size of ~92 nm, scanning at 3 µm resolution (operating at 25 kV, 11.6 nA). LA-ICP-MS mapping: laser energy of 5 J/cm2, repetition rate of 15 Hz, spot size of 10 µm, scan speed of 40 µm/s. | NIST 610, NIST 612, and GSD-1G as external standards | 10.3773 |  |  |  | 6.1349 | [15 empty] | 1744.2995 | [21 empty] | 39276.0747 | [5 empty] | 154.1905 | [21 empty] | 346.0181 | [15 empty] | 68.6097 | [17 empty] | 6.4156 | [23 empty] | 0.83109 | [18 empty] | 2025 | Wang, L., Han, R., Zhang, Y., Chen, Y., Liu, D. (2026). Unraveling the redistribution of trace elements during supergene processes: A case study from the Qingshan carbonate-hosted Zn-Pb deposit, SW China. Ore Geology Reviews, 188, 107059. |  | CHN | Southwest China
| Qingshan |  | Basin hydrothermal | Mississippi Valley-type (MVT) | MVT zinc-lead | Zn, Pb | Ge, Cd, Ag | Zn, Pb, Ge, Cd, Ag | Meng et al., 2023 |  | QSL4PD-3-spot no.14 | QSL4PD-3-spot no.14 | underground mine |  |  |  |  | ore material | polished section | grab | mineral separate | [5 empty] | mineralisation | primary sulfide ores and secondary non-sulfide ores |  |  | sphalerite, pyrite, galena, hemimorphite, willemite, goethite, smithsonite, cerussite | hydrothermal (stages 1–3), supergene | massive, brecciated, replacive, infilling | Sp2 |  |  |  | calcite, greenockite | polished sections (150 µm thick) | LA-ICPMS, EMPA, SEM-EDS | JEOL JXA-i SP100 microprobe equipped with five wavelength-dispersive spectrometers; Tescan Mira 3 field emission scanning electron microscope equipped with an energy dispersive spectrometer; Tescan Integrated Mineral Analyzer (TIMA) system comprising a field emission scanning electron microscope (Tescan Mira 3), integrated with four energy dispersive detectors (EDAXElement) | Guangzhou Tuoyan Analytical Technology Co., Ltd., Guizhou, China (GTAT) | EPMA: 15 kV accelerating potential and a beam current of 10 or 20 nA, with a defocused beam diameter of 5 µm; peak counting times for analyzed elements varied between 10 and 40 s, background measurements at 50% of the peak counting duration on both sides of the analyzed peak. SEM: operating voltage of 25 kV and a working distance of ~15.0 mm. TIMA: dot-mapping mode with a working distance of 15 mm, spot size of ~92 nm, scanning at 3 µm resolution (operating at 25 kV, 11.6 nA). LA-ICP-MS mapping: laser energy of 5 J/cm2, repetition rate of 15 Hz, spot size of 10 µm, scan speed of 40 µm/s. | NIST 610, NIST 612, and GSD-1G as external standards | 4.5697 |  |  |  | 2.9208 | [15 empty] | 1773.5244 | [21 empty] | 38974.0272 | [5 empty] | 116.1141 | [21 empty] | 231.7753 | [15 empty] | 53.8226 | [17 empty] | 3.6084 | [23 empty] | 0.32618 | [18 empty] | 2025 | Wang, L., Han, R., Zhang, Y., Chen, Y., Liu, D. (2026). Unraveling the redistribution of trace elements during supergene processes: A case study from the Qingshan carbonate-hosted Zn-Pb deposit, SW China. Ore Geology Reviews, 188, 107059. |  | CHN | Southwest China
| Qingshan |  | Basin hydrothermal | Mississippi Valley-type (MVT) | MVT zinc-lead | Zn, Pb | Ge, Cd, Ag | Zn, Pb, Ge, Cd, Ag | Meng et al., 2023 |  | Geometric mean-7 | Geometric mean-7 | underground mine |  |  |  |  | ore material | polished section | grab | mineral separate | [5 empty] | mineralisation | primary sulfide ores and secondary non-sulfide ores |  |  | sphalerite, pyrite, galena, hemimorphite, willemite, goethite, smithsonite, cerussite | hydrothermal (stages 1–3), supergene | massive, brecciated, replacive, infilling | colloform, oscillatory zoning, replacement, core-mantle-rim, dendritic, botryoidal, euhedral, subhedral, anhedral |  |  |  | calcite, greenockite | polished sections (150 µm thick) | LA-ICPMS, EMPA, SEM-EDS | JEOL JXA-i SP100 microprobe equipped with five wavelength-dispersive spectrometers; Tescan Mira 3 field emission scanning electron microscope equipped with an energy dispersive spectrometer; Tescan Integrated Mineral Analyzer (TIMA) system comprising a field emission scanning electron microscope (Tescan Mira 3), integrated with four energy dispersive detectors (EDAXElement) | Guangzhou Tuoyan Analytical Technology Co., Ltd., Guizhou, China (GTAT) | EPMA: 15 kV accelerating potential and a beam current of 10 or 20 nA, with a defocused beam diameter of 5 µm; peak counting times for analyzed elements varied between 10 and 40 s, background measurements at 50% of the peak counting duration on both sides of the analyzed peak. SEM: operating voltage of 25 kV and a working distance of ~15.0 mm. TIMA: dot-mapping mode with a working distance of 15 mm, spot size of ~92 nm, scanning at 3 µm resolution (operating at 25 kV, 11.6 nA). LA-ICP-MS mapping: laser energy of 5 J/cm2, repetition rate of 15 Hz, spot size of 10 µm, scan speed of 40 µm/s. | NIST 610, NIST 612, and GSD-1G as external standards | 19.1087 |  |  |  | 4.5037 | [15 empty] | 1151.8219 | [21 empty] | 43888.6502 | [5 empty] | 273.8135 | [21 empty] | 176.3423 | [15 empty] | 43.4132 | [17 empty] | 2.8883 | [23 empty] | 1.0044 | [18 empty] | 2025 | Wang, L., Han, R., Zhang, Y., Chen, Y., Liu, D. (2026). Unraveling the redistribution of trace elements during supergene processes: A case study from the Qingshan carbonate-hosted Zn-Pb deposit, SW China. Ore Geology Reviews, 188, 107059. |  | CHN | Southwest China
| Qingshan |  | Basin hydrothermal | Mississippi Valley-type (MVT) | MVT zinc-lead | Zn, Pb | Ge, Cd, Ag | Zn, Pb, Ge, Cd, Ag | Meng et al., 2023 |  | Arithmetlc mean-7 | Arithmetlc mean-7 | underground mine |  |  |  |  | ore material | polished section | grab | mineral separate | [5 empty] | mineralisation | primary sulfide ores and secondary non-sulfide ores |  |  | sphalerite, pyrite, galena, hemimorphite, willemite, goethite, smithsonite, cerussite | hydrothermal (stages 1–3), supergene | massive, brecciated, replacive, infilling | colloform, oscillatory zoning, replacement, core-mantle-rim, dendritic, botryoidal, euhedral, subhedral, anhedral |  |  |  | calcite, greenockite | polished sections (150 µm thick) | LA-ICPMS, EMPA, SEM-EDS | JEOL JXA-i SP100 microprobe equipped with five wavelength-dispersive spectrometers; Tescan Mira 3 field emission scanning electron microscope equipped with an energy dispersive spectrometer; Tescan Integrated Mineral Analyzer (TIMA) system comprising a field emission scanning electron microscope (Tescan Mira 3), integrated with four energy dispersive detectors (EDAXElement) | Guangzhou Tuoyan Analytical Technology Co., Ltd., Guizhou, China (GTAT) | EPMA: 15 kV accelerating potential and a beam current of 10 or 20 nA, with a defocused beam diameter of 5 µm; peak counting times for analyzed elements varied between 10 and 40 s, background measurements at 50% of the peak counting duration on both sides of the analyzed peak. SEM: operating voltage of 25 kV and a working distance of ~15.0 mm. TIMA: dot-mapping mode with a working distance of 15 mm, spot size of ~92 nm, scanning at 3 µm resolution (operating at 25 kV, 11.6 nA). LA-ICP-MS mapping: laser energy of 5 J/cm2, repetition rate of 15 Hz, spot size of 10 µm, scan speed of 40 µm/s. | NIST 610, NIST 612, and GSD-1G as external standards | 29.628 |  |  |  | 4.9076 | [15 empty] | 1274.9549 | [21 empty] | 44482.7967 | [5 empty] | 320.4364 | [21 empty] | 190.4478 | [15 empty] | 46.7415 | [17 empty] | 3.8427 | [23 empty] | 1.2489 | [18 empty] | 2025 | Wang, L., Han, R., Zhang, Y., Chen, Y., Liu, D. (2026). Unraveling the redistribution of trace elements during supergene processes: A case study from the Qingshan carbonate-hosted Zn-Pb deposit, SW China. Ore Geology Reviews, 188, 107059. |  | CHN | Southwest China
| Qingshan |  | Basin hydrothermal | Mississippi Valley-type (MVT) | MVT zinc-lead | Zn, Pb | Ge, Cd, Ag | Zn, Pb, Ge, Cd, Ag | Meng et al., 2023 |  | QSL-6-1-spot no.1 | QSL-6-1-spot no.1 | underground mine |  |  |  |  | ore material | polished section | grab | mineral separate | [5 empty] | mineralisation | primary sulfide ores and secondary non-sulfide ores |  |  | sphalerite, pyrite, galena, hemimorphite, willemite, goethite, smithsonite, cerussite | hydrothermal (stages 1–3), supergene | massive, brecciated, replacive, infilling | Dark Sp3a |  |  |  | calcite, greenockite | polished sections (150 µm thick) | LA-ICPMS, EMPA, SEM-EDS | JEOL JXA-i SP100 microprobe equipped with five wavelength-dispersive spectrometers; Tescan Mira 3 field emission scanning electron microscope equipped with an energy dispersive spectrometer; Tescan Integrated Mineral Analyzer (TIMA) system comprising a field emission scanning electron microscope (Tescan Mira 3), integrated with four energy dispersive detectors (EDAXElement) | Guangzhou Tuoyan Analytical Technology Co., Ltd., Guizhou, China (GTAT) | EPMA: 15 kV accelerating potential and a beam current of 10 or 20 nA, with a defocused beam diameter of 5 µm; peak counting times for analyzed elements varied between 10 and 40 s, background measurements at 50% of the peak counting duration on both sides of the analyzed peak. SEM: operating voltage of 25 kV and a working distance of ~15.0 mm. TIMA: dot-mapping mode with a working distance of 15 mm, spot size of ~92 nm, scanning at 3 µm resolution (operating at 25 kV, 11.6 nA). LA-ICP-MS mapping: laser energy of 5 J/cm2, repetition rate of 15 Hz, spot size of 10 µm, scan speed of 40 µm/s. | NIST 610, NIST 612, and GSD-1G as external standards | 0.28205 |  |  |  | 1253.5444 | [15 empty] | 535.2855 | [11 empty] | 25.1253 | [9 empty] | 63073.206 | [5 empty] | 294.6629 | [21 empty] | 101.7796 | [15 empty] | 3.3177 | [17 empty] | 0.27342 | [9 empty] | 0.071555 | [13 empty] | 0.2521 | [13 empty] | 6.2059 |  |  |  |  | 2025 | Wang, L., Han, R., Zhang, Y., Chen, Y., Liu, D. (2026). Unraveling the redistribution of trace elements during supergene processes: A case study from the Qingshan carbonate-hosted Zn-Pb deposit, SW China. Ore Geology Reviews, 188, 107059. |  | CHN | Southwest China
| Qingshan |  | Basin hydrothermal | Mississippi Valley-type (MVT) | MVT zinc-lead | Zn, Pb | Ge, Cd, Ag | Zn, Pb, Ge, Cd, Ag | Meng et al., 2023 |  | QSL-6-1-spot no.2 | QSL-6-1-spot no.2 | underground mine |  |  |  |  | ore material | polished section | grab | mineral separate | [5 empty] | mineralisation | primary sulfide ores and secondary non-sulfide ores |  |  | sphalerite, pyrite, galena, hemimorphite, willemite, goethite, smithsonite, cerussite | hydrothermal (stages 1–3), supergene | massive, brecciated, replacive, infilling | Dark Sp3a |  |  |  | calcite, greenockite | polished sections (150 µm thick) | LA-ICPMS, EMPA, SEM-EDS | JEOL JXA-i SP100 microprobe equipped with five wavelength-dispersive spectrometers; Tescan Mira 3 field emission scanning electron microscope equipped with an energy dispersive spectrometer; Tescan Integrated Mineral Analyzer (TIMA) system comprising a field emission scanning electron microscope (Tescan Mira 3), integrated with four energy dispersive detectors (EDAXElement) | Guangzhou Tuoyan Analytical Technology Co., Ltd., Guizhou, China (GTAT) | EPMA: 15 kV accelerating potential and a beam current of 10 or 20 nA, with a defocused beam diameter of 5 µm; peak counting times for analyzed elements varied between 10 and 40 s, background measurements at 50% of the peak counting duration on both sides of the analyzed peak. SEM: operating voltage of 25 kV and a working distance of ~15.0 mm. TIMA: dot-mapping mode with a working distance of 15 mm, spot size of ~92 nm, scanning at 3 µm resolution (operating at 25 kV, 11.6 nA). LA-ICP-MS mapping: laser energy of 5 J/cm2, repetition rate of 15 Hz, spot size of 10 µm, scan speed of 40 µm/s. | NIST 610, NIST 612, and GSD-1G as external standards | 10.0596 |  |  |  | 24.5276 | [9 empty] | 0.047257 | [5 empty] | 2082.5986 | [11 empty] | 20.0756 | [9 empty] | 27805.9291 |  | 1.7622 |  |  |  | 685.2675 | [21 empty] | 32.4567 | [15 empty] | 44.4097 | [17 empty] | 10.0826 | [9 empty] | 0.12248 | [13 empty] | 4.2632 | [13 empty] | 3.0635 |  |  |  |  | 2025 | Wang, L., Han, R., Zhang, Y., Chen, Y., Liu, D. (2026). Unraveling the redistribution of trace elements during supergene processes: A case study from the Qingshan carbonate-hosted Zn-Pb deposit, SW China. Ore Geology Reviews, 188, 107059. |  | CHN | Southwest China
| Qingshan |  | Basin hydrothermal | Mississippi Valley-type (MVT) | MVT zinc-lead | Zn, Pb | Ge, Cd, Ag | Zn, Pb, Ge, Cd, Ag | Meng et al., 2023 |  | QSL-6-1-spot no.3 | QSL-6-1-spot no.3 | underground mine |  |  |  |  | ore material | polished section | grab | mineral separate | [5 empty] | mineralisation | primary sulfide ores and secondary non-sulfide ores |  |  | sphalerite, pyrite, galena, hemimorphite, willemite, goethite, smithsonite, cerussite | hydrothermal (stages 1–3), supergene | massive, brecciated, replacive, infilling | Dark Sp3a |  |  |  | calcite, greenockite | polished sections (150 µm thick) | LA-ICPMS, EMPA, SEM-EDS | JEOL JXA-i SP100 microprobe equipped with five wavelength-dispersive spectrometers; Tescan Mira 3 field emission scanning electron microscope equipped with an energy dispersive spectrometer; Tescan Integrated Mineral Analyzer (TIMA) system comprising a field emission scanning electron microscope (Tescan Mira 3), integrated with four energy dispersive detectors (EDAXElement) | Guangzhou Tuoyan Analytical Technology Co., Ltd., Guizhou, China (GTAT) | EPMA: 15 kV accelerating potential and a beam current of 10 or 20 nA, with a defocused beam diameter of 5 µm; peak counting times for analyzed elements varied between 10 and 40 s, background measurements at 50% of the peak counting duration on both sides of the analyzed peak. SEM: operating voltage of 25 kV and a working distance of ~15.0 mm. TIMA: dot-mapping mode with a working distance of 15 mm, spot size of ~92 nm, scanning at 3 µm resolution (operating at 25 kV, 11.6 nA). LA-ICP-MS mapping: laser energy of 5 J/cm2, repetition rate of 15 Hz, spot size of 10 µm, scan speed of 40 µm/s. | NIST 610, NIST 612, and GSD-1G as external standards | 12.0814 |  |  |  | 26.6816 | [9 empty] | 0.05512 | [5 empty] | 3091.6026 | [11 empty] | 58.4079 | [9 empty] | 18218.796 |  | 9.2206 |  |  |  | 198.3997 | [7 empty] | 0.004668 | [13 empty] | 82.9844 | [15 empty] | 75.881 | [17 empty] | 19.4704 | [9 empty] | 3.0045 | [13 empty] | 5.5205 | [13 empty] | 16.3482 |  |  |  |  | 2025 | Wang, L., Han, R., Zhang, Y., Chen, Y., Liu, D. (2026). Unraveling the redistribution of trace elements during supergene processes: A case study from the Qingshan carbonate-hosted Zn-Pb deposit, SW China. Ore Geology Reviews, 188, 107059. |  | CHN | Southwest China
| Qingshan |  | Basin hydrothermal | Mississippi Valley-type (MVT) | MVT zinc-lead | Zn, Pb | Ge, Cd, Ag | Zn, Pb, Ge, Cd, Ag | Meng et al., 2023 |  | QSL-6-1-spot no.4 | QSL-6-1-spot no.4 | underground mine |  |  |  |  | ore material | polished section | grab | mineral separate | [5 empty] | mineralisation | primary sulfide ores and secondary non-sulfide ores |  |  | sphalerite, pyrite, galena, hemimorphite, willemite, goethite, smithsonite, cerussite | hydrothermal (stages 1–3), supergene | massive, brecciated, replacive, infilling | Dark Sp3a |  |  |  | calcite, greenockite | polished sections (150 µm thick) | LA-ICPMS, EMPA, SEM-EDS | JEOL JXA-i SP100 microprobe equipped with five wavelength-dispersive spectrometers; Tescan Mira 3 field emission scanning electron microscope equipped with an energy dispersive spectrometer; Tescan Integrated Mineral Analyzer (TIMA) system comprising a field emission scanning electron microscope (Tescan Mira 3), integrated with four energy dispersive detectors (EDAXElement) | Guangzhou Tuoyan Analytical Technology Co., Ltd., Guizhou, China (GTAT) | EPMA: 15 kV accelerating potential and a beam current of 10 or 20 nA, with a defocused beam diameter of 5 µm; peak counting times for analyzed elements varied between 10 and 40 s, background measurements at 50% of the peak counting duration on both sides of the analyzed peak. SEM: operating voltage of 25 kV and a working distance of ~15.0 mm. TIMA: dot-mapping mode with a working distance of 15 mm, spot size of ~92 nm, scanning at 3 µm resolution (operating at 25 kV, 11.6 nA). LA-ICP-MS mapping: laser energy of 5 J/cm2, repetition rate of 15 Hz, spot size of 10 µm, scan speed of 40 µm/s. | NIST 610, NIST 612, and GSD-1G as external standards | 0.6438 |  |  |  | 2.0653 | [9 empty] | 0.041818 | [5 empty] | 1048.3727 | [11 empty] | 48.612 | [9 empty] | 53164.518 | [5 empty] | 428.9055 | [21 empty] | 86.2696 | [15 empty] | 14.9285 | [17 empty] | 0.40385 | [9 empty] | 0.095256 | [13 empty] | 1.0255 | [13 empty] | 163.9089 |  |  |  |  | 2025 | Wang, L., Han, R., Zhang, Y., Chen, Y., Liu, D. (2026). Unraveling the redistribution of trace elements during supergene processes: A case study from the Qingshan carbonate-hosted Zn-Pb deposit, SW China. Ore Geology Reviews, 188, 107059. |  | CHN | Southwest China
| Qingshan |  | Basin hydrothermal | Mississippi Valley-type (MVT) | MVT zinc-lead | Zn, Pb | Ge, Cd, Ag | Zn, Pb, Ge, Cd, Ag | Meng et al., 2023 |  | QSL-6-1-spot no.5 | QSL-6-1-spot no.5 | underground mine |  |  |  |  | ore material | polished section | grab | mineral separate | [5 empty] | mineralisation | primary sulfide ores and secondary non-sulfide ores |  |  | sphalerite, pyrite, galena, hemimorphite, willemite, goethite, smithsonite, cerussite | hydrothermal (stages 1–3), supergene | massive, brecciated, replacive, infilling | Dark Sp3a |  |  |  | calcite, greenockite | polished sections (150 µm thick) | LA-ICPMS, EMPA, SEM-EDS | JEOL JXA-i SP100 microprobe equipped with five wavelength-dispersive spectrometers; Tescan Mira 3 field emission scanning electron microscope equipped with an energy dispersive spectrometer; Tescan Integrated Mineral Analyzer (TIMA) system comprising a field emission scanning electron microscope (Tescan Mira 3), integrated with four energy dispersive detectors (EDAXElement) | Guangzhou Tuoyan Analytical Technology Co., Ltd., Guizhou, China (GTAT) | EPMA: 15 kV accelerating potential and a beam current of 10 or 20 nA, with a defocused beam diameter of 5 µm; peak counting times for analyzed elements varied between 10 and 40 s, background measurements at 50% of the peak counting duration on both sides of the analyzed peak. SEM: operating voltage of 25 kV and a working distance of ~15.0 mm. TIMA: dot-mapping mode with a working distance of 15 mm, spot size of ~92 nm, scanning at 3 µm resolution (operating at 25 kV, 11.6 nA). LA-ICP-MS mapping: laser energy of 5 J/cm2, repetition rate of 15 Hz, spot size of 10 µm, scan speed of 40 µm/s. | NIST 610, NIST 612, and GSD-1G as external standards | 8.6137 |  |  |  | 5.3562 | [9 empty] | 0.22184 | [5 empty] | 1076.9899 | [11 empty] | 65.4981 | [9 empty] | 51360.8614 |  | 0.24846 |  |  |  | 295.381 |  |  |  | 0.9907 | [17 empty] | 110.3885 | [9 empty] | 8.5314 | [5 empty] | 21.5551 | [17 empty] | 2.1909 | [9 empty] | 0.10176 | [13 empty] | 1.1956 | [13 empty] | 334.3418 |  |  |  |  | 2025 | Wang, L., Han, R., Zhang, Y., Chen, Y., Liu, D. (2026). Unraveling the redistribution of trace elements during supergene processes: A case study from the Qingshan carbonate-hosted Zn-Pb deposit, SW China. Ore Geology Reviews, 188, 107059. |  | CHN | Southwest China
| Qingshan |  | Basin hydrothermal | Mississippi Valley-type (MVT) | MVT zinc-lead | Zn, Pb | Ge, Cd, Ag | Zn, Pb, Ge, Cd, Ag | Meng et al., 2023 |  | QSL-6-1-spot no.6 | QSL-6-1-spot no.6 | underground mine |  |  |  |  | ore material | polished section | grab | mineral separate | [5 empty] | mineralisation | primary sulfide ores and secondary non-sulfide ores |  |  | sphalerite, pyrite, galena, hemimorphite, willemite, goethite, smithsonite, cerussite | hydrothermal (stages 1–3), supergene | massive, brecciated, replacive, infilling | Dark Sp3a |  |  |  | calcite, greenockite | polished sections (150 µm thick) | LA-ICPMS, EMPA, SEM-EDS | JEOL JXA-i SP100 microprobe equipped with five wavelength-dispersive spectrometers; Tescan Mira 3 field emission scanning electron microscope equipped with an energy dispersive spectrometer; Tescan Integrated Mineral Analyzer (TIMA) system comprising a field emission scanning electron microscope (Tescan Mira 3), integrated with four energy dispersive detectors (EDAXElement) | Guangzhou Tuoyan Analytical Technology Co., Ltd., Guizhou, China (GTAT) | EPMA: 15 kV accelerating potential and a beam current of 10 or 20 nA, with a defocused beam diameter of 5 µm; peak counting times for analyzed elements varied between 10 and 40 s, background measurements at 50% of the peak counting duration on both sides of the analyzed peak. SEM: operating voltage of 25 kV and a working distance of ~15.0 mm. TIMA: dot-mapping mode with a working distance of 15 mm, spot size of ~92 nm, scanning at 3 µm resolution (operating at 25 kV, 11.6 nA). LA-ICP-MS mapping: laser energy of 5 J/cm2, repetition rate of 15 Hz, spot size of 10 µm, scan speed of 40 µm/s. | NIST 610, NIST 612, and GSD-1G as external standards | 2.0917 |  |  |  | 2.6934 | [9 empty] | 0.047676 | [5 empty] | 1120.6188 | [11 empty] | 9.6146 | [9 empty] | 52800.6719 |  | 0.31397 |  |  |  | 574.2108 |  |  |  | 0.49608 | [17 empty] | 107.4166 | [15 empty] | 7.5332 | [17 empty] | 1.6583 | [9 empty] | 0.21105 | [13 empty] | 1.816 | [13 empty] | 2.9636 |  |  |  |  | 2025 | Wang, L., Han, R., Zhang, Y., Chen, Y., Liu, D. (2026). Unraveling the redistribution of trace elements during supergene processes: A case study from the Qingshan carbonate-hosted Zn-Pb deposit, SW China. Ore Geology Reviews, 188, 107059. |  | CHN | Southwest China
| Qingshan |  | Basin hydrothermal | Mississippi Valley-type (MVT) | MVT zinc-lead | Zn, Pb | Ge, Cd, Ag | Zn, Pb, Ge, Cd, Ag | Meng et al., 2023 |  | QSL-6-1-spot no.7 | QSL-6-1-spot no.7 | underground mine |  |  |  |  | ore material | polished section | grab | mineral separate | [5 empty] | mineralisation | primary sulfide ores and secondary non-sulfide ores |  |  | sphalerite, pyrite, galena, hemimorphite, willemite, goethite, smithsonite, cerussite | hydrothermal (stages 1–3), supergene | massive, brecciated, replacive, infilling | Dark Sp3a |  |  |  | calcite, greenockite | polished sections (150 µm thick) | LA-ICPMS, EMPA, SEM-EDS | JEOL JXA-i SP100 microprobe equipped with five wavelength-dispersive spectrometers; Tescan Mira 3 field emission scanning electron microscope equipped with an energy dispersive spectrometer; Tescan Integrated Mineral Analyzer (TIMA) system comprising a field emission scanning electron microscope (Tescan Mira 3), integrated with four energy dispersive detectors (EDAXElement) | Guangzhou Tuoyan Analytical Technology Co., Ltd., Guizhou, China (GTAT) | EPMA: 15 kV accelerating potential and a beam current of 10 or 20 nA, with a defocused beam diameter of 5 µm; peak counting times for analyzed elements varied between 10 and 40 s, background measurements at 50% of the peak counting duration on both sides of the analyzed peak. SEM: operating voltage of 25 kV and a working distance of ~15.0 mm. TIMA: dot-mapping mode with a working distance of 15 mm, spot size of ~92 nm, scanning at 3 µm resolution (operating at 25 kV, 11.6 nA). LA-ICP-MS mapping: laser energy of 5 J/cm2, repetition rate of 15 Hz, spot size of 10 µm, scan speed of 40 µm/s. | NIST 610, NIST 612, and GSD-1G as external standards | 9.867 |  |  |  | 0.97653 | [9 empty] | 0.19362 | [5 empty] | 794.164 | [11 empty] | 7.9908 | [9 empty] | 60432.1868 |  | 0.44944 |  |  |  | 232.6861 |  |  |  | 0.54744 | [17 empty] | 214.1842 | [15 empty] | 7.4487 | [17 empty] | 0.19785 | [9 empty] | 0.18029 | [13 empty] | 3.9147 | [13 empty] | 104.2818 |  |  |  |  | 2025 | Wang, L., Han, R., Zhang, Y., Chen, Y., Liu, D. (2026). Unraveling the redistribution of trace elements during supergene processes: A case study from the Qingshan carbonate-hosted Zn-Pb deposit, SW China. Ore Geology Reviews, 188, 107059. |  | CHN | Southwest China
| Qingshan |  | Basin hydrothermal | Mississippi Valley-type (MVT) | MVT zinc-lead | Zn, Pb | Ge, Cd, Ag | Zn, Pb, Ge, Cd, Ag | Meng et al., 2023 |  | QSL-6-1-spot no.8 | QSL-6-1-spot no.8 | underground mine |  |  |  |  | ore material | polished section | grab | mineral separate | [5 empty] | mineralisation | primary sulfide ores and secondary non-sulfide ores |  |  | sphalerite, pyrite, galena, hemimorphite, willemite, goethite, smithsonite, cerussite | hydrothermal (stages 1–3), supergene | massive, brecciated, replacive, infilling | Dark Sp3a |  |  |  | calcite, greenockite | polished sections (150 µm thick) | LA-ICPMS, EMPA, SEM-EDS | JEOL JXA-i SP100 microprobe equipped with five wavelength-dispersive spectrometers; Tescan Mira 3 field emission scanning electron microscope equipped with an energy dispersive spectrometer; Tescan Integrated Mineral Analyzer (TIMA) system comprising a field emission scanning electron microscope (Tescan Mira 3), integrated with four energy dispersive detectors (EDAXElement) | Guangzhou Tuoyan Analytical Technology Co., Ltd., Guizhou, China (GTAT) | EPMA: 15 kV accelerating potential and a beam current of 10 or 20 nA, with a defocused beam diameter of 5 µm; peak counting times for analyzed elements varied between 10 and 40 s, background measurements at 50% of the peak counting duration on both sides of the analyzed peak. SEM: operating voltage of 25 kV and a working distance of ~15.0 mm. TIMA: dot-mapping mode with a working distance of 15 mm, spot size of ~92 nm, scanning at 3 µm resolution (operating at 25 kV, 11.6 nA). LA-ICP-MS mapping: laser energy of 5 J/cm2, repetition rate of 15 Hz, spot size of 10 µm, scan speed of 40 µm/s. | NIST 610, NIST 612, and GSD-1G as external standards | 17.287 |  |  |  | 1.1483 | [9 empty] | 0.58807 | [5 empty] | 3253.212 | [11 empty] | 26.7653 | [9 empty] | 20186.8638 |  | 3.7475 |  |  |  | 235.7633 |  |  |  | 0.5156 |  |  |  | 0.037027 | [13 empty] | 57.5316 | [15 empty] | 46.8647 | [17 empty] | 6.3469 | [9 empty] | 2.0883 | [13 empty] | 4.6303 | [13 empty] | 92.313 |  |  |  |  | 2025 | Wang, L., Han, R., Zhang, Y., Chen, Y., Liu, D. (2026). Unraveling the redistribution of trace elements during supergene processes: A case study from the Qingshan carbonate-hosted Zn-Pb deposit, SW China. Ore Geology Reviews, 188, 107059. |  | CHN | Southwest China
| Qingshan |  | Basin hydrothermal | Mississippi Valley-type (MVT) | MVT zinc-lead | Zn, Pb | Ge, Cd, Ag | Zn, Pb, Ge, Cd, Ag | Meng et al., 2023 |  | QSL-6-1-spot no.9 | QSL-6-1-spot no.9 | underground mine |  |  |  |  | ore material | polished section | grab | mineral separate | [5 empty] | mineralisation | primary sulfide ores and secondary non-sulfide ores |  |  | sphalerite, pyrite, galena, hemimorphite, willemite, goethite, smithsonite, cerussite | hydrothermal (stages 1–3), supergene | massive, brecciated, replacive, infilling | Dark Sp3a |  |  |  | calcite, greenockite | polished sections (150 µm thick) | LA-ICPMS, EMPA, SEM-EDS | JEOL JXA-i SP100 microprobe equipped with five wavelength-dispersive spectrometers; Tescan Mira 3 field emission scanning electron microscope equipped with an energy dispersive spectrometer; Tescan Integrated Mineral Analyzer (TIMA) system comprising a field emission scanning electron microscope (Tescan Mira 3), integrated with four energy dispersive detectors (EDAXElement) | Guangzhou Tuoyan Analytical Technology Co., Ltd., Guizhou, China (GTAT) | EPMA: 15 kV accelerating potential and a beam current of 10 or 20 nA, with a defocused beam diameter of 5 µm; peak counting times for analyzed elements varied between 10 and 40 s, background measurements at 50% of the peak counting duration on both sides of the analyzed peak. SEM: operating voltage of 25 kV and a working distance of ~15.0 mm. TIMA: dot-mapping mode with a working distance of 15 mm, spot size of ~92 nm, scanning at 3 µm resolution (operating at 25 kV, 11.6 nA). LA-ICP-MS mapping: laser energy of 5 J/cm2, repetition rate of 15 Hz, spot size of 10 µm, scan speed of 40 µm/s. | NIST 610, NIST 612, and GSD-1G as external standards | 15.0522 |  |  |  | 11.6331 | [9 empty] | 0.046917 | [5 empty] | 2380.1041 | [5 empty] | 0.067766 | [5 empty] | 25.0863 | [9 empty] | 29325.6223 |  | 1.1109 |  |  |  | 324.1371 |  |  |  | 0.70663 | [17 empty] | 50.6604 | [15 empty] | 48.9804 | [17 empty] | 1.63 | [9 empty] | 0.20449 | [13 empty] | 3.0622 | [13 empty] | 3.3829 |  |  |  |  | 2025 | Wang, L., Han, R., Zhang, Y., Chen, Y., Liu, D. (2026). Unraveling the redistribution of trace elements during supergene processes: A case study from the Qingshan carbonate-hosted Zn-Pb deposit, SW China. Ore Geology Reviews, 188, 107059. |  | CHN | Southwest China
| Qingshan |  | Basin hydrothermal | Mississippi Valley-type (MVT) | MVT zinc-lead | Zn, Pb | Ge, Cd, Ag | Zn, Pb, Ge, Cd, Ag | Meng et al., 2023 |  | Geometric mean-8 | Geometric mean-8 | underground mine |  |  |  |  | ore material | polished section | grab | mineral separate | [5 empty] | mineralisation | primary sulfide ores and secondary non-sulfide ores |  |  | sphalerite, pyrite, galena, hemimorphite, willemite, goethite, smithsonite, cerussite | hydrothermal (stages 1–3), supergene | massive, brecciated, replacive, infilling | colloform, oscillatory zoning, replacement, core-mantle-rim, dendritic, botryoidal, euhedral, subhedral, anhedral |  |  |  | calcite, greenockite | polished sections (150 µm thick) | LA-ICPMS, EMPA, SEM-EDS | JEOL JXA-i SP100 microprobe equipped with five wavelength-dispersive spectrometers; Tescan Mira 3 field emission scanning electron microscope equipped with an energy dispersive spectrometer; Tescan Integrated Mineral Analyzer (TIMA) system comprising a field emission scanning electron microscope (Tescan Mira 3), integrated with four energy dispersive detectors (EDAXElement) | Guangzhou Tuoyan Analytical Technology Co., Ltd., Guizhou, China (GTAT) | EPMA: 15 kV accelerating potential and a beam current of 10 or 20 nA, with a defocused beam diameter of 5 µm; peak counting times for analyzed elements varied between 10 and 40 s, background measurements at 50% of the peak counting duration on both sides of the analyzed peak. SEM: operating voltage of 25 kV and a working distance of ~15.0 mm. TIMA: dot-mapping mode with a working distance of 15 mm, spot size of ~92 nm, scanning at 3 µm resolution (operating at 25 kV, 11.6 nA). LA-ICP-MS mapping: laser energy of 5 J/cm2, repetition rate of 15 Hz, spot size of 10 µm, scan speed of 40 µm/s. | NIST 610, NIST 612, and GSD-1G as external standards | 4.6523 |  |  |  | 4.0401 | [15 empty] | 1441.1485 | [11 empty] | 14.3019 | [9 empty] | 37989.576 |  | 0.65386 |  |  |  | 334.0683 | [21 empty] | 82.3965 | [15 empty] | 19.7795 | [17 empty] | 1.759 | [9 empty] | 0.25261 | [13 empty] | 2.0814 | [18 empty] | 2025 | Wang, L., Han, R., Zhang, Y., Chen, Y., Liu, D. (2026). Unraveling the redistribution of trace elements during supergene processes: A case study from the Qingshan carbonate-hosted Zn-Pb deposit, SW China. Ore Geology Reviews, 188, 107059. |  | CHN | Southwest China
| Qingshan |  | Basin hydrothermal | Mississippi Valley-type (MVT) | MVT zinc-lead | Zn, Pb | Ge, Cd, Ag | Zn, Pb, Ge, Cd, Ag | Meng et al., 2023 |  | Arithmetlc mean-8 | Arithmetlc mean-8 | underground mine |  |  |  |  | ore material | polished section | grab | mineral separate | [5 empty] | mineralisation | primary sulfide ores and secondary non-sulfide ores |  |  | sphalerite, pyrite, galena, hemimorphite, willemite, goethite, smithsonite, cerussite | hydrothermal (stages 1–3), supergene | massive, brecciated, replacive, infilling | colloform, oscillatory zoning, replacement, core-mantle-rim, dendritic, botryoidal, euhedral, subhedral, anhedral |  |  |  | calcite, greenockite | polished sections (150 µm thick) | LA-ICPMS, EMPA, SEM-EDS | JEOL JXA-i SP100 microprobe equipped with five wavelength-dispersive spectrometers; Tescan Mira 3 field emission scanning electron microscope equipped with an energy dispersive spectrometer; Tescan Integrated Mineral Analyzer (TIMA) system comprising a field emission scanning electron microscope (Tescan Mira 3), integrated with four energy dispersive detectors (EDAXElement) | Guangzhou Tuoyan Analytical Technology Co., Ltd., Guizhou, China (GTAT) | EPMA: 15 kV accelerating potential and a beam current of 10 or 20 nA, with a defocused beam diameter of 5 µm; peak counting times for analyzed elements varied between 10 and 40 s, background measurements at 50% of the peak counting duration on both sides of the analyzed peak. SEM: operating voltage of 25 kV and a working distance of ~15.0 mm. TIMA: dot-mapping mode with a working distance of 15 mm, spot size of ~92 nm, scanning at 3 µm resolution (operating at 25 kV, 11.6 nA). LA-ICP-MS mapping: laser energy of 5 J/cm2, repetition rate of 15 Hz, spot size of 10 µm, scan speed of 40 µm/s. | NIST 610, NIST 612, and GSD-1G as external standards | 8.442 |  |  |  | 8.4677 | [15 empty] | 1709.2165 | [11 empty] | 24.2749 | [9 empty] | 41818.7395 |  | 1.8939 |  |  |  | 363.2682 | [21 empty] | 93.7413 | [15 empty] | 30.1021 | [17 empty] | 4.6949 | [9 empty] | 0.67543 | [13 empty] | 2.8533 | [18 empty] | 2025 | Wang, L., Han, R., Zhang, Y., Chen, Y., Liu, D. (2026). Unraveling the redistribution of trace elements during supergene processes: A case study from the Qingshan carbonate-hosted Zn-Pb deposit, SW China. Ore Geology Reviews, 188, 107059. |  | CHN | Southwest China
| Qingshan |  | Basin hydrothermal | Mississippi Valley-type (MVT) | MVT zinc-lead | Zn, Pb | Ge, Cd, Ag | Zn, Pb, Ge, Cd, Ag | Meng et al., 2023 |  | Geometric mean-9 | Geometric mean-9 | underground mine |  |  |  |  | ore material | polished section | grab | mineral separate | [5 empty] | mineralisation | primary sulfide ores and secondary non-sulfide ores |  |  | sphalerite, pyrite, galena, hemimorphite, willemite, goethite, smithsonite, cerussite | hydrothermal (stages 1–3), supergene | massive, brecciated, replacive, infilling | colloform, oscillatory zoning, replacement, core-mantle-rim, dendritic, botryoidal, euhedral, subhedral, anhedral |  |  |  | calcite, greenockite | polished sections (150 µm thick) | LA-ICPMS, EMPA, SEM-EDS | JEOL JXA-i SP100 microprobe equipped with five wavelength-dispersive spectrometers; Tescan Mira 3 field emission scanning electron microscope equipped with an energy dispersive spectrometer; Tescan Integrated Mineral Analyzer (TIMA) system comprising a field emission scanning electron microscope (Tescan Mira 3), integrated with four energy dispersive detectors (EDAXElement) | Guangzhou Tuoyan Analytical Technology Co., Ltd., Guizhou, China (GTAT) | EPMA: 15 kV accelerating potential and a beam current of 10 or 20 nA, with a defocused beam diameter of 5 µm; peak counting times for analyzed elements varied between 10 and 40 s, background measurements at 50% of the peak counting duration on both sides of the analyzed peak. SEM: operating voltage of 25 kV and a working distance of ~15.0 mm. TIMA: dot-mapping mode with a working distance of 15 mm, spot size of ~92 nm, scanning at 3 µm resolution (operating at 25 kV, 11.6 nA). LA-ICP-MS mapping: laser energy of 5 J/cm2, repetition rate of 15 Hz, spot size of 10 µm, scan speed of 40 µm/s. | NIST 610, NIST 612, and GSD-1G as external standards | 2.2779 |  |  |  | 1.2941 | [15 empty] | 5390.7714 | [11 empty] | 23.5607 | [9 empty] | 5488.4458 |  | 10.8189 |  |  |  | 6.6608 | [7 empty] | 0.005924 | [13 empty] | 3.5722 | [15 empty] | 0.87691 | [17 empty] | 0.40951 | [9 empty] | 1.3041 | [32 empty] | 2025 | Wang, L., Han, R., Zhang, Y., Chen, Y., Liu, D. (2026). Unraveling the redistribution of trace elements during supergene processes: A case study from the Qingshan carbonate-hosted Zn-Pb deposit, SW China. Ore Geology Reviews, 188, 107059. |  | CHN | Southwest China
| Qingshan |  | Basin hydrothermal | Mississippi Valley-type (MVT) | MVT zinc-lead | Zn, Pb | Ge, Cd, Ag | Zn, Pb, Ge, Cd, Ag | Meng et al., 2023 |  | Arithmetlc mean-9 | Arithmetlc mean-9 | underground mine |  |  |  |  | ore material | polished section | grab | mineral separate | [5 empty] | mineralisation | primary sulfide ores and secondary non-sulfide ores |  |  | sphalerite, pyrite, galena, hemimorphite, willemite, goethite, smithsonite, cerussite | hydrothermal (stages 1–3), supergene | massive, brecciated, replacive, infilling | colloform, oscillatory zoning, replacement, core-mantle-rim, dendritic, botryoidal, euhedral, subhedral, anhedral |  |  |  | calcite, greenockite | polished sections (150 µm thick) | LA-ICPMS, EMPA, SEM-EDS | JEOL JXA-i SP100 microprobe equipped with five wavelength-dispersive spectrometers; Tescan Mira 3 field emission scanning electron microscope equipped with an energy dispersive spectrometer; Tescan Integrated Mineral Analyzer (TIMA) system comprising a field emission scanning electron microscope (Tescan Mira 3), integrated with four energy dispersive detectors (EDAXElement) | Guangzhou Tuoyan Analytical Technology Co., Ltd., Guizhou, China (GTAT) | EPMA: 15 kV accelerating potential and a beam current of 10 or 20 nA, with a defocused beam diameter of 5 µm; peak counting times for analyzed elements varied between 10 and 40 s, background measurements at 50% of the peak counting duration on both sides of the analyzed peak. SEM: operating voltage of 25 kV and a working distance of ~15.0 mm. TIMA: dot-mapping mode with a working distance of 15 mm, spot size of ~92 nm, scanning at 3 µm resolution (operating at 25 kV, 11.6 nA). LA-ICP-MS mapping: laser energy of 5 J/cm2, repetition rate of 15 Hz, spot size of 10 µm, scan speed of 40 µm/s. | NIST 610, NIST 612, and GSD-1G as external standards | 2.5489 |  |  |  | 1.3297 | [15 empty] | 5464.4378 | [11 empty] | 36.523 | [9 empty] | 5908.1238 |  | 30.309 |  |  |  | 7.7128 | [7 empty] | 0.014794 | [13 empty] | 3.899 | [15 empty] | 2.2745 | [17 empty] | 1.026 | [9 empty] | 2.7181 | [32 empty] | 2025 | Wang, L., Han, R., Zhang, Y., Chen, Y., Liu, D. (2026). Unraveling the redistribution of trace elements during supergene processes: A case study from the Qingshan carbonate-hosted Zn-Pb deposit, SW China. Ore Geology Reviews, 188, 107059. |  | CHN | Southwest China
| Qingshan |  | Basin hydrothermal | Mississippi Valley-type (MVT) | MVT zinc-lead | Zn, Pb | Ge, Cd, Ag | Zn, Pb, Ge, Cd, Ag | Meng et al., 2023 |  | Geometric mean-10 | Geometric mean-10 | underground mine |  |  |  |  | ore material | polished section | grab | mineral separate | [5 empty] | mineralisation | primary sulfide ores and secondary non-sulfide ores |  |  | sphalerite, pyrite, galena, hemimorphite, willemite, goethite, smithsonite, cerussite | hydrothermal (stages 1–3), supergene | massive, brecciated, replacive, infilling | colloform, oscillatory zoning, replacement, core-mantle-rim, dendritic, botryoidal, euhedral, subhedral, anhedral |  |  |  | calcite, greenockite | polished sections (150 µm thick) | LA-ICPMS, EMPA, SEM-EDS | JEOL JXA-i SP100 microprobe equipped with five wavelength-dispersive spectrometers; Tescan Mira 3 field emission scanning electron microscope equipped with an energy dispersive spectrometer; Tescan Integrated Mineral Analyzer (TIMA) system comprising a field emission scanning electron microscope (Tescan Mira 3), integrated with four energy dispersive detectors (EDAXElement) | Guangzhou Tuoyan Analytical Technology Co., Ltd., Guizhou, China (GTAT) | EPMA: 15 kV accelerating potential and a beam current of 10 or 20 nA, with a defocused beam diameter of 5 µm; peak counting times for analyzed elements varied between 10 and 40 s, background measurements at 50% of the peak counting duration on both sides of the analyzed peak. SEM: operating voltage of 25 kV and a working distance of ~15.0 mm. TIMA: dot-mapping mode with a working distance of 15 mm, spot size of ~92 nm, scanning at 3 µm resolution (operating at 25 kV, 11.6 nA). LA-ICP-MS mapping: laser energy of 5 J/cm2, repetition rate of 15 Hz, spot size of 10 µm, scan speed of 40 µm/s. | NIST 610, NIST 612, and GSD-1G as external standards | 192.6943 |  |  |  | 555.7393 | [15 empty] | 5920.0054 | [11 empty] | 492.9141 | [9 empty] | 20627.2367 |  | 20.3925 |  |  |  | 186.2093 | [7 empty] | 0.006706 | [13 empty] | 35.7873 | [15 empty] | 1690.2118 | [17 empty] | 157.4679 | [9 empty] | 0.64825 | [13 empty] | 13.3216 | [18 empty] | 2025 | Wang, L., Han, R., Zhang, Y., Chen, Y., Liu, D. (2026). Unraveling the redistribution of trace elements during supergene processes: A case study from the Qingshan carbonate-hosted Zn-Pb deposit, SW China. Ore Geology Reviews, 188, 107059. |  | CHN | Southwest China
| Qingshan |  | Basin hydrothermal | Mississippi Valley-type (MVT) | MVT zinc-lead | Zn, Pb | Ge, Cd, Ag | Zn, Pb, Ge, Cd, Ag | Meng et al., 2023 |  | Arithmetlc mean-10 | Arithmetlc mean-10 | underground mine |  |  |  |  | ore material | polished section | grab | mineral separate | [5 empty] | mineralisation | primary sulfide ores and secondary non-sulfide ores |  |  | sphalerite, pyrite, galena, hemimorphite, willemite, goethite, smithsonite, cerussite | hydrothermal (stages 1–3), supergene | massive, brecciated, replacive, infilling | colloform, oscillatory zoning, replacement, core-mantle-rim, dendritic, botryoidal, euhedral, subhedral, anhedral |  |  |  | calcite, greenockite | polished sections (150 µm thick) | LA-ICPMS, EMPA, SEM-EDS | JEOL JXA-i SP100 microprobe equipped with five wavelength-dispersive spectrometers; Tescan Mira 3 field emission scanning electron microscope equipped with an energy dispersive spectrometer; Tescan Integrated Mineral Analyzer (TIMA) system comprising a field emission scanning electron microscope (Tescan Mira 3), integrated with four energy dispersive detectors (EDAXElement) | Guangzhou Tuoyan Analytical Technology Co., Ltd., Guizhou, China (GTAT) | EPMA: 15 kV accelerating potential and a beam current of 10 or 20 nA, with a defocused beam diameter of 5 µm; peak counting times for analyzed elements varied between 10 and 40 s, background measurements at 50% of the peak counting duration on both sides of the analyzed peak. SEM: operating voltage of 25 kV and a working distance of ~15.0 mm. TIMA: dot-mapping mode with a working distance of 15 mm, spot size of ~92 nm, scanning at 3 µm resolution (operating at 25 kV, 11.6 nA). LA-ICP-MS mapping: laser energy of 5 J/cm2, repetition rate of 15 Hz, spot size of 10 µm, scan speed of 40 µm/s. | NIST 610, NIST 612, and GSD-1G as external standards | 275.5175 |  |  |  | 589.9302 | [15 empty] | 6198.8649 | [11 empty] | 564.7292 | [9 empty] | 21963.0425 |  | 23.2024 |  |  |  | 202.945 | [7 empty] | 0.012008 | [13 empty] | 37.5017 | [15 empty] | 1890.6122 | [17 empty] | 283.802 | [9 empty] | 0.92947 | [13 empty] | 14.5712 | [18 empty] | 2025 | Wang, L., Han, R., Zhang, Y., Chen, Y., Liu, D. (2026). Unraveling the redistribution of trace elements during supergene processes: A case study from the Qingshan carbonate-hosted Zn-Pb deposit, SW China. Ore Geology Reviews, 188, 107059. |  | CHN | Southwest China
| Qingshan |  | Basin hydrothermal | Mississippi Valley-type (MVT) | MVT zinc-lead | Zn, Pb | Ge, Cd, Ag | Zn, Pb, Ge, Cd, Ag | Meng et al., 2023 |  | Geometric mean-11 | Geometric mean-11 | underground mine |  |  |  |  | ore material | polished section | grab | mineral separate | [5 empty] | mineralisation | primary sulfide ores and secondary non-sulfide ores |  |  | sphalerite, pyrite, galena, hemimorphite, willemite, goethite, smithsonite, cerussite | hydrothermal (stages 1–3), supergene | massive, brecciated, replacive, infilling | colloform, oscillatory zoning, replacement, core-mantle-rim, dendritic, botryoidal, euhedral, subhedral, anhedral |  |  |  | calcite, greenockite | polished sections (150 µm thick) | LA-ICPMS, EMPA, SEM-EDS | JEOL JXA-i SP100 microprobe equipped with five wavelength-dispersive spectrometers; Tescan Mira 3 field emission scanning electron microscope equipped with an energy dispersive spectrometer; Tescan Integrated Mineral Analyzer (TIMA) system comprising a field emission scanning electron microscope (Tescan Mira 3), integrated with four energy dispersive detectors (EDAXElement) | Guangzhou Tuoyan Analytical Technology Co., Ltd., Guizhou, China (GTAT) | EPMA: 15 kV accelerating potential and a beam current of 10 or 20 nA, with a defocused beam diameter of 5 µm; peak counting times for analyzed elements varied between 10 and 40 s, background measurements at 50% of the peak counting duration on both sides of the analyzed peak. SEM: operating voltage of 25 kV and a working distance of ~15.0 mm. TIMA: dot-mapping mode with a working distance of 15 mm, spot size of ~92 nm, scanning at 3 µm resolution (operating at 25 kV, 11.6 nA). LA-ICP-MS mapping: laser energy of 5 J/cm2, repetition rate of 15 Hz, spot size of 10 µm, scan speed of 40 µm/s. | NIST 610, NIST 612, and GSD-1G as external standards | 9.9827 |  |  |  | 15.5993 | [15 empty] | 3995.6932 | [11 empty] | 7.3131 | [9 empty] | 19956.0652 |  | 0.88444 |  |  |  | 892.3411 | [21 empty] | 40.4809 | [15 empty] | 235.3261 | [17 empty] | 20.7292 | [9 empty] | 0.22429 | [13 empty] | 5.718 | [18 empty] | 2025 | Wang, L., Han, R., Zhang, Y., Chen, Y., Liu, D. (2026). Unraveling the redistribution of trace elements during supergene processes: A case study from the Qingshan carbonate-hosted Zn-Pb deposit, SW China. Ore Geology Reviews, 188, 107059. |  | CHN | Southwest China
| Qingshan |  | Basin hydrothermal | Mississippi Valley-type (MVT) | MVT zinc-lead | Zn, Pb | Ge, Cd, Ag | Zn, Pb, Ge, Cd, Ag | Meng et al., 2023 |  | Arithmetlc mean-11 | Arithmetlc mean-11 | underground mine |  |  |  |  | ore material | polished section | grab | mineral separate | [5 empty] | mineralisation | primary sulfide ores and secondary non-sulfide ores |  |  | sphalerite, pyrite, galena, hemimorphite, willemite, goethite, smithsonite, cerussite | hydrothermal (stages 1–3), supergene | massive, brecciated, replacive, infilling | colloform, oscillatory zoning, replacement, core-mantle-rim, dendritic, botryoidal, euhedral, subhedral, anhedral |  |  |  | calcite, greenockite | polished sections (150 µm thick) | LA-ICPMS, EMPA, SEM-EDS | JEOL JXA-i SP100 microprobe equipped with five wavelength-dispersive spectrometers; Tescan Mira 3 field emission scanning electron microscope equipped with an energy dispersive spectrometer; Tescan Integrated Mineral Analyzer (TIMA) system comprising a field emission scanning electron microscope (Tescan Mira 3), integrated with four energy dispersive detectors (EDAXElement) | Guangzhou Tuoyan Analytical Technology Co., Ltd., Guizhou, China (GTAT) | EPMA: 15 kV accelerating potential and a beam current of 10 or 20 nA, with a defocused beam diameter of 5 µm; peak counting times for analyzed elements varied between 10 and 40 s, background measurements at 50% of the peak counting duration on both sides of the analyzed peak. SEM: operating voltage of 25 kV and a working distance of ~15.0 mm. TIMA: dot-mapping mode with a working distance of 15 mm, spot size of ~92 nm, scanning at 3 µm resolution (operating at 25 kV, 11.6 nA). LA-ICP-MS mapping: laser energy of 5 J/cm2, repetition rate of 15 Hz, spot size of 10 µm, scan speed of 40 µm/s. | NIST 610, NIST 612, and GSD-1G as external standards | 24.8571 |  |  |  | 19.2419 | [15 empty] | 4104.8253 | [11 empty] | 13.8505 | [9 empty] | 20790.0661 |  | 3.9291 |  |  |  | 927.1062 | [21 empty] | 45.2911 | [15 empty] | 273.7729 | [17 empty] | 24.815 | [9 empty] | 1.2073 | [13 empty] | 6.3043 | [18 empty] | 2025 | Wang, L., Han, R., Zhang, Y., Chen, Y., Liu, D. (2026). Unraveling the redistribution of trace elements during supergene processes: A case study from the Qingshan carbonate-hosted Zn-Pb deposit, SW China. Ore Geology Reviews, 188, 107059. |  | CHN | Southwest China
| Qingshan |  | Basin hydrothermal | Mississippi Valley-type (MVT) | MVT zinc-lead | Zn, Pb | Ge, Cd, Ag | Zn, Pb, Ge, Cd, Ag | Meng et al., 2023 |  | QSL-6-2-spot no.1 | QSL-6-2-spot no.1 | underground mine |  |  |  |  | ore material | polished section | grab | mineral separate | [5 empty] | mineralisation | primary sulfide ores and secondary non-sulfide ores |  |  | sphalerite, pyrite, galena, hemimorphite, willemite, goethite, smithsonite, cerussite | hydrothermal (stages 1–3), supergene | massive, brecciated, replacive, infilling | Dark Sp3a |  |  |  | calcite, greenockite | polished sections (150 µm thick) | LA-ICPMS, EMPA, SEM-EDS | JEOL JXA-i SP100 microprobe equipped with five wavelength-dispersive spectrometers; Tescan Mira 3 field emission scanning electron microscope equipped with an energy dispersive spectrometer; Tescan Integrated Mineral Analyzer (TIMA) system comprising a field emission scanning electron microscope (Tescan Mira 3), integrated with four energy dispersive detectors (EDAXElement) | Guangzhou Tuoyan Analytical Technology Co., Ltd., Guizhou, China (GTAT) | EPMA: 15 kV accelerating potential and a beam current of 10 or 20 nA, with a defocused beam diameter of 5 µm; peak counting times for analyzed elements varied between 10 and 40 s, background measurements at 50% of the peak counting duration on both sides of the analyzed peak. SEM: operating voltage of 25 kV and a working distance of ~15.0 mm. TIMA: dot-mapping mode with a working distance of 15 mm, spot size of ~92 nm, scanning at 3 µm resolution (operating at 25 kV, 11.6 nA). LA-ICP-MS mapping: laser energy of 5 J/cm2, repetition rate of 15 Hz, spot size of 10 µm, scan speed of 40 µm/s. | NIST 610, NIST 612, and GSD-1G as external standards | 0.74109 | [19 empty] | 375.8282 | [11 empty] | 5.3521 | [9 empty] | 44619.191 | [5 empty] | 314.0625 | [21 empty] | 135.2037 | [15 empty] | 3.2801 | [17 empty] | 0.2443 | [23 empty] | 0.84002 | [18 empty] | 2025 | Wang, L., Han, R., Zhang, Y., Chen, Y., Liu, D. (2026). Unraveling the redistribution of trace elements during supergene processes: A case study from the Qingshan carbonate-hosted Zn-Pb deposit, SW China. Ore Geology Reviews, 188, 107059. |  | CHN | Southwest China
| Qingshan |  | Basin hydrothermal | Mississippi Valley-type (MVT) | MVT zinc-lead | Zn, Pb | Ge, Cd, Ag | Zn, Pb, Ge, Cd, Ag | Meng et al., 2023 |  | QSL-6-2-spot no.2 | QSL-6-2-spot no.2 | underground mine |  |  |  |  | ore material | polished section | grab | mineral separate | [5 empty] | mineralisation | primary sulfide ores and secondary non-sulfide ores |  |  | sphalerite, pyrite, galena, hemimorphite, willemite, goethite, smithsonite, cerussite | hydrothermal (stages 1–3), supergene | massive, brecciated, replacive, infilling | Dark Sp3a |  |  |  | calcite, greenockite | polished sections (150 µm thick) | LA-ICPMS, EMPA, SEM-EDS | JEOL JXA-i SP100 microprobe equipped with five wavelength-dispersive spectrometers; Tescan Mira 3 field emission scanning electron microscope equipped with an energy dispersive spectrometer; Tescan Integrated Mineral Analyzer (TIMA) system comprising a field emission scanning electron microscope (Tescan Mira 3), integrated with four energy dispersive detectors (EDAXElement) | Guangzhou Tuoyan Analytical Technology Co., Ltd., Guizhou, China (GTAT) | EPMA: 15 kV accelerating potential and a beam current of 10 or 20 nA, with a defocused beam diameter of 5 µm; peak counting times for analyzed elements varied between 10 and 40 s, background measurements at 50% of the peak counting duration on both sides of the analyzed peak. SEM: operating voltage of 25 kV and a working distance of ~15.0 mm. TIMA: dot-mapping mode with a working distance of 15 mm, spot size of ~92 nm, scanning at 3 µm resolution (operating at 25 kV, 11.6 nA). LA-ICP-MS mapping: laser energy of 5 J/cm2, repetition rate of 15 Hz, spot size of 10 µm, scan speed of 40 µm/s. | NIST 610, NIST 612, and GSD-1G as external standards | 3.9474 |  |  |  | 15.6116 | [15 empty] | 308.9181 | [11 empty] | 14.941 | [9 empty] | 48795.2253 |  | 0.52771 |  |  |  | 333.2817 | [21 empty] | 134.5797 | [15 empty] | 11.1474 | [17 empty] | 0.48718 | [23 empty] | 1.1286 | [18 empty] | 2025 | Wang, L., Han, R., Zhang, Y., Chen, Y., Liu, D. (2026). Unraveling the redistribution of trace elements during supergene processes: A case study from the Qingshan carbonate-hosted Zn-Pb deposit, SW China. Ore Geology Reviews, 188, 107059. |  | CHN | Southwest China
| Qingshan |  | Basin hydrothermal | Mississippi Valley-type (MVT) | MVT zinc-lead | Zn, Pb | Ge, Cd, Ag | Zn, Pb, Ge, Cd, Ag | Meng et al., 2023 |  | QSL-6-2-spot no.3 | QSL-6-2-spot no.3 | underground mine |  |  |  |  | ore material | polished section | grab | mineral separate | [5 empty] | mineralisation | primary sulfide ores and secondary non-sulfide ores |  |  | sphalerite, pyrite, galena, hemimorphite, willemite, goethite, smithsonite, cerussite | hydrothermal (stages 1–3), supergene | massive, brecciated, replacive, infilling | Dark Sp3a |  |  |  | calcite, greenockite | polished sections (150 µm thick) | LA-ICPMS, EMPA, SEM-EDS | JEOL JXA-i SP100 microprobe equipped with five wavelength-dispersive spectrometers; Tescan Mira 3 field emission scanning electron microscope equipped with an energy dispersive spectrometer; Tescan Integrated Mineral Analyzer (TIMA) system comprising a field emission scanning electron microscope (Tescan Mira 3), integrated with four energy dispersive detectors (EDAXElement) | Guangzhou Tuoyan Analytical Technology Co., Ltd., Guizhou, China (GTAT) | EPMA: 15 kV accelerating potential and a beam current of 10 or 20 nA, with a defocused beam diameter of 5 µm; peak counting times for analyzed elements varied between 10 and 40 s, background measurements at 50% of the peak counting duration on both sides of the analyzed peak. SEM: operating voltage of 25 kV and a working distance of ~15.0 mm. TIMA: dot-mapping mode with a working distance of 15 mm, spot size of ~92 nm, scanning at 3 µm resolution (operating at 25 kV, 11.6 nA). LA-ICP-MS mapping: laser energy of 5 J/cm2, repetition rate of 15 Hz, spot size of 10 µm, scan speed of 40 µm/s. | NIST 610, NIST 612, and GSD-1G as external standards | 2.9276 | [19 empty] | 1392.9496 | [11 empty] | 2.0653 | [9 empty] | 24914.2466 | [5 empty] | 194.6799 | [21 empty] | 60.3385 | [15 empty] | 1.1329 | [17 empty] | 0.19134 | [23 empty] | 0.4626 | [18 empty] | 2025 | Wang, L., Han, R., Zhang, Y., Chen, Y., Liu, D. (2026). Unraveling the redistribution of trace elements during supergene processes: A case study from the Qingshan carbonate-hosted Zn-Pb deposit, SW China. Ore Geology Reviews, 188, 107059. |  | CHN | Southwest China
| Qingshan |  | Basin hydrothermal | Mississippi Valley-type (MVT) | MVT zinc-lead | Zn, Pb | Ge, Cd, Ag | Zn, Pb, Ge, Cd, Ag | Meng et al., 2023 |  | QSL-6-2-spot no.4 | QSL-6-2-spot no.4 | underground mine |  |  |  |  | ore material | polished section | grab | mineral separate | [5 empty] | mineralisation | primary sulfide ores and secondary non-sulfide ores |  |  | sphalerite, pyrite, galena, hemimorphite, willemite, goethite, smithsonite, cerussite | hydrothermal (stages 1–3), supergene | massive, brecciated, replacive, infilling | Dark Sp3a |  |  |  | calcite, greenockite | polished sections (150 µm thick) | LA-ICPMS, EMPA, SEM-EDS | JEOL JXA-i SP100 microprobe equipped with five wavelength-dispersive spectrometers; Tescan Mira 3 field emission scanning electron microscope equipped with an energy dispersive spectrometer; Tescan Integrated Mineral Analyzer (TIMA) system comprising a field emission scanning electron microscope (Tescan Mira 3), integrated with four energy dispersive detectors (EDAXElement) | Guangzhou Tuoyan Analytical Technology Co., Ltd., Guizhou, China (GTAT) | EPMA: 15 kV accelerating potential and a beam current of 10 or 20 nA, with a defocused beam diameter of 5 µm; peak counting times for analyzed elements varied between 10 and 40 s, background measurements at 50% of the peak counting duration on both sides of the analyzed peak. SEM: operating voltage of 25 kV and a working distance of ~15.0 mm. TIMA: dot-mapping mode with a working distance of 15 mm, spot size of ~92 nm, scanning at 3 µm resolution (operating at 25 kV, 11.6 nA). LA-ICP-MS mapping: laser energy of 5 J/cm2, repetition rate of 15 Hz, spot size of 10 µm, scan speed of 40 µm/s. | NIST 610, NIST 612, and GSD-1G as external standards | 11.5697 | [19 empty] | 918.199 | [11 empty] | 4.1917 | [9 empty] | 35482.9376 |  | 0.34314 |  |  |  | 350.8479 | [21 empty] | 194.1245 | [15 empty] | 5.843 | [17 empty] | 0.1914 | [9 empty] | 0.12921 | [13 empty] | 3.8816 | [18 empty] | 2025 | Wang, L., Han, R., Zhang, Y., Chen, Y., Liu, D. (2026). Unraveling the redistribution of trace elements during supergene processes: A case study from the Qingshan carbonate-hosted Zn-Pb deposit, SW China. Ore Geology Reviews, 188, 107059. |  | CHN | Southwest China
| Qingshan |  | Basin hydrothermal | Mississippi Valley-type (MVT) | MVT zinc-lead | Zn, Pb | Ge, Cd, Ag | Zn, Pb, Ge, Cd, Ag | Meng et al., 2023 |  | QSL-6-2-spot no.5 | QSL-6-2-spot no.5 | underground mine |  |  |  |  | ore material | polished section | grab | mineral separate | [5 empty] | mineralisation | primary sulfide ores and secondary non-sulfide ores |  |  | sphalerite, pyrite, galena, hemimorphite, willemite, goethite, smithsonite, cerussite | hydrothermal (stages 1–3), supergene | massive, brecciated, replacive, infilling | Dark Sp3a |  |  |  | calcite, greenockite | polished sections (150 µm thick) | LA-ICPMS, EMPA, SEM-EDS | JEOL JXA-i SP100 microprobe equipped with five wavelength-dispersive spectrometers; Tescan Mira 3 field emission scanning electron microscope equipped with an energy dispersive spectrometer; Tescan Integrated Mineral Analyzer (TIMA) system comprising a field emission scanning electron microscope (Tescan Mira 3), integrated with four energy dispersive detectors (EDAXElement) | Guangzhou Tuoyan Analytical Technology Co., Ltd., Guizhou, China (GTAT) | EPMA: 15 kV accelerating potential and a beam current of 10 or 20 nA, with a defocused beam diameter of 5 µm; peak counting times for analyzed elements varied between 10 and 40 s, background measurements at 50% of the peak counting duration on both sides of the analyzed peak. SEM: operating voltage of 25 kV and a working distance of ~15.0 mm. TIMA: dot-mapping mode with a working distance of 15 mm, spot size of ~92 nm, scanning at 3 µm resolution (operating at 25 kV, 11.6 nA). LA-ICP-MS mapping: laser energy of 5 J/cm2, repetition rate of 15 Hz, spot size of 10 µm, scan speed of 40 µm/s. | NIST 610, NIST 612, and GSD-1G as external standards | 25.2265 | [19 empty] | 1505.2625 | [11 empty] | 4.0229 | [9 empty] | 10819.2346 |  | 1.055 |  |  |  | 303.1386 | [21 empty] | 430.5711 | [15 empty] | 4.3517 | [17 empty] | 0.12867 | [23 empty] | 6.0918 | [18 empty] | 2025 | Wang, L., Han, R., Zhang, Y., Chen, Y., Liu, D. (2026). Unraveling the redistribution of trace elements during supergene processes: A case study from the Qingshan carbonate-hosted Zn-Pb deposit, SW China. Ore Geology Reviews, 188, 107059. |  | CHN | Southwest China
| Qingshan |  | Basin hydrothermal | Mississippi Valley-type (MVT) | MVT zinc-lead | Zn, Pb | Ge, Cd, Ag | Zn, Pb, Ge, Cd, Ag | Meng et al., 2023 |  | QSL-6-2-spot no.6 | QSL-6-2-spot no.6 | underground mine |  |  |  |  | ore material | polished section | grab | mineral separate | [5 empty] | mineralisation | primary sulfide ores and secondary non-sulfide ores |  |  | sphalerite, pyrite, galena, hemimorphite, willemite, goethite, smithsonite, cerussite | hydrothermal (stages 1–3), supergene | massive, brecciated, replacive, infilling | Dark Sp3a |  |  |  | calcite, greenockite | polished sections (150 µm thick) | LA-ICPMS, EMPA, SEM-EDS | JEOL JXA-i SP100 microprobe equipped with five wavelength-dispersive spectrometers; Tescan Mira 3 field emission scanning electron microscope equipped with an energy dispersive spectrometer; Tescan Integrated Mineral Analyzer (TIMA) system comprising a field emission scanning electron microscope (Tescan Mira 3), integrated with four energy dispersive detectors (EDAXElement) | Guangzhou Tuoyan Analytical Technology Co., Ltd., Guizhou, China (GTAT) | EPMA: 15 kV accelerating potential and a beam current of 10 or 20 nA, with a defocused beam diameter of 5 µm; peak counting times for analyzed elements varied between 10 and 40 s, background measurements at 50% of the peak counting duration on both sides of the analyzed peak. SEM: operating voltage of 25 kV and a working distance of ~15.0 mm. TIMA: dot-mapping mode with a working distance of 15 mm, spot size of ~92 nm, scanning at 3 µm resolution (operating at 25 kV, 11.6 nA). LA-ICP-MS mapping: laser energy of 5 J/cm2, repetition rate of 15 Hz, spot size of 10 µm, scan speed of 40 µm/s. | NIST 610, NIST 612, and GSD-1G as external standards | 5.526 | [19 empty] | 1795.0188 | [11 empty] | 15.2897 | [9 empty] | 21002.9303 |  | 0.25697 |  |  |  | 291.8785 | [21 empty] | 158.8443 | [15 empty] | 24.4846 | [17 empty] | 3.4949 | [23 empty] | 1.5689 | [18 empty] | 2025 | Wang, L., Han, R., Zhang, Y., Chen, Y., Liu, D. (2026). Unraveling the redistribution of trace elements during supergene processes: A case study from the Qingshan carbonate-hosted Zn-Pb deposit, SW China. Ore Geology Reviews, 188, 107059. |  | CHN | Southwest China
| Qingshan |  | Basin hydrothermal | Mississippi Valley-type (MVT) | MVT zinc-lead | Zn, Pb | Ge, Cd, Ag | Zn, Pb, Ge, Cd, Ag | Meng et al., 2023 |  | QSL-6-2-spot no.7 | QSL-6-2-spot no.7 | underground mine |  |  |  |  | ore material | polished section | grab | mineral separate | [5 empty] | mineralisation | primary sulfide ores and secondary non-sulfide ores |  |  | sphalerite, pyrite, galena, hemimorphite, willemite, goethite, smithsonite, cerussite | hydrothermal (stages 1–3), supergene | massive, brecciated, replacive, infilling | Dark Sp3a |  |  |  | calcite, greenockite | polished sections (150 µm thick) | LA-ICPMS, EMPA, SEM-EDS | JEOL JXA-i SP100 microprobe equipped with five wavelength-dispersive spectrometers; Tescan Mira 3 field emission scanning electron microscope equipped with an energy dispersive spectrometer; Tescan Integrated Mineral Analyzer (TIMA) system comprising a field emission scanning electron microscope (Tescan Mira 3), integrated with four energy dispersive detectors (EDAXElement) | Guangzhou Tuoyan Analytical Technology Co., Ltd., Guizhou, China (GTAT) | EPMA: 15 kV accelerating potential and a beam current of 10 or 20 nA, with a defocused beam diameter of 5 µm; peak counting times for analyzed elements varied between 10 and 40 s, background measurements at 50% of the peak counting duration on both sides of the analyzed peak. SEM: operating voltage of 25 kV and a working distance of ~15.0 mm. TIMA: dot-mapping mode with a working distance of 15 mm, spot size of ~92 nm, scanning at 3 µm resolution (operating at 25 kV, 11.6 nA). LA-ICP-MS mapping: laser energy of 5 J/cm2, repetition rate of 15 Hz, spot size of 10 µm, scan speed of 40 µm/s. | NIST 610, NIST 612, and GSD-1G as external standards | 26.7249 | [19 empty] | 1317.6042 | [11 empty] | 3.0415 | [9 empty] | 21111.7763 |  | 0.53707 |  |  |  | 539.8059 | [21 empty] | 306.532 | [15 empty] | 6.2198 | [41 empty] | 8.417 | [18 empty] | 2025 | Wang, L., Han, R., Zhang, Y., Chen, Y., Liu, D. (2026). Unraveling the redistribution of trace elements during supergene processes: A case study from the Qingshan carbonate-hosted Zn-Pb deposit, SW China. Ore Geology Reviews, 188, 107059. |  | CHN | Southwest China
| Qingshan |  | Basin hydrothermal | Mississippi Valley-type (MVT) | MVT zinc-lead | Zn, Pb | Ge, Cd, Ag | Zn, Pb, Ge, Cd, Ag | Meng et al., 2023 |  | QSL-6-2-spot no.8 | QSL-6-2-spot no.8 | underground mine |  |  |  |  | ore material | polished section | grab | mineral separate | [5 empty] | mineralisation | primary sulfide ores and secondary non-sulfide ores |  |  | sphalerite, pyrite, galena, hemimorphite, willemite, goethite, smithsonite, cerussite | hydrothermal (stages 1–3), supergene | massive, brecciated, replacive, infilling | Dark Sp3a |  |  |  | calcite, greenockite | polished sections (150 µm thick) | LA-ICPMS, EMPA, SEM-EDS | JEOL JXA-i SP100 microprobe equipped with five wavelength-dispersive spectrometers; Tescan Mira 3 field emission scanning electron microscope equipped with an energy dispersive spectrometer; Tescan Integrated Mineral Analyzer (TIMA) system comprising a field emission scanning electron microscope (Tescan Mira 3), integrated with four energy dispersive detectors (EDAXElement) | Guangzhou Tuoyan Analytical Technology Co., Ltd., Guizhou, China (GTAT) | EPMA: 15 kV accelerating potential and a beam current of 10 or 20 nA, with a defocused beam diameter of 5 µm; peak counting times for analyzed elements varied between 10 and 40 s, background measurements at 50% of the peak counting duration on both sides of the analyzed peak. SEM: operating voltage of 25 kV and a working distance of ~15.0 mm. TIMA: dot-mapping mode with a working distance of 15 mm, spot size of ~92 nm, scanning at 3 µm resolution (operating at 25 kV, 11.6 nA). LA-ICP-MS mapping: laser energy of 5 J/cm2, repetition rate of 15 Hz, spot size of 10 µm, scan speed of 40 µm/s. | NIST 610, NIST 612, and GSD-1G as external standards | 0.2676 | [19 empty] | 609.8336 | [21 empty] | 37305.2946 | [5 empty] | 174.3379 | [21 empty] | 121.16 | [15 empty] | 1.4887 | [41 empty] | 0.75652 | [18 empty] | 2025 | Wang, L., Han, R., Zhang, Y., Chen, Y., Liu, D. (2026). Unraveling the redistribution of trace elements during supergene processes: A case study from the Qingshan carbonate-hosted Zn-Pb deposit, SW China. Ore Geology Reviews, 188, 107059. |  | CHN | Southwest China
| Qingshan |  | Basin hydrothermal | Mississippi Valley-type (MVT) | MVT zinc-lead | Zn, Pb | Ge, Cd, Ag | Zn, Pb, Ge, Cd, Ag | Meng et al., 2023 |  | Geometric mean-12 | Geometric mean-12 | underground mine |  |  |  |  | ore material | polished section | grab | mineral separate | [5 empty] | mineralisation | primary sulfide ores and secondary non-sulfide ores |  |  | sphalerite, pyrite, galena, hemimorphite, willemite, goethite, smithsonite, cerussite | hydrothermal (stages 1–3), supergene | massive, brecciated, replacive, infilling | colloform, oscillatory zoning, replacement, core-mantle-rim, dendritic, botryoidal, euhedral, subhedral, anhedral |  |  |  | calcite, greenockite | polished sections (150 µm thick) | LA-ICPMS, EMPA, SEM-EDS | JEOL JXA-i SP100 microprobe equipped with five wavelength-dispersive spectrometers; Tescan Mira 3 field emission scanning electron microscope equipped with an energy dispersive spectrometer; Tescan Integrated Mineral Analyzer (TIMA) system comprising a field emission scanning electron microscope (Tescan Mira 3), integrated with four energy dispersive detectors (EDAXElement) | Guangzhou Tuoyan Analytical Technology Co., Ltd., Guizhou, China (GTAT) | EPMA: 15 kV accelerating potential and a beam current of 10 or 20 nA, with a defocused beam diameter of 5 µm; peak counting times for analyzed elements varied between 10 and 40 s, background measurements at 50% of the peak counting duration on both sides of the analyzed peak. SEM: operating voltage of 25 kV and a working distance of ~15.0 mm. TIMA: dot-mapping mode with a working distance of 15 mm, spot size of ~92 nm, scanning at 3 µm resolution (operating at 25 kV, 11.6 nA). LA-ICP-MS mapping: laser energy of 5 J/cm2, repetition rate of 15 Hz, spot size of 10 µm, scan speed of 40 µm/s. | NIST 610, NIST 612, and GSD-1G as external standards | 4.2105 | [19 empty] | 868.0561 | [11 empty] | 4.7764 | [9 empty] | 27678.4811 |  | 0.30546 |  |  |  | 296.3757 | [21 empty] | 164.6974 | [15 empty] | 0.27553 | [17 empty] | 0.27553 | [23 empty] | 0.27553 | [18 empty] | 2025 | Wang, L., Han, R., Zhang, Y., Chen, Y., Liu, D. (2026). Unraveling the redistribution of trace elements during supergene processes: A case study from the Qingshan carbonate-hosted Zn-Pb deposit, SW China. Ore Geology Reviews, 188, 107059. |  | CHN | Southwest China
| Qingshan |  | Basin hydrothermal | Mississippi Valley-type (MVT) | MVT zinc-lead | Zn, Pb | Ge, Cd, Ag | Zn, Pb, Ge, Cd, Ag | Meng et al., 2023 |  | Arithmetlc mean-12 | Arithmetlc mean-12 | underground mine |  |  |  |  | ore material | polished section | grab | mineral separate | [5 empty] | mineralisation | primary sulfide ores and secondary non-sulfide ores |  |  | sphalerite, pyrite, galena, hemimorphite, willemite, goethite, smithsonite, cerussite | hydrothermal (stages 1–3), supergene | massive, brecciated, replacive, infilling | colloform, oscillatory zoning, replacement, core-mantle-rim, dendritic, botryoidal, euhedral, subhedral, anhedral |  |  |  | calcite, greenockite | polished sections (150 µm thick) | LA-ICPMS, EMPA, SEM-EDS | JEOL JXA-i SP100 microprobe equipped with five wavelength-dispersive spectrometers; Tescan Mira 3 field emission scanning electron microscope equipped with an energy dispersive spectrometer; Tescan Integrated Mineral Analyzer (TIMA) system comprising a field emission scanning electron microscope (Tescan Mira 3), integrated with four energy dispersive detectors (EDAXElement) | Guangzhou Tuoyan Analytical Technology Co., Ltd., Guizhou, China (GTAT) | EPMA: 15 kV accelerating potential and a beam current of 10 or 20 nA, with a defocused beam diameter of 5 µm; peak counting times for analyzed elements varied between 10 and 40 s, background measurements at 50% of the peak counting duration on both sides of the analyzed peak. SEM: operating voltage of 25 kV and a working distance of ~15.0 mm. TIMA: dot-mapping mode with a working distance of 15 mm, spot size of ~92 nm, scanning at 3 µm resolution (operating at 25 kV, 11.6 nA). LA-ICP-MS mapping: laser energy of 5 J/cm2, repetition rate of 15 Hz, spot size of 10 µm, scan speed of 40 µm/s. | NIST 610, NIST 612, and GSD-1G as external standards | 9.6163 | [19 empty] | 1027.9517 | [11 empty] | 6.3745 | [9 empty] | 30506.3545 |  | 0.39465 |  |  |  | 312.7541 | [21 empty] | 192.6692 | [15 empty] | 0.62492 | [17 empty] | 0.62492 | [23 empty] | 0.62492 | [18 empty] | 2025 | Wang, L., Han, R., Zhang, Y., Chen, Y., Liu, D. (2026). Unraveling the redistribution of trace elements during supergene processes: A case study from the Qingshan carbonate-hosted Zn-Pb deposit, SW China. Ore Geology Reviews, 188, 107059. |  | CHN | Southwest China
| Qingshan |  | Basin hydrothermal | Mississippi Valley-type (MVT) | MVT zinc-lead | Zn, Pb | Ge, Cd, Ag | Zn, Pb, Ge, Cd, Ag | Meng et al., 2023 |  | Geometric mean-13 | Geometric mean-13 | underground mine |  |  |  |  | ore material | polished section | grab | mineral separate | [5 empty] | mineralisation | primary sulfide ores and secondary non-sulfide ores |  |  | sphalerite, pyrite, galena, hemimorphite, willemite, goethite, smithsonite, cerussite | hydrothermal (stages 1–3), supergene | massive, brecciated, replacive, infilling | colloform, oscillatory zoning, replacement, core-mantle-rim, dendritic, botryoidal, euhedral, subhedral, anhedral |  |  |  | calcite, greenockite | polished sections (150 µm thick) | LA-ICPMS, EMPA, SEM-EDS | JEOL JXA-i SP100 microprobe equipped with five wavelength-dispersive spectrometers; Tescan Mira 3 field emission scanning electron microscope equipped with an energy dispersive spectrometer; Tescan Integrated Mineral Analyzer (TIMA) system comprising a field emission scanning electron microscope (Tescan Mira 3), integrated with four energy dispersive detectors (EDAXElement) | Guangzhou Tuoyan Analytical Technology Co., Ltd., Guizhou, China (GTAT) | EPMA: 15 kV accelerating potential and a beam current of 10 or 20 nA, with a defocused beam diameter of 5 µm; peak counting times for analyzed elements varied between 10 and 40 s, background measurements at 50% of the peak counting duration on both sides of the analyzed peak. SEM: operating voltage of 25 kV and a working distance of ~15.0 mm. TIMA: dot-mapping mode with a working distance of 15 mm, spot size of ~92 nm, scanning at 3 µm resolution (operating at 25 kV, 11.6 nA). LA-ICP-MS mapping: laser energy of 5 J/cm2, repetition rate of 15 Hz, spot size of 10 µm, scan speed of 40 µm/s. | NIST 610, NIST 612, and GSD-1G as external standards | 1.1834 | [19 empty] | 4163.3734 | [11 empty] | 30.4823 | [9 empty] | 2767.6463 |  | 21.4371 |  |  |  | 3.8954 | [7 empty] | 0.024864 | [13 empty] | 3.5313 | [15 empty] | 0.42969 | [17 empty] | 0.36957 | [9 empty] | 3.0034 | [32 empty] | 2025 | Wang, L., Han, R., Zhang, Y., Chen, Y., Liu, D. (2026). Unraveling the redistribution of trace elements during supergene processes: A case study from the Qingshan carbonate-hosted Zn-Pb deposit, SW China. Ore Geology Reviews, 188, 107059. |  | CHN | Southwest China
| Qingshan |  | Basin hydrothermal | Mississippi Valley-type (MVT) | MVT zinc-lead | Zn, Pb | Ge, Cd, Ag | Zn, Pb, Ge, Cd, Ag | Meng et al., 2023 |  | Arithmetlc mean-13 | Arithmetlc mean-13 | underground mine |  |  |  |  | ore material | polished section | grab | mineral separate | [5 empty] | mineralisation | primary sulfide ores and secondary non-sulfide ores |  |  | sphalerite, pyrite, galena, hemimorphite, willemite, goethite, smithsonite, cerussite | hydrothermal (stages 1–3), supergene | massive, brecciated, replacive, infilling | colloform, oscillatory zoning, replacement, core-mantle-rim, dendritic, botryoidal, euhedral, subhedral, anhedral |  |  |  | calcite, greenockite | polished sections (150 µm thick) | LA-ICPMS, EMPA, SEM-EDS | JEOL JXA-i SP100 microprobe equipped with five wavelength-dispersive spectrometers; Tescan Mira 3 field emission scanning electron microscope equipped with an energy dispersive spectrometer; Tescan Integrated Mineral Analyzer (TIMA) system comprising a field emission scanning electron microscope (Tescan Mira 3), integrated with four energy dispersive detectors (EDAXElement) | Guangzhou Tuoyan Analytical Technology Co., Ltd., Guizhou, China (GTAT) | EPMA: 15 kV accelerating potential and a beam current of 10 or 20 nA, with a defocused beam diameter of 5 µm; peak counting times for analyzed elements varied between 10 and 40 s, background measurements at 50% of the peak counting duration on both sides of the analyzed peak. SEM: operating voltage of 25 kV and a working distance of ~15.0 mm. TIMA: dot-mapping mode with a working distance of 15 mm, spot size of ~92 nm, scanning at 3 µm resolution (operating at 25 kV, 11.6 nA). LA-ICP-MS mapping: laser energy of 5 J/cm2, repetition rate of 15 Hz, spot size of 10 µm, scan speed of 40 µm/s. | NIST 610, NIST 612, and GSD-1G as external standards | 1.3433 | [19 empty] | 4209.7367 | [11 empty] | 40.7354 | [9 empty] | 2781.8259 |  | 24.7073 |  |  |  | 4.072 | [7 empty] | 0.10438 | [13 empty] | 3.5705 | [15 empty] | 0.89112 | [17 empty] | 0.62724 | [9 empty] | 10.602 | [32 empty] | 2025 | Wang, L., Han, R., Zhang, Y., Chen, Y., Liu, D. (2026). Unraveling the redistribution of trace elements during supergene processes: A case study from the Qingshan carbonate-hosted Zn-Pb deposit, SW China. Ore Geology Reviews, 188, 107059. |  | CHN | Southwest China
| Qingshan |  | Basin hydrothermal | Mississippi Valley-type (MVT) | MVT zinc-lead | Zn, Pb | Ge, Cd, Ag | Zn, Pb, Ge, Cd, Ag | Meng et al., 2023 |  | Geometric mean-14 | Geometric mean-14 | underground mine |  |  |  |  | ore material | polished section | grab | mineral separate | [5 empty] | mineralisation | primary sulfide ores and secondary non-sulfide ores |  |  | sphalerite, pyrite, galena, hemimorphite, willemite, goethite, smithsonite, cerussite | hydrothermal (stages 1–3), supergene | massive, brecciated, replacive, infilling | colloform, oscillatory zoning, replacement, core-mantle-rim, dendritic, botryoidal, euhedral, subhedral, anhedral |  |  |  | calcite, greenockite | polished sections (150 µm thick) | LA-ICPMS, EMPA, SEM-EDS | JEOL JXA-i SP100 microprobe equipped with five wavelength-dispersive spectrometers; Tescan Mira 3 field emission scanning electron microscope equipped with an energy dispersive spectrometer; Tescan Integrated Mineral Analyzer (TIMA) system comprising a field emission scanning electron microscope (Tescan Mira 3), integrated with four energy dispersive detectors (EDAXElement) | Guangzhou Tuoyan Analytical Technology Co., Ltd., Guizhou, China (GTAT) | EPMA: 15 kV accelerating potential and a beam current of 10 or 20 nA, with a defocused beam diameter of 5 µm; peak counting times for analyzed elements varied between 10 and 40 s, background measurements at 50% of the peak counting duration on both sides of the analyzed peak. SEM: operating voltage of 25 kV and a working distance of ~15.0 mm. TIMA: dot-mapping mode with a working distance of 15 mm, spot size of ~92 nm, scanning at 3 µm resolution (operating at 25 kV, 11.6 nA). LA-ICP-MS mapping: laser energy of 5 J/cm2, repetition rate of 15 Hz, spot size of 10 µm, scan speed of 40 µm/s. | NIST 610, NIST 612, and GSD-1G as external standards | 106.2577 |  |  |  | 230.7995 | [15 empty] | 4106.6468 | [11 empty] | 266.4465 | [9 empty] | 14401.5004 |  | 4.5572 |  |  |  | 174.7268 | [21 empty] | 58.4777 | [15 empty] | 713.6511 | [17 empty] | 82.2061 | [9 empty] | 0.31008 | [13 empty] | 7.3107 | [18 empty] | 2025 | Wang, L., Han, R., Zhang, Y., Chen, Y., Liu, D. (2026). Unraveling the redistribution of trace elements during supergene processes: A case study from the Qingshan carbonate-hosted Zn-Pb deposit, SW China. Ore Geology Reviews, 188, 107059. |  | CHN | Southwest China
| Qingshan |  | Basin hydrothermal | Mississippi Valley-type (MVT) | MVT zinc-lead | Zn, Pb | Ge, Cd, Ag | Zn, Pb, Ge, Cd, Ag | Meng et al., 2023 |  | Arithmetlc mean-14 | Arithmetlc mean-14 | underground mine |  |  |  |  | ore material | polished section | grab | mineral separate | [5 empty] | mineralisation | primary sulfide ores and secondary non-sulfide ores |  |  | sphalerite, pyrite, galena, hemimorphite, willemite, goethite, smithsonite, cerussite | hydrothermal (stages 1–3), supergene | massive, brecciated, replacive, infilling | colloform, oscillatory zoning, replacement, core-mantle-rim, dendritic, botryoidal, euhedral, subhedral, anhedral |  |  |  | calcite, greenockite | polished sections (150 µm thick) | LA-ICPMS, EMPA, SEM-EDS | JEOL JXA-i SP100 microprobe equipped with five wavelength-dispersive spectrometers; Tescan Mira 3 field emission scanning electron microscope equipped with an energy dispersive spectrometer; Tescan Integrated Mineral Analyzer (TIMA) system comprising a field emission scanning electron microscope (Tescan Mira 3), integrated with four energy dispersive detectors (EDAXElement) | Guangzhou Tuoyan Analytical Technology Co., Ltd., Guizhou, China (GTAT) | EPMA: 15 kV accelerating potential and a beam current of 10 or 20 nA, with a defocused beam diameter of 5 µm; peak counting times for analyzed elements varied between 10 and 40 s, background measurements at 50% of the peak counting duration on both sides of the analyzed peak. SEM: operating voltage of 25 kV and a working distance of ~15.0 mm. TIMA: dot-mapping mode with a working distance of 15 mm, spot size of ~92 nm, scanning at 3 µm resolution (operating at 25 kV, 11.6 nA). LA-ICP-MS mapping: laser energy of 5 J/cm2, repetition rate of 15 Hz, spot size of 10 µm, scan speed of 40 µm/s. | NIST 610, NIST 612, and GSD-1G as external standards | 147.151 |  |  |  | 291.7053 | [15 empty] | 4265.0543 | [11 empty] | 367.2201 | [9 empty] | 15234.0255 |  | 6.9445 |  |  |  | 221.457 | [21 empty] | 63.7953 | [15 empty] | 853.1563 | [17 empty] | 103.9012 | [9 empty] | 0.33528 | [13 empty] | 8.2361 | [18 empty] | 2025 | Wang, L., Han, R., Zhang, Y., Chen, Y., Liu, D. (2026). Unraveling the redistribution of trace elements during supergene processes: A case study from the Qingshan carbonate-hosted Zn-Pb deposit, SW China. Ore Geology Reviews, 188, 107059. |  | CHN | Southwest China
| Qingshan |  | Basin hydrothermal | Mississippi Valley-type (MVT) | MVT zinc-lead | Zn, Pb | Ge, Cd, Ag | Zn, Pb, Ge, Cd, Ag | Meng et al., 2023 |  | Geometric mean-15 | Geometric mean-15 | underground mine |  |  |  |  | ore material | polished section | grab | mineral separate | [5 empty] | mineralisation | primary sulfide ores and secondary non-sulfide ores |  |  | sphalerite, pyrite, galena, hemimorphite, willemite, goethite, smithsonite, cerussite | hydrothermal (stages 1–3), supergene | massive, brecciated, replacive, infilling | colloform, oscillatory zoning, replacement, core-mantle-rim, dendritic, botryoidal, euhedral, subhedral, anhedral |  |  |  | calcite, greenockite | polished sections (150 µm thick) | LA-ICPMS, EMPA, SEM-EDS | JEOL JXA-i SP100 microprobe equipped with five wavelength-dispersive spectrometers; Tescan Mira 3 field emission scanning electron microscope equipped with an energy dispersive spectrometer; Tescan Integrated Mineral Analyzer (TIMA) system comprising a field emission scanning electron microscope (Tescan Mira 3), integrated with four energy dispersive detectors (EDAXElement) | Guangzhou Tuoyan Analytical Technology Co., Ltd., Guizhou, China (GTAT) | EPMA: 15 kV accelerating potential and a beam current of 10 or 20 nA, with a defocused beam diameter of 5 µm; peak counting times for analyzed elements varied between 10 and 40 s, background measurements at 50% of the peak counting duration on both sides of the analyzed peak. SEM: operating voltage of 25 kV and a working distance of ~15.0 mm. TIMA: dot-mapping mode with a working distance of 15 mm, spot size of ~92 nm, scanning at 3 µm resolution (operating at 25 kV, 11.6 nA). LA-ICP-MS mapping: laser energy of 5 J/cm2, repetition rate of 15 Hz, spot size of 10 µm, scan speed of 40 µm/s. | NIST 610, NIST 612, and GSD-1G as external standards | 7.4595 |  |  |  | 17.5971 | [15 empty] | 3370.638 | [11 empty] | 11.0409 | [9 empty] | 14308.682 |  | 0.82745 |  |  |  | 723.9482 | [21 empty] | 48.1101 | [15 empty] | 164.8652 | [17 empty] | 8.0464 | [23 empty] | 4.3823 | [18 empty] | 2025 | Wang, L., Han, R., Zhang, Y., Chen, Y., Liu, D. (2026). Unraveling the redistribution of trace elements during supergene processes: A case study from the Qingshan carbonate-hosted Zn-Pb deposit, SW China. Ore Geology Reviews, 188, 107059. |  | CHN | Southwest China
| Qingshan |  | Basin hydrothermal | Mississippi Valley-type (MVT) | MVT zinc-lead | Zn, Pb | Ge, Cd, Ag | Zn, Pb, Ge, Cd, Ag | Meng et al., 2023 |  | Arithmetlc mean-15 | Arithmetlc mean-15 | underground mine |  |  |  |  | ore material | polished section | grab | mineral separate | [5 empty] | mineralisation | primary sulfide ores and secondary non-sulfide ores |  |  | sphalerite, pyrite, galena, hemimorphite, willemite, goethite, smithsonite, cerussite | hydrothermal (stages 1–3), supergene | massive, brecciated, replacive, infilling | colloform, oscillatory zoning, replacement, core-mantle-rim, dendritic, botryoidal, euhedral, subhedral, anhedral |  |  |  | calcite, greenockite | polished sections (150 µm thick) | LA-ICPMS, EMPA, SEM-EDS | JEOL JXA-i SP100 microprobe equipped with five wavelength-dispersive spectrometers; Tescan Mira 3 field emission scanning electron microscope equipped with an energy dispersive spectrometer; Tescan Integrated Mineral Analyzer (TIMA) system comprising a field emission scanning electron microscope (Tescan Mira 3), integrated with four energy dispersive detectors (EDAXElement) | Guangzhou Tuoyan Analytical Technology Co., Ltd., Guizhou, China (GTAT) | EPMA: 15 kV accelerating potential and a beam current of 10 or 20 nA, with a defocused beam diameter of 5 µm; peak counting times for analyzed elements varied between 10 and 40 s, background measurements at 50% of the peak counting duration on both sides of the analyzed peak. SEM: operating voltage of 25 kV and a working distance of ~15.0 mm. TIMA: dot-mapping mode with a working distance of 15 mm, spot size of ~92 nm, scanning at 3 µm resolution (operating at 25 kV, 11.6 nA). LA-ICP-MS mapping: laser energy of 5 J/cm2, repetition rate of 15 Hz, spot size of 10 µm, scan speed of 40 µm/s. | NIST 610, NIST 612, and GSD-1G as external standards | 14.1629 |  |  |  | 20.2178 | [15 empty] | 3609.4166 | [11 empty] | 17.4118 | [9 empty] | 14653.9535 |  | 1.6731 |  |  |  | 739.6043 | [21 empty] | 51.2644 | [15 empty] | 181.1056 | [17 empty] | 14.3105 | [23 empty] | 4.7036 | [18 empty] | 2025 | Wang, L., Han, R., Zhang, Y., Chen, Y., Liu, D. (2026). Unraveling the redistribution of trace elements during supergene processes: A case study from the Qingshan carbonate-hosted Zn-Pb deposit, SW China. Ore Geology Reviews, 188, 107059. |  | CHN | Southwest China
| Qingshan |  | Basin hydrothermal | Mississippi Valley-type (MVT) | MVT zinc-lead | Zn, Pb | Ge, Cd, Ag | Zn, Pb, Ge, Cd, Ag | Meng et al., 2023 |  | QSW-5-spot no.1 | QSW-5-spot no.1 | underground mine |  |  |  |  | ore material | polished section | grab | mineral separate | [5 empty] | mineralisation | primary sulfide ores and secondary non-sulfide ores |  |  | sphalerite, pyrite, galena, hemimorphite, willemite, goethite, smithsonite, cerussite | hydrothermal (stages 1–3), supergene | massive, brecciated, replacive, infilling | Dark Sp3a |  |  |  | calcite, greenockite | polished sections (150 µm thick) | LA-ICPMS, EMPA, SEM-EDS | JEOL JXA-i SP100 microprobe equipped with five wavelength-dispersive spectrometers; Tescan Mira 3 field emission scanning electron microscope equipped with an energy dispersive spectrometer; Tescan Integrated Mineral Analyzer (TIMA) system comprising a field emission scanning electron microscope (Tescan Mira 3), integrated with four energy dispersive detectors (EDAXElement) | Guangzhou Tuoyan Analytical Technology Co., Ltd., Guizhou, China (GTAT) | EPMA: 15 kV accelerating potential and a beam current of 10 or 20 nA, with a defocused beam diameter of 5 µm; peak counting times for analyzed elements varied between 10 and 40 s, background measurements at 50% of the peak counting duration on both sides of the analyzed peak. SEM: operating voltage of 25 kV and a working distance of ~15.0 mm. TIMA: dot-mapping mode with a working distance of 15 mm, spot size of ~92 nm, scanning at 3 µm resolution (operating at 25 kV, 11.6 nA). LA-ICP-MS mapping: laser energy of 5 J/cm2, repetition rate of 15 Hz, spot size of 10 µm, scan speed of 40 µm/s. | NIST 610, NIST 612, and GSD-1G as external standards | 11.6841 |  |  |  | 3.9221 | [15 empty] | 1458.39 | [11 empty] | 17.9326 | [9 empty] | 16450.8461 | [5 empty] | 703.473 | [21 empty] | 29.135 | [15 empty] | 83.9856 | [17 empty] | 2.9276 | [23 empty] | 5.7602 | [18 empty] | 2025 | Wang, L., Han, R., Zhang, Y., Chen, Y., Liu, D. (2026). Unraveling the redistribution of trace elements during supergene processes: A case study from the Qingshan carbonate-hosted Zn-Pb deposit, SW China. Ore Geology Reviews, 188, 107059. |  | CHN | Southwest China
| Qingshan |  | Basin hydrothermal | Mississippi Valley-type (MVT) | MVT zinc-lead | Zn, Pb | Ge, Cd, Ag | Zn, Pb, Ge, Cd, Ag | Meng et al., 2023 |  | QSW-5-spot no.2 | QSW-5-spot no.2 | underground mine |  |  |  |  | ore material | polished section | grab | mineral separate | [5 empty] | mineralisation | primary sulfide ores and secondary non-sulfide ores |  |  | sphalerite, pyrite, galena, hemimorphite, willemite, goethite, smithsonite, cerussite | hydrothermal (stages 1–3), supergene | massive, brecciated, replacive, infilling | Dark Sp3a |  |  |  | calcite, greenockite | polished sections (150 µm thick) | LA-ICPMS, EMPA, SEM-EDS | JEOL JXA-i SP100 microprobe equipped with five wavelength-dispersive spectrometers; Tescan Mira 3 field emission scanning electron microscope equipped with an energy dispersive spectrometer; Tescan Integrated Mineral Analyzer (TIMA) system comprising a field emission scanning electron microscope (Tescan Mira 3), integrated with four energy dispersive detectors (EDAXElement) | Guangzhou Tuoyan Analytical Technology Co., Ltd., Guizhou, China (GTAT) | EPMA: 15 kV accelerating potential and a beam current of 10 or 20 nA, with a defocused beam diameter of 5 µm; peak counting times for analyzed elements varied between 10 and 40 s, background measurements at 50% of the peak counting duration on both sides of the analyzed peak. SEM: operating voltage of 25 kV and a working distance of ~15.0 mm. TIMA: dot-mapping mode with a working distance of 15 mm, spot size of ~92 nm, scanning at 3 µm resolution (operating at 25 kV, 11.6 nA). LA-ICP-MS mapping: laser energy of 5 J/cm2, repetition rate of 15 Hz, spot size of 10 µm, scan speed of 40 µm/s. | NIST 610, NIST 612, and GSD-1G as external standards | 0.20945 |  |  |  | 1.6859 | [15 empty] | 2745.3224 | [21 empty] | 19291.5766 | [5 empty] | 898.8027 | [21 empty] | 29.5262 | [15 empty] | 126.5762 | [17 empty] | 0.49562 | [23 empty] | 5.1542 | [18 empty] | 2025 | Wang, L., Han, R., Zhang, Y., Chen, Y., Liu, D. (2026). Unraveling the redistribution of trace elements during supergene processes: A case study from the Qingshan carbonate-hosted Zn-Pb deposit, SW China. Ore Geology Reviews, 188, 107059. |  | CHN | Southwest China
| Qingshan |  | Basin hydrothermal | Mississippi Valley-type (MVT) | MVT zinc-lead | Zn, Pb | Ge, Cd, Ag | Zn, Pb, Ge, Cd, Ag | Meng et al., 2023 |  | QSW-5-spot no.3 | QSW-5-spot no.3 | underground mine |  |  |  |  | ore material | polished section | grab | mineral separate | [5 empty] | mineralisation | primary sulfide ores and secondary non-sulfide ores |  |  | sphalerite, pyrite, galena, hemimorphite, willemite, goethite, smithsonite, cerussite | hydrothermal (stages 1–3), supergene | massive, brecciated, replacive, infilling | Dark Sp3a |  |  |  | calcite, greenockite | polished sections (150 µm thick) | LA-ICPMS, EMPA, SEM-EDS | JEOL JXA-i SP100 microprobe equipped with five wavelength-dispersive spectrometers; Tescan Mira 3 field emission scanning electron microscope equipped with an energy dispersive spectrometer; Tescan Integrated Mineral Analyzer (TIMA) system comprising a field emission scanning electron microscope (Tescan Mira 3), integrated with four energy dispersive detectors (EDAXElement) | Guangzhou Tuoyan Analytical Technology Co., Ltd., Guizhou, China (GTAT) | EPMA: 15 kV accelerating potential and a beam current of 10 or 20 nA, with a defocused beam diameter of 5 µm; peak counting times for analyzed elements varied between 10 and 40 s, background measurements at 50% of the peak counting duration on both sides of the analyzed peak. SEM: operating voltage of 25 kV and a working distance of ~15.0 mm. TIMA: dot-mapping mode with a working distance of 15 mm, spot size of ~92 nm, scanning at 3 µm resolution (operating at 25 kV, 11.6 nA). LA-ICP-MS mapping: laser energy of 5 J/cm2, repetition rate of 15 Hz, spot size of 10 µm, scan speed of 40 µm/s. | NIST 610, NIST 612, and GSD-1G as external standards | 0.12379 |  |  |  | 4.0371 | [15 empty] | 2046.6244 | [21 empty] | 35851.977 | [5 empty] | 744.9934 | [21 empty] | 64.8501 | [15 empty] | 158.4501 | [17 empty] | 1.335 | [23 empty] | 5.5622 | [18 empty] | 2025 | Wang, L., Han, R., Zhang, Y., Chen, Y., Liu, D. (2026). Unraveling the redistribution of trace elements during supergene processes: A case study from the Qingshan carbonate-hosted Zn-Pb deposit, SW China. Ore Geology Reviews, 188, 107059. |  | CHN | Southwest China
| Qingshan |  | Basin hydrothermal | Mississippi Valley-type (MVT) | MVT zinc-lead | Zn, Pb | Ge, Cd, Ag | Zn, Pb, Ge, Cd, Ag | Meng et al., 2023 |  | QSW-5-spot no.4 | QSW-5-spot no.4 | underground mine |  |  |  |  | ore material | polished section | grab | mineral separate | [5 empty] | mineralisation | primary sulfide ores and secondary non-sulfide ores |  |  | sphalerite, pyrite, galena, hemimorphite, willemite, goethite, smithsonite, cerussite | hydrothermal (stages 1–3), supergene | massive, brecciated, replacive, infilling | Dark Sp3a |  |  |  | calcite, greenockite | polished sections (150 µm thick) | LA-ICPMS, EMPA, SEM-EDS | JEOL JXA-i SP100 microprobe equipped with five wavelength-dispersive spectrometers; Tescan Mira 3 field emission scanning electron microscope equipped with an energy dispersive spectrometer; Tescan Integrated Mineral Analyzer (TIMA) system comprising a field emission scanning electron microscope (Tescan Mira 3), integrated with four energy dispersive detectors (EDAXElement) | Guangzhou Tuoyan Analytical Technology Co., Ltd., Guizhou, China (GTAT) | EPMA: 15 kV accelerating potential and a beam current of 10 or 20 nA, with a defocused beam diameter of 5 µm; peak counting times for analyzed elements varied between 10 and 40 s, background measurements at 50% of the peak counting duration on both sides of the analyzed peak. SEM: operating voltage of 25 kV and a working distance of ~15.0 mm. TIMA: dot-mapping mode with a working distance of 15 mm, spot size of ~92 nm, scanning at 3 µm resolution (operating at 25 kV, 11.6 nA). LA-ICP-MS mapping: laser energy of 5 J/cm2, repetition rate of 15 Hz, spot size of 10 µm, scan speed of 40 µm/s. | NIST 610, NIST 612, and GSD-1G as external standards | 7.9982 | [19 empty] | 1493.6453 | [11 empty] | 76.6143 | [9 empty] | 8916.9151 |  | 52.4318 |  |  |  | 425.5342 | [7 empty] | 0.023711 | [13 empty] | 14.6946 | [15 empty] | 28.9303 | [17 empty] | 4.2972 | [9 empty] | 2.7542 | [13 empty] | 1.7934 | [18 empty] | 2025 | Wang, L., Han, R., Zhang, Y., Chen, Y., Liu, D. (2026). Unraveling the redistribution of trace elements during supergene processes: A case study from the Qingshan carbonate-hosted Zn-Pb deposit, SW China. Ore Geology Reviews, 188, 107059. |  | CHN | Southwest China
| Qingshan |  | Basin hydrothermal | Mississippi Valley-type (MVT) | MVT zinc-lead | Zn, Pb | Ge, Cd, Ag | Zn, Pb, Ge, Cd, Ag | Meng et al., 2023 |  | QSW-5-spot no.5 | QSW-5-spot no.5 | underground mine |  |  |  |  | ore material | polished section | grab | mineral separate | [5 empty] | mineralisation | primary sulfide ores and secondary non-sulfide ores |  |  | sphalerite, pyrite, galena, hemimorphite, willemite, goethite, smithsonite, cerussite | hydrothermal (stages 1–3), supergene | massive, brecciated, replacive, infilling | Dark Sp3a |  |  |  | calcite, greenockite | polished sections (150 µm thick) | LA-ICPMS, EMPA, SEM-EDS | JEOL JXA-i SP100 microprobe equipped with five wavelength-dispersive spectrometers; Tescan Mira 3 field emission scanning electron microscope equipped with an energy dispersive spectrometer; Tescan Integrated Mineral Analyzer (TIMA) system comprising a field emission scanning electron microscope (Tescan Mira 3), integrated with four energy dispersive detectors (EDAXElement) | Guangzhou Tuoyan Analytical Technology Co., Ltd., Guizhou, China (GTAT) | EPMA: 15 kV accelerating potential and a beam current of 10 or 20 nA, with a defocused beam diameter of 5 µm; peak counting times for analyzed elements varied between 10 and 40 s, background measurements at 50% of the peak counting duration on both sides of the analyzed peak. SEM: operating voltage of 25 kV and a working distance of ~15.0 mm. TIMA: dot-mapping mode with a working distance of 15 mm, spot size of ~92 nm, scanning at 3 µm resolution (operating at 25 kV, 11.6 nA). LA-ICP-MS mapping: laser energy of 5 J/cm2, repetition rate of 15 Hz, spot size of 10 µm, scan speed of 40 µm/s. | NIST 610, NIST 612, and GSD-1G as external standards | 0.1569 |  |  |  | 2.4037 | [15 empty] | 2717.2479 | [21 empty] | 22167.6098 | [5 empty] | 715.8874 | [21 empty] | 40.3952 | [15 empty] | 126.1056 | [17 empty] | 0.51158 | [23 empty] | 4.3654 | [18 empty] | 2025 | Wang, L., Han, R., Zhang, Y., Chen, Y., Liu, D. (2026). Unraveling the redistribution of trace elements during supergene processes: A case study from the Qingshan carbonate-hosted Zn-Pb deposit, SW China. Ore Geology Reviews, 188, 107059. |  | CHN | Southwest China
| Qingshan |  | Basin hydrothermal | Mississippi Valley-type (MVT) | MVT zinc-lead | Zn, Pb | Ge, Cd, Ag | Zn, Pb, Ge, Cd, Ag | Meng et al., 2023 |  | QSW-5-spot no.6 | QSW-5-spot no.6 | underground mine |  |  |  |  | ore material | polished section | grab | mineral separate | [5 empty] | mineralisation | primary sulfide ores and secondary non-sulfide ores |  |  | sphalerite, pyrite, galena, hemimorphite, willemite, goethite, smithsonite, cerussite | hydrothermal (stages 1–3), supergene | massive, brecciated, replacive, infilling | Dark Sp3a |  |  |  | calcite, greenockite | polished sections (150 µm thick) | LA-ICPMS, EMPA, SEM-EDS | JEOL JXA-i SP100 microprobe equipped with five wavelength-dispersive spectrometers; Tescan Mira 3 field emission scanning electron microscope equipped with an energy dispersive spectrometer; Tescan Integrated Mineral Analyzer (TIMA) system comprising a field emission scanning electron microscope (Tescan Mira 3), integrated with four energy dispersive detectors (EDAXElement) | Guangzhou Tuoyan Analytical Technology Co., Ltd., Guizhou, China (GTAT) | EPMA: 15 kV accelerating potential and a beam current of 10 or 20 nA, with a defocused beam diameter of 5 µm; peak counting times for analyzed elements varied between 10 and 40 s, background measurements at 50% of the peak counting duration on both sides of the analyzed peak. SEM: operating voltage of 25 kV and a working distance of ~15.0 mm. TIMA: dot-mapping mode with a working distance of 15 mm, spot size of ~92 nm, scanning at 3 µm resolution (operating at 25 kV, 11.6 nA). LA-ICP-MS mapping: laser energy of 5 J/cm2, repetition rate of 15 Hz, spot size of 10 µm, scan speed of 40 µm/s. | NIST 610, NIST 612, and GSD-1G as external standards | 0.12737 |  |  |  | 1.7148 | [15 empty] | 2740.5136 | [21 empty] | 20142.5077 | [5 empty] | 733.4782 | [21 empty] | 35.4907 | [15 empty] | 150.3469 | [17 empty] | 0.18799 | [23 empty] | 3.8459 | [18 empty] | 2025 | Wang, L., Han, R., Zhang, Y., Chen, Y., Liu, D. (2026). Unraveling the redistribution of trace elements during supergene processes: A case study from the Qingshan carbonate-hosted Zn-Pb deposit, SW China. Ore Geology Reviews, 188, 107059. |  | CHN | Southwest China
| Qingshan |  | Basin hydrothermal | Mississippi Valley-type (MVT) | MVT zinc-lead | Zn, Pb | Ge, Cd, Ag | Zn, Pb, Ge, Cd, Ag | Meng et al., 2023 |  | Geometric mean-16 | Geometric mean-16 | underground mine |  |  |  |  | ore material | polished section | grab | mineral separate | [5 empty] | mineralisation | primary sulfide ores and secondary non-sulfide ores |  |  | sphalerite, pyrite, galena, hemimorphite, willemite, goethite, smithsonite, cerussite | hydrothermal (stages 1–3), supergene | massive, brecciated, replacive, infilling | colloform, oscillatory zoning, replacement, core-mantle-rim, dendritic, botryoidal, euhedral, subhedral, anhedral |  |  |  | calcite, greenockite | polished sections (150 µm thick) | LA-ICPMS, EMPA, SEM-EDS | JEOL JXA-i SP100 microprobe equipped with five wavelength-dispersive spectrometers; Tescan Mira 3 field emission scanning electron microscope equipped with an energy dispersive spectrometer; Tescan Integrated Mineral Analyzer (TIMA) system comprising a field emission scanning electron microscope (Tescan Mira 3), integrated with four energy dispersive detectors (EDAXElement) | Guangzhou Tuoyan Analytical Technology Co., Ltd., Guizhou, China (GTAT) | EPMA: 15 kV accelerating potential and a beam current of 10 or 20 nA, with a defocused beam diameter of 5 µm; peak counting times for analyzed elements varied between 10 and 40 s, background measurements at 50% of the peak counting duration on both sides of the analyzed peak. SEM: operating voltage of 25 kV and a working distance of ~15.0 mm. TIMA: dot-mapping mode with a working distance of 15 mm, spot size of ~92 nm, scanning at 3 µm resolution (operating at 25 kV, 11.6 nA). LA-ICP-MS mapping: laser energy of 5 J/cm2, repetition rate of 15 Hz, spot size of 10 µm, scan speed of 40 µm/s. | NIST 610, NIST 612, and GSD-1G as external standards | 0.60372 |  |  |  | 2.3167 | [15 empty] | 2121.3825 | [21 empty] | 18880.7548 | [5 empty] | 687.1293 | [21 empty] | 32.4855 | [15 empty] | 98.6897 | [17 empty] | 0.9636 | [23 empty] | 4.1313 | [18 empty] | 2025 | Wang, L., Han, R., Zhang, Y., Chen, Y., Liu, D. (2026). Unraveling the redistribution of trace elements during supergene processes: A case study from the Qingshan carbonate-hosted Zn-Pb deposit, SW China. Ore Geology Reviews, 188, 107059. |  | CHN | Southwest China
| Qingshan |  | Basin hydrothermal | Mississippi Valley-type (MVT) | MVT zinc-lead | Zn, Pb | Ge, Cd, Ag | Zn, Pb, Ge, Cd, Ag | Meng et al., 2023 |  | Arithmetlc mean-16 | Arithmetlc mean-16 | underground mine |  |  |  |  | ore material | polished section | grab | mineral separate | [5 empty] | mineralisation | primary sulfide ores and secondary non-sulfide ores |  |  | sphalerite, pyrite, galena, hemimorphite, willemite, goethite, smithsonite, cerussite | hydrothermal (stages 1–3), supergene | massive, brecciated, replacive, infilling | colloform, oscillatory zoning, replacement, core-mantle-rim, dendritic, botryoidal, euhedral, subhedral, anhedral |  |  |  | calcite, greenockite | polished sections (150 µm thick) | LA-ICPMS, EMPA, SEM-EDS | JEOL JXA-i SP100 microprobe equipped with five wavelength-dispersive spectrometers; Tescan Mira 3 field emission scanning electron microscope equipped with an energy dispersive spectrometer; Tescan Integrated Mineral Analyzer (TIMA) system comprising a field emission scanning electron microscope (Tescan Mira 3), integrated with four energy dispersive detectors (EDAXElement) | Guangzhou Tuoyan Analytical Technology Co., Ltd., Guizhou, China (GTAT) | EPMA: 15 kV accelerating potential and a beam current of 10 or 20 nA, with a defocused beam diameter of 5 µm; peak counting times for analyzed elements varied between 10 and 40 s, background measurements at 50% of the peak counting duration on both sides of the analyzed peak. SEM: operating voltage of 25 kV and a working distance of ~15.0 mm. TIMA: dot-mapping mode with a working distance of 15 mm, spot size of ~92 nm, scanning at 3 µm resolution (operating at 25 kV, 11.6 nA). LA-ICP-MS mapping: laser energy of 5 J/cm2, repetition rate of 15 Hz, spot size of 10 µm, scan speed of 40 µm/s. | NIST 610, NIST 612, and GSD-1G as external standards | 3.3833 |  |  |  | 2.5281 | [15 empty] | 2200.2906 | [21 empty] | 20470.2387 | [5 empty] | 703.6948 | [21 empty] | 35.682 | [15 empty] | 112.3991 | [17 empty] | 1.6258 | [23 empty] | 4.4136 | [18 empty] | 2025 | Wang, L., Han, R., Zhang, Y., Chen, Y., Liu, D. (2026). Unraveling the redistribution of trace elements during supergene processes: A case study from the Qingshan carbonate-hosted Zn-Pb deposit, SW China. Ore Geology Reviews, 188, 107059. |  | CHN | Southwest China
| Qingshan |  | Basin hydrothermal | Mississippi Valley-type (MVT) | MVT zinc-lead | Zn, Pb | Ge, Cd, Ag | Zn, Pb, Ge, Cd, Ag | Meng et al., 2023 |  | Geometric mean-17 | Geometric mean-17 | underground mine |  |  |  |  | ore material | polished section | grab | mineral separate | [5 empty] | mineralisation | primary sulfide ores and secondary non-sulfide ores |  |  | sphalerite, pyrite, galena, hemimorphite, willemite, goethite, smithsonite, cerussite | hydrothermal (stages 1–3), supergene | massive, brecciated, replacive, infilling | colloform, oscillatory zoning, replacement, core-mantle-rim, dendritic, botryoidal, euhedral, subhedral, anhedral |  |  |  | calcite, greenockite | polished sections (150 µm thick) | LA-ICPMS, EMPA, SEM-EDS | JEOL JXA-i SP100 microprobe equipped with five wavelength-dispersive spectrometers; Tescan Mira 3 field emission scanning electron microscope equipped with an energy dispersive spectrometer; Tescan Integrated Mineral Analyzer (TIMA) system comprising a field emission scanning electron microscope (Tescan Mira 3), integrated with four energy dispersive detectors (EDAXElement) | Guangzhou Tuoyan Analytical Technology Co., Ltd., Guizhou, China (GTAT) | EPMA: 15 kV accelerating potential and a beam current of 10 or 20 nA, with a defocused beam diameter of 5 µm; peak counting times for analyzed elements varied between 10 and 40 s, background measurements at 50% of the peak counting duration on both sides of the analyzed peak. SEM: operating voltage of 25 kV and a working distance of ~15.0 mm. TIMA: dot-mapping mode with a working distance of 15 mm, spot size of ~92 nm, scanning at 3 µm resolution (operating at 25 kV, 11.6 nA). LA-ICP-MS mapping: laser energy of 5 J/cm2, repetition rate of 15 Hz, spot size of 10 µm, scan speed of 40 µm/s. | NIST 610, NIST 612, and GSD-1G as external standards | 0.25104 | [19 empty] | 1303.7453 | [11 empty] | 19.7409 | [9 empty] | 2335.2873 |  | 15.4268 |  |  |  | 5.4214 | [7 empty] | 0.025474 | [13 empty] | 1.6591 | [15 empty] | 0.21201 | [17 empty] | 0.13567 | [9 empty] | 0.97172 | [32 empty] | 2025 | Wang, L., Han, R., Zhang, Y., Chen, Y., Liu, D. (2026). Unraveling the redistribution of trace elements during supergene processes: A case study from the Qingshan carbonate-hosted Zn-Pb deposit, SW China. Ore Geology Reviews, 188, 107059. |  | CHN | Southwest China
| Qingshan |  | Basin hydrothermal | Mississippi Valley-type (MVT) | MVT zinc-lead | Zn, Pb | Ge, Cd, Ag | Zn, Pb, Ge, Cd, Ag | Meng et al., 2023 |  | Arithmetlc mean-17 | Arithmetlc mean-17 | underground mine |  |  |  |  | ore material | polished section | grab | mineral separate | [5 empty] | mineralisation | primary sulfide ores and secondary non-sulfide ores |  |  | sphalerite, pyrite, galena, hemimorphite, willemite, goethite, smithsonite, cerussite | hydrothermal (stages 1–3), supergene | massive, brecciated, replacive, infilling | colloform, oscillatory zoning, replacement, core-mantle-rim, dendritic, botryoidal, euhedral, subhedral, anhedral |  |  |  | calcite, greenockite | polished sections (150 µm thick) | LA-ICPMS, EMPA, SEM-EDS | JEOL JXA-i SP100 microprobe equipped with five wavelength-dispersive spectrometers; Tescan Mira 3 field emission scanning electron microscope equipped with an energy dispersive spectrometer; Tescan Integrated Mineral Analyzer (TIMA) system comprising a field emission scanning electron microscope (Tescan Mira 3), integrated with four energy dispersive detectors (EDAXElement) | Guangzhou Tuoyan Analytical Technology Co., Ltd., Guizhou, China (GTAT) | EPMA: 15 kV accelerating potential and a beam current of 10 or 20 nA, with a defocused beam diameter of 5 µm; peak counting times for analyzed elements varied between 10 and 40 s, background measurements at 50% of the peak counting duration on both sides of the analyzed peak. SEM: operating voltage of 25 kV and a working distance of ~15.0 mm. TIMA: dot-mapping mode with a working distance of 15 mm, spot size of ~92 nm, scanning at 3 µm resolution (operating at 25 kV, 11.6 nA). LA-ICP-MS mapping: laser energy of 5 J/cm2, repetition rate of 15 Hz, spot size of 10 µm, scan speed of 40 µm/s. | NIST 610, NIST 612, and GSD-1G as external standards | 0.30031 | [19 empty] | 1336.4517 | [11 empty] | 27.1271 | [9 empty] | 2405.0938 |  | 22.4386 |  |  |  | 6.4378 | [7 empty] | 0.037604 | [13 empty] | 1.7693 | [15 empty] | 0.36396 | [17 empty] | 0.32666 | [9 empty] | 1.887 | [32 empty] | 2025 | Wang, L., Han, R., Zhang, Y., Chen, Y., Liu, D. (2026). Unraveling the redistribution of trace elements during supergene processes: A case study from the Qingshan carbonate-hosted Zn-Pb deposit, SW China. Ore Geology Reviews, 188, 107059. |  | CHN | Southwest China
| Qingshan |  | Basin hydrothermal | Mississippi Valley-type (MVT) | MVT zinc-lead | Zn, Pb | Ge, Cd, Ag | Zn, Pb, Ge, Cd, Ag | Meng et al., 2023 |  | Geometric mean-18 | Geometric mean-18 | underground mine |  |  |  |  | ore material | polished section | grab | mineral separate | [5 empty] | mineralisation | primary sulfide ores and secondary non-sulfide ores |  |  | sphalerite, pyrite, galena, hemimorphite, willemite, goethite, smithsonite, cerussite | hydrothermal (stages 1–3), supergene | massive, brecciated, replacive, infilling | colloform, oscillatory zoning, replacement, core-mantle-rim, dendritic, botryoidal, euhedral, subhedral, anhedral |  |  |  | calcite, greenockite | polished sections (150 µm thick) | LA-ICPMS, EMPA, SEM-EDS | JEOL JXA-i SP100 microprobe equipped with five wavelength-dispersive spectrometers; Tescan Mira 3 field emission scanning electron microscope equipped with an energy dispersive spectrometer; Tescan Integrated Mineral Analyzer (TIMA) system comprising a field emission scanning electron microscope (Tescan Mira 3), integrated with four energy dispersive detectors (EDAXElement) | Guangzhou Tuoyan Analytical Technology Co., Ltd., Guizhou, China (GTAT) | EPMA: 15 kV accelerating potential and a beam current of 10 or 20 nA, with a defocused beam diameter of 5 µm; peak counting times for analyzed elements varied between 10 and 40 s, background measurements at 50% of the peak counting duration on both sides of the analyzed peak. SEM: operating voltage of 25 kV and a working distance of ~15.0 mm. TIMA: dot-mapping mode with a working distance of 15 mm, spot size of ~92 nm, scanning at 3 µm resolution (operating at 25 kV, 11.6 nA). LA-ICP-MS mapping: laser energy of 5 J/cm2, repetition rate of 15 Hz, spot size of 10 µm, scan speed of 40 µm/s. | NIST 610, NIST 612, and GSD-1G as external standards | 990.656 |  |  |  | 1267.3036 | [15 empty] | 6906.4107 | [11 empty] | 923.9964 | [9 empty] | 31346.8868 |  | 1.6715 |  |  |  | 346.0486 | [21 empty] | 91.8706 | [15 empty] | 4294.5682 | [17 empty] | 207.4982 | [9 empty] | 0.44833 | [13 empty] | 30.058 | [18 empty] | 2025 | Wang, L., Han, R., Zhang, Y., Chen, Y., Liu, D. (2026). Unraveling the redistribution of trace elements during supergene processes: A case study from the Qingshan carbonate-hosted Zn-Pb deposit, SW China. Ore Geology Reviews, 188, 107059. |  | CHN | Southwest China
| Qingshan |  | Basin hydrothermal | Mississippi Valley-type (MVT) | MVT zinc-lead | Zn, Pb | Ge, Cd, Ag | Zn, Pb, Ge, Cd, Ag | Meng et al., 2023 |  | Arithmetlc mean-18 | Arithmetlc mean-18 | underground mine |  |  |  |  | ore material | polished section | grab | mineral separate | [5 empty] | mineralisation | primary sulfide ores and secondary non-sulfide ores |  |  | sphalerite, pyrite, galena, hemimorphite, willemite, goethite, smithsonite, cerussite | hydrothermal (stages 1–3), supergene | massive, brecciated, replacive, infilling | colloform, oscillatory zoning, replacement, core-mantle-rim, dendritic, botryoidal, euhedral, subhedral, anhedral |  |  |  | calcite, greenockite | polished sections (150 µm thick) | LA-ICPMS, EMPA, SEM-EDS | JEOL JXA-i SP100 microprobe equipped with five wavelength-dispersive spectrometers; Tescan Mira 3 field emission scanning electron microscope equipped with an energy dispersive spectrometer; Tescan Integrated Mineral Analyzer (TIMA) system comprising a field emission scanning electron microscope (Tescan Mira 3), integrated with four energy dispersive detectors (EDAXElement) | Guangzhou Tuoyan Analytical Technology Co., Ltd., Guizhou, China (GTAT) | EPMA: 15 kV accelerating potential and a beam current of 10 or 20 nA, with a defocused beam diameter of 5 µm; peak counting times for analyzed elements varied between 10 and 40 s, background measurements at 50% of the peak counting duration on both sides of the analyzed peak. SEM: operating voltage of 25 kV and a working distance of ~15.0 mm. TIMA: dot-mapping mode with a working distance of 15 mm, spot size of ~92 nm, scanning at 3 µm resolution (operating at 25 kV, 11.6 nA). LA-ICP-MS mapping: laser energy of 5 J/cm2, repetition rate of 15 Hz, spot size of 10 µm, scan speed of 40 µm/s. | NIST 610, NIST 612, and GSD-1G as external standards | 1166.3118 |  |  |  | 1626.4974 | [15 empty] | 8084.9991 | [11 empty] | 968.6656 | [9 empty] | 35779.2698 |  | 10.578 |  |  |  | 376.3133 | [21 empty] | 96.5894 | [15 empty] | 4973.3255 | [17 empty] | 650.1725 | [9 empty] | 1.1078 | [13 empty] | 43.1517 | [18 empty] | 2025 | Wang, L., Han, R., Zhang, Y., Chen, Y., Liu, D. (2026). Unraveling the redistribution of trace elements during supergene processes: A case study from the Qingshan carbonate-hosted Zn-Pb deposit, SW China. Ore Geology Reviews, 188, 107059. |  | CHN | Southwest China
| Qingshan |  | Basin hydrothermal | Mississippi Valley-type (MVT) | MVT zinc-lead | Zn, Pb | Ge, Cd, Ag | Zn, Pb, Ge, Cd, Ag | Meng et al., 2023 |  | Geometric mean-19 | Geometric mean-19 | underground mine |  |  |  |  | ore material | polished section | grab | mineral separate | [5 empty] | mineralisation | primary sulfide ores and secondary non-sulfide ores |  |  | sphalerite, pyrite, galena, hemimorphite, willemite, goethite, smithsonite, cerussite | hydrothermal (stages 1–3), supergene | massive, brecciated, replacive, infilling | colloform, oscillatory zoning, replacement, core-mantle-rim, dendritic, botryoidal, euhedral, subhedral, anhedral |  |  |  | calcite, greenockite | polished sections (150 µm thick) | LA-ICPMS, EMPA, SEM-EDS | JEOL JXA-i SP100 microprobe equipped with five wavelength-dispersive spectrometers; Tescan Mira 3 field emission scanning electron microscope equipped with an energy dispersive spectrometer; Tescan Integrated Mineral Analyzer (TIMA) system comprising a field emission scanning electron microscope (Tescan Mira 3), integrated with four energy dispersive detectors (EDAXElement) | Guangzhou Tuoyan Analytical Technology Co., Ltd., Guizhou, China (GTAT) | EPMA: 15 kV accelerating potential and a beam current of 10 or 20 nA, with a defocused beam diameter of 5 µm; peak counting times for analyzed elements varied between 10 and 40 s, background measurements at 50% of the peak counting duration on both sides of the analyzed peak. SEM: operating voltage of 25 kV and a working distance of ~15.0 mm. TIMA: dot-mapping mode with a working distance of 15 mm, spot size of ~92 nm, scanning at 3 µm resolution (operating at 25 kV, 11.6 nA). LA-ICP-MS mapping: laser energy of 5 J/cm2, repetition rate of 15 Hz, spot size of 10 µm, scan speed of 40 µm/s. | NIST 610, NIST 612, and GSD-1G as external standards | 7.0774 |  |  |  | 12.739 | [15 empty] | 6472.5214 | [11 empty] | 2.645 | [9 empty] | 19573.3245 | [5 empty] | 867.845 | [21 empty] | 39.544 | [15 empty] | 213.6597 | [17 empty] | 32.7983 | [9 empty] | 0.085145 | [13 empty] | 5.3804 | [18 empty] | 2025 | Wang, L., Han, R., Zhang, Y., Chen, Y., Liu, D. (2026). Unraveling the redistribution of trace elements during supergene processes: A case study from the Qingshan carbonate-hosted Zn-Pb deposit, SW China. Ore Geology Reviews, 188, 107059. |  | CHN | Southwest China
| Qingshan |  | Basin hydrothermal | Mississippi Valley-type (MVT) | MVT zinc-lead | Zn, Pb | Ge, Cd, Ag | Zn, Pb, Ge, Cd, Ag | Meng et al., 2023 |  | Arithmetlc mean-19 | Arithmetlc mean-19 | underground mine |  |  |  |  | ore material | polished section | grab | mineral separate | [5 empty] | mineralisation | primary sulfide ores and secondary non-sulfide ores |  |  | sphalerite, pyrite, galena, hemimorphite, willemite, goethite, smithsonite, cerussite | hydrothermal (stages 1–3), supergene | massive, brecciated, replacive, infilling | colloform, oscillatory zoning, replacement, core-mantle-rim, dendritic, botryoidal, euhedral, subhedral, anhedral |  |  |  | calcite, greenockite | polished sections (150 µm thick) | LA-ICPMS, EMPA, SEM-EDS | JEOL JXA-i SP100 microprobe equipped with five wavelength-dispersive spectrometers; Tescan Mira 3 field emission scanning electron microscope equipped with an energy dispersive spectrometer; Tescan Integrated Mineral Analyzer (TIMA) system comprising a field emission scanning electron microscope (Tescan Mira 3), integrated with four energy dispersive detectors (EDAXElement) | Guangzhou Tuoyan Analytical Technology Co., Ltd., Guizhou, China (GTAT) | EPMA: 15 kV accelerating potential and a beam current of 10 or 20 nA, with a defocused beam diameter of 5 µm; peak counting times for analyzed elements varied between 10 and 40 s, background measurements at 50% of the peak counting duration on both sides of the analyzed peak. SEM: operating voltage of 25 kV and a working distance of ~15.0 mm. TIMA: dot-mapping mode with a working distance of 15 mm, spot size of ~92 nm, scanning at 3 µm resolution (operating at 25 kV, 11.6 nA). LA-ICP-MS mapping: laser energy of 5 J/cm2, repetition rate of 15 Hz, spot size of 10 µm, scan speed of 40 µm/s. | NIST 610, NIST 612, and GSD-1G as external standards | 8.8448 |  |  |  | 14.2154 | [15 empty] | 6555.4524 | [11 empty] | 2.9864 | [9 empty] | 20168.7341 | [5 empty] | 892.5039 | [21 empty] | 42.2845 | [15 empty] | 218.1019 | [17 empty] | 43.4974 | [9 empty] | 0.087936 | [13 empty] | 5.685 | [18 empty] | 2025 | Wang, L., Han, R., Zhang, Y., Chen, Y., Liu, D. (2026). Unraveling the redistribution of trace elements during supergene processes: A case study from the Qingshan carbonate-hosted Zn-Pb deposit, SW China. Ore Geology Reviews, 188, 107059. |  | CHN | Southwest China
| Qingshan |  | Basin hydrothermal | Mississippi Valley-type (MVT) | MVT zinc-lead | Zn, Pb | Ge, Cd, Ag | Zn, Pb, Ge, Cd, Ag | Meng et al., 2023 |  | QSL-6-1-spot no.10 | QSL-6-1-spot no.10 | underground mine |  |  |  |  | ore material | polished section | grab | mineral separate | [5 empty] | mineralisation | primary sulfide ores and secondary non-sulfide ores |  |  | sphalerite, pyrite, galena, hemimorphite, willemite, goethite, smithsonite, cerussite | hydrothermal (stages 1–3), supergene | massive, brecciated, replacive, infilling | Py3 |  |  |  | calcite, greenockite | polished sections (150 µm thick) | LA-ICPMS, EMPA, SEM-EDS | JEOL JXA-i SP100 microprobe equipped with five wavelength-dispersive spectrometers; Tescan Mira 3 field emission scanning electron microscope equipped with an energy dispersive spectrometer; Tescan Integrated Mineral Analyzer (TIMA) system comprising a field emission scanning electron microscope (Tescan Mira 3), integrated with four energy dispersive detectors (EDAXElement) | Guangzhou Tuoyan Analytical Technology Co., Ltd., Guizhou, China (GTAT) | EPMA: 15 kV accelerating potential and a beam current of 10 or 20 nA, with a defocused beam diameter of 5 µm; peak counting times for analyzed elements varied between 10 and 40 s, background measurements at 50% of the peak counting duration on both sides of the analyzed peak. SEM: operating voltage of 25 kV and a working distance of ~15.0 mm. TIMA: dot-mapping mode with a working distance of 15 mm, spot size of ~92 nm, scanning at 3 µm resolution (operating at 25 kV, 11.6 nA). LA-ICP-MS mapping: laser energy of 5 J/cm2, repetition rate of 15 Hz, spot size of 10 µm, scan speed of 40 µm/s. | NIST 610, NIST 612, and GSD-1G as external standards | 37.5506 |  |  |  | 4992.7503 | [9 empty] | 0.68783 | [5 empty] | 5.8035 | [11 empty] | 32.4982 | [15 empty] | 29.4107 |  |  |  | 0.46609 | [17 empty] | 2.6066 | [15 empty] | 1509.2109 | [17 empty] | 215.1837 | [9 empty] | 0.63248 | [13 empty] | 2.5729 | [13 empty] | 18.2138 |  |  |  |  | 2025 | Wang, L., Han, R., Zhang, Y., Chen, Y., Liu, D. (2026). Unraveling the redistribution of trace elements during supergene processes: A case study from the Qingshan carbonate-hosted Zn-Pb deposit, SW China. Ore Geology Reviews, 188, 107059. |  | CHN | Southwest China
| Qingshan |  | Basin hydrothermal | Mississippi Valley-type (MVT) | MVT zinc-lead | Zn, Pb | Ge, Cd, Ag | Zn, Pb, Ge, Cd, Ag | Meng et al., 2023 |  | QSL-6-1-spot no.11 | QSL-6-1-spot no.11 | underground mine |  |  |  |  | ore material | polished section | grab | mineral separate | [5 empty] | mineralisation | primary sulfide ores and secondary non-sulfide ores |  |  | sphalerite, pyrite, galena, hemimorphite, willemite, goethite, smithsonite, cerussite | hydrothermal (stages 1–3), supergene | massive, brecciated, replacive, infilling | Py3 |  |  |  | calcite, greenockite | polished sections (150 µm thick) | LA-ICPMS, EMPA, SEM-EDS | JEOL JXA-i SP100 microprobe equipped with five wavelength-dispersive spectrometers; Tescan Mira 3 field emission scanning electron microscope equipped with an energy dispersive spectrometer; Tescan Integrated Mineral Analyzer (TIMA) system comprising a field emission scanning electron microscope (Tescan Mira 3), integrated with four energy dispersive detectors (EDAXElement) | Guangzhou Tuoyan Analytical Technology Co., Ltd., Guizhou, China (GTAT) | EPMA: 15 kV accelerating potential and a beam current of 10 or 20 nA, with a defocused beam diameter of 5 µm; peak counting times for analyzed elements varied between 10 and 40 s, background measurements at 50% of the peak counting duration on both sides of the analyzed peak. SEM: operating voltage of 25 kV and a working distance of ~15.0 mm. TIMA: dot-mapping mode with a working distance of 15 mm, spot size of ~92 nm, scanning at 3 µm resolution (operating at 25 kV, 11.6 nA). LA-ICP-MS mapping: laser energy of 5 J/cm2, repetition rate of 15 Hz, spot size of 10 µm, scan speed of 40 µm/s. | NIST 610, NIST 612, and GSD-1G as external standards | 25.6545 |  |  |  | 2861.6135 | [27 empty] | 28.2165 | [15 empty] | 27.1563 |  |  |  | 0.46208 | [17 empty] | 3.5185 | [15 empty] | 940.6107 | [17 empty] | 88.321 | [23 empty] | 3.0199 | [13 empty] | 104.1787 |  |  |  |  | 2025 | Wang, L., Han, R., Zhang, Y., Chen, Y., Liu, D. (2026). Unraveling the redistribution of trace elements during supergene processes: A case study from the Qingshan carbonate-hosted Zn-Pb deposit, SW China. Ore Geology Reviews, 188, 107059. |  | CHN | Southwest China
| Qingshan |  | Basin hydrothermal | Mississippi Valley-type (MVT) | MVT zinc-lead | Zn, Pb | Ge, Cd, Ag | Zn, Pb, Ge, Cd, Ag | Meng et al., 2023 |  | QSL-6-1-spot no.12 | QSL-6-1-spot no.12 | underground mine |  |  |  |  | ore material | polished section | grab | mineral separate | [5 empty] | mineralisation | primary sulfide ores and secondary non-sulfide ores |  |  | sphalerite, pyrite, galena, hemimorphite, willemite, goethite, smithsonite, cerussite | hydrothermal (stages 1–3), supergene | massive, brecciated, replacive, infilling | Py3 |  |  |  | calcite, greenockite | polished sections (150 µm thick) | LA-ICPMS, EMPA, SEM-EDS | JEOL JXA-i SP100 microprobe equipped with five wavelength-dispersive spectrometers; Tescan Mira 3 field emission scanning electron microscope equipped with an energy dispersive spectrometer; Tescan Integrated Mineral Analyzer (TIMA) system comprising a field emission scanning electron microscope (Tescan Mira 3), integrated with four energy dispersive detectors (EDAXElement) | Guangzhou Tuoyan Analytical Technology Co., Ltd., Guizhou, China (GTAT) | EPMA: 15 kV accelerating potential and a beam current of 10 or 20 nA, with a defocused beam diameter of 5 µm; peak counting times for analyzed elements varied between 10 and 40 s, background measurements at 50% of the peak counting duration on both sides of the analyzed peak. SEM: operating voltage of 25 kV and a working distance of ~15.0 mm. TIMA: dot-mapping mode with a working distance of 15 mm, spot size of ~92 nm, scanning at 3 µm resolution (operating at 25 kV, 11.6 nA). LA-ICP-MS mapping: laser energy of 5 J/cm2, repetition rate of 15 Hz, spot size of 10 µm, scan speed of 40 µm/s. | NIST 610, NIST 612, and GSD-1G as external standards | 18.3746 |  |  |  | 3593.3065 | [27 empty] | 21.5251 | [15 empty] | 26.9505 |  |  |  | 0.54334 | [17 empty] | 4.2353 | [15 empty] | 995.7777 | [17 empty] | 77.4834 | [23 empty] | 2.733 | [13 empty] | 144.3336 |  |  |  |  | 2025 | Wang, L., Han, R., Zhang, Y., Chen, Y., Liu, D. (2026). Unraveling the redistribution of trace elements during supergene processes: A case study from the Qingshan carbonate-hosted Zn-Pb deposit, SW China. Ore Geology Reviews, 188, 107059. |  | CHN | Southwest China
| Qingshan |  | Basin hydrothermal | Mississippi Valley-type (MVT) | MVT zinc-lead | Zn, Pb | Ge, Cd, Ag | Zn, Pb, Ge, Cd, Ag | Meng et al., 2023 |  | QSL-6-1-spot no.13 | QSL-6-1-spot no.13 | underground mine |  |  |  |  | ore material | polished section | grab | mineral separate | [5 empty] | mineralisation | primary sulfide ores and secondary non-sulfide ores |  |  | sphalerite, pyrite, galena, hemimorphite, willemite, goethite, smithsonite, cerussite | hydrothermal (stages 1–3), supergene | massive, brecciated, replacive, infilling | Py3 |  |  |  | calcite, greenockite | polished sections (150 µm thick) | LA-ICPMS, EMPA, SEM-EDS | JEOL JXA-i SP100 microprobe equipped with five wavelength-dispersive spectrometers; Tescan Mira 3 field emission scanning electron microscope equipped with an energy dispersive spectrometer; Tescan Integrated Mineral Analyzer (TIMA) system comprising a field emission scanning electron microscope (Tescan Mira 3), integrated with four energy dispersive detectors (EDAXElement) | Guangzhou Tuoyan Analytical Technology Co., Ltd., Guizhou, China (GTAT) | EPMA: 15 kV accelerating potential and a beam current of 10 or 20 nA, with a defocused beam diameter of 5 µm; peak counting times for analyzed elements varied between 10 and 40 s, background measurements at 50% of the peak counting duration on both sides of the analyzed peak. SEM: operating voltage of 25 kV and a working distance of ~15.0 mm. TIMA: dot-mapping mode with a working distance of 15 mm, spot size of ~92 nm, scanning at 3 µm resolution (operating at 25 kV, 11.6 nA). LA-ICP-MS mapping: laser energy of 5 J/cm2, repetition rate of 15 Hz, spot size of 10 µm, scan speed of 40 µm/s. | NIST 610, NIST 612, and GSD-1G as external standards | 35.7327 |  |  |  | 2363.0667 | [15 empty] | 0.10585 | [11 empty] | 37.0185 | [15 empty] | 36.7663 |  |  |  | 0.43013 | [17 empty] | 2.7756 | [15 empty] | 1395.8041 | [17 empty] | 105.0749 | [23 empty] | 4.3008 | [13 empty] | 134.5166 |  |  |  |  | 2025 | Wang, L., Han, R., Zhang, Y., Chen, Y., Liu, D. (2026). Unraveling the redistribution of trace elements during supergene processes: A case study from the Qingshan carbonate-hosted Zn-Pb deposit, SW China. Ore Geology Reviews, 188, 107059. |  | CHN | Southwest China
| Qingshan |  | Basin hydrothermal | Mississippi Valley-type (MVT) | MVT zinc-lead | Zn, Pb | Ge, Cd, Ag | Zn, Pb, Ge, Cd, Ag | Meng et al., 2023 |  | QSL-6-1-spot no.14 | QSL-6-1-spot no.14 | underground mine |  |  |  |  | ore material | polished section | grab | mineral separate | [5 empty] | mineralisation | primary sulfide ores and secondary non-sulfide ores |  |  | sphalerite, pyrite, galena, hemimorphite, willemite, goethite, smithsonite, cerussite | hydrothermal (stages 1–3), supergene | massive, brecciated, replacive, infilling | Py3 |  |  |  | calcite, greenockite | polished sections (150 µm thick) | LA-ICPMS, EMPA, SEM-EDS | JEOL JXA-i SP100 microprobe equipped with five wavelength-dispersive spectrometers; Tescan Mira 3 field emission scanning electron microscope equipped with an energy dispersive spectrometer; Tescan Integrated Mineral Analyzer (TIMA) system comprising a field emission scanning electron microscope (Tescan Mira 3), integrated with four energy dispersive detectors (EDAXElement) | Guangzhou Tuoyan Analytical Technology Co., Ltd., Guizhou, China (GTAT) | EPMA: 15 kV accelerating potential and a beam current of 10 or 20 nA, with a defocused beam diameter of 5 µm; peak counting times for analyzed elements varied between 10 and 40 s, background measurements at 50% of the peak counting duration on both sides of the analyzed peak. SEM: operating voltage of 25 kV and a working distance of ~15.0 mm. TIMA: dot-mapping mode with a working distance of 15 mm, spot size of ~92 nm, scanning at 3 µm resolution (operating at 25 kV, 11.6 nA). LA-ICP-MS mapping: laser energy of 5 J/cm2, repetition rate of 15 Hz, spot size of 10 µm, scan speed of 40 µm/s. | NIST 610, NIST 612, and GSD-1G as external standards | 16.7877 |  |  |  | 2800.9158 | [15 empty] | 0.40972 | [11 empty] | 30.649 | [15 empty] | 19.7221 | [21 empty] | 3.5983 | [15 empty] | 1052.6777 | [17 empty] | 100.3364 | [23 empty] | 2.3099 | [13 empty] | 103.4712 |  |  |  |  | 2025 | Wang, L., Han, R., Zhang, Y., Chen, Y., Liu, D. (2026). Unraveling the redistribution of trace elements during supergene processes: A case study from the Qingshan carbonate-hosted Zn-Pb deposit, SW China. Ore Geology Reviews, 188, 107059. |  | CHN | Southwest China
| Qingshan |  | Basin hydrothermal | Mississippi Valley-type (MVT) | MVT zinc-lead | Zn, Pb | Ge, Cd, Ag | Zn, Pb, Ge, Cd, Ag | Meng et al., 2023 |  | QSL-6-1-spot no.15 | QSL-6-1-spot no.15 | underground mine |  |  |  |  | ore material | polished section | grab | mineral separate | [5 empty] | mineralisation | primary sulfide ores and secondary non-sulfide ores |  |  | sphalerite, pyrite, galena, hemimorphite, willemite, goethite, smithsonite, cerussite | hydrothermal (stages 1–3), supergene | massive, brecciated, replacive, infilling | Py3 |  |  |  | calcite, greenockite | polished sections (150 µm thick) | LA-ICPMS, EMPA, SEM-EDS | JEOL JXA-i SP100 microprobe equipped with five wavelength-dispersive spectrometers; Tescan Mira 3 field emission scanning electron microscope equipped with an energy dispersive spectrometer; Tescan Integrated Mineral Analyzer (TIMA) system comprising a field emission scanning electron microscope (Tescan Mira 3), integrated with four energy dispersive detectors (EDAXElement) | Guangzhou Tuoyan Analytical Technology Co., Ltd., Guizhou, China (GTAT) | EPMA: 15 kV accelerating potential and a beam current of 10 or 20 nA, with a defocused beam diameter of 5 µm; peak counting times for analyzed elements varied between 10 and 40 s, background measurements at 50% of the peak counting duration on both sides of the analyzed peak. SEM: operating voltage of 25 kV and a working distance of ~15.0 mm. TIMA: dot-mapping mode with a working distance of 15 mm, spot size of ~92 nm, scanning at 3 µm resolution (operating at 25 kV, 11.6 nA). LA-ICP-MS mapping: laser energy of 5 J/cm2, repetition rate of 15 Hz, spot size of 10 µm, scan speed of 40 µm/s. | NIST 610, NIST 612, and GSD-1G as external standards | 29.3076 |  |  |  | 1216.4481 | [27 empty] | 23.7576 | [15 empty] | 35.0419 | [37 empty] | 902.0778 | [17 empty] | 90.8511 | [23 empty] | 2.4709 | [13 empty] | 7.0131 |  |  |  |  | 2025 | Wang, L., Han, R., Zhang, Y., Chen, Y., Liu, D. (2026). Unraveling the redistribution of trace elements during supergene processes: A case study from the Qingshan carbonate-hosted Zn-Pb deposit, SW China. Ore Geology Reviews, 188, 107059. |  | CHN | Southwest China
| Qingshan |  | Basin hydrothermal | Mississippi Valley-type (MVT) | MVT zinc-lead | Zn, Pb | Ge, Cd, Ag | Zn, Pb, Ge, Cd, Ag | Meng et al., 2023 |  | QSWL-13-1-spot no.12 | QSWL-13-1-spot no.12 | underground mine |  |  |  |  | ore material | polished section | grab | mineral separate | [5 empty] | mineralisation | primary sulfide ores and secondary non-sulfide ores |  |  | sphalerite, pyrite, galena, hemimorphite, willemite, goethite, smithsonite, cerussite | hydrothermal (stages 1–3), supergene | massive, brecciated, replacive, infilling | Gn2 |  |  |  | calcite, greenockite | polished sections (150 µm thick) | LA-ICPMS, EMPA, SEM-EDS | JEOL JXA-i SP100 microprobe equipped with five wavelength-dispersive spectrometers; Tescan Mira 3 field emission scanning electron microscope equipped with an energy dispersive spectrometer; Tescan Integrated Mineral Analyzer (TIMA) system comprising a field emission scanning electron microscope (Tescan Mira 3), integrated with four energy dispersive detectors (EDAXElement) | Guangzhou Tuoyan Analytical Technology Co., Ltd., Guizhou, China (GTAT) | EPMA: 15 kV accelerating potential and a beam current of 10 or 20 nA, with a defocused beam diameter of 5 µm; peak counting times for analyzed elements varied between 10 and 40 s, background measurements at 50% of the peak counting duration on both sides of the analyzed peak. SEM: operating voltage of 25 kV and a working distance of ~15.0 mm. TIMA: dot-mapping mode with a working distance of 15 mm, spot size of ~92 nm, scanning at 3 µm resolution (operating at 25 kV, 11.6 nA). LA-ICP-MS mapping: laser energy of 5 J/cm2, repetition rate of 15 Hz, spot size of 10 µm, scan speed of 40 µm/s. | NIST 610, NIST 612, and GSD-1G as external standards | 47.0137 |  |  |  | 404.1295 | [9 empty] | 0.48804 | [5 empty] | 3.9566 | [49 empty] | 0.27609 | [33 empty] | 36.911 | [9 empty] | 0.069733 | [13 empty] | 0.77534 | [13 empty] | 1.3351 |  |  |  |  | 2025 | Wang, L., Han, R., Zhang, Y., Chen, Y., Liu, D. (2026). Unraveling the redistribution of trace elements during supergene processes: A case study from the Qingshan carbonate-hosted Zn-Pb deposit, SW China. Ore Geology Reviews, 188, 107059. |  | CHN | Southwest China
| Qingshan |  | Basin hydrothermal | Mississippi Valley-type (MVT) | MVT zinc-lead | Zn, Pb | Ge, Cd, Ag | Zn, Pb, Ge, Cd, Ag | Meng et al., 2023 |  | QSWL-13-1-spot no.13 | QSWL-13-1-spot no.13 | underground mine |  |  |  |  | ore material | polished section | grab | mineral separate | [5 empty] | mineralisation | primary sulfide ores and secondary non-sulfide ores |  |  | sphalerite, pyrite, galena, hemimorphite, willemite, goethite, smithsonite, cerussite | hydrothermal (stages 1–3), supergene | massive, brecciated, replacive, infilling | Gn2 |  |  |  | calcite, greenockite | polished sections (150 µm thick) | LA-ICPMS, EMPA, SEM-EDS | JEOL JXA-i SP100 microprobe equipped with five wavelength-dispersive spectrometers; Tescan Mira 3 field emission scanning electron microscope equipped with an energy dispersive spectrometer; Tescan Integrated Mineral Analyzer (TIMA) system comprising a field emission scanning electron microscope (Tescan Mira 3), integrated with four energy dispersive detectors (EDAXElement) | Guangzhou Tuoyan Analytical Technology Co., Ltd., Guizhou, China (GTAT) | EPMA: 15 kV accelerating potential and a beam current of 10 or 20 nA, with a defocused beam diameter of 5 µm; peak counting times for analyzed elements varied between 10 and 40 s, background measurements at 50% of the peak counting duration on both sides of the analyzed peak. SEM: operating voltage of 25 kV and a working distance of ~15.0 mm. TIMA: dot-mapping mode with a working distance of 15 mm, spot size of ~92 nm, scanning at 3 µm resolution (operating at 25 kV, 11.6 nA). LA-ICP-MS mapping: laser energy of 5 J/cm2, repetition rate of 15 Hz, spot size of 10 µm, scan speed of 40 µm/s. | NIST 610, NIST 612, and GSD-1G as external standards | 133.7653 |  |  |  | 331.6758 | [9 empty] | 0.14601 | [5 empty] | 7.688 | [83 empty] | 201.6249 | [9 empty] | 0.28669 | [13 empty] | 0.88439 | [13 empty] | 1.0939 |  |  |  |  | 2025 | Wang, L., Han, R., Zhang, Y., Chen, Y., Liu, D. (2026). Unraveling the redistribution of trace elements during supergene processes: A case study from the Qingshan carbonate-hosted Zn-Pb deposit, SW China. Ore Geology Reviews, 188, 107059. |  | CHN | Southwest China
| Qingshan |  | Basin hydrothermal | Mississippi Valley-type (MVT) | MVT zinc-lead | Zn, Pb | Ge, Cd, Ag | Zn, Pb, Ge, Cd, Ag | Meng et al., 2023 |  | QSZ7-1-1-spot no.1 | QSZ7-1-1-spot no.1 | underground mine |  |  |  |  | ore material | polished section | grab | mineral separate | [5 empty] | mineralisation | primary sulfide ores and secondary non-sulfide ores |  |  | sphalerite, pyrite, galena, hemimorphite, willemite, goethite, smithsonite, cerussite | hydrothermal (stages 1–3), supergene | massive, brecciated, replacive, infilling | colloform, oscillatory zoning, replacement, core-mantle-rim, dendritic, botryoidal, euhedral, subhedral, anhedral |  |  |  | calcite, greenockite | polished sections (150 µm thick) | LA-ICPMS, EMPA, SEM-EDS | JEOL JXA-i SP100 microprobe equipped with five wavelength-dispersive spectrometers; Tescan Mira 3 field emission scanning electron microscope equipped with an energy dispersive spectrometer; Tescan Integrated Mineral Analyzer (TIMA) system comprising a field emission scanning electron microscope (Tescan Mira 3), integrated with four energy dispersive detectors (EDAXElement) | Guangzhou Tuoyan Analytical Technology Co., Ltd., Guizhou, China (GTAT) | EPMA: 15 kV accelerating potential and a beam current of 10 or 20 nA, with a defocused beam diameter of 5 µm; peak counting times for analyzed elements varied between 10 and 40 s, background measurements at 50% of the peak counting duration on both sides of the analyzed peak. SEM: operating voltage of 25 kV and a working distance of ~15.0 mm. TIMA: dot-mapping mode with a working distance of 15 mm, spot size of ~92 nm, scanning at 3 µm resolution (operating at 25 kV, 11.6 nA). LA-ICP-MS mapping: laser energy of 5 J/cm2, repetition rate of 15 Hz, spot size of 10 µm, scan speed of 40 µm/s. | NIST 610, NIST 612, and GSD-1G as external standards |  |  |  |  | 5.7706 | [15 empty] | 40.9772 | [27 empty] | 73.5379 | [37 empty] | 10.1458 | [17 empty] | 0.46915 | [5 empty] | 118949.2023 | [31 empty] | 536137.4598 |  |  |  |  | 2025 | Wang, L., Han, R., Zhang, Y., Chen, Y., Liu, D. (2026). Unraveling the redistribution of trace elements during supergene processes: A case study from the Qingshan carbonate-hosted Zn-Pb deposit, SW China. Ore Geology Reviews, 188, 107059. |  | CHN | Southwest China
| Qingshan |  | Basin hydrothermal | Mississippi Valley-type (MVT) | MVT zinc-lead | Zn, Pb | Ge, Cd, Ag | Zn, Pb, Ge, Cd, Ag | Meng et al., 2023 |  | QSZ7-1-1-spot no.2 | QSZ7-1-1-spot no.2 | underground mine |  |  |  |  | ore material | polished section | grab | mineral separate | [5 empty] | mineralisation | primary sulfide ores and secondary non-sulfide ores |  |  | sphalerite, pyrite, galena, hemimorphite, willemite, goethite, smithsonite, cerussite | hydrothermal (stages 1–3), supergene | massive, brecciated, replacive, infilling | colloform, oscillatory zoning, replacement, core-mantle-rim, dendritic, botryoidal, euhedral, subhedral, anhedral |  |  |  | calcite, greenockite | polished sections (150 µm thick) | LA-ICPMS, EMPA, SEM-EDS | JEOL JXA-i SP100 microprobe equipped with five wavelength-dispersive spectrometers; Tescan Mira 3 field emission scanning electron microscope equipped with an energy dispersive spectrometer; Tescan Integrated Mineral Analyzer (TIMA) system comprising a field emission scanning electron microscope (Tescan Mira 3), integrated with four energy dispersive detectors (EDAXElement) | Guangzhou Tuoyan Analytical Technology Co., Ltd., Guizhou, China (GTAT) | EPMA: 15 kV accelerating potential and a beam current of 10 or 20 nA, with a defocused beam diameter of 5 µm; peak counting times for analyzed elements varied between 10 and 40 s, background measurements at 50% of the peak counting duration on both sides of the analyzed peak. SEM: operating voltage of 25 kV and a working distance of ~15.0 mm. TIMA: dot-mapping mode with a working distance of 15 mm, spot size of ~92 nm, scanning at 3 µm resolution (operating at 25 kV, 11.6 nA). LA-ICP-MS mapping: laser energy of 5 J/cm2, repetition rate of 15 Hz, spot size of 10 µm, scan speed of 40 µm/s. | NIST 610, NIST 612, and GSD-1G as external standards | 0.10418 |  |  |  | 8.6916 | [15 empty] | 48.2464 | [21 empty] | 41.4218 | [5 empty] | 78.4668 | [37 empty] | 24.9249 | [17 empty] | 0.4159 | [5 empty] | 118453.717 | [31 empty] | 552592.4639 |  |  |  |  | 2025 | Wang, L., Han, R., Zhang, Y., Chen, Y., Liu, D. (2026). Unraveling the redistribution of trace elements during supergene processes: A case study from the Qingshan carbonate-hosted Zn-Pb deposit, SW China. Ore Geology Reviews, 188, 107059. |  | CHN | Southwest China
| Qingshan |  | Basin hydrothermal | Mississippi Valley-type (MVT) | MVT zinc-lead | Zn, Pb | Ge, Cd, Ag | Zn, Pb, Ge, Cd, Ag | Meng et al., 2023 |  | QSZ7-1-1-spot no.3 | QSZ7-1-1-spot no.3 | underground mine |  |  |  |  | ore material | polished section | grab | mineral separate | [5 empty] | mineralisation | primary sulfide ores and secondary non-sulfide ores |  |  | sphalerite, pyrite, galena, hemimorphite, willemite, goethite, smithsonite, cerussite | hydrothermal (stages 1–3), supergene | massive, brecciated, replacive, infilling | colloform, oscillatory zoning, replacement, core-mantle-rim, dendritic, botryoidal, euhedral, subhedral, anhedral |  |  |  | calcite, greenockite | polished sections (150 µm thick) | LA-ICPMS, EMPA, SEM-EDS | JEOL JXA-i SP100 microprobe equipped with five wavelength-dispersive spectrometers; Tescan Mira 3 field emission scanning electron microscope equipped with an energy dispersive spectrometer; Tescan Integrated Mineral Analyzer (TIMA) system comprising a field emission scanning electron microscope (Tescan Mira 3), integrated with four energy dispersive detectors (EDAXElement) | Guangzhou Tuoyan Analytical Technology Co., Ltd., Guizhou, China (GTAT) | EPMA: 15 kV accelerating potential and a beam current of 10 or 20 nA, with a defocused beam diameter of 5 µm; peak counting times for analyzed elements varied between 10 and 40 s, background measurements at 50% of the peak counting duration on both sides of the analyzed peak. SEM: operating voltage of 25 kV and a working distance of ~15.0 mm. TIMA: dot-mapping mode with a working distance of 15 mm, spot size of ~92 nm, scanning at 3 µm resolution (operating at 25 kV, 11.6 nA). LA-ICP-MS mapping: laser energy of 5 J/cm2, repetition rate of 15 Hz, spot size of 10 µm, scan speed of 40 µm/s. | NIST 610, NIST 612, and GSD-1G as external standards | 0.096502 |  |  |  | 7.31 | [15 empty] | 49.3699 | [21 empty] | 18.7999 | [5 empty] | 103.7371 | [37 empty] | 6.6508 | [23 empty] | 119239.0145 | [17 empty] | 0.031532 | [13 empty] | 547257.443 |  |  |  |  | 2025 | Wang, L., Han, R., Zhang, Y., Chen, Y., Liu, D. (2026). Unraveling the redistribution of trace elements during supergene processes: A case study from the Qingshan carbonate-hosted Zn-Pb deposit, SW China. Ore Geology Reviews, 188, 107059. |  | CHN | Southwest China
| Qingshan |  | Basin hydrothermal | Mississippi Valley-type (MVT) | MVT zinc-lead | Zn, Pb | Ge, Cd, Ag | Zn, Pb, Ge, Cd, Ag | Meng et al., 2023 |  | QSZ7-1-1-spot no.4 | QSZ7-1-1-spot no.4 | underground mine |  |  |  |  | ore material | polished section | grab | mineral separate | [5 empty] | mineralisation | primary sulfide ores and secondary non-sulfide ores |  |  | sphalerite, pyrite, galena, hemimorphite, willemite, goethite, smithsonite, cerussite | hydrothermal (stages 1–3), supergene | massive, brecciated, replacive, infilling | colloform, oscillatory zoning, replacement, core-mantle-rim, dendritic, botryoidal, euhedral, subhedral, anhedral |  |  |  | calcite, greenockite | polished sections (150 µm thick) | LA-ICPMS, EMPA, SEM-EDS | JEOL JXA-i SP100 microprobe equipped with five wavelength-dispersive spectrometers; Tescan Mira 3 field emission scanning electron microscope equipped with an energy dispersive spectrometer; Tescan Integrated Mineral Analyzer (TIMA) system comprising a field emission scanning electron microscope (Tescan Mira 3), integrated with four energy dispersive detectors (EDAXElement) | Guangzhou Tuoyan Analytical Technology Co., Ltd., Guizhou, China (GTAT) | EPMA: 15 kV accelerating potential and a beam current of 10 or 20 nA, with a defocused beam diameter of 5 µm; peak counting times for analyzed elements varied between 10 and 40 s, background measurements at 50% of the peak counting duration on both sides of the analyzed peak. SEM: operating voltage of 25 kV and a working distance of ~15.0 mm. TIMA: dot-mapping mode with a working distance of 15 mm, spot size of ~92 nm, scanning at 3 µm resolution (operating at 25 kV, 11.6 nA). LA-ICP-MS mapping: laser energy of 5 J/cm2, repetition rate of 15 Hz, spot size of 10 µm, scan speed of 40 µm/s. | NIST 610, NIST 612, and GSD-1G as external standards | 0.081728 |  | 2.646 |  | 3.4137 | [15 empty] | 49.4764 | [21 empty] | 107.3242 | [5 empty] | 41.7392 | [37 empty] | 69.8075 | [17 empty] | 0.46737 | [5 empty] | 119192.2706 | [17 empty] | 0.087048 | [13 empty] | 533421.7413 |  |  |  |  | 2025 | Wang, L., Han, R., Zhang, Y., Chen, Y., Liu, D. (2026). Unraveling the redistribution of trace elements during supergene processes: A case study from the Qingshan carbonate-hosted Zn-Pb deposit, SW China. Ore Geology Reviews, 188, 107059. |  | CHN | Southwest China
| Qingshan |  | Basin hydrothermal | Mississippi Valley-type (MVT) | MVT zinc-lead | Zn, Pb | Ge, Cd, Ag | Zn, Pb, Ge, Cd, Ag | Meng et al., 2023 |  | QSZ7-1-1-spot no.5 | QSZ7-1-1-spot no.5 | underground mine |  |  |  |  | ore material | polished section | grab | mineral separate | [5 empty] | mineralisation | primary sulfide ores and secondary non-sulfide ores |  |  | sphalerite, pyrite, galena, hemimorphite, willemite, goethite, smithsonite, cerussite | hydrothermal (stages 1–3), supergene | massive, brecciated, replacive, infilling | colloform, oscillatory zoning, replacement, core-mantle-rim, dendritic, botryoidal, euhedral, subhedral, anhedral |  |  |  | calcite, greenockite | polished sections (150 µm thick) | LA-ICPMS, EMPA, SEM-EDS | JEOL JXA-i SP100 microprobe equipped with five wavelength-dispersive spectrometers; Tescan Mira 3 field emission scanning electron microscope equipped with an energy dispersive spectrometer; Tescan Integrated Mineral Analyzer (TIMA) system comprising a field emission scanning electron microscope (Tescan Mira 3), integrated with four energy dispersive detectors (EDAXElement) | Guangzhou Tuoyan Analytical Technology Co., Ltd., Guizhou, China (GTAT) | EPMA: 15 kV accelerating potential and a beam current of 10 or 20 nA, with a defocused beam diameter of 5 µm; peak counting times for analyzed elements varied between 10 and 40 s, background measurements at 50% of the peak counting duration on both sides of the analyzed peak. SEM: operating voltage of 25 kV and a working distance of ~15.0 mm. TIMA: dot-mapping mode with a working distance of 15 mm, spot size of ~92 nm, scanning at 3 µm resolution (operating at 25 kV, 11.6 nA). LA-ICP-MS mapping: laser energy of 5 J/cm2, repetition rate of 15 Hz, spot size of 10 µm, scan speed of 40 µm/s. | NIST 610, NIST 612, and GSD-1G as external standards | 0.067774 |  |  |  | 7.4127 | [15 empty] | 47.4864 | [27 empty] | 61.1563 | [37 empty] | 2.2746 | [23 empty] | 115611.6879 | [17 empty] | 0.053376 | [13 empty] | 528600.9393 |  |  |  |  | 2025 | Wang, L., Han, R., Zhang, Y., Chen, Y., Liu, D. (2026). Unraveling the redistribution of trace elements during supergene processes: A case study from the Qingshan carbonate-hosted Zn-Pb deposit, SW China. Ore Geology Reviews, 188, 107059. |  | CHN | Southwest China
| Qingshan |  | Basin hydrothermal | Mississippi Valley-type (MVT) | MVT zinc-lead | Zn, Pb | Ge, Cd, Ag | Zn, Pb, Ge, Cd, Ag | Meng et al., 2023 |  | QSZ7-1-1-spot no.6 | QSZ7-1-1-spot no.6 | underground mine |  |  |  |  | ore material | polished section | grab | mineral separate | [5 empty] | mineralisation | primary sulfide ores and secondary non-sulfide ores |  |  | sphalerite, pyrite, galena, hemimorphite, willemite, goethite, smithsonite, cerussite | hydrothermal (stages 1–3), supergene | massive, brecciated, replacive, infilling | colloform, oscillatory zoning, replacement, core-mantle-rim, dendritic, botryoidal, euhedral, subhedral, anhedral |  |  |  | calcite, greenockite | polished sections (150 µm thick) | LA-ICPMS, EMPA, SEM-EDS | JEOL JXA-i SP100 microprobe equipped with five wavelength-dispersive spectrometers; Tescan Mira 3 field emission scanning electron microscope equipped with an energy dispersive spectrometer; Tescan Integrated Mineral Analyzer (TIMA) system comprising a field emission scanning electron microscope (Tescan Mira 3), integrated with four energy dispersive detectors (EDAXElement) | Guangzhou Tuoyan Analytical Technology Co., Ltd., Guizhou, China (GTAT) | EPMA: 15 kV accelerating potential and a beam current of 10 or 20 nA, with a defocused beam diameter of 5 µm; peak counting times for analyzed elements varied between 10 and 40 s, background measurements at 50% of the peak counting duration on both sides of the analyzed peak. SEM: operating voltage of 25 kV and a working distance of ~15.0 mm. TIMA: dot-mapping mode with a working distance of 15 mm, spot size of ~92 nm, scanning at 3 µm resolution (operating at 25 kV, 11.6 nA). LA-ICP-MS mapping: laser energy of 5 J/cm2, repetition rate of 15 Hz, spot size of 10 µm, scan speed of 40 µm/s. | NIST 610, NIST 612, and GSD-1G as external standards | 0.1034 |  |  |  | 3.1406 | [15 empty] | 49.6377 | [21 empty] | 31.8281 | [5 empty] | 115.0049 | [37 empty] | 17.2892 | [17 empty] | 0.71218 | [5 empty] | 118626.6694 | [31 empty] | 538885.3169 |  |  |  |  | 2025 | Wang, L., Han, R., Zhang, Y., Chen, Y., Liu, D. (2026). Unraveling the redistribution of trace elements during supergene processes: A case study from the Qingshan carbonate-hosted Zn-Pb deposit, SW China. Ore Geology Reviews, 188, 107059. |  | CHN | Southwest China
| Qingshan |  | Basin hydrothermal | Mississippi Valley-type (MVT) | MVT zinc-lead | Zn, Pb | Ge, Cd, Ag | Zn, Pb, Ge, Cd, Ag | Meng et al., 2023 |  | QSZ7-1-1-spot no.7 | QSZ7-1-1-spot no.7 | underground mine |  |  |  |  | ore material | polished section | grab | mineral separate | [5 empty] | mineralisation | primary sulfide ores and secondary non-sulfide ores |  |  | sphalerite, pyrite, galena, hemimorphite, willemite, goethite, smithsonite, cerussite | hydrothermal (stages 1–3), supergene | massive, brecciated, replacive, infilling | colloform, oscillatory zoning, replacement, core-mantle-rim, dendritic, botryoidal, euhedral, subhedral, anhedral |  |  |  | calcite, greenockite | polished sections (150 µm thick) | LA-ICPMS, EMPA, SEM-EDS | JEOL JXA-i SP100 microprobe equipped with five wavelength-dispersive spectrometers; Tescan Mira 3 field emission scanning electron microscope equipped with an energy dispersive spectrometer; Tescan Integrated Mineral Analyzer (TIMA) system comprising a field emission scanning electron microscope (Tescan Mira 3), integrated with four energy dispersive detectors (EDAXElement) | Guangzhou Tuoyan Analytical Technology Co., Ltd., Guizhou, China (GTAT) | EPMA: 15 kV accelerating potential and a beam current of 10 or 20 nA, with a defocused beam diameter of 5 µm; peak counting times for analyzed elements varied between 10 and 40 s, background measurements at 50% of the peak counting duration on both sides of the analyzed peak. SEM: operating voltage of 25 kV and a working distance of ~15.0 mm. TIMA: dot-mapping mode with a working distance of 15 mm, spot size of ~92 nm, scanning at 3 µm resolution (operating at 25 kV, 11.6 nA). LA-ICP-MS mapping: laser energy of 5 J/cm2, repetition rate of 15 Hz, spot size of 10 µm, scan speed of 40 µm/s. | NIST 610, NIST 612, and GSD-1G as external standards |  |  |  |  | 34.8953 | [15 empty] | 56.7668 | [27 empty] | 33.1283 | [37 empty] | 3.5749 | [17 empty] | 1.1184 | [5 empty] | 119346.5255 | [17 empty] | 0.017495 | [13 empty] | 543890.9163 |  |  |  |  | 2025 | Wang, L., Han, R., Zhang, Y., Chen, Y., Liu, D. (2026). Unraveling the redistribution of trace elements during supergene processes: A case study from the Qingshan carbonate-hosted Zn-Pb deposit, SW China. Ore Geology Reviews, 188, 107059. |  | CHN | Southwest China
| Qingshan |  | Basin hydrothermal | Mississippi Valley-type (MVT) | MVT zinc-lead | Zn, Pb | Ge, Cd, Ag | Zn, Pb, Ge, Cd, Ag | Meng et al., 2023 |  | QSZ7-1-1-spot no.8 | QSZ7-1-1-spot no.8 | underground mine |  |  |  |  | ore material | polished section | grab | mineral separate | [5 empty] | mineralisation | primary sulfide ores and secondary non-sulfide ores |  |  | sphalerite, pyrite, galena, hemimorphite, willemite, goethite, smithsonite, cerussite | hydrothermal (stages 1–3), supergene | massive, brecciated, replacive, infilling | colloform, oscillatory zoning, replacement, core-mantle-rim, dendritic, botryoidal, euhedral, subhedral, anhedral |  |  |  | calcite, greenockite | polished sections (150 µm thick) | LA-ICPMS, EMPA, SEM-EDS | JEOL JXA-i SP100 microprobe equipped with five wavelength-dispersive spectrometers; Tescan Mira 3 field emission scanning electron microscope equipped with an energy dispersive spectrometer; Tescan Integrated Mineral Analyzer (TIMA) system comprising a field emission scanning electron microscope (Tescan Mira 3), integrated with four energy dispersive detectors (EDAXElement) | Guangzhou Tuoyan Analytical Technology Co., Ltd., Guizhou, China (GTAT) | EPMA: 15 kV accelerating potential and a beam current of 10 or 20 nA, with a defocused beam diameter of 5 µm; peak counting times for analyzed elements varied between 10 and 40 s, background measurements at 50% of the peak counting duration on both sides of the analyzed peak. SEM: operating voltage of 25 kV and a working distance of ~15.0 mm. TIMA: dot-mapping mode with a working distance of 15 mm, spot size of ~92 nm, scanning at 3 µm resolution (operating at 25 kV, 11.6 nA). LA-ICP-MS mapping: laser energy of 5 J/cm2, repetition rate of 15 Hz, spot size of 10 µm, scan speed of 40 µm/s. | NIST 610, NIST 612, and GSD-1G as external standards | 0.12614 |  |  |  | 18.347 | [15 empty] | 58.8314 | [21 empty] | 52.633 | [5 empty] | 31.6621 | [37 empty] | 46.6013 | [17 empty] | 0.92841 | [5 empty] | 117621.6756 | [31 empty] | 547667.2112 |  |  |  |  | 2025 | Wang, L., Han, R., Zhang, Y., Chen, Y., Liu, D. (2026). Unraveling the redistribution of trace elements during supergene processes: A case study from the Qingshan carbonate-hosted Zn-Pb deposit, SW China. Ore Geology Reviews, 188, 107059. |  | CHN | Southwest China
| Qingshan |  | Basin hydrothermal | Mississippi Valley-type (MVT) | MVT zinc-lead | Zn, Pb | Ge, Cd, Ag | Zn, Pb, Ge, Cd, Ag | Meng et al., 2023 |  | QSZ7-1-1-spot no.9 | QSZ7-1-1-spot no.9 | underground mine |  |  |  |  | ore material | polished section | grab | mineral separate | [5 empty] | mineralisation | primary sulfide ores and secondary non-sulfide ores |  |  | sphalerite, pyrite, galena, hemimorphite, willemite, goethite, smithsonite, cerussite | hydrothermal (stages 1–3), supergene | massive, brecciated, replacive, infilling | colloform, oscillatory zoning, replacement, core-mantle-rim, dendritic, botryoidal, euhedral, subhedral, anhedral |  |  |  | calcite, greenockite | polished sections (150 µm thick) | LA-ICPMS, EMPA, SEM-EDS | JEOL JXA-i SP100 microprobe equipped with five wavelength-dispersive spectrometers; Tescan Mira 3 field emission scanning electron microscope equipped with an energy dispersive spectrometer; Tescan Integrated Mineral Analyzer (TIMA) system comprising a field emission scanning electron microscope (Tescan Mira 3), integrated with four energy dispersive detectors (EDAXElement) | Guangzhou Tuoyan Analytical Technology Co., Ltd., Guizhou, China (GTAT) | EPMA: 15 kV accelerating potential and a beam current of 10 or 20 nA, with a defocused beam diameter of 5 µm; peak counting times for analyzed elements varied between 10 and 40 s, background measurements at 50% of the peak counting duration on both sides of the analyzed peak. SEM: operating voltage of 25 kV and a working distance of ~15.0 mm. TIMA: dot-mapping mode with a working distance of 15 mm, spot size of ~92 nm, scanning at 3 µm resolution (operating at 25 kV, 11.6 nA). LA-ICP-MS mapping: laser energy of 5 J/cm2, repetition rate of 15 Hz, spot size of 10 µm, scan speed of 40 µm/s. | NIST 610, NIST 612, and GSD-1G as external standards | 0.11328 |  |  |  | 21.5659 | [15 empty] | 56.5072 | [5 empty] | 0.10775 | [21 empty] | 144.2367 | [37 empty] | 20.2266 | [17 empty] | 0.34437 | [5 empty] | 117710.489 | [31 empty] | 540861.8457 |  |  |  |  | 2025 | Wang, L., Han, R., Zhang, Y., Chen, Y., Liu, D. (2026). Unraveling the redistribution of trace elements during supergene processes: A case study from the Qingshan carbonate-hosted Zn-Pb deposit, SW China. Ore Geology Reviews, 188, 107059. |  | CHN | Southwest China
| Qingshan |  | Basin hydrothermal | Mississippi Valley-type (MVT) | MVT zinc-lead | Zn, Pb | Ge, Cd, Ag | Zn, Pb, Ge, Cd, Ag | Meng et al., 2023 |  | QSZ7-1-1-spot no.10 | QSZ7-1-1-spot no.10 | underground mine |  |  |  |  | ore material | polished section | grab | mineral separate | [5 empty] | mineralisation | primary sulfide ores and secondary non-sulfide ores |  |  | sphalerite, pyrite, galena, hemimorphite, willemite, goethite, smithsonite, cerussite | hydrothermal (stages 1–3), supergene | massive, brecciated, replacive, infilling | colloform, oscillatory zoning, replacement, core-mantle-rim, dendritic, botryoidal, euhedral, subhedral, anhedral |  |  |  | calcite, greenockite | polished sections (150 µm thick) | LA-ICPMS, EMPA, SEM-EDS | JEOL JXA-i SP100 microprobe equipped with five wavelength-dispersive spectrometers; Tescan Mira 3 field emission scanning electron microscope equipped with an energy dispersive spectrometer; Tescan Integrated Mineral Analyzer (TIMA) system comprising a field emission scanning electron microscope (Tescan Mira 3), integrated with four energy dispersive detectors (EDAXElement) | Guangzhou Tuoyan Analytical Technology Co., Ltd., Guizhou, China (GTAT) | EPMA: 15 kV accelerating potential and a beam current of 10 or 20 nA, with a defocused beam diameter of 5 µm; peak counting times for analyzed elements varied between 10 and 40 s, background measurements at 50% of the peak counting duration on both sides of the analyzed peak. SEM: operating voltage of 25 kV and a working distance of ~15.0 mm. TIMA: dot-mapping mode with a working distance of 15 mm, spot size of ~92 nm, scanning at 3 µm resolution (operating at 25 kV, 11.6 nA). LA-ICP-MS mapping: laser energy of 5 J/cm2, repetition rate of 15 Hz, spot size of 10 µm, scan speed of 40 µm/s. | NIST 610, NIST 612, and GSD-1G as external standards | 0.90318 |  |  |  | 3.243 | [15 empty] | 56.1856 | [11 empty] | 70.455 | [15 empty] | 19.4726 | [37 empty] | 15.971 | [17 empty] | 0.41379 | [5 empty] | 117747.8841 | [17 empty] | 0.015593 | [13 empty] | 533164.6319 |  |  |  |  | 2025 | Wang, L., Han, R., Zhang, Y., Chen, Y., Liu, D. (2026). Unraveling the redistribution of trace elements during supergene processes: A case study from the Qingshan carbonate-hosted Zn-Pb deposit, SW China. Ore Geology Reviews, 188, 107059. |  | CHN | Southwest China
| Qingshan |  | Basin hydrothermal | Mississippi Valley-type (MVT) | MVT zinc-lead | Zn, Pb | Ge, Cd, Ag | Zn, Pb, Ge, Cd, Ag | Meng et al., 2023 |  | QSZ7-1-1-spot no.11 | QSZ7-1-1-spot no.11 | underground mine |  |  |  |  | ore material | polished section | grab | mineral separate | [5 empty] | mineralisation | primary sulfide ores and secondary non-sulfide ores |  |  | sphalerite, pyrite, galena, hemimorphite, willemite, goethite, smithsonite, cerussite | hydrothermal (stages 1–3), supergene | massive, brecciated, replacive, infilling | colloform, oscillatory zoning, replacement, core-mantle-rim, dendritic, botryoidal, euhedral, subhedral, anhedral |  |  |  | calcite, greenockite | polished sections (150 µm thick) | LA-ICPMS, EMPA, SEM-EDS | JEOL JXA-i SP100 microprobe equipped with five wavelength-dispersive spectrometers; Tescan Mira 3 field emission scanning electron microscope equipped with an energy dispersive spectrometer; Tescan Integrated Mineral Analyzer (TIMA) system comprising a field emission scanning electron microscope (Tescan Mira 3), integrated with four energy dispersive detectors (EDAXElement) | Guangzhou Tuoyan Analytical Technology Co., Ltd., Guizhou, China (GTAT) | EPMA: 15 kV accelerating potential and a beam current of 10 or 20 nA, with a defocused beam diameter of 5 µm; peak counting times for analyzed elements varied between 10 and 40 s, background measurements at 50% of the peak counting duration on both sides of the analyzed peak. SEM: operating voltage of 25 kV and a working distance of ~15.0 mm. TIMA: dot-mapping mode with a working distance of 15 mm, spot size of ~92 nm, scanning at 3 µm resolution (operating at 25 kV, 11.6 nA). LA-ICP-MS mapping: laser energy of 5 J/cm2, repetition rate of 15 Hz, spot size of 10 µm, scan speed of 40 µm/s. | NIST 610, NIST 612, and GSD-1G as external standards | 0.15191 |  |  |  | 11.8859 | [15 empty] | 59.8091 | [21 empty] | 12.5118 | [5 empty] | 107.3604 | [37 empty] | 18.4283 | [17 empty] | 0.5696 | [5 empty] | 117369.2585 | [31 empty] | 546976.2296 |  |  |  |  | 2025 | Wang, L., Han, R., Zhang, Y., Chen, Y., Liu, D. (2026). Unraveling the redistribution of trace elements during supergene processes: A case study from the Qingshan carbonate-hosted Zn-Pb deposit, SW China. Ore Geology Reviews, 188, 107059. |  | CHN | Southwest China
| Qingshan |  | Basin hydrothermal | Mississippi Valley-type (MVT) | MVT zinc-lead | Zn, Pb | Ge, Cd, Ag | Zn, Pb, Ge, Cd, Ag | Meng et al., 2023 |  | QSZ7-1-1-spot no.12 | QSZ7-1-1-spot no.12 | underground mine |  |  |  |  | ore material | polished section | grab | mineral separate | [5 empty] | mineralisation | primary sulfide ores and secondary non-sulfide ores |  |  | sphalerite, pyrite, galena, hemimorphite, willemite, goethite, smithsonite, cerussite | hydrothermal (stages 1–3), supergene | massive, brecciated, replacive, infilling | colloform, oscillatory zoning, replacement, core-mantle-rim, dendritic, botryoidal, euhedral, subhedral, anhedral |  |  |  | calcite, greenockite | polished sections (150 µm thick) | LA-ICPMS, EMPA, SEM-EDS | JEOL JXA-i SP100 microprobe equipped with five wavelength-dispersive spectrometers; Tescan Mira 3 field emission scanning electron microscope equipped with an energy dispersive spectrometer; Tescan Integrated Mineral Analyzer (TIMA) system comprising a field emission scanning electron microscope (Tescan Mira 3), integrated with four energy dispersive detectors (EDAXElement) | Guangzhou Tuoyan Analytical Technology Co., Ltd., Guizhou, China (GTAT) | EPMA: 15 kV accelerating potential and a beam current of 10 or 20 nA, with a defocused beam diameter of 5 µm; peak counting times for analyzed elements varied between 10 and 40 s, background measurements at 50% of the peak counting duration on both sides of the analyzed peak. SEM: operating voltage of 25 kV and a working distance of ~15.0 mm. TIMA: dot-mapping mode with a working distance of 15 mm, spot size of ~92 nm, scanning at 3 µm resolution (operating at 25 kV, 11.6 nA). LA-ICP-MS mapping: laser energy of 5 J/cm2, repetition rate of 15 Hz, spot size of 10 µm, scan speed of 40 µm/s. | NIST 610, NIST 612, and GSD-1G as external standards | 0.093518 |  |  |  | 6.7389 | [15 empty] | 61.7559 | [27 empty] | 88.3301 | [37 empty] | 2.091 | [17 empty] | 0.48515 | [5 empty] | 118949.2023 | [31 empty] | 551266.7434 |  |  |  |  | 2025 | Wang, L., Han, R., Zhang, Y., Chen, Y., Liu, D. (2026). Unraveling the redistribution of trace elements during supergene processes: A case study from the Qingshan carbonate-hosted Zn-Pb deposit, SW China. Ore Geology Reviews, 188, 107059. |  | CHN | Southwest China
| Qingshan |  | Basin hydrothermal | Mississippi Valley-type (MVT) | MVT zinc-lead | Zn, Pb | Ge, Cd, Ag | Zn, Pb, Ge, Cd, Ag | Meng et al., 2023 |  | QSZ7-1-1-spot no.13 | QSZ7-1-1-spot no.13 | underground mine |  |  |  |  | ore material | polished section | grab | mineral separate | [5 empty] | mineralisation | primary sulfide ores and secondary non-sulfide ores |  |  | sphalerite, pyrite, galena, hemimorphite, willemite, goethite, smithsonite, cerussite | hydrothermal (stages 1–3), supergene | massive, brecciated, replacive, infilling | colloform, oscillatory zoning, replacement, core-mantle-rim, dendritic, botryoidal, euhedral, subhedral, anhedral |  |  |  | calcite, greenockite | polished sections (150 µm thick) | LA-ICPMS, EMPA, SEM-EDS | JEOL JXA-i SP100 microprobe equipped with five wavelength-dispersive spectrometers; Tescan Mira 3 field emission scanning electron microscope equipped with an energy dispersive spectrometer; Tescan Integrated Mineral Analyzer (TIMA) system comprising a field emission scanning electron microscope (Tescan Mira 3), integrated with four energy dispersive detectors (EDAXElement) | Guangzhou Tuoyan Analytical Technology Co., Ltd., Guizhou, China (GTAT) | EPMA: 15 kV accelerating potential and a beam current of 10 or 20 nA, with a defocused beam diameter of 5 µm; peak counting times for analyzed elements varied between 10 and 40 s, background measurements at 50% of the peak counting duration on both sides of the analyzed peak. SEM: operating voltage of 25 kV and a working distance of ~15.0 mm. TIMA: dot-mapping mode with a working distance of 15 mm, spot size of ~92 nm, scanning at 3 µm resolution (operating at 25 kV, 11.6 nA). LA-ICP-MS mapping: laser energy of 5 J/cm2, repetition rate of 15 Hz, spot size of 10 µm, scan speed of 40 µm/s. | NIST 610, NIST 612, and GSD-1G as external standards | 0.11598 |  |  |  | 9.7456 | [15 empty] | 60.6354 | [27 empty] | 131.9637 | [37 empty] | 16.5774 | [17 empty] | 0.29901 | [5 empty] | 116794.3085 | [31 empty] | 553195.0642 |  |  |  |  | 2025 | Wang, L., Han, R., Zhang, Y., Chen, Y., Liu, D. (2026). Unraveling the redistribution of trace elements during supergene processes: A case study from the Qingshan carbonate-hosted Zn-Pb deposit, SW China. Ore Geology Reviews, 188, 107059. |  | CHN | Southwest China
| Qingshan |  | Basin hydrothermal | Mississippi Valley-type (MVT) | MVT zinc-lead | Zn, Pb | Ge, Cd, Ag | Zn, Pb, Ge, Cd, Ag | Meng et al., 2023 |  | WL-1O-3-spot no.1 | WL-1O-3-spot no.1 | underground mine |  |  |  |  | ore material | polished section | grab | mineral separate | [5 empty] | mineralisation | primary sulfide ores and secondary non-sulfide ores |  |  | sphalerite, pyrite, galena, hemimorphite, willemite, goethite, smithsonite, cerussite | hydrothermal (stages 1–3), supergene | massive, brecciated, replacive, infilling | colloform, oscillatory zoning, replacement, core-mantle-rim, dendritic, botryoidal, euhedral, subhedral, anhedral |  |  |  | calcite, greenockite | polished sections (150 µm thick) | LA-ICPMS, EMPA, SEM-EDS | JEOL JXA-i SP100 microprobe equipped with five wavelength-dispersive spectrometers; Tescan Mira 3 field emission scanning electron microscope equipped with an energy dispersive spectrometer; Tescan Integrated Mineral Analyzer (TIMA) system comprising a field emission scanning electron microscope (Tescan Mira 3), integrated with four energy dispersive detectors (EDAXElement) | Guangzhou Tuoyan Analytical Technology Co., Ltd., Guizhou, China (GTAT) | EPMA: 15 kV accelerating potential and a beam current of 10 or 20 nA, with a defocused beam diameter of 5 µm; peak counting times for analyzed elements varied between 10 and 40 s, background measurements at 50% of the peak counting duration on both sides of the analyzed peak. SEM: operating voltage of 25 kV and a working distance of ~15.0 mm. TIMA: dot-mapping mode with a working distance of 15 mm, spot size of ~92 nm, scanning at 3 µm resolution (operating at 25 kV, 11.6 nA). LA-ICP-MS mapping: laser energy of 5 J/cm2, repetition rate of 15 Hz, spot size of 10 µm, scan speed of 40 µm/s. | NIST 610, NIST 612, and GSD-1G as external standards | 0.90177 |  | 5.1893 |  | 22.1362 | [13 empty] | 689.8509 |  | 92.1803 | [5 empty] | 3.4168 | [5 empty] | 1.7076 | [9 empty] | 86.8091 |  | 0.34194 |  |  |  | 17.6725 | [7 empty] | 0.025108 | [11 empty] | 235.3932 |  | 24.6381 | [9 empty] | 101.3676 | [5 empty] | 697.9877 | [17 empty] | 0.23017 |  |  |  | 1.1722 |  | 113942.9306 |  |  |  | 0.33247 | [11 empty] | 679.3335 |  | 0.01042 | [5 empty] | 9.9348 | [7 empty] | 545554.093 |  |  |  |  | 2025 | Wang, L., Han, R., Zhang, Y., Chen, Y., Liu, D. (2026). Unraveling the redistribution of trace elements during supergene processes: A case study from the Qingshan carbonate-hosted Zn-Pb deposit, SW China. Ore Geology Reviews, 188, 107059. |  | CHN | Southwest China
| Qingshan |  | Basin hydrothermal | Mississippi Valley-type (MVT) | MVT zinc-lead | Zn, Pb | Ge, Cd, Ag | Zn, Pb, Ge, Cd, Ag | Meng et al., 2023 |  | WL-1O-3-spot no.2 | WL-1O-3-spot no.2 | underground mine |  |  |  |  | ore material | polished section | grab | mineral separate | [5 empty] | mineralisation | primary sulfide ores and secondary non-sulfide ores |  |  | sphalerite, pyrite, galena, hemimorphite, willemite, goethite, smithsonite, cerussite | hydrothermal (stages 1–3), supergene | massive, brecciated, replacive, infilling | colloform, oscillatory zoning, replacement, core-mantle-rim, dendritic, botryoidal, euhedral, subhedral, anhedral |  |  |  | calcite, greenockite | polished sections (150 µm thick) | LA-ICPMS, EMPA, SEM-EDS | JEOL JXA-i SP100 microprobe equipped with five wavelength-dispersive spectrometers; Tescan Mira 3 field emission scanning electron microscope equipped with an energy dispersive spectrometer; Tescan Integrated Mineral Analyzer (TIMA) system comprising a field emission scanning electron microscope (Tescan Mira 3), integrated with four energy dispersive detectors (EDAXElement) | Guangzhou Tuoyan Analytical Technology Co., Ltd., Guizhou, China (GTAT) | EPMA: 15 kV accelerating potential and a beam current of 10 or 20 nA, with a defocused beam diameter of 5 µm; peak counting times for analyzed elements varied between 10 and 40 s, background measurements at 50% of the peak counting duration on both sides of the analyzed peak. SEM: operating voltage of 25 kV and a working distance of ~15.0 mm. TIMA: dot-mapping mode with a working distance of 15 mm, spot size of ~92 nm, scanning at 3 µm resolution (operating at 25 kV, 11.6 nA). LA-ICP-MS mapping: laser energy of 5 J/cm2, repetition rate of 15 Hz, spot size of 10 µm, scan speed of 40 µm/s. | NIST 610, NIST 612, and GSD-1G as external standards | 1.4208 |  | 4.2528 |  | 694.2951 | [13 empty] | 7729.2085 |  | 90.3177 | [5 empty] | 3.1207 | [15 empty] | 430689.1544 |  | 1.0513 |  |  |  | 107.4185 | [7 empty] | 0.021238 | [11 empty] | 1.8684 |  | 19.0653 | [9 empty] | 78.7389 | [5 empty] | 3.89 | [17 empty] | 0.19962 | [5 empty] | 120435.6583 |  |  |  | 0.46825 | [11 empty] | 579.4482 |  | 0.066034 | [5 empty] | 1.6904 | [7 empty] | 547795.7659 |  |  |  |  | 2025 | Wang, L., Han, R., Zhang, Y., Chen, Y., Liu, D. (2026). Unraveling the redistribution of trace elements during supergene processes: A case study from the Qingshan carbonate-hosted Zn-Pb deposit, SW China. Ore Geology Reviews, 188, 107059. |  | CHN | Southwest China
| Qingshan |  | Basin hydrothermal | Mississippi Valley-type (MVT) | MVT zinc-lead | Zn, Pb | Ge, Cd, Ag | Zn, Pb, Ge, Cd, Ag | Meng et al., 2023 |  | WL-1O-3-spot no.3 | WL-1O-3-spot no.3 | underground mine |  |  |  |  | ore material | polished section | grab | mineral separate | [5 empty] | mineralisation | primary sulfide ores and secondary non-sulfide ores |  |  | sphalerite, pyrite, galena, hemimorphite, willemite, goethite, smithsonite, cerussite | hydrothermal (stages 1–3), supergene | massive, brecciated, replacive, infilling | colloform, oscillatory zoning, replacement, core-mantle-rim, dendritic, botryoidal, euhedral, subhedral, anhedral |  |  |  | calcite, greenockite | polished sections (150 µm thick) | LA-ICPMS, EMPA, SEM-EDS | JEOL JXA-i SP100 microprobe equipped with five wavelength-dispersive spectrometers; Tescan Mira 3 field emission scanning electron microscope equipped with an energy dispersive spectrometer; Tescan Integrated Mineral Analyzer (TIMA) system comprising a field emission scanning electron microscope (Tescan Mira 3), integrated with four energy dispersive detectors (EDAXElement) | Guangzhou Tuoyan Analytical Technology Co., Ltd., Guizhou, China (GTAT) | EPMA: 15 kV accelerating potential and a beam current of 10 or 20 nA, with a defocused beam diameter of 5 µm; peak counting times for analyzed elements varied between 10 and 40 s, background measurements at 50% of the peak counting duration on both sides of the analyzed peak. SEM: operating voltage of 25 kV and a working distance of ~15.0 mm. TIMA: dot-mapping mode with a working distance of 15 mm, spot size of ~92 nm, scanning at 3 µm resolution (operating at 25 kV, 11.6 nA). LA-ICP-MS mapping: laser energy of 5 J/cm2, repetition rate of 15 Hz, spot size of 10 µm, scan speed of 40 µm/s. | NIST 610, NIST 612, and GSD-1G as external standards | 0.72419 |  | 6.9762 |  | 35.4522 | [13 empty] | 686.9571 |  | 97.8057 | [5 empty] | 3.3907 | [5 empty] | 2.5048 | [9 empty] | 125.1057 |  | 0.47935 |  |  |  | 55.328 | [19 empty] | 2.1592 |  | 0.69252 | [9 empty] | 100.2582 | [5 empty] | 703.2108 | [17 empty] | 0.33489 | [5 empty] | 116971.9354 |  |  |  | 0.19289 | [11 empty] | 3.1185 |  | 0.018152 | [5 empty] | 0.63768 | [7 empty] | 541681.3821 |  |  |  |  | 2025 | Wang, L., Han, R., Zhang, Y., Chen, Y., Liu, D. (2026). Unraveling the redistribution of trace elements during supergene processes: A case study from the Qingshan carbonate-hosted Zn-Pb deposit, SW China. Ore Geology Reviews, 188, 107059. |  | CHN | Southwest China
| Qingshan |  | Basin hydrothermal | Mississippi Valley-type (MVT) | MVT zinc-lead | Zn, Pb | Ge, Cd, Ag | Zn, Pb, Ge, Cd, Ag | Meng et al., 2023 |  | WL-1O-3-spot no.4 | WL-1O-3-spot no.4 | underground mine |  |  |  |  | ore material | polished section | grab | mineral separate | [5 empty] | mineralisation | primary sulfide ores and secondary non-sulfide ores |  |  | sphalerite, pyrite, galena, hemimorphite, willemite, goethite, smithsonite, cerussite | hydrothermal (stages 1–3), supergene | massive, brecciated, replacive, infilling | colloform, oscillatory zoning, replacement, core-mantle-rim, dendritic, botryoidal, euhedral, subhedral, anhedral |  |  |  | calcite, greenockite | polished sections (150 µm thick) | LA-ICPMS, EMPA, SEM-EDS | JEOL JXA-i SP100 microprobe equipped with five wavelength-dispersive spectrometers; Tescan Mira 3 field emission scanning electron microscope equipped with an energy dispersive spectrometer; Tescan Integrated Mineral Analyzer (TIMA) system comprising a field emission scanning electron microscope (Tescan Mira 3), integrated with four energy dispersive detectors (EDAXElement) | Guangzhou Tuoyan Analytical Technology Co., Ltd., Guizhou, China (GTAT) | EPMA: 15 kV accelerating potential and a beam current of 10 or 20 nA, with a defocused beam diameter of 5 µm; peak counting times for analyzed elements varied between 10 and 40 s, background measurements at 50% of the peak counting duration on both sides of the analyzed peak. SEM: operating voltage of 25 kV and a working distance of ~15.0 mm. TIMA: dot-mapping mode with a working distance of 15 mm, spot size of ~92 nm, scanning at 3 µm resolution (operating at 25 kV, 11.6 nA). LA-ICP-MS mapping: laser energy of 5 J/cm2, repetition rate of 15 Hz, spot size of 10 µm, scan speed of 40 µm/s. | NIST 610, NIST 612, and GSD-1G as external standards | 0.14231 |  | 8399.607 |  | 2.857 | [13 empty] | 4675.3308 |  | 88.4467 | [5 empty] | 3.7544 | [15 empty] | 9.7043 |  | 19.4521 |  |  |  | 1222.5244 | [19 empty] | 214.7072 |  | 28.1121 | [9 empty] | 98.5559 | [5 empty] | 140.1304 | [17 empty] | 0.13772 | [5 empty] | 118631.3438 |  |  |  | 0.43937 | [11 empty] | 644.2203 | [7 empty] | 4.4309 | [7 empty] | 549772.2948 |  |  |  |  | 2025 | Wang, L., Han, R., Zhang, Y., Chen, Y., Liu, D. (2026). Unraveling the redistribution of trace elements during supergene processes: A case study from the Qingshan carbonate-hosted Zn-Pb deposit, SW China. Ore Geology Reviews, 188, 107059. |  | CHN | Southwest China
| Qingshan |  | Basin hydrothermal | Mississippi Valley-type (MVT) | MVT zinc-lead | Zn, Pb | Ge, Cd, Ag | Zn, Pb, Ge, Cd, Ag | Meng et al., 2023 |  | WL-1O-3-spot no.5 | WL-1O-3-spot no.5 | underground mine |  |  |  |  | ore material | polished section | grab | mineral separate | [5 empty] | mineralisation | primary sulfide ores and secondary non-sulfide ores |  |  | sphalerite, pyrite, galena, hemimorphite, willemite, goethite, smithsonite, cerussite | hydrothermal (stages 1–3), supergene | massive, brecciated, replacive, infilling | colloform, oscillatory zoning, replacement, core-mantle-rim, dendritic, botryoidal, euhedral, subhedral, anhedral |  |  |  | calcite, greenockite | polished sections (150 µm thick) | LA-ICPMS, EMPA, SEM-EDS | JEOL JXA-i SP100 microprobe equipped with five wavelength-dispersive spectrometers; Tescan Mira 3 field emission scanning electron microscope equipped with an energy dispersive spectrometer; Tescan Integrated Mineral Analyzer (TIMA) system comprising a field emission scanning electron microscope (Tescan Mira 3), integrated with four energy dispersive detectors (EDAXElement) | Guangzhou Tuoyan Analytical Technology Co., Ltd., Guizhou, China (GTAT) | EPMA: 15 kV accelerating potential and a beam current of 10 or 20 nA, with a defocused beam diameter of 5 µm; peak counting times for analyzed elements varied between 10 and 40 s, background measurements at 50% of the peak counting duration on both sides of the analyzed peak. SEM: operating voltage of 25 kV and a working distance of ~15.0 mm. TIMA: dot-mapping mode with a working distance of 15 mm, spot size of ~92 nm, scanning at 3 µm resolution (operating at 25 kV, 11.6 nA). LA-ICP-MS mapping: laser energy of 5 J/cm2, repetition rate of 15 Hz, spot size of 10 µm, scan speed of 40 µm/s. | NIST 610, NIST 612, and GSD-1G as external standards | 1.0458 |  | 4.5748 |  | 47.6277 | [13 empty] | 1086.1161 |  | 95.9737 | [5 empty] | 3.2285 | [5 empty] | 1.994 | [9 empty] | 92.9916 |  | 0.1624 |  |  |  | 63.993 | [19 empty] | 1.4976 |  | 31.8614 | [9 empty] | 1.657 | [5 empty] | 692.0832 | [17 empty] | 0.27159 | [5 empty] | 117383.2817 |  |  |  | 0.19894 | [11 empty] | 624.4816 |  | 0.020872 | [5 empty] | 0.40411 | [7 empty] | 547490.4485 |  |  |  |  | 2025 | Wang, L., Han, R., Zhang, Y., Chen, Y., Liu, D. (2026). Unraveling the redistribution of trace elements during supergene processes: A case study from the Qingshan carbonate-hosted Zn-Pb deposit, SW China. Ore Geology Reviews, 188, 107059. |  | CHN | Southwest China
| Qingshan |  | Basin hydrothermal | Mississippi Valley-type (MVT) | MVT zinc-lead | Zn, Pb | Ge, Cd, Ag | Zn, Pb, Ge, Cd, Ag | Meng et al., 2023 |  | WL-1O-3-spot no.6 | WL-1O-3-spot no.6 | underground mine |  |  |  |  | ore material | polished section | grab | mineral separate | [5 empty] | mineralisation | primary sulfide ores and secondary non-sulfide ores |  |  | sphalerite, pyrite, galena, hemimorphite, willemite, goethite, smithsonite, cerussite | hydrothermal (stages 1–3), supergene | massive, brecciated, replacive, infilling | colloform, oscillatory zoning, replacement, core-mantle-rim, dendritic, botryoidal, euhedral, subhedral, anhedral |  |  |  | calcite, greenockite | polished sections (150 µm thick) | LA-ICPMS, EMPA, SEM-EDS | JEOL JXA-i SP100 microprobe equipped with five wavelength-dispersive spectrometers; Tescan Mira 3 field emission scanning electron microscope equipped with an energy dispersive spectrometer; Tescan Integrated Mineral Analyzer (TIMA) system comprising a field emission scanning electron microscope (Tescan Mira 3), integrated with four energy dispersive detectors (EDAXElement) | Guangzhou Tuoyan Analytical Technology Co., Ltd., Guizhou, China (GTAT) | EPMA: 15 kV accelerating potential and a beam current of 10 or 20 nA, with a defocused beam diameter of 5 µm; peak counting times for analyzed elements varied between 10 and 40 s, background measurements at 50% of the peak counting duration on both sides of the analyzed peak. SEM: operating voltage of 25 kV and a working distance of ~15.0 mm. TIMA: dot-mapping mode with a working distance of 15 mm, spot size of ~92 nm, scanning at 3 µm resolution (operating at 25 kV, 11.6 nA). LA-ICP-MS mapping: laser energy of 5 J/cm2, repetition rate of 15 Hz, spot size of 10 µm, scan speed of 40 µm/s. | NIST 610, NIST 612, and GSD-1G as external standards | 1.0014 |  | 3.4359 |  | 42.5934 | [13 empty] | 6025.8449 |  | 99.9614 | [5 empty] | 2.8141 | [5 empty] | 2.6232 | [9 empty] | 50.7325 |  | 0.36921 |  |  |  | 60.7016 | [19 empty] | 1.6766 |  | 14.42 | [9 empty] | 74.5728 | [5 empty] | 499.2111 | [17 empty] | 0.40394 |  |  |  | 3.1234 |  | 117271.0963 |  |  |  | 0.34334 | [11 empty] | 1.6221 |  | 0.005415 | [5 empty] | 1.371 | [7 empty] | 547337.7897 |  |  |  |  | 2025 | Wang, L., Han, R., Zhang, Y., Chen, Y., Liu, D. (2026). Unraveling the redistribution of trace elements during supergene processes: A case study from the Qingshan carbonate-hosted Zn-Pb deposit, SW China. Ore Geology Reviews, 188, 107059. |  | CHN | Southwest China
| Qingshan |  | Basin hydrothermal | Mississippi Valley-type (MVT) | MVT zinc-lead | Zn, Pb | Ge, Cd, Ag | Zn, Pb, Ge, Cd, Ag | Meng et al., 2023 |  | WL-1O-3-spot no.7 | WL-1O-3-spot no.7 | underground mine |  |  |  |  | ore material | polished section | grab | mineral separate | [5 empty] | mineralisation | primary sulfide ores and secondary non-sulfide ores |  |  | sphalerite, pyrite, galena, hemimorphite, willemite, goethite, smithsonite, cerussite | hydrothermal (stages 1–3), supergene | massive, brecciated, replacive, infilling | colloform, oscillatory zoning, replacement, core-mantle-rim, dendritic, botryoidal, euhedral, subhedral, anhedral |  |  |  | calcite, greenockite | polished sections (150 µm thick) | LA-ICPMS, EMPA, SEM-EDS | JEOL JXA-i SP100 microprobe equipped with five wavelength-dispersive spectrometers; Tescan Mira 3 field emission scanning electron microscope equipped with an energy dispersive spectrometer; Tescan Integrated Mineral Analyzer (TIMA) system comprising a field emission scanning electron microscope (Tescan Mira 3), integrated with four energy dispersive detectors (EDAXElement) | Guangzhou Tuoyan Analytical Technology Co., Ltd., Guizhou, China (GTAT) | EPMA: 15 kV accelerating potential and a beam current of 10 or 20 nA, with a defocused beam diameter of 5 µm; peak counting times for analyzed elements varied between 10 and 40 s, background measurements at 50% of the peak counting duration on both sides of the analyzed peak. SEM: operating voltage of 25 kV and a working distance of ~15.0 mm. TIMA: dot-mapping mode with a working distance of 15 mm, spot size of ~92 nm, scanning at 3 µm resolution (operating at 25 kV, 11.6 nA). LA-ICP-MS mapping: laser energy of 5 J/cm2, repetition rate of 15 Hz, spot size of 10 µm, scan speed of 40 µm/s. | NIST 610, NIST 612, and GSD-1G as external standards | 0.11746 |  | 3.2956 |  | 61.11 | [13 empty] | 2768.9698 |  | 104.5833 | [5 empty] | 3.6532 | [15 empty] | 55.8893 |  | 18.8611 |  |  |  | 49.7633 | [19 empty] | 3.725 |  | 18.5251 | [9 empty] | 95.3339 | [5 empty] | 338.4335 | [17 empty] | 0.48214 |  |  |  | 3.6328 |  | 118397.6243 | [15 empty] | 633.0526 |  | 0.009543 | [5 empty] | 45.5144 | [7 empty] | 544172.1298 |  |  |  |  | 2025 | Wang, L., Han, R., Zhang, Y., Chen, Y., Liu, D. (2026). Unraveling the redistribution of trace elements during supergene processes: A case study from the Qingshan carbonate-hosted Zn-Pb deposit, SW China. Ore Geology Reviews, 188, 107059. |  | CHN | Southwest China
| Qingshan |  | Basin hydrothermal | Mississippi Valley-type (MVT) | MVT zinc-lead | Zn, Pb | Ge, Cd, Ag | Zn, Pb, Ge, Cd, Ag | Meng et al., 2023 |  | WL-1O-3-spot no.8 | WL-1O-3-spot no.8 | underground mine |  |  |  |  | ore material | polished section | grab | mineral separate | [5 empty] | mineralisation | primary sulfide ores and secondary non-sulfide ores |  |  | sphalerite, pyrite, galena, hemimorphite, willemite, goethite, smithsonite, cerussite | hydrothermal (stages 1–3), supergene | massive, brecciated, replacive, infilling | colloform, oscillatory zoning, replacement, core-mantle-rim, dendritic, botryoidal, euhedral, subhedral, anhedral |  |  |  | calcite, greenockite | polished sections (150 µm thick) | LA-ICPMS, EMPA, SEM-EDS | JEOL JXA-i SP100 microprobe equipped with five wavelength-dispersive spectrometers; Tescan Mira 3 field emission scanning electron microscope equipped with an energy dispersive spectrometer; Tescan Integrated Mineral Analyzer (TIMA) system comprising a field emission scanning electron microscope (Tescan Mira 3), integrated with four energy dispersive detectors (EDAXElement) | Guangzhou Tuoyan Analytical Technology Co., Ltd., Guizhou, China (GTAT) | EPMA: 15 kV accelerating potential and a beam current of 10 or 20 nA, with a defocused beam diameter of 5 µm; peak counting times for analyzed elements varied between 10 and 40 s, background measurements at 50% of the peak counting duration on both sides of the analyzed peak. SEM: operating voltage of 25 kV and a working distance of ~15.0 mm. TIMA: dot-mapping mode with a working distance of 15 mm, spot size of ~92 nm, scanning at 3 µm resolution (operating at 25 kV, 11.6 nA). LA-ICP-MS mapping: laser energy of 5 J/cm2, repetition rate of 15 Hz, spot size of 10 µm, scan speed of 40 µm/s. | NIST 610, NIST 612, and GSD-1G as external standards | 1.1886 |  | 3.7773 |  | 17.6623 | [13 empty] | 4799.822 |  | 105.7642 | [5 empty] | 0.045579 | [5 empty] | 2.9709 | [9 empty] | 72.2152 |  | 21.5246 |  |  |  | 66.021 | [19 empty] | 1.4038 |  | 1.5531 | [9 empty] | 94.9972 | [5 empty] | 546.8342 | [17 empty] | 0.49618 |  |  |  | 1.4498 |  | 115013.366 | [15 empty] | 162.3917 |  | 0.033523 | [5 empty] | 0.283 | [7 empty] | 546028.1385 |  |  |  |  | 2025 | Wang, L., Han, R., Zhang, Y., Chen, Y., Liu, D. (2026). Unraveling the redistribution of trace elements during supergene processes: A case study from the Qingshan carbonate-hosted Zn-Pb deposit, SW China. Ore Geology Reviews, 188, 107059. |  | CHN | Southwest China
| Qingshan |  | Basin hydrothermal | Mississippi Valley-type (MVT) | MVT zinc-lead | Zn, Pb | Ge, Cd, Ag | Zn, Pb, Ge, Cd, Ag | Meng et al., 2023 |  | QSMr201-1-spot no.1 | QSMr201-1-spot no.1 | underground mine |  |  |  |  | ore material | polished section | grab | mineral separate | [5 empty] | mineralisation | primary sulfide ores and secondary non-sulfide ores |  |  | sphalerite, pyrite, galena, hemimorphite, willemite, goethite, smithsonite, cerussite | hydrothermal (stages 1–3), supergene | massive, brecciated, replacive, infilling | colloform, oscillatory zoning, replacement, core-mantle-rim, dendritic, botryoidal, euhedral, subhedral, anhedral |  |  |  | calcite, greenockite | polished sections (150 µm thick) | LA-ICPMS, EMPA, SEM-EDS | JEOL JXA-i SP100 microprobe equipped with five wavelength-dispersive spectrometers; Tescan Mira 3 field emission scanning electron microscope equipped with an energy dispersive spectrometer; Tescan Integrated Mineral Analyzer (TIMA) system comprising a field emission scanning electron microscope (Tescan Mira 3), integrated with four energy dispersive detectors (EDAXElement) | Guangzhou Tuoyan Analytical Technology Co., Ltd., Guizhou, China (GTAT) | EPMA: 15 kV accelerating potential and a beam current of 10 or 20 nA, with a defocused beam diameter of 5 µm; peak counting times for analyzed elements varied between 10 and 40 s, background measurements at 50% of the peak counting duration on both sides of the analyzed peak. SEM: operating voltage of 25 kV and a working distance of ~15.0 mm. TIMA: dot-mapping mode with a working distance of 15 mm, spot size of ~92 nm, scanning at 3 µm resolution (operating at 25 kV, 11.6 nA). LA-ICP-MS mapping: laser energy of 5 J/cm2, repetition rate of 15 Hz, spot size of 10 µm, scan speed of 40 µm/s. | NIST 610, NIST 612, and GSD-1G as external standards | 1.1151 |  |  |  | 6.9034 | [15 empty] | 67.5725 | [11 empty] | 2.4458 | [15 empty] | 65.8907 | [37 empty] | 21.3342 | [17 empty] | 12.9878 | [5 empty] | 118346.206 | [31 empty] | 540620.8056 |  |  |  |  | 2025 | Wang, L., Han, R., Zhang, Y., Chen, Y., Liu, D. (2026). Unraveling the redistribution of trace elements during supergene processes: A case study from the Qingshan carbonate-hosted Zn-Pb deposit, SW China. Ore Geology Reviews, 188, 107059. |  | CHN | Southwest China
| Qingshan |  | Basin hydrothermal | Mississippi Valley-type (MVT) | MVT zinc-lead | Zn, Pb | Ge, Cd, Ag | Zn, Pb, Ge, Cd, Ag | Meng et al., 2023 |  | QSMr201-1-spot no.2 | QSMr201-1-spot no.2 | underground mine |  |  |  |  | ore material | polished section | grab | mineral separate | [5 empty] | mineralisation | primary sulfide ores and secondary non-sulfide ores |  |  | sphalerite, pyrite, galena, hemimorphite, willemite, goethite, smithsonite, cerussite | hydrothermal (stages 1–3), supergene | massive, brecciated, replacive, infilling | colloform, oscillatory zoning, replacement, core-mantle-rim, dendritic, botryoidal, euhedral, subhedral, anhedral |  |  |  | calcite, greenockite | polished sections (150 µm thick) | LA-ICPMS, EMPA, SEM-EDS | JEOL JXA-i SP100 microprobe equipped with five wavelength-dispersive spectrometers; Tescan Mira 3 field emission scanning electron microscope equipped with an energy dispersive spectrometer; Tescan Integrated Mineral Analyzer (TIMA) system comprising a field emission scanning electron microscope (Tescan Mira 3), integrated with four energy dispersive detectors (EDAXElement) | Guangzhou Tuoyan Analytical Technology Co., Ltd., Guizhou, China (GTAT) | EPMA: 15 kV accelerating potential and a beam current of 10 or 20 nA, with a defocused beam diameter of 5 µm; peak counting times for analyzed elements varied between 10 and 40 s, background measurements at 50% of the peak counting duration on both sides of the analyzed peak. SEM: operating voltage of 25 kV and a working distance of ~15.0 mm. TIMA: dot-mapping mode with a working distance of 15 mm, spot size of ~92 nm, scanning at 3 µm resolution (operating at 25 kV, 11.6 nA). LA-ICP-MS mapping: laser energy of 5 J/cm2, repetition rate of 15 Hz, spot size of 10 µm, scan speed of 40 µm/s. | NIST 610, NIST 612, and GSD-1G as external standards | 0.82162 |  |  |  | 119.4726 | [15 empty] | 74.3509 | [27 empty] | 206.0042 | [37 empty] | 42.8875 | [17 empty] | 19.6091 | [5 empty] | 117850.7207 | [31 empty] | 542251.8436 |  |  |  |  | 2025 | Wang, L., Han, R., Zhang, Y., Chen, Y., Liu, D. (2026). Unraveling the redistribution of trace elements during supergene processes: A case study from the Qingshan carbonate-hosted Zn-Pb deposit, SW China. Ore Geology Reviews, 188, 107059. |  | CHN | Southwest China
| Qingshan |  | Basin hydrothermal | Mississippi Valley-type (MVT) | MVT zinc-lead | Zn, Pb | Ge, Cd, Ag | Zn, Pb, Ge, Cd, Ag | Meng et al., 2023 |  | QSMr201-1-spot no.3 | QSMr201-1-spot no.3 | underground mine |  |  |  |  | ore material | polished section | grab | mineral separate | [5 empty] | mineralisation | primary sulfide ores and secondary non-sulfide ores |  |  | sphalerite, pyrite, galena, hemimorphite, willemite, goethite, smithsonite, cerussite | hydrothermal (stages 1–3), supergene | massive, brecciated, replacive, infilling | colloform, oscillatory zoning, replacement, core-mantle-rim, dendritic, botryoidal, euhedral, subhedral, anhedral |  |  |  | calcite, greenockite | polished sections (150 µm thick) | LA-ICPMS, EMPA, SEM-EDS | JEOL JXA-i SP100 microprobe equipped with five wavelength-dispersive spectrometers; Tescan Mira 3 field emission scanning electron microscope equipped with an energy dispersive spectrometer; Tescan Integrated Mineral Analyzer (TIMA) system comprising a field emission scanning electron microscope (Tescan Mira 3), integrated with four energy dispersive detectors (EDAXElement) | Guangzhou Tuoyan Analytical Technology Co., Ltd., Guizhou, China (GTAT) | EPMA: 15 kV accelerating potential and a beam current of 10 or 20 nA, with a defocused beam diameter of 5 µm; peak counting times for analyzed elements varied between 10 and 40 s, background measurements at 50% of the peak counting duration on both sides of the analyzed peak. SEM: operating voltage of 25 kV and a working distance of ~15.0 mm. TIMA: dot-mapping mode with a working distance of 15 mm, spot size of ~92 nm, scanning at 3 µm resolution (operating at 25 kV, 11.6 nA). LA-ICP-MS mapping: laser energy of 5 J/cm2, repetition rate of 15 Hz, spot size of 10 µm, scan speed of 40 µm/s. | NIST 610, NIST 612, and GSD-1G as external standards | 0.08813 |  |  |  | 13.3135 | [15 empty] | 77.6862 | [27 empty] | 641.3806 | [37 empty] | 4.5203 | [17 empty] | 2.3165 | [5 empty] | 119023.9926 | [31 empty] | 541094.8512 |  |  |  |  | 2025 | Wang, L., Han, R., Zhang, Y., Chen, Y., Liu, D. (2026). Unraveling the redistribution of trace elements during supergene processes: A case study from the Qingshan carbonate-hosted Zn-Pb deposit, SW China. Ore Geology Reviews, 188, 107059. |  | CHN | Southwest China
| Qingshan |  | Basin hydrothermal | Mississippi Valley-type (MVT) | MVT zinc-lead | Zn, Pb | Ge, Cd, Ag | Zn, Pb, Ge, Cd, Ag | Meng et al., 2023 |  | QSMr201-1-spot no.4 | QSMr201-1-spot no.4 | underground mine |  |  |  |  | ore material | polished section | grab | mineral separate | [5 empty] | mineralisation | primary sulfide ores and secondary non-sulfide ores |  |  | sphalerite, pyrite, galena, hemimorphite, willemite, goethite, smithsonite, cerussite | hydrothermal (stages 1–3), supergene | massive, brecciated, replacive, infilling | colloform, oscillatory zoning, replacement, core-mantle-rim, dendritic, botryoidal, euhedral, subhedral, anhedral |  |  |  | calcite, greenockite | polished sections (150 µm thick) | LA-ICPMS, EMPA, SEM-EDS | JEOL JXA-i SP100 microprobe equipped with five wavelength-dispersive spectrometers; Tescan Mira 3 field emission scanning electron microscope equipped with an energy dispersive spectrometer; Tescan Integrated Mineral Analyzer (TIMA) system comprising a field emission scanning electron microscope (Tescan Mira 3), integrated with four energy dispersive detectors (EDAXElement) | Guangzhou Tuoyan Analytical Technology Co., Ltd., Guizhou, China (GTAT) | EPMA: 15 kV accelerating potential and a beam current of 10 or 20 nA, with a defocused beam diameter of 5 µm; peak counting times for analyzed elements varied between 10 and 40 s, background measurements at 50% of the peak counting duration on both sides of the analyzed peak. SEM: operating voltage of 25 kV and a working distance of ~15.0 mm. TIMA: dot-mapping mode with a working distance of 15 mm, spot size of ~92 nm, scanning at 3 µm resolution (operating at 25 kV, 11.6 nA). LA-ICP-MS mapping: laser energy of 5 J/cm2, repetition rate of 15 Hz, spot size of 10 µm, scan speed of 40 µm/s. | NIST 610, NIST 612, and GSD-1G as external standards | 0.12467 |  |  |  | 20.3942 | [15 empty] | 84.746 | [5 empty] | 0.17246 | [21 empty] | 679.1102 | [37 empty] | 0.3489 | [17 empty] | 1.0778 | [5 empty] | 118453.717 | [17 empty] | 0.003864 | [13 empty] | 542340.225 |  |  |  |  | 2025 | Wang, L., Han, R., Zhang, Y., Chen, Y., Liu, D. (2026). Unraveling the redistribution of trace elements during supergene processes: A case study from the Qingshan carbonate-hosted Zn-Pb deposit, SW China. Ore Geology Reviews, 188, 107059. |  | CHN | Southwest China
| Qingshan |  | Basin hydrothermal | Mississippi Valley-type (MVT) | MVT zinc-lead | Zn, Pb | Ge, Cd, Ag | Zn, Pb, Ge, Cd, Ag | Meng et al., 2023 |  | QSMr201-1-spot no.5 | QSMr201-1-spot no.5 | underground mine |  |  |  |  | ore material | polished section | grab | mineral separate | [5 empty] | mineralisation | primary sulfide ores and secondary non-sulfide ores |  |  | sphalerite, pyrite, galena, hemimorphite, willemite, goethite, smithsonite, cerussite | hydrothermal (stages 1–3), supergene | massive, brecciated, replacive, infilling | colloform, oscillatory zoning, replacement, core-mantle-rim, dendritic, botryoidal, euhedral, subhedral, anhedral |  |  |  | calcite, greenockite | polished sections (150 µm thick) | LA-ICPMS, EMPA, SEM-EDS | JEOL JXA-i SP100 microprobe equipped with five wavelength-dispersive spectrometers; Tescan Mira 3 field emission scanning electron microscope equipped with an energy dispersive spectrometer; Tescan Integrated Mineral Analyzer (TIMA) system comprising a field emission scanning electron microscope (Tescan Mira 3), integrated with four energy dispersive detectors (EDAXElement) | Guangzhou Tuoyan Analytical Technology Co., Ltd., Guizhou, China (GTAT) | EPMA: 15 kV accelerating potential and a beam current of 10 or 20 nA, with a defocused beam diameter of 5 µm; peak counting times for analyzed elements varied between 10 and 40 s, background measurements at 50% of the peak counting duration on both sides of the analyzed peak. SEM: operating voltage of 25 kV and a working distance of ~15.0 mm. TIMA: dot-mapping mode with a working distance of 15 mm, spot size of ~92 nm, scanning at 3 µm resolution (operating at 25 kV, 11.6 nA). LA-ICP-MS mapping: laser energy of 5 J/cm2, repetition rate of 15 Hz, spot size of 10 µm, scan speed of 40 µm/s. | NIST 610, NIST 612, and GSD-1G as external standards | 0.079883 |  |  |  | 3.3751 | [15 empty] | 88.7735 | [5 empty] | 0.13084 | [21 empty] | 167.4367 | [37 empty] | 1.9733 | [17 empty] | 6.4439 | [5 empty] | 119257.7121 | [23 empty] | 0.070764 | [7 empty] | 542573.2304 |  |  |  |  | 2025 | Wang, L., Han, R., Zhang, Y., Chen, Y., Liu, D. (2026). Unraveling the redistribution of trace elements during supergene processes: A case study from the Qingshan carbonate-hosted Zn-Pb deposit, SW China. Ore Geology Reviews, 188, 107059. |  | CHN | Southwest China
| Qingshan |  | Basin hydrothermal | Mississippi Valley-type (MVT) | MVT zinc-lead | Zn, Pb | Ge, Cd, Ag | Zn, Pb, Ge, Cd, Ag | Meng et al., 2023 |  | QSMr201-1-spot no.6 | QSMr201-1-spot no.6 | underground mine |  |  |  |  | ore material | polished section | grab | mineral separate | [5 empty] | mineralisation | primary sulfide ores and secondary non-sulfide ores |  |  | sphalerite, pyrite, galena, hemimorphite, willemite, goethite, smithsonite, cerussite | hydrothermal (stages 1–3), supergene | massive, brecciated, replacive, infilling | colloform, oscillatory zoning, replacement, core-mantle-rim, dendritic, botryoidal, euhedral, subhedral, anhedral |  |  |  | calcite, greenockite | polished sections (150 µm thick) | LA-ICPMS, EMPA, SEM-EDS | JEOL JXA-i SP100 microprobe equipped with five wavelength-dispersive spectrometers; Tescan Mira 3 field emission scanning electron microscope equipped with an energy dispersive spectrometer; Tescan Integrated Mineral Analyzer (TIMA) system comprising a field emission scanning electron microscope (Tescan Mira 3), integrated with four energy dispersive detectors (EDAXElement) | Guangzhou Tuoyan Analytical Technology Co., Ltd., Guizhou, China (GTAT) | EPMA: 15 kV accelerating potential and a beam current of 10 or 20 nA, with a defocused beam diameter of 5 µm; peak counting times for analyzed elements varied between 10 and 40 s, background measurements at 50% of the peak counting duration on both sides of the analyzed peak. SEM: operating voltage of 25 kV and a working distance of ~15.0 mm. TIMA: dot-mapping mode with a working distance of 15 mm, spot size of ~92 nm, scanning at 3 µm resolution (operating at 25 kV, 11.6 nA). LA-ICP-MS mapping: laser energy of 5 J/cm2, repetition rate of 15 Hz, spot size of 10 µm, scan speed of 40 µm/s. | NIST 610, NIST 612, and GSD-1G as external standards | 1.1175 |  |  |  | 10.8971 | [15 empty] | 90.5459 | [27 empty] | 38.0903 | [37 empty] | 38.303 | [17 empty] | 0.72682 |  |  |  | 2.1 |  | 118374.2524 | [15 empty] | 3.0951 |  | 0.00282 | [13 empty] | 540604.7363 |  |  |  |  | 2025 | Wang, L., Han, R., Zhang, Y., Chen, Y., Liu, D. (2026). Unraveling the redistribution of trace elements during supergene processes: A case study from the Qingshan carbonate-hosted Zn-Pb deposit, SW China. Ore Geology Reviews, 188, 107059. |  | CHN | Southwest China
| Qingshan |  | Basin hydrothermal | Mississippi Valley-type (MVT) | MVT zinc-lead | Zn, Pb | Ge, Cd, Ag | Zn, Pb, Ge, Cd, Ag | Meng et al., 2023 |  | QSMr201-1-spot no.7 | QSMr201-1-spot no.7 | underground mine |  |  |  |  | ore material | polished section | grab | mineral separate | [5 empty] | mineralisation | primary sulfide ores and secondary non-sulfide ores |  |  | sphalerite, pyrite, galena, hemimorphite, willemite, goethite, smithsonite, cerussite | hydrothermal (stages 1–3), supergene | massive, brecciated, replacive, infilling | colloform, oscillatory zoning, replacement, core-mantle-rim, dendritic, botryoidal, euhedral, subhedral, anhedral |  |  |  | calcite, greenockite | polished sections (150 µm thick) | LA-ICPMS, EMPA, SEM-EDS | JEOL JXA-i SP100 microprobe equipped with five wavelength-dispersive spectrometers; Tescan Mira 3 field emission scanning electron microscope equipped with an energy dispersive spectrometer; Tescan Integrated Mineral Analyzer (TIMA) system comprising a field emission scanning electron microscope (Tescan Mira 3), integrated with four energy dispersive detectors (EDAXElement) | Guangzhou Tuoyan Analytical Technology Co., Ltd., Guizhou, China (GTAT) | EPMA: 15 kV accelerating potential and a beam current of 10 or 20 nA, with a defocused beam diameter of 5 µm; peak counting times for analyzed elements varied between 10 and 40 s, background measurements at 50% of the peak counting duration on both sides of the analyzed peak. SEM: operating voltage of 25 kV and a working distance of ~15.0 mm. TIMA: dot-mapping mode with a working distance of 15 mm, spot size of ~92 nm, scanning at 3 µm resolution (operating at 25 kV, 11.6 nA). LA-ICP-MS mapping: laser energy of 5 J/cm2, repetition rate of 15 Hz, spot size of 10 µm, scan speed of 40 µm/s. | NIST 610, NIST 612, and GSD-1G as external standards | 0.16655 |  |  |  | 3.1742 | [15 empty] | 90.8912 | [27 empty] | 13.4167 | [37 empty] | 7.8189 | [17 empty] | 16.1349 | [5 empty] | 118668.7389 | [31 empty] | 553082.5788 |  |  |  |  | 2025 | Wang, L., Han, R., Zhang, Y., Chen, Y., Liu, D. (2026). Unraveling the redistribution of trace elements during supergene processes: A case study from the Qingshan carbonate-hosted Zn-Pb deposit, SW China. Ore Geology Reviews, 188, 107059. |  | CHN | Southwest China
| Qingshan |  | Basin hydrothermal | Mississippi Valley-type (MVT) | MVT zinc-lead | Zn, Pb | Ge, Cd, Ag | Zn, Pb, Ge, Cd, Ag | Meng et al., 2023 |  | QSMr201-1-spot no.8 | QSMr201-1-spot no.8 | underground mine |  |  |  |  | ore material | polished section | grab | mineral separate | [5 empty] | mineralisation | primary sulfide ores and secondary non-sulfide ores |  |  | sphalerite, pyrite, galena, hemimorphite, willemite, goethite, smithsonite, cerussite | hydrothermal (stages 1–3), supergene | massive, brecciated, replacive, infilling | colloform, oscillatory zoning, replacement, core-mantle-rim, dendritic, botryoidal, euhedral, subhedral, anhedral |  |  |  | calcite, greenockite | polished sections (150 µm thick) | LA-ICPMS, EMPA, SEM-EDS | JEOL JXA-i SP100 microprobe equipped with five wavelength-dispersive spectrometers; Tescan Mira 3 field emission scanning electron microscope equipped with an energy dispersive spectrometer; Tescan Integrated Mineral Analyzer (TIMA) system comprising a field emission scanning electron microscope (Tescan Mira 3), integrated with four energy dispersive detectors (EDAXElement) | Guangzhou Tuoyan Analytical Technology Co., Ltd., Guizhou, China (GTAT) | EPMA: 15 kV accelerating potential and a beam current of 10 or 20 nA, with a defocused beam diameter of 5 µm; peak counting times for analyzed elements varied between 10 and 40 s, background measurements at 50% of the peak counting duration on both sides of the analyzed peak. SEM: operating voltage of 25 kV and a working distance of ~15.0 mm. TIMA: dot-mapping mode with a working distance of 15 mm, spot size of ~92 nm, scanning at 3 µm resolution (operating at 25 kV, 11.6 nA). LA-ICP-MS mapping: laser energy of 5 J/cm2, repetition rate of 15 Hz, spot size of 10 µm, scan speed of 40 µm/s. | NIST 610, NIST 612, and GSD-1G as external standards | 8.1061 |  |  |  | 77.2669 | [15 empty] | 93.3492 | [23 empty] | 0.10712 |  |  |  | 56.9811 | [37 empty] | 134.0912 | [17 empty] | 1.0073 | [5 empty] | 118444.3682 | [31 empty] | 542067.0462 |  |  |  |  | 2025 | Wang, L., Han, R., Zhang, Y., Chen, Y., Liu, D. (2026). Unraveling the redistribution of trace elements during supergene processes: A case study from the Qingshan carbonate-hosted Zn-Pb deposit, SW China. Ore Geology Reviews, 188, 107059. |  | CHN | Southwest China
| Qingshan |  | Basin hydrothermal | Mississippi Valley-type (MVT) | MVT zinc-lead | Zn, Pb | Ge, Cd, Ag | Zn, Pb, Ge, Cd, Ag | Meng et al., 2023 |  | QSMr201-1-spot no.9 | QSMr201-1-spot no.9 | underground mine |  |  |  |  | ore material | polished section | grab | mineral separate | [5 empty] | mineralisation | primary sulfide ores and secondary non-sulfide ores |  |  | sphalerite, pyrite, galena, hemimorphite, willemite, goethite, smithsonite, cerussite | hydrothermal (stages 1–3), supergene | massive, brecciated, replacive, infilling | colloform, oscillatory zoning, replacement, core-mantle-rim, dendritic, botryoidal, euhedral, subhedral, anhedral |  |  |  | calcite, greenockite | polished sections (150 µm thick) | LA-ICPMS, EMPA, SEM-EDS | JEOL JXA-i SP100 microprobe equipped with five wavelength-dispersive spectrometers; Tescan Mira 3 field emission scanning electron microscope equipped with an energy dispersive spectrometer; Tescan Integrated Mineral Analyzer (TIMA) system comprising a field emission scanning electron microscope (Tescan Mira 3), integrated with four energy dispersive detectors (EDAXElement) | Guangzhou Tuoyan Analytical Technology Co., Ltd., Guizhou, China (GTAT) | EPMA: 15 kV accelerating potential and a beam current of 10 or 20 nA, with a defocused beam diameter of 5 µm; peak counting times for analyzed elements varied between 10 and 40 s, background measurements at 50% of the peak counting duration on both sides of the analyzed peak. SEM: operating voltage of 25 kV and a working distance of ~15.0 mm. TIMA: dot-mapping mode with a working distance of 15 mm, spot size of ~92 nm, scanning at 3 µm resolution (operating at 25 kV, 11.6 nA). LA-ICP-MS mapping: laser energy of 5 J/cm2, repetition rate of 15 Hz, spot size of 10 µm, scan speed of 40 µm/s. | NIST 610, NIST 612, and GSD-1G as external standards | 0.10349 |  |  |  | 1.7777 | [15 empty] | 102.6266 | [27 empty] | 69.2833 | [37 empty] | 4.4868 | [17 empty] | 10.4894 | [5 empty] | 119435.3389 |  |  |  | 0.25332 | [11 empty] | 2.3665 |  | 0.00292 | [13 empty] | 553010.2668 |  |  |  |  | 2025 | Wang, L., Han, R., Zhang, Y., Chen, Y., Liu, D. (2026). Unraveling the redistribution of trace elements during supergene processes: A case study from the Qingshan carbonate-hosted Zn-Pb deposit, SW China. Ore Geology Reviews, 188, 107059. |  | CHN | Southwest China
| Qingshan |  | Basin hydrothermal | Mississippi Valley-type (MVT) | MVT zinc-lead | Zn, Pb | Ge, Cd, Ag | Zn, Pb, Ge, Cd, Ag | Meng et al., 2023 |  | QSMr201-1-spot no.10 | QSMr201-1-spot no.10 | underground mine |  |  |  |  | ore material | polished section | grab | mineral separate | [5 empty] | mineralisation | primary sulfide ores and secondary non-sulfide ores |  |  | sphalerite, pyrite, galena, hemimorphite, willemite, goethite, smithsonite, cerussite | hydrothermal (stages 1–3), supergene | massive, brecciated, replacive, infilling | colloform, oscillatory zoning, replacement, core-mantle-rim, dendritic, botryoidal, euhedral, subhedral, anhedral |  |  |  | calcite, greenockite | polished sections (150 µm thick) | LA-ICPMS, EMPA, SEM-EDS | JEOL JXA-i SP100 microprobe equipped with five wavelength-dispersive spectrometers; Tescan Mira 3 field emission scanning electron microscope equipped with an energy dispersive spectrometer; Tescan Integrated Mineral Analyzer (TIMA) system comprising a field emission scanning electron microscope (Tescan Mira 3), integrated with four energy dispersive detectors (EDAXElement) | Guangzhou Tuoyan Analytical Technology Co., Ltd., Guizhou, China (GTAT) | EPMA: 15 kV accelerating potential and a beam current of 10 or 20 nA, with a defocused beam diameter of 5 µm; peak counting times for analyzed elements varied between 10 and 40 s, background measurements at 50% of the peak counting duration on both sides of the analyzed peak. SEM: operating voltage of 25 kV and a working distance of ~15.0 mm. TIMA: dot-mapping mode with a working distance of 15 mm, spot size of ~92 nm, scanning at 3 µm resolution (operating at 25 kV, 11.6 nA). LA-ICP-MS mapping: laser energy of 5 J/cm2, repetition rate of 15 Hz, spot size of 10 µm, scan speed of 40 µm/s. | NIST 610, NIST 612, and GSD-1G as external standards | 0.98099 |  |  |  | 151.3615 | [15 empty] | 105.4404 | [27 empty] | 453.653 | [37 empty] | 50.1921 | [17 empty] | 21.7449 | [5 empty] | 117172.9341 |  |  |  | 0.24363 | [27 empty] | 541311.7872 |  |  |  |  | 2025 | Wang, L., Han, R., Zhang, Y., Chen, Y., Liu, D. (2026). Unraveling the redistribution of trace elements during supergene processes: A case study from the Qingshan carbonate-hosted Zn-Pb deposit, SW China. Ore Geology Reviews, 188, 107059. |  | CHN | Southwest China
| Qingshan |  | Basin hydrothermal | Mississippi Valley-type (MVT) | MVT zinc-lead | Zn, Pb | Ge, Cd, Ag | Zn, Pb, Ge, Cd, Ag | Meng et al., 2023 |  | QSMr201-1-spot no.11 | QSMr201-1-spot no.11 | underground mine |  |  |  |  | ore material | polished section | grab | mineral separate | [5 empty] | mineralisation | primary sulfide ores and secondary non-sulfide ores |  |  | sphalerite, pyrite, galena, hemimorphite, willemite, goethite, smithsonite, cerussite | hydrothermal (stages 1–3), supergene | massive, brecciated, replacive, infilling | colloform, oscillatory zoning, replacement, core-mantle-rim, dendritic, botryoidal, euhedral, subhedral, anhedral |  |  |  | calcite, greenockite | polished sections (150 µm thick) | LA-ICPMS, EMPA, SEM-EDS | JEOL JXA-i SP100 microprobe equipped with five wavelength-dispersive spectrometers; Tescan Mira 3 field emission scanning electron microscope equipped with an energy dispersive spectrometer; Tescan Integrated Mineral Analyzer (TIMA) system comprising a field emission scanning electron microscope (Tescan Mira 3), integrated with four energy dispersive detectors (EDAXElement) | Guangzhou Tuoyan Analytical Technology Co., Ltd., Guizhou, China (GTAT) | EPMA: 15 kV accelerating potential and a beam current of 10 or 20 nA, with a defocused beam diameter of 5 µm; peak counting times for analyzed elements varied between 10 and 40 s, background measurements at 50% of the peak counting duration on both sides of the analyzed peak. SEM: operating voltage of 25 kV and a working distance of ~15.0 mm. TIMA: dot-mapping mode with a working distance of 15 mm, spot size of ~92 nm, scanning at 3 µm resolution (operating at 25 kV, 11.6 nA). LA-ICP-MS mapping: laser energy of 5 J/cm2, repetition rate of 15 Hz, spot size of 10 µm, scan speed of 40 µm/s. | NIST 610, NIST 612, and GSD-1G as external standards | 0.20942 |  | 24.9872 |  | 4728.9055 | [15 empty] | 102.5517 | [23 empty] | 0.18862 |  |  |  | 145.538 | [37 empty] | 245.3771 | [17 empty] | 626.4197 | [5 empty] | 115639.7342 |  |  |  | 0.2347 | [19 empty] | 1.2341 | [7 empty] | 534996.5366 |  |  |  |  | 2025 | Wang, L., Han, R., Zhang, Y., Chen, Y., Liu, D. (2026). Unraveling the redistribution of trace elements during supergene processes: A case study from the Qingshan carbonate-hosted Zn-Pb deposit, SW China. Ore Geology Reviews, 188, 107059. |  | CHN | Southwest China
| Qingshan |  | Basin hydrothermal | Mississippi Valley-type (MVT) | MVT zinc-lead | Zn, Pb | Ge, Cd, Ag | Zn, Pb, Ge, Cd, Ag | Meng et al., 2023 |  | QSMr201-1-spot no.12 | QSMr201-1-spot no.12 | underground mine |  |  |  |  | ore material | polished section | grab | mineral separate | [5 empty] | mineralisation | primary sulfide ores and secondary non-sulfide ores |  |  | sphalerite, pyrite, galena, hemimorphite, willemite, goethite, smithsonite, cerussite | hydrothermal (stages 1–3), supergene | massive, brecciated, replacive, infilling | colloform, oscillatory zoning, replacement, core-mantle-rim, dendritic, botryoidal, euhedral, subhedral, anhedral |  |  |  | calcite, greenockite | polished sections (150 µm thick) | LA-ICPMS, EMPA, SEM-EDS | JEOL JXA-i SP100 microprobe equipped with five wavelength-dispersive spectrometers; Tescan Mira 3 field emission scanning electron microscope equipped with an energy dispersive spectrometer; Tescan Integrated Mineral Analyzer (TIMA) system comprising a field emission scanning electron microscope (Tescan Mira 3), integrated with four energy dispersive detectors (EDAXElement) | Guangzhou Tuoyan Analytical Technology Co., Ltd., Guizhou, China (GTAT) | EPMA: 15 kV accelerating potential and a beam current of 10 or 20 nA, with a defocused beam diameter of 5 µm; peak counting times for analyzed elements varied between 10 and 40 s, background measurements at 50% of the peak counting duration on both sides of the analyzed peak. SEM: operating voltage of 25 kV and a working distance of ~15.0 mm. TIMA: dot-mapping mode with a working distance of 15 mm, spot size of ~92 nm, scanning at 3 µm resolution (operating at 25 kV, 11.6 nA). LA-ICP-MS mapping: laser energy of 5 J/cm2, repetition rate of 15 Hz, spot size of 10 µm, scan speed of 40 µm/s. | NIST 610, NIST 612, and GSD-1G as external standards | 0.25707 |  | 18.3981 |  | 4433.865 | [15 empty] | 200.774 | [21 empty] | 17.5301 |  | 0.2465 |  |  |  | 55.4977 | [37 empty] | 152.1502 | [17 empty] | 519.8219 |  |  |  | 2.9011 |  | 116841.0524 | [23 empty] | 0.36056 | [7 empty] | 535615.2062 |  |  |  |  | 2025 | Wang, L., Han, R., Zhang, Y., Chen, Y., Liu, D. (2026). Unraveling the redistribution of trace elements during supergene processes: A case study from the Qingshan carbonate-hosted Zn-Pb deposit, SW China. Ore Geology Reviews, 188, 107059. |  | CHN | Southwest China
| Qingshan |  | Basin hydrothermal | Mississippi Valley-type (MVT) | MVT zinc-lead | Zn, Pb | Ge, Cd, Ag | Zn, Pb, Ge, Cd, Ag | Meng et al., 2023 |  | QSMr201-1-spot no.13 | QSMr201-1-spot no.13 | underground mine |  |  |  |  | ore material | polished section | grab | mineral separate | [5 empty] | mineralisation | primary sulfide ores and secondary non-sulfide ores |  |  | sphalerite, pyrite, galena, hemimorphite, willemite, goethite, smithsonite, cerussite | hydrothermal (stages 1–3), supergene | massive, brecciated, replacive, infilling | colloform, oscillatory zoning, replacement, core-mantle-rim, dendritic, botryoidal, euhedral, subhedral, anhedral |  |  |  | calcite, greenockite | polished sections (150 µm thick) | LA-ICPMS, EMPA, SEM-EDS | JEOL JXA-i SP100 microprobe equipped with five wavelength-dispersive spectrometers; Tescan Mira 3 field emission scanning electron microscope equipped with an energy dispersive spectrometer; Tescan Integrated Mineral Analyzer (TIMA) system comprising a field emission scanning electron microscope (Tescan Mira 3), integrated with four energy dispersive detectors (EDAXElement) | Guangzhou Tuoyan Analytical Technology Co., Ltd., Guizhou, China (GTAT) | EPMA: 15 kV accelerating potential and a beam current of 10 or 20 nA, with a defocused beam diameter of 5 µm; peak counting times for analyzed elements varied between 10 and 40 s, background measurements at 50% of the peak counting duration on both sides of the analyzed peak. SEM: operating voltage of 25 kV and a working distance of ~15.0 mm. TIMA: dot-mapping mode with a working distance of 15 mm, spot size of ~92 nm, scanning at 3 µm resolution (operating at 25 kV, 11.6 nA). LA-ICP-MS mapping: laser energy of 5 J/cm2, repetition rate of 15 Hz, spot size of 10 µm, scan speed of 40 µm/s. | NIST 610, NIST 612, and GSD-1G as external standards | 0.23695 |  |  |  | 175.4724 | [15 empty] | 112.1431 | [11 empty] | 1.8856 | [15 empty] | 227.638 | [37 empty] | 124.2665 | [17 empty] | 7.7372 | [5 empty] | 117822.6743 |  |  |  | 0.17285 | [27 empty] | 536876.6494 |  |  |  |  | 2025 | Wang, L., Han, R., Zhang, Y., Chen, Y., Liu, D. (2026). Unraveling the redistribution of trace elements during supergene processes: A case study from the Qingshan carbonate-hosted Zn-Pb deposit, SW China. Ore Geology Reviews, 188, 107059. |  | CHN | Southwest China
| Qingshan |  | Basin hydrothermal | Mississippi Valley-type (MVT) | MVT zinc-lead | Zn, Pb | Ge, Cd, Ag | Zn, Pb, Ge, Cd, Ag | Meng et al., 2023 |  | QSMr201-1-spot no.14 | QSMr201-1-spot no.14 | underground mine |  |  |  |  | ore material | polished section | grab | mineral separate | [5 empty] | mineralisation | primary sulfide ores and secondary non-sulfide ores |  |  | sphalerite, pyrite, galena, hemimorphite, willemite, goethite, smithsonite, cerussite | hydrothermal (stages 1–3), supergene | massive, brecciated, replacive, infilling | colloform, oscillatory zoning, replacement, core-mantle-rim, dendritic, botryoidal, euhedral, subhedral, anhedral |  |  |  | calcite, greenockite | polished sections (150 µm thick) | LA-ICPMS, EMPA, SEM-EDS | JEOL JXA-i SP100 microprobe equipped with five wavelength-dispersive spectrometers; Tescan Mira 3 field emission scanning electron microscope equipped with an energy dispersive spectrometer; Tescan Integrated Mineral Analyzer (TIMA) system comprising a field emission scanning electron microscope (Tescan Mira 3), integrated with four energy dispersive detectors (EDAXElement) | Guangzhou Tuoyan Analytical Technology Co., Ltd., Guizhou, China (GTAT) | EPMA: 15 kV accelerating potential and a beam current of 10 or 20 nA, with a defocused beam diameter of 5 µm; peak counting times for analyzed elements varied between 10 and 40 s, background measurements at 50% of the peak counting duration on both sides of the analyzed peak. SEM: operating voltage of 25 kV and a working distance of ~15.0 mm. TIMA: dot-mapping mode with a working distance of 15 mm, spot size of ~92 nm, scanning at 3 µm resolution (operating at 25 kV, 11.6 nA). LA-ICP-MS mapping: laser energy of 5 J/cm2, repetition rate of 15 Hz, spot size of 10 µm, scan speed of 40 µm/s. | NIST 610, NIST 612, and GSD-1G as external standards | 0.1827 |  | 28.615 |  | 5988.6493 | [15 empty] | 109.3653 | [11 empty] | 2.4609 | [11 empty] | 0.20958 |  |  |  | 103.0973 | [37 empty] | 236.6545 | [17 empty] | 813.2051 | [5 empty] | 113882.1636 |  |  |  | 0.17358 | [13 empty] | 0.009302 | [5 empty] | 1.6609 | [7 empty] | 532047.8127 |  |  |  |  | 2025 | Wang, L., Han, R., Zhang, Y., Chen, Y., Liu, D. (2026). Unraveling the redistribution of trace elements during supergene processes: A case study from the Qingshan carbonate-hosted Zn-Pb deposit, SW China. Ore Geology Reviews, 188, 107059. |  | CHN | Southwest China
| Qingshan |  | Basin hydrothermal | Mississippi Valley-type (MVT) | MVT zinc-lead | Zn, Pb | Ge, Cd, Ag | Zn, Pb, Ge, Cd, Ag | Meng et al., 2023 |  | QSMr201-1-spot no.15 | QSMr201-1-spot no.15 | underground mine |  |  |  |  | ore material | polished section | grab | mineral separate | [5 empty] | mineralisation | primary sulfide ores and secondary non-sulfide ores |  |  | sphalerite, pyrite, galena, hemimorphite, willemite, goethite, smithsonite, cerussite | hydrothermal (stages 1–3), supergene | massive, brecciated, replacive, infilling | colloform, oscillatory zoning, replacement, core-mantle-rim, dendritic, botryoidal, euhedral, subhedral, anhedral |  |  |  | calcite, greenockite | polished sections (150 µm thick) | LA-ICPMS, EMPA, SEM-EDS | JEOL JXA-i SP100 microprobe equipped with five wavelength-dispersive spectrometers; Tescan Mira 3 field emission scanning electron microscope equipped with an energy dispersive spectrometer; Tescan Integrated Mineral Analyzer (TIMA) system comprising a field emission scanning electron microscope (Tescan Mira 3), integrated with four energy dispersive detectors (EDAXElement) | Guangzhou Tuoyan Analytical Technology Co., Ltd., Guizhou, China (GTAT) | EPMA: 15 kV accelerating potential and a beam current of 10 or 20 nA, with a defocused beam diameter of 5 µm; peak counting times for analyzed elements varied between 10 and 40 s, background measurements at 50% of the peak counting duration on both sides of the analyzed peak. SEM: operating voltage of 25 kV and a working distance of ~15.0 mm. TIMA: dot-mapping mode with a working distance of 15 mm, spot size of ~92 nm, scanning at 3 µm resolution (operating at 25 kV, 11.6 nA). LA-ICP-MS mapping: laser energy of 5 J/cm2, repetition rate of 15 Hz, spot size of 10 µm, scan speed of 40 µm/s. | NIST 610, NIST 612, and GSD-1G as external standards | 0.20478 |  | 12.3709 |  | 4872.9765 | [15 empty] | 111.6147 | [11 empty] | 1.8685 | [11 empty] | 0.22316 |  |  |  | 172.7806 | [37 empty] | 104.7824 | [17 empty] | 770.9531 | [5 empty] | 115728.5476 |  |  |  | 0.17588 | [13 empty] | 0.004901 | [5 empty] | 0.60006 | [7 empty] | 545634.4397 |  |  |  |  | 2025 | Wang, L., Han, R., Zhang, Y., Chen, Y., Liu, D. (2026). Unraveling the redistribution of trace elements during supergene processes: A case study from the Qingshan carbonate-hosted Zn-Pb deposit, SW China. Ore Geology Reviews, 188, 107059. |  | CHN | Southwest China
| Qingshan |  | Basin hydrothermal | Mississippi Valley-type (MVT) | MVT zinc-lead | Zn, Pb | Ge, Cd, Ag | Zn, Pb, Ge, Cd, Ag | Meng et al., 2023 |  | QSMr201-1-spot no.16 | QSMr201-1-spot no.16 | underground mine |  |  |  |  | ore material | polished section | grab | mineral separate | [5 empty] | mineralisation | primary sulfide ores and secondary non-sulfide ores |  |  | sphalerite, pyrite, galena, hemimorphite, willemite, goethite, smithsonite, cerussite | hydrothermal (stages 1–3), supergene | massive, brecciated, replacive, infilling | colloform, oscillatory zoning, replacement, core-mantle-rim, dendritic, botryoidal, euhedral, subhedral, anhedral |  |  |  | calcite, greenockite | polished sections (150 µm thick) | LA-ICPMS, EMPA, SEM-EDS | JEOL JXA-i SP100 microprobe equipped with five wavelength-dispersive spectrometers; Tescan Mira 3 field emission scanning electron microscope equipped with an energy dispersive spectrometer; Tescan Integrated Mineral Analyzer (TIMA) system comprising a field emission scanning electron microscope (Tescan Mira 3), integrated with four energy dispersive detectors (EDAXElement) | Guangzhou Tuoyan Analytical Technology Co., Ltd., Guizhou, China (GTAT) | EPMA: 15 kV accelerating potential and a beam current of 10 or 20 nA, with a defocused beam diameter of 5 µm; peak counting times for analyzed elements varied between 10 and 40 s, background measurements at 50% of the peak counting duration on both sides of the analyzed peak. SEM: operating voltage of 25 kV and a working distance of ~15.0 mm. TIMA: dot-mapping mode with a working distance of 15 mm, spot size of ~92 nm, scanning at 3 µm resolution (operating at 25 kV, 11.6 nA). LA-ICP-MS mapping: laser energy of 5 J/cm2, repetition rate of 15 Hz, spot size of 10 µm, scan speed of 40 µm/s. | NIST 610, NIST 612, and GSD-1G as external standards | 0.17822 |  | 12.9567 |  | 2313.0231 | [15 empty] | 124.4121 | [27 empty] | 78.0792 | [37 empty] | 190.9675 | [17 empty] | 259.8574 | [5 empty] | 114251.4404 |  |  |  | 0.30618 | [27 empty] | 534265.3816 |  |  |  |  | 2025 | Wang, L., Han, R., Zhang, Y., Chen, Y., Liu, D. (2026). Unraveling the redistribution of trace elements during supergene processes: A case study from the Qingshan carbonate-hosted Zn-Pb deposit, SW China. Ore Geology Reviews, 188, 107059. |  | CHN | Southwest China
| Qingshan |  | Basin hydrothermal | Mississippi Valley-type (MVT) | MVT zinc-lead | Zn, Pb | Ge, Cd, Ag | Zn, Pb, Ge, Cd, Ag | Meng et al., 2023 |  | QSMr201-1-spot no.17 | QSMr201-1-spot no.17 | underground mine |  |  |  |  | ore material | polished section | grab | mineral separate | [5 empty] | mineralisation | primary sulfide ores and secondary non-sulfide ores |  |  | sphalerite, pyrite, galena, hemimorphite, willemite, goethite, smithsonite, cerussite | hydrothermal (stages 1–3), supergene | massive, brecciated, replacive, infilling | colloform, oscillatory zoning, replacement, core-mantle-rim, dendritic, botryoidal, euhedral, subhedral, anhedral |  |  |  | calcite, greenockite | polished sections (150 µm thick) | LA-ICPMS, EMPA, SEM-EDS | JEOL JXA-i SP100 microprobe equipped with five wavelength-dispersive spectrometers; Tescan Mira 3 field emission scanning electron microscope equipped with an energy dispersive spectrometer; Tescan Integrated Mineral Analyzer (TIMA) system comprising a field emission scanning electron microscope (Tescan Mira 3), integrated with four energy dispersive detectors (EDAXElement) | Guangzhou Tuoyan Analytical Technology Co., Ltd., Guizhou, China (GTAT) | EPMA: 15 kV accelerating potential and a beam current of 10 or 20 nA, with a defocused beam diameter of 5 µm; peak counting times for analyzed elements varied between 10 and 40 s, background measurements at 50% of the peak counting duration on both sides of the analyzed peak. SEM: operating voltage of 25 kV and a working distance of ~15.0 mm. TIMA: dot-mapping mode with a working distance of 15 mm, spot size of ~92 nm, scanning at 3 µm resolution (operating at 25 kV, 11.6 nA). LA-ICP-MS mapping: laser energy of 5 J/cm2, repetition rate of 15 Hz, spot size of 10 µm, scan speed of 40 µm/s. | NIST 610, NIST 612, and GSD-1G as external standards | 0.093248 |  | 15.9974 |  | 2895.878 | [15 empty] | 114.7394 | [27 empty] | 160.9048 | [37 empty] | 187.965 | [17 empty] | 336.8529 | [5 empty] | 117673.0939 | [23 empty] | 0.41233 | [7 empty] | 539720.9226 |  |  |  |  | 2025 | Wang, L., Han, R., Zhang, Y., Chen, Y., Liu, D. (2026). Unraveling the redistribution of trace elements during supergene processes: A case study from the Qingshan carbonate-hosted Zn-Pb deposit, SW China. Ore Geology Reviews, 188, 107059. |  | CHN | Southwest China
| Qingshan |  | Basin hydrothermal | Mississippi Valley-type (MVT) | MVT zinc-lead | Zn, Pb | Ge, Cd, Ag | Zn, Pb, Ge, Cd, Ag | Meng et al., 2023 |  | WL-3SO-2-spot no.1 | WL-3SO-2-spot no.1 | underground mine |  |  |  |  | ore material | polished section | grab | mineral separate | [5 empty] | mineralisation | primary sulfide ores and secondary non-sulfide ores |  |  | sphalerite, pyrite, galena, hemimorphite, willemite, goethite, smithsonite, cerussite | hydrothermal (stages 1–3), supergene | massive, brecciated, replacive, infilling | colloform, oscillatory zoning, replacement, core-mantle-rim, dendritic, botryoidal, euhedral, subhedral, anhedral |  |  |  | calcite, greenockite | polished sections (150 µm thick) | LA-ICPMS, EMPA, SEM-EDS | JEOL JXA-i SP100 microprobe equipped with five wavelength-dispersive spectrometers; Tescan Mira 3 field emission scanning electron microscope equipped with an energy dispersive spectrometer; Tescan Integrated Mineral Analyzer (TIMA) system comprising a field emission scanning electron microscope (Tescan Mira 3), integrated with four energy dispersive detectors (EDAXElement) | Guangzhou Tuoyan Analytical Technology Co., Ltd., Guizhou, China (GTAT) | EPMA: 15 kV accelerating potential and a beam current of 10 or 20 nA, with a defocused beam diameter of 5 µm; peak counting times for analyzed elements varied between 10 and 40 s, background measurements at 50% of the peak counting duration on both sides of the analyzed peak. SEM: operating voltage of 25 kV and a working distance of ~15.0 mm. TIMA: dot-mapping mode with a working distance of 15 mm, spot size of ~92 nm, scanning at 3 µm resolution (operating at 25 kV, 11.6 nA). LA-ICP-MS mapping: laser energy of 5 J/cm2, repetition rate of 15 Hz, spot size of 10 µm, scan speed of 40 µm/s. | NIST 610, NIST 612, and GSD-1G as external standards | 0.20261 |  |  |  | 90.5271 | [15 empty] | 79.623 | [27 empty] | 1.1421 | [37 empty] | 4.7912 | [23 empty] | 116906.4939 | [31 empty] | 539262.9464 |  |  |  |  | 2025 | Wang, L., Han, R., Zhang, Y., Chen, Y., Liu, D. (2026). Unraveling the redistribution of trace elements during supergene processes: A case study from the Qingshan carbonate-hosted Zn-Pb deposit, SW China. Ore Geology Reviews, 188, 107059. |  | CHN | Southwest China
| Qingshan |  | Basin hydrothermal | Mississippi Valley-type (MVT) | MVT zinc-lead | Zn, Pb | Ge, Cd, Ag | Zn, Pb, Ge, Cd, Ag | Meng et al., 2023 |  | WL-3SO-2-spot no.2 | WL-3SO-2-spot no.2 | underground mine |  |  |  |  | ore material | polished section | grab | mineral separate | [5 empty] | mineralisation | primary sulfide ores and secondary non-sulfide ores |  |  | sphalerite, pyrite, galena, hemimorphite, willemite, goethite, smithsonite, cerussite | hydrothermal (stages 1–3), supergene | massive, brecciated, replacive, infilling | colloform, oscillatory zoning, replacement, core-mantle-rim, dendritic, botryoidal, euhedral, subhedral, anhedral |  |  |  | calcite, greenockite | polished sections (150 µm thick) | LA-ICPMS, EMPA, SEM-EDS | JEOL JXA-i SP100 microprobe equipped with five wavelength-dispersive spectrometers; Tescan Mira 3 field emission scanning electron microscope equipped with an energy dispersive spectrometer; Tescan Integrated Mineral Analyzer (TIMA) system comprising a field emission scanning electron microscope (Tescan Mira 3), integrated with four energy dispersive detectors (EDAXElement) | Guangzhou Tuoyan Analytical Technology Co., Ltd., Guizhou, China (GTAT) | EPMA: 15 kV accelerating potential and a beam current of 10 or 20 nA, with a defocused beam diameter of 5 µm; peak counting times for analyzed elements varied between 10 and 40 s, background measurements at 50% of the peak counting duration on both sides of the analyzed peak. SEM: operating voltage of 25 kV and a working distance of ~15.0 mm. TIMA: dot-mapping mode with a working distance of 15 mm, spot size of ~92 nm, scanning at 3 µm resolution (operating at 25 kV, 11.6 nA). LA-ICP-MS mapping: laser energy of 5 J/cm2, repetition rate of 15 Hz, spot size of 10 µm, scan speed of 40 µm/s. | NIST 610, NIST 612, and GSD-1G as external standards | 0.87774 |  |  |  | 6.4236 | [15 empty] | 81.6006 | [21 empty] | 34.0954 | [5 empty] | 7.6668 | [37 empty] | 236.3735 | [17 empty] | 0.39828 | [5 empty] | 116597.9842 | [17 empty] | 0.003692 | [13 empty] | 532835.2104 |  |  |  |  | 2025 | Wang, L., Han, R., Zhang, Y., Chen, Y., Liu, D. (2026). Unraveling the redistribution of trace elements during supergene processes: A case study from the Qingshan carbonate-hosted Zn-Pb deposit, SW China. Ore Geology Reviews, 188, 107059. |  | CHN | Southwest China
| Qingshan |  | Basin hydrothermal | Mississippi Valley-type (MVT) | MVT zinc-lead | Zn, Pb | Ge, Cd, Ag | Zn, Pb, Ge, Cd, Ag | Meng et al., 2023 |  | WL-3SO-2-spot no.3 | WL-3SO-2-spot no.3 | underground mine |  |  |  |  | ore material | polished section | grab | mineral separate | [5 empty] | mineralisation | primary sulfide ores and secondary non-sulfide ores |  |  | sphalerite, pyrite, galena, hemimorphite, willemite, goethite, smithsonite, cerussite | hydrothermal (stages 1–3), supergene | massive, brecciated, replacive, infilling | colloform, oscillatory zoning, replacement, core-mantle-rim, dendritic, botryoidal, euhedral, subhedral, anhedral |  |  |  | calcite, greenockite | polished sections (150 µm thick) | LA-ICPMS, EMPA, SEM-EDS | JEOL JXA-i SP100 microprobe equipped with five wavelength-dispersive spectrometers; Tescan Mira 3 field emission scanning electron microscope equipped with an energy dispersive spectrometer; Tescan Integrated Mineral Analyzer (TIMA) system comprising a field emission scanning electron microscope (Tescan Mira 3), integrated with four energy dispersive detectors (EDAXElement) | Guangzhou Tuoyan Analytical Technology Co., Ltd., Guizhou, China (GTAT) | EPMA: 15 kV accelerating potential and a beam current of 10 or 20 nA, with a defocused beam diameter of 5 µm; peak counting times for analyzed elements varied between 10 and 40 s, background measurements at 50% of the peak counting duration on both sides of the analyzed peak. SEM: operating voltage of 25 kV and a working distance of ~15.0 mm. TIMA: dot-mapping mode with a working distance of 15 mm, spot size of ~92 nm, scanning at 3 µm resolution (operating at 25 kV, 11.6 nA). LA-ICP-MS mapping: laser energy of 5 J/cm2, repetition rate of 15 Hz, spot size of 10 µm, scan speed of 40 µm/s. | NIST 610, NIST 612, and GSD-1G as external standards | 1.1697 |  | 2.7642 |  | 5.8581 | [15 empty] | 87.8244 | [27 empty] | 6.9887 | [37 empty] | 88.7106 | [17 empty] | 0.18877 | [5 empty] | 116892.4707 | [17 empty] | 0.047838 | [13 empty] | 542581.2651 |  |  |  |  | 2025 | Wang, L., Han, R., Zhang, Y., Chen, Y., Liu, D. (2026). Unraveling the redistribution of trace elements during supergene processes: A case study from the Qingshan carbonate-hosted Zn-Pb deposit, SW China. Ore Geology Reviews, 188, 107059. |  | CHN | Southwest China
| Qingshan |  | Basin hydrothermal | Mississippi Valley-type (MVT) | MVT zinc-lead | Zn, Pb | Ge, Cd, Ag | Zn, Pb, Ge, Cd, Ag | Meng et al., 2023 |  | WL-3SO-2-spot no.4 | WL-3SO-2-spot no.4 | underground mine |  |  |  |  | ore material | polished section | grab | mineral separate | [5 empty] | mineralisation | primary sulfide ores and secondary non-sulfide ores |  |  | sphalerite, pyrite, galena, hemimorphite, willemite, goethite, smithsonite, cerussite | hydrothermal (stages 1–3), supergene | massive, brecciated, replacive, infilling | colloform, oscillatory zoning, replacement, core-mantle-rim, dendritic, botryoidal, euhedral, subhedral, anhedral |  |  |  | calcite, greenockite | polished sections (150 µm thick) | LA-ICPMS, EMPA, SEM-EDS | JEOL JXA-i SP100 microprobe equipped with five wavelength-dispersive spectrometers; Tescan Mira 3 field emission scanning electron microscope equipped with an energy dispersive spectrometer; Tescan Integrated Mineral Analyzer (TIMA) system comprising a field emission scanning electron microscope (Tescan Mira 3), integrated with four energy dispersive detectors (EDAXElement) | Guangzhou Tuoyan Analytical Technology Co., Ltd., Guizhou, China (GTAT) | EPMA: 15 kV accelerating potential and a beam current of 10 or 20 nA, with a defocused beam diameter of 5 µm; peak counting times for analyzed elements varied between 10 and 40 s, background measurements at 50% of the peak counting duration on both sides of the analyzed peak. SEM: operating voltage of 25 kV and a working distance of ~15.0 mm. TIMA: dot-mapping mode with a working distance of 15 mm, spot size of ~92 nm, scanning at 3 µm resolution (operating at 25 kV, 11.6 nA). LA-ICP-MS mapping: laser energy of 5 J/cm2, repetition rate of 15 Hz, spot size of 10 µm, scan speed of 40 µm/s. | NIST 610, NIST 612, and GSD-1G as external standards | 0.52457 |  |  |  | 9.0486 | [15 empty] | 2018.2907 | [27 empty] | 12.5699 | [37 empty] | 1053.0247 | [17 empty] | 0.28967 | [5 empty] | 115209.6903 | [17 empty] | 0.006478 | [13 empty] | 530505.1561 |  |  |  |  | 2025 | Wang, L., Han, R., Zhang, Y., Chen, Y., Liu, D. (2026). Unraveling the redistribution of trace elements during supergene processes: A case study from the Qingshan carbonate-hosted Zn-Pb deposit, SW China. Ore Geology Reviews, 188, 107059. |  | CHN | Southwest China
| Qingshan |  | Basin hydrothermal | Mississippi Valley-type (MVT) | MVT zinc-lead | Zn, Pb | Ge, Cd, Ag | Zn, Pb, Ge, Cd, Ag | Meng et al., 2023 |  | WL-3SO-2-spot no.5 | WL-3SO-2-spot no.5 | underground mine |  |  |  |  | ore material | polished section | grab | mineral separate | [5 empty] | mineralisation | primary sulfide ores and secondary non-sulfide ores |  |  | sphalerite, pyrite, galena, hemimorphite, willemite, goethite, smithsonite, cerussite | hydrothermal (stages 1–3), supergene | massive, brecciated, replacive, infilling | colloform, oscillatory zoning, replacement, core-mantle-rim, dendritic, botryoidal, euhedral, subhedral, anhedral |  |  |  | calcite, greenockite | polished sections (150 µm thick) | LA-ICPMS, EMPA, SEM-EDS | JEOL JXA-i SP100 microprobe equipped with five wavelength-dispersive spectrometers; Tescan Mira 3 field emission scanning electron microscope equipped with an energy dispersive spectrometer; Tescan Integrated Mineral Analyzer (TIMA) system comprising a field emission scanning electron microscope (Tescan Mira 3), integrated with four energy dispersive detectors (EDAXElement) | Guangzhou Tuoyan Analytical Technology Co., Ltd., Guizhou, China (GTAT) | EPMA: 15 kV accelerating potential and a beam current of 10 or 20 nA, with a defocused beam diameter of 5 µm; peak counting times for analyzed elements varied between 10 and 40 s, background measurements at 50% of the peak counting duration on both sides of the analyzed peak. SEM: operating voltage of 25 kV and a working distance of ~15.0 mm. TIMA: dot-mapping mode with a working distance of 15 mm, spot size of ~92 nm, scanning at 3 µm resolution (operating at 25 kV, 11.6 nA). LA-ICP-MS mapping: laser energy of 5 J/cm2, repetition rate of 15 Hz, spot size of 10 µm, scan speed of 40 µm/s. | NIST 610, NIST 612, and GSD-1G as external standards | 0.44039 |  |  |  | 19.7185 | [15 empty] | 538.3491 | [27 empty] | 17.786 | [37 empty] | 629.9928 | [17 empty] | 0.45399 | [5 empty] | 116668.1 | [31 empty] | 534554.6298 |  |  |  |  | 2025 | Wang, L., Han, R., Zhang, Y., Chen, Y., Liu, D. (2026). Unraveling the redistribution of trace elements during supergene processes: A case study from the Qingshan carbonate-hosted Zn-Pb deposit, SW China. Ore Geology Reviews, 188, 107059. |  | CHN | Southwest China
| Qingshan |  | Basin hydrothermal | Mississippi Valley-type (MVT) | MVT zinc-lead | Zn, Pb | Ge, Cd, Ag | Zn, Pb, Ge, Cd, Ag | Meng et al., 2023 |  | WL-3SO-2-spot no.6 | WL-3SO-2-spot no.6 | underground mine |  |  |  |  | ore material | polished section | grab | mineral separate | [5 empty] | mineralisation | primary sulfide ores and secondary non-sulfide ores |  |  | sphalerite, pyrite, galena, hemimorphite, willemite, goethite, smithsonite, cerussite | hydrothermal (stages 1–3), supergene | massive, brecciated, replacive, infilling | colloform, oscillatory zoning, replacement, core-mantle-rim, dendritic, botryoidal, euhedral, subhedral, anhedral |  |  |  | calcite, greenockite | polished sections (150 µm thick) | LA-ICPMS, EMPA, SEM-EDS | JEOL JXA-i SP100 microprobe equipped with five wavelength-dispersive spectrometers; Tescan Mira 3 field emission scanning electron microscope equipped with an energy dispersive spectrometer; Tescan Integrated Mineral Analyzer (TIMA) system comprising a field emission scanning electron microscope (Tescan Mira 3), integrated with four energy dispersive detectors (EDAXElement) | Guangzhou Tuoyan Analytical Technology Co., Ltd., Guizhou, China (GTAT) | EPMA: 15 kV accelerating potential and a beam current of 10 or 20 nA, with a defocused beam diameter of 5 µm; peak counting times for analyzed elements varied between 10 and 40 s, background measurements at 50% of the peak counting duration on both sides of the analyzed peak. SEM: operating voltage of 25 kV and a working distance of ~15.0 mm. TIMA: dot-mapping mode with a working distance of 15 mm, spot size of ~92 nm, scanning at 3 µm resolution (operating at 25 kV, 11.6 nA). LA-ICP-MS mapping: laser energy of 5 J/cm2, repetition rate of 15 Hz, spot size of 10 µm, scan speed of 40 µm/s. | NIST 610, NIST 612, and GSD-1G as external standards | 0.17439 |  |  |  | 4.1779 | [15 empty] | 122.2978 | [65 empty] | 46.3988 | [23 empty] | 116654.0768 | [31 empty] | 539351.3278 |  |  |  |  | 2025 | Wang, L., Han, R., Zhang, Y., Chen, Y., Liu, D. (2026). Unraveling the redistribution of trace elements during supergene processes: A case study from the Qingshan carbonate-hosted Zn-Pb deposit, SW China. Ore Geology Reviews, 188, 107059. |  | CHN | Southwest China
| Qingshan |  | Basin hydrothermal | Mississippi Valley-type (MVT) | MVT zinc-lead | Zn, Pb | Ge, Cd, Ag | Zn, Pb, Ge, Cd, Ag | Meng et al., 2023 |  | WL-3SO-2-spot no.7 | WL-3SO-2-spot no.7 | underground mine |  |  |  |  | ore material | polished section | grab | mineral separate | [5 empty] | mineralisation | primary sulfide ores and secondary non-sulfide ores |  |  | sphalerite, pyrite, galena, hemimorphite, willemite, goethite, smithsonite, cerussite | hydrothermal (stages 1–3), supergene | massive, brecciated, replacive, infilling | colloform, oscillatory zoning, replacement, core-mantle-rim, dendritic, botryoidal, euhedral, subhedral, anhedral |  |  |  | calcite, greenockite | polished sections (150 µm thick) | LA-ICPMS, EMPA, SEM-EDS | JEOL JXA-i SP100 microprobe equipped with five wavelength-dispersive spectrometers; Tescan Mira 3 field emission scanning electron microscope equipped with an energy dispersive spectrometer; Tescan Integrated Mineral Analyzer (TIMA) system comprising a field emission scanning electron microscope (Tescan Mira 3), integrated with four energy dispersive detectors (EDAXElement) | Guangzhou Tuoyan Analytical Technology Co., Ltd., Guizhou, China (GTAT) | EPMA: 15 kV accelerating potential and a beam current of 10 or 20 nA, with a defocused beam diameter of 5 µm; peak counting times for analyzed elements varied between 10 and 40 s, background measurements at 50% of the peak counting duration on both sides of the analyzed peak. SEM: operating voltage of 25 kV and a working distance of ~15.0 mm. TIMA: dot-mapping mode with a working distance of 15 mm, spot size of ~92 nm, scanning at 3 µm resolution (operating at 25 kV, 11.6 nA). LA-ICP-MS mapping: laser energy of 5 J/cm2, repetition rate of 15 Hz, spot size of 10 µm, scan speed of 40 µm/s. | NIST 610, NIST 612, and GSD-1G as external standards | 0.26438 |  |  |  | 6.7221 | [15 empty] | 92.0914 | [27 empty] | 26.5405 | [37 empty] | 250.4054 | [23 empty] | 117953.5573 |  |  |  | 0.17417 | [27 empty] | 538017.5725 |  |  |  |  | 2025 | Wang, L., Han, R., Zhang, Y., Chen, Y., Liu, D. (2026). Unraveling the redistribution of trace elements during supergene processes: A case study from the Qingshan carbonate-hosted Zn-Pb deposit, SW China. Ore Geology Reviews, 188, 107059. |  | CHN | Southwest China
| Qingshan |  | Basin hydrothermal | Mississippi Valley-type (MVT) | MVT zinc-lead | Zn, Pb | Ge, Cd, Ag | Zn, Pb, Ge, Cd, Ag | Meng et al., 2023 |  | WL-3SO-2-spot no.8 | WL-3SO-2-spot no.8 | underground mine |  |  |  |  | ore material | polished section | grab | mineral separate | [5 empty] | mineralisation | primary sulfide ores and secondary non-sulfide ores |  |  | sphalerite, pyrite, galena, hemimorphite, willemite, goethite, smithsonite, cerussite | hydrothermal (stages 1–3), supergene | massive, brecciated, replacive, infilling | colloform, oscillatory zoning, replacement, core-mantle-rim, dendritic, botryoidal, euhedral, subhedral, anhedral |  |  |  | calcite, greenockite | polished sections (150 µm thick) | LA-ICPMS, EMPA, SEM-EDS | JEOL JXA-i SP100 microprobe equipped with five wavelength-dispersive spectrometers; Tescan Mira 3 field emission scanning electron microscope equipped with an energy dispersive spectrometer; Tescan Integrated Mineral Analyzer (TIMA) system comprising a field emission scanning electron microscope (Tescan Mira 3), integrated with four energy dispersive detectors (EDAXElement) | Guangzhou Tuoyan Analytical Technology Co., Ltd., Guizhou, China (GTAT) | EPMA: 15 kV accelerating potential and a beam current of 10 or 20 nA, with a defocused beam diameter of 5 µm; peak counting times for analyzed elements varied between 10 and 40 s, background measurements at 50% of the peak counting duration on both sides of the analyzed peak. SEM: operating voltage of 25 kV and a working distance of ~15.0 mm. TIMA: dot-mapping mode with a working distance of 15 mm, spot size of ~92 nm, scanning at 3 µm resolution (operating at 25 kV, 11.6 nA). LA-ICP-MS mapping: laser energy of 5 J/cm2, repetition rate of 15 Hz, spot size of 10 µm, scan speed of 40 µm/s. | NIST 610, NIST 612, and GSD-1G as external standards | 0.16991 |  |  |  | 12.4043 | [15 empty] | 112.704 | [27 empty] | 13.4836 | [37 empty] | 22.3827 | [23 empty] | 117416.0024 | [17 empty] | 0.22207 | [13 empty] | 544461.3779 |  |  |  |  | 2025 | Wang, L., Han, R., Zhang, Y., Chen, Y., Liu, D. (2026). Unraveling the redistribution of trace elements during supergene processes: A case study from the Qingshan carbonate-hosted Zn-Pb deposit, SW China. Ore Geology Reviews, 188, 107059. |  | CHN | Southwest China
| Qingshan |  | Basin hydrothermal | Mississippi Valley-type (MVT) | MVT zinc-lead | Zn, Pb | Ge, Cd, Ag | Zn, Pb, Ge, Cd, Ag | Meng et al., 2023 |  | WL-3SO-2-spot no.9 | WL-3SO-2-spot no.9 | underground mine |  |  |  |  | ore material | polished section | grab | mineral separate | [5 empty] | mineralisation | primary sulfide ores and secondary non-sulfide ores |  |  | sphalerite, pyrite, galena, hemimorphite, willemite, goethite, smithsonite, cerussite | hydrothermal (stages 1–3), supergene | massive, brecciated, replacive, infilling | colloform, oscillatory zoning, replacement, core-mantle-rim, dendritic, botryoidal, euhedral, subhedral, anhedral |  |  |  | calcite, greenockite | polished sections (150 µm thick) | LA-ICPMS, EMPA, SEM-EDS | JEOL JXA-i SP100 microprobe equipped with five wavelength-dispersive spectrometers; Tescan Mira 3 field emission scanning electron microscope equipped with an energy dispersive spectrometer; Tescan Integrated Mineral Analyzer (TIMA) system comprising a field emission scanning electron microscope (Tescan Mira 3), integrated with four energy dispersive detectors (EDAXElement) | Guangzhou Tuoyan Analytical Technology Co., Ltd., Guizhou, China (GTAT) | EPMA: 15 kV accelerating potential and a beam current of 10 or 20 nA, with a defocused beam diameter of 5 µm; peak counting times for analyzed elements varied between 10 and 40 s, background measurements at 50% of the peak counting duration on both sides of the analyzed peak. SEM: operating voltage of 25 kV and a working distance of ~15.0 mm. TIMA: dot-mapping mode with a working distance of 15 mm, spot size of ~92 nm, scanning at 3 µm resolution (operating at 25 kV, 11.6 nA). LA-ICP-MS mapping: laser energy of 5 J/cm2, repetition rate of 15 Hz, spot size of 10 µm, scan speed of 40 µm/s. | NIST 610, NIST 612, and GSD-1G as external standards | 0.2297 |  |  |  | 89.0573 | [15 empty] | 95.088 | [21 empty] | 10.8821 | [5 empty] | 18.4029 | [37 empty] | 186.9101 | [17 empty] | 0.81398 | [5 empty] | 117878.767 | [17 empty] | 0.029321 | [13 empty] | 536442.7772 |  |  |  |  | 2025 | Wang, L., Han, R., Zhang, Y., Chen, Y., Liu, D. (2026). Unraveling the redistribution of trace elements during supergene processes: A case study from the Qingshan carbonate-hosted Zn-Pb deposit, SW China. Ore Geology Reviews, 188, 107059. |  | CHN | Southwest China
| Qingshan |  | Basin hydrothermal | Mississippi Valley-type (MVT) | MVT zinc-lead | Zn, Pb | Ge, Cd, Ag | Zn, Pb, Ge, Cd, Ag | Meng et al., 2023 |  | QSMr101-1-spot no.1 | QSMr101-1-spot no.1 | underground mine |  |  |  |  | ore material | polished section | grab | mineral separate | [5 empty] | mineralisation | primary sulfide ores and secondary non-sulfide ores |  |  | sphalerite, pyrite, galena, hemimorphite, willemite, goethite, smithsonite, cerussite | hydrothermal (stages 1–3), supergene | massive, brecciated, replacive, infilling | colloform, oscillatory zoning, replacement, core-mantle-rim, dendritic, botryoidal, euhedral, subhedral, anhedral |  |  |  | calcite, greenockite | polished sections (150 µm thick) | LA-ICPMS, EMPA, SEM-EDS | JEOL JXA-i SP100 microprobe equipped with five wavelength-dispersive spectrometers; Tescan Mira 3 field emission scanning electron microscope equipped with an energy dispersive spectrometer; Tescan Integrated Mineral Analyzer (TIMA) system comprising a field emission scanning electron microscope (Tescan Mira 3), integrated with four energy dispersive detectors (EDAXElement) | Guangzhou Tuoyan Analytical Technology Co., Ltd., Guizhou, China (GTAT) | EPMA: 15 kV accelerating potential and a beam current of 10 or 20 nA, with a defocused beam diameter of 5 µm; peak counting times for analyzed elements varied between 10 and 40 s, background measurements at 50% of the peak counting duration on both sides of the analyzed peak. SEM: operating voltage of 25 kV and a working distance of ~15.0 mm. TIMA: dot-mapping mode with a working distance of 15 mm, spot size of ~92 nm, scanning at 3 µm resolution (operating at 25 kV, 11.6 nA). LA-ICP-MS mapping: laser energy of 5 J/cm2, repetition rate of 15 Hz, spot size of 10 µm, scan speed of 40 µm/s. | NIST 610, NIST 612, and GSD-1G as external standards | 79.9807 |  | 1390.3626 |  | 744.3699 | [13 empty] | 603.0688 |  | 10.5146 | [5 empty] | 2.0349 | [5 empty] | 17.8945 | [9 empty] | 95.675 |  | 0.56219 |  |  |  | 25.3016 | [19 empty] | 101.454 |  | 1.5444 | [9 empty] | 15.5839 | [5 empty] | 1019.485 | [17 empty] | 24.0864 |  |  |  | 74.4915 |  | 123876.2002 | [5 empty] | 275.5754 | [9 empty] | 196.4455 |  | 0.0404 | [5 empty] | 2.7157 | [7 empty] | 586233.6272 |  |  |  |  | 2025 | Wang, L., Han, R., Zhang, Y., Chen, Y., Liu, D. (2026). Unraveling the redistribution of trace elements during supergene processes: A case study from the Qingshan carbonate-hosted Zn-Pb deposit, SW China. Ore Geology Reviews, 188, 107059. |  | CHN | Southwest China
| Qingshan |  | Basin hydrothermal | Mississippi Valley-type (MVT) | MVT zinc-lead | Zn, Pb | Ge, Cd, Ag | Zn, Pb, Ge, Cd, Ag | Meng et al., 2023 |  | QSMr101-1-spot no.2 | QSMr101-1-spot no.2 | underground mine |  |  |  |  | ore material | polished section | grab | mineral separate | [5 empty] | mineralisation | primary sulfide ores and secondary non-sulfide ores |  |  | sphalerite, pyrite, galena, hemimorphite, willemite, goethite, smithsonite, cerussite | hydrothermal (stages 1–3), supergene | massive, brecciated, replacive, infilling | colloform, oscillatory zoning, replacement, core-mantle-rim, dendritic, botryoidal, euhedral, subhedral, anhedral |  |  |  | calcite, greenockite | polished sections (150 µm thick) | LA-ICPMS, EMPA, SEM-EDS | JEOL JXA-i SP100 microprobe equipped with five wavelength-dispersive spectrometers; Tescan Mira 3 field emission scanning electron microscope equipped with an energy dispersive spectrometer; Tescan Integrated Mineral Analyzer (TIMA) system comprising a field emission scanning electron microscope (Tescan Mira 3), integrated with four energy dispersive detectors (EDAXElement) | Guangzhou Tuoyan Analytical Technology Co., Ltd., Guizhou, China (GTAT) | EPMA: 15 kV accelerating potential and a beam current of 10 or 20 nA, with a defocused beam diameter of 5 µm; peak counting times for analyzed elements varied between 10 and 40 s, background measurements at 50% of the peak counting duration on both sides of the analyzed peak. SEM: operating voltage of 25 kV and a working distance of ~15.0 mm. TIMA: dot-mapping mode with a working distance of 15 mm, spot size of ~92 nm, scanning at 3 µm resolution (operating at 25 kV, 11.6 nA). LA-ICP-MS mapping: laser energy of 5 J/cm2, repetition rate of 15 Hz, spot size of 10 µm, scan speed of 40 µm/s. | NIST 610, NIST 612, and GSD-1G as external standards | 0.17403 |  | 2143.6142 |  | 697.6178 | [9 empty] | 0.048143 |  |  |  | 471.139 |  | 12.0885 | [5 empty] | 2.9715 | [5 empty] | 39.0055 | [9 empty] | 1265.6154 |  | 1.2863 |  |  |  | 143.2 | [19 empty] | 158.8739 |  | 1.8526 | [9 empty] | 12.2638 | [5 empty] | 2995.2683 | [17 empty] | 18.7618 |  |  |  | 101.7817 |  | 124932.6938 |  |  |  | 0.092428 |  | 882.1896 | [9 empty] | 1104.5519 |  | 0.049761 | [5 empty] | 7.923 | [7 empty] | 584016.0583 |  |  |  |  | 2025 | Wang, L., Han, R., Zhang, Y., Chen, Y., Liu, D. (2026). Unraveling the redistribution of trace elements during supergene processes: A case study from the Qingshan carbonate-hosted Zn-Pb deposit, SW China. Ore Geology Reviews, 188, 107059. |  | CHN | Southwest China
| Qingshan |  | Basin hydrothermal | Mississippi Valley-type (MVT) | MVT zinc-lead | Zn, Pb | Ge, Cd, Ag | Zn, Pb, Ge, Cd, Ag | Meng et al., 2023 |  | QSMr101-1-spot no.3 | QSMr101-1-spot no.3 | underground mine |  |  |  |  | ore material | polished section | grab | mineral separate | [5 empty] | mineralisation | primary sulfide ores and secondary non-sulfide ores |  |  | sphalerite, pyrite, galena, hemimorphite, willemite, goethite, smithsonite, cerussite | hydrothermal (stages 1–3), supergene | massive, brecciated, replacive, infilling | colloform, oscillatory zoning, replacement, core-mantle-rim, dendritic, botryoidal, euhedral, subhedral, anhedral |  |  |  | calcite, greenockite | polished sections (150 µm thick) | LA-ICPMS, EMPA, SEM-EDS | JEOL JXA-i SP100 microprobe equipped with five wavelength-dispersive spectrometers; Tescan Mira 3 field emission scanning electron microscope equipped with an energy dispersive spectrometer; Tescan Integrated Mineral Analyzer (TIMA) system comprising a field emission scanning electron microscope (Tescan Mira 3), integrated with four energy dispersive detectors (EDAXElement) | Guangzhou Tuoyan Analytical Technology Co., Ltd., Guizhou, China (GTAT) | EPMA: 15 kV accelerating potential and a beam current of 10 or 20 nA, with a defocused beam diameter of 5 µm; peak counting times for analyzed elements varied between 10 and 40 s, background measurements at 50% of the peak counting duration on both sides of the analyzed peak. SEM: operating voltage of 25 kV and a working distance of ~15.0 mm. TIMA: dot-mapping mode with a working distance of 15 mm, spot size of ~92 nm, scanning at 3 µm resolution (operating at 25 kV, 11.6 nA). LA-ICP-MS mapping: laser energy of 5 J/cm2, repetition rate of 15 Hz, spot size of 10 µm, scan speed of 40 µm/s. | NIST 610, NIST 612, and GSD-1G as external standards | 22.0335 |  | 816.7935 |  | 742.8887 | [9 empty] | 0.054699 |  |  |  | 896.0359 |  | 9.7233 | [5 empty] | 1.2183 | [5 empty] | 7.578 | [9 empty] | 193.954 |  | 0.23258 |  |  |  | 61.8447 | [19 empty] | 53.8273 |  | 1.5409 | [9 empty] | 11.3734 | [5 empty] | 330.8487 | [17 empty] | 12.394 |  |  |  | 0.30882 |  | 124666.233 | [5 empty] | 109.9163 | [9 empty] | 158.1456 |  | 0.00692 | [5 empty] | 1.9634 | [7 empty] | 582240.3962 |  |  |  |  | 2025 | Wang, L., Han, R., Zhang, Y., Chen, Y., Liu, D. (2026). Unraveling the redistribution of trace elements during supergene processes: A case study from the Qingshan carbonate-hosted Zn-Pb deposit, SW China. Ore Geology Reviews, 188, 107059. |  | CHN | Southwest China
| Qingshan |  | Basin hydrothermal | Mississippi Valley-type (MVT) | MVT zinc-lead | Zn, Pb | Ge, Cd, Ag | Zn, Pb, Ge, Cd, Ag | Meng et al., 2023 |  | QSMr101-1-spot no.4 | QSMr101-1-spot no.4 | underground mine |  |  |  |  | ore material | polished section | grab | mineral separate | [5 empty] | mineralisation | primary sulfide ores and secondary non-sulfide ores |  |  | sphalerite, pyrite, galena, hemimorphite, willemite, goethite, smithsonite, cerussite | hydrothermal (stages 1–3), supergene | massive, brecciated, replacive, infilling | colloform, oscillatory zoning, replacement, core-mantle-rim, dendritic, botryoidal, euhedral, subhedral, anhedral |  |  |  | calcite, greenockite | polished sections (150 µm thick) | LA-ICPMS, EMPA, SEM-EDS | JEOL JXA-i SP100 microprobe equipped with five wavelength-dispersive spectrometers; Tescan Mira 3 field emission scanning electron microscope equipped with an energy dispersive spectrometer; Tescan Integrated Mineral Analyzer (TIMA) system comprising a field emission scanning electron microscope (Tescan Mira 3), integrated with four energy dispersive detectors (EDAXElement) | Guangzhou Tuoyan Analytical Technology Co., Ltd., Guizhou, China (GTAT) | EPMA: 15 kV accelerating potential and a beam current of 10 or 20 nA, with a defocused beam diameter of 5 µm; peak counting times for analyzed elements varied between 10 and 40 s, background measurements at 50% of the peak counting duration on both sides of the analyzed peak. SEM: operating voltage of 25 kV and a working distance of ~15.0 mm. TIMA: dot-mapping mode with a working distance of 15 mm, spot size of ~92 nm, scanning at 3 µm resolution (operating at 25 kV, 11.6 nA). LA-ICP-MS mapping: laser energy of 5 J/cm2, repetition rate of 15 Hz, spot size of 10 µm, scan speed of 40 µm/s. | NIST 610, NIST 612, and GSD-1G as external standards | 42.6219 |  | 2114.4921 |  | 713.1105 | [9 empty] | 0.058293 |  |  |  | 599.2019 |  | 11.0425 | [5 empty] | 1.6946 | [5 empty] | 11.0974 | [9 empty] | 1419.1822 |  | 1.3335 |  |  |  | 132.0182 | [19 empty] | 158.8931 |  | 2.0321 | [9 empty] | 10.2496 | [5 empty] | 3139.0034 | [17 empty] | 21.2401 |  |  |  | 56.5188 |  | 124310.952 |  |  |  | 0.4257 |  | 395.527 | [9 empty] | 194.9639 |  | 0.037455 | [5 empty] | 6.8013 | [7 empty] | 579203.291 |  |  |  |  | 2025 | Wang, L., Han, R., Zhang, Y., Chen, Y., Liu, D. (2026). Unraveling the redistribution of trace elements during supergene processes: A case study from the Qingshan carbonate-hosted Zn-Pb deposit, SW China. Ore Geology Reviews, 188, 107059. |  | CHN | Southwest China
| Qingshan |  | Basin hydrothermal | Mississippi Valley-type (MVT) | MVT zinc-lead | Zn, Pb | Ge, Cd, Ag | Zn, Pb, Ge, Cd, Ag | Meng et al., 2023 |  | QSMr101-1-spot no.5 | QSMr101-1-spot no.5 | underground mine |  |  |  |  | ore material | polished section | grab | mineral separate | [5 empty] | mineralisation | primary sulfide ores and secondary non-sulfide ores |  |  | sphalerite, pyrite, galena, hemimorphite, willemite, goethite, smithsonite, cerussite | hydrothermal (stages 1–3), supergene | massive, brecciated, replacive, infilling | colloform, oscillatory zoning, replacement, core-mantle-rim, dendritic, botryoidal, euhedral, subhedral, anhedral |  |  |  | calcite, greenockite | polished sections (150 µm thick) | LA-ICPMS, EMPA, SEM-EDS | JEOL JXA-i SP100 microprobe equipped with five wavelength-dispersive spectrometers; Tescan Mira 3 field emission scanning electron microscope equipped with an energy dispersive spectrometer; Tescan Integrated Mineral Analyzer (TIMA) system comprising a field emission scanning electron microscope (Tescan Mira 3), integrated with four energy dispersive detectors (EDAXElement) | Guangzhou Tuoyan Analytical Technology Co., Ltd., Guizhou, China (GTAT) | EPMA: 15 kV accelerating potential and a beam current of 10 or 20 nA, with a defocused beam diameter of 5 µm; peak counting times for analyzed elements varied between 10 and 40 s, background measurements at 50% of the peak counting duration on both sides of the analyzed peak. SEM: operating voltage of 25 kV and a working distance of ~15.0 mm. TIMA: dot-mapping mode with a working distance of 15 mm, spot size of ~92 nm, scanning at 3 µm resolution (operating at 25 kV, 11.6 nA). LA-ICP-MS mapping: laser energy of 5 J/cm2, repetition rate of 15 Hz, spot size of 10 µm, scan speed of 40 µm/s. | NIST 610, NIST 612, and GSD-1G as external standards | 0.10044 |  | 2458.3023 |  | 2582.4154 | [9 empty] | 0.026577 |  |  |  | 453.3152 |  | 10.9663 | [5 empty] | 1.3954 | [5 empty] | 23.6918 | [9 empty] | 292.1412 |  | 0.57049 |  |  |  | 93.3633 | [19 empty] | 187.6985 |  | 2.5356 | [9 empty] | 7.9585 | [5 empty] | 3114.4877 | [17 empty] | 3.3907 |  |  |  | 334.9715 |  | 125755.4497 | [5 empty] | 893.0788 | [9 empty] | 525.6697 |  | 0.01819 | [5 empty] | 30.2549 | [7 empty] | 579372.019 |  |  |  |  | 2025 | Wang, L., Han, R., Zhang, Y., Chen, Y., Liu, D. (2026). Unraveling the redistribution of trace elements during supergene processes: A case study from the Qingshan carbonate-hosted Zn-Pb deposit, SW China. Ore Geology Reviews, 188, 107059. |  | CHN | Southwest China
| Qingshan |  | Basin hydrothermal | Mississippi Valley-type (MVT) | MVT zinc-lead | Zn, Pb | Ge, Cd, Ag | Zn, Pb, Ge, Cd, Ag | Meng et al., 2023 |  | QSMr101-1-spot no.6 | QSMr101-1-spot no.6 | underground mine |  |  |  |  | ore material | polished section | grab | mineral separate | [5 empty] | mineralisation | primary sulfide ores and secondary non-sulfide ores |  |  | sphalerite, pyrite, galena, hemimorphite, willemite, goethite, smithsonite, cerussite | hydrothermal (stages 1–3), supergene | massive, brecciated, replacive, infilling | colloform, oscillatory zoning, replacement, core-mantle-rim, dendritic, botryoidal, euhedral, subhedral, anhedral |  |  |  | calcite, greenockite | polished sections (150 µm thick) | LA-ICPMS, EMPA, SEM-EDS | JEOL JXA-i SP100 microprobe equipped with five wavelength-dispersive spectrometers; Tescan Mira 3 field emission scanning electron microscope equipped with an energy dispersive spectrometer; Tescan Integrated Mineral Analyzer (TIMA) system comprising a field emission scanning electron microscope (Tescan Mira 3), integrated with four energy dispersive detectors (EDAXElement) | Guangzhou Tuoyan Analytical Technology Co., Ltd., Guizhou, China (GTAT) | EPMA: 15 kV accelerating potential and a beam current of 10 or 20 nA, with a defocused beam diameter of 5 µm; peak counting times for analyzed elements varied between 10 and 40 s, background measurements at 50% of the peak counting duration on both sides of the analyzed peak. SEM: operating voltage of 25 kV and a working distance of ~15.0 mm. TIMA: dot-mapping mode with a working distance of 15 mm, spot size of ~92 nm, scanning at 3 µm resolution (operating at 25 kV, 11.6 nA). LA-ICP-MS mapping: laser energy of 5 J/cm2, repetition rate of 15 Hz, spot size of 10 µm, scan speed of 40 µm/s. | NIST 610, NIST 612, and GSD-1G as external standards | 0.08876 |  | 2472.5799 |  | 671.0557 | [9 empty] | 0.046537 |  |  |  | 706.3663 |  | 11.135 | [5 empty] | 0.070373 | [15 empty] | 148.8862 |  | 1.155 |  |  |  | 145.8824 | [19 empty] | 184.9147 |  | 1.7876 | [9 empty] | 10.8215 | [5 empty] | 3270.5506 | [17 empty] | 15.938 |  |  |  | 0.57517 |  | 125091.6353 | [5 empty] | 909.8528 | [9 empty] | 263.2463 |  | 0.032925 | [5 empty] | 6.9006 | [7 empty] | 576359.0178 |  |  |  |  | 2025 | Wang, L., Han, R., Zhang, Y., Chen, Y., Liu, D. (2026). Unraveling the redistribution of trace elements during supergene processes: A case study from the Qingshan carbonate-hosted Zn-Pb deposit, SW China. Ore Geology Reviews, 188, 107059. |  | CHN | Southwest China
| Qingshan |  | Basin hydrothermal | Mississippi Valley-type (MVT) | MVT zinc-lead | Zn, Pb | Ge, Cd, Ag | Zn, Pb, Ge, Cd, Ag | Meng et al., 2023 |  | QSMr101-1-spot no.7 | QSMr101-1-spot no.7 | underground mine |  |  |  |  | ore material | polished section | grab | mineral separate | [5 empty] | mineralisation | primary sulfide ores and secondary non-sulfide ores |  |  | sphalerite, pyrite, galena, hemimorphite, willemite, goethite, smithsonite, cerussite | hydrothermal (stages 1–3), supergene | massive, brecciated, replacive, infilling | colloform, oscillatory zoning, replacement, core-mantle-rim, dendritic, botryoidal, euhedral, subhedral, anhedral |  |  |  | calcite, greenockite | polished sections (150 µm thick) | LA-ICPMS, EMPA, SEM-EDS | JEOL JXA-i SP100 microprobe equipped with five wavelength-dispersive spectrometers; Tescan Mira 3 field emission scanning electron microscope equipped with an energy dispersive spectrometer; Tescan Integrated Mineral Analyzer (TIMA) system comprising a field emission scanning electron microscope (Tescan Mira 3), integrated with four energy dispersive detectors (EDAXElement) | Guangzhou Tuoyan Analytical Technology Co., Ltd., Guizhou, China (GTAT) | EPMA: 15 kV accelerating potential and a beam current of 10 or 20 nA, with a defocused beam diameter of 5 µm; peak counting times for analyzed elements varied between 10 and 40 s, background measurements at 50% of the peak counting duration on both sides of the analyzed peak. SEM: operating voltage of 25 kV and a working distance of ~15.0 mm. TIMA: dot-mapping mode with a working distance of 15 mm, spot size of ~92 nm, scanning at 3 µm resolution (operating at 25 kV, 11.6 nA). LA-ICP-MS mapping: laser energy of 5 J/cm2, repetition rate of 15 Hz, spot size of 10 µm, scan speed of 40 µm/s. | NIST 610, NIST 612, and GSD-1G as external standards | 64.4695 |  | 1195.0743 |  | 580.6212 | [9 empty] | 0.069568 |  |  |  | 578.9161 |  | 10.7906 | [5 empty] | 1.6562 | [5 empty] | 12.5011 | [9 empty] | 167.904 |  | 0.35881 |  |  |  | 121.2942 | [19 empty] | 79.2857 |  | 1.8886 | [9 empty] | 6.6951 | [5 empty] | 1167.3288 | [17 empty] | 12.2066 |  |  |  | 96.1129 |  | 124647.534 | [5 empty] | 944.5052 | [9 empty] | 34.9095 |  | 0.019136 | [5 empty] | 3.0376 | [7 empty] | 588169.9827 |  |  |  |  | 2025 | Wang, L., Han, R., Zhang, Y., Chen, Y., Liu, D. (2026). Unraveling the redistribution of trace elements during supergene processes: A case study from the Qingshan carbonate-hosted Zn-Pb deposit, SW China. Ore Geology Reviews, 188, 107059. |  | CHN | Southwest China
| Qingshan |  | Basin hydrothermal | Mississippi Valley-type (MVT) | MVT zinc-lead | Zn, Pb | Ge, Cd, Ag | Zn, Pb, Ge, Cd, Ag | Meng et al., 2023 |  | QSMr101-1-spot no.8 | QSMr101-1-spot no.8 | underground mine |  |  |  |  | ore material | polished section | grab | mineral separate | [5 empty] | mineralisation | primary sulfide ores and secondary non-sulfide ores |  |  | sphalerite, pyrite, galena, hemimorphite, willemite, goethite, smithsonite, cerussite | hydrothermal (stages 1–3), supergene | massive, brecciated, replacive, infilling | colloform, oscillatory zoning, replacement, core-mantle-rim, dendritic, botryoidal, euhedral, subhedral, anhedral |  |  |  | calcite, greenockite | polished sections (150 µm thick) | LA-ICPMS, EMPA, SEM-EDS | JEOL JXA-i SP100 microprobe equipped with five wavelength-dispersive spectrometers; Tescan Mira 3 field emission scanning electron microscope equipped with an energy dispersive spectrometer; Tescan Integrated Mineral Analyzer (TIMA) system comprising a field emission scanning electron microscope (Tescan Mira 3), integrated with four energy dispersive detectors (EDAXElement) | Guangzhou Tuoyan Analytical Technology Co., Ltd., Guizhou, China (GTAT) | EPMA: 15 kV accelerating potential and a beam current of 10 or 20 nA, with a defocused beam diameter of 5 µm; peak counting times for analyzed elements varied between 10 and 40 s, background measurements at 50% of the peak counting duration on both sides of the analyzed peak. SEM: operating voltage of 25 kV and a working distance of ~15.0 mm. TIMA: dot-mapping mode with a working distance of 15 mm, spot size of ~92 nm, scanning at 3 µm resolution (operating at 25 kV, 11.6 nA). LA-ICP-MS mapping: laser energy of 5 J/cm2, repetition rate of 15 Hz, spot size of 10 µm, scan speed of 40 µm/s. | NIST 610, NIST 612, and GSD-1G as external standards | 0.47973 |  | 154.269 |  | 246.9664 | [9 empty] | 0.045875 |  |  |  | 648.8754 |  | 9.0363 | [5 empty] | 1.3513 | [5 empty] | 19.1123 | [9 empty] | 68.4533 |  | 0.3862 |  |  |  | 24.5203 | [19 empty] | 7.3943 |  | 2.0613 | [9 empty] | 8.0362 | [5 empty] | 1492.8328 | [17 empty] | 7.8176 |  |  |  | 0.58475 |  | 124876.5967 | [5 empty] | 379.9774 | [9 empty] | 6.0691 |  | 0.038337 | [5 empty] | 0.55407 | [7 empty] | 584232.9944 |  |  |  |  | 2025 | Wang, L., Han, R., Zhang, Y., Chen, Y., Liu, D. (2026). Unraveling the redistribution of trace elements during supergene processes: A case study from the Qingshan carbonate-hosted Zn-Pb deposit, SW China. Ore Geology Reviews, 188, 107059. |  | CHN | Southwest China
| Qingshan |  | Basin hydrothermal | Mississippi Valley-type (MVT) | MVT zinc-lead | Zn, Pb | Ge, Cd, Ag | Zn, Pb, Ge, Cd, Ag | Meng et al., 2023 |  | QSMr101-1-spot no.9 | QSMr101-1-spot no.9 | underground mine |  |  |  |  | ore material | polished section | grab | mineral separate | [5 empty] | mineralisation | primary sulfide ores and secondary non-sulfide ores |  |  | sphalerite, pyrite, galena, hemimorphite, willemite, goethite, smithsonite, cerussite | hydrothermal (stages 1–3), supergene | massive, brecciated, replacive, infilling | colloform, oscillatory zoning, replacement, core-mantle-rim, dendritic, botryoidal, euhedral, subhedral, anhedral |  |  |  | calcite, greenockite | polished sections (150 µm thick) | LA-ICPMS, EMPA, SEM-EDS | JEOL JXA-i SP100 microprobe equipped with five wavelength-dispersive spectrometers; Tescan Mira 3 field emission scanning electron microscope equipped with an energy dispersive spectrometer; Tescan Integrated Mineral Analyzer (TIMA) system comprising a field emission scanning electron microscope (Tescan Mira 3), integrated with four energy dispersive detectors (EDAXElement) | Guangzhou Tuoyan Analytical Technology Co., Ltd., Guizhou, China (GTAT) | EPMA: 15 kV accelerating potential and a beam current of 10 or 20 nA, with a defocused beam diameter of 5 µm; peak counting times for analyzed elements varied between 10 and 40 s, background measurements at 50% of the peak counting duration on both sides of the analyzed peak. SEM: operating voltage of 25 kV and a working distance of ~15.0 mm. TIMA: dot-mapping mode with a working distance of 15 mm, spot size of ~92 nm, scanning at 3 µm resolution (operating at 25 kV, 11.6 nA). LA-ICP-MS mapping: laser energy of 5 J/cm2, repetition rate of 15 Hz, spot size of 10 µm, scan speed of 40 µm/s. | NIST 610, NIST 612, and GSD-1G as external standards | 0.45778 |  | 239.3035 |  | 264.1074 | [9 empty] | 0.061826 |  |  |  | 1411.2878 |  | 9.1697 | [5 empty] | 1.2831 | [15 empty] | 87.6491 | [5 empty] | 446.0613 | [19 empty] | 16.0109 |  | 17.6769 | [15 empty] | 651.7086 | [17 empty] | 2.8866 | [5 empty] | 125587.1588 | [5 empty] | 106.8539 | [9 empty] | 9.0964 |  | 0.4424 | [5 empty] | 1.6735 | [7 empty] | 585671.2003 |  |  |  |  | 2025 | Wang, L., Han, R., Zhang, Y., Chen, Y., Liu, D. (2026). Unraveling the redistribution of trace elements during supergene processes: A case study from the Qingshan carbonate-hosted Zn-Pb deposit, SW China. Ore Geology Reviews, 188, 107059. |  | CHN | Southwest China
| Qingshan |  | Basin hydrothermal | Mississippi Valley-type (MVT) | MVT zinc-lead | Zn, Pb | Ge, Cd, Ag | Zn, Pb, Ge, Cd, Ag | Meng et al., 2023 |  | QSMr101-1-spot no.10 | QSMr101-1-spot no.10 | underground mine |  |  |  |  | ore material | polished section | grab | mineral separate | [5 empty] | mineralisation | primary sulfide ores and secondary non-sulfide ores |  |  | sphalerite, pyrite, galena, hemimorphite, willemite, goethite, smithsonite, cerussite | hydrothermal (stages 1–3), supergene | massive, brecciated, replacive, infilling | colloform, oscillatory zoning, replacement, core-mantle-rim, dendritic, botryoidal, euhedral, subhedral, anhedral |  |  |  | calcite, greenockite | polished sections (150 µm thick) | LA-ICPMS, EMPA, SEM-EDS | JEOL JXA-i SP100 microprobe equipped with five wavelength-dispersive spectrometers; Tescan Mira 3 field emission scanning electron microscope equipped with an energy dispersive spectrometer; Tescan Integrated Mineral Analyzer (TIMA) system comprising a field emission scanning electron microscope (Tescan Mira 3), integrated with four energy dispersive detectors (EDAXElement) | Guangzhou Tuoyan Analytical Technology Co., Ltd., Guizhou, China (GTAT) | EPMA: 15 kV accelerating potential and a beam current of 10 or 20 nA, with a defocused beam diameter of 5 µm; peak counting times for analyzed elements varied between 10 and 40 s, background measurements at 50% of the peak counting duration on both sides of the analyzed peak. SEM: operating voltage of 25 kV and a working distance of ~15.0 mm. TIMA: dot-mapping mode with a working distance of 15 mm, spot size of ~92 nm, scanning at 3 µm resolution (operating at 25 kV, 11.6 nA). LA-ICP-MS mapping: laser energy of 5 J/cm2, repetition rate of 15 Hz, spot size of 10 µm, scan speed of 40 µm/s. | NIST 610, NIST 612, and GSD-1G as external standards | 0.24087 |  | 34.6114 |  | 299.0592 | [9 empty] | 0.066707 |  |  |  | 1007.412 |  | 9.5232 | [5 empty] | 1.0076 | [15 empty] | 8844.0504 |  | 0.25892 |  |  |  | 47.1769 | [19 empty] | 45.5796 |  | 14.7665 | [15 empty] | 354.9137 | [17 empty] | 10.673 | [5 empty] | 124694.2815 | [5 empty] | 1001.1638 | [9 empty] | 4.5586 |  | 0.48376 | [5 empty] | 6.1193 | [7 empty] | 582810.8578 |  |  |  |  | 2025 | Wang, L., Han, R., Zhang, Y., Chen, Y., Liu, D. (2026). Unraveling the redistribution of trace elements during supergene processes: A case study from the Qingshan carbonate-hosted Zn-Pb deposit, SW China. Ore Geology Reviews, 188, 107059. |  | CHN | Southwest China
| Qingshan |  | Basin hydrothermal | Mississippi Valley-type (MVT) | MVT zinc-lead | Zn, Pb | Ge, Cd, Ag | Zn, Pb, Ge, Cd, Ag | Meng et al., 2023 |  | QSMr101-1-spot no.11 | QSMr101-1-spot no.11 | underground mine |  |  |  |  | ore material | polished section | grab | mineral separate | [5 empty] | mineralisation | primary sulfide ores and secondary non-sulfide ores |  |  | sphalerite, pyrite, galena, hemimorphite, willemite, goethite, smithsonite, cerussite | hydrothermal (stages 1–3), supergene | massive, brecciated, replacive, infilling | colloform, oscillatory zoning, replacement, core-mantle-rim, dendritic, botryoidal, euhedral, subhedral, anhedral |  |  |  | calcite, greenockite | polished sections (150 µm thick) | LA-ICPMS, EMPA, SEM-EDS | JEOL JXA-i SP100 microprobe equipped with five wavelength-dispersive spectrometers; Tescan Mira 3 field emission scanning electron microscope equipped with an energy dispersive spectrometer; Tescan Integrated Mineral Analyzer (TIMA) system comprising a field emission scanning electron microscope (Tescan Mira 3), integrated with four energy dispersive detectors (EDAXElement) | Guangzhou Tuoyan Analytical Technology Co., Ltd., Guizhou, China (GTAT) | EPMA: 15 kV accelerating potential and a beam current of 10 or 20 nA, with a defocused beam diameter of 5 µm; peak counting times for analyzed elements varied between 10 and 40 s, background measurements at 50% of the peak counting duration on both sides of the analyzed peak. SEM: operating voltage of 25 kV and a working distance of ~15.0 mm. TIMA: dot-mapping mode with a working distance of 15 mm, spot size of ~92 nm, scanning at 3 µm resolution (operating at 25 kV, 11.6 nA). LA-ICP-MS mapping: laser energy of 5 J/cm2, repetition rate of 15 Hz, spot size of 10 µm, scan speed of 40 µm/s. | NIST 610, NIST 612, and GSD-1G as external standards | 0.17438 |  | 2446.5331 |  | 1275.9738 | [15 empty] | 9.7703 | [21 empty] | 698.7027 |  | 0.54809 |  |  |  | 32.4781 | [19 empty] | 185.0446 | [17 empty] | 1044.9823 | [17 empty] | 24.6582 | [5 empty] | 122721.537 | [15 empty] | 290.3827 |  | 0.024265 | [5 empty] | 4.5556 | [7 empty] | 583276.8686 |  |  |  |  | 2025 | Wang, L., Han, R., Zhang, Y., Chen, Y., Liu, D. (2026). Unraveling the redistribution of trace elements during supergene processes: A case study from the Qingshan carbonate-hosted Zn-Pb deposit, SW China. Ore Geology Reviews, 188, 107059. |  | CHN | Southwest China
| Qingshan |  | Basin hydrothermal | Mississippi Valley-type (MVT) | MVT zinc-lead | Zn, Pb | Ge, Cd, Ag | Zn, Pb, Ge, Cd, Ag | Meng et al., 2023 |  | QSMr101-1-spot no.12 | QSMr101-1-spot no.12 | underground mine |  |  |  |  | ore material | polished section | grab | mineral separate | [5 empty] | mineralisation | primary sulfide ores and secondary non-sulfide ores |  |  | sphalerite, pyrite, galena, hemimorphite, willemite, goethite, smithsonite, cerussite | hydrothermal (stages 1–3), supergene | massive, brecciated, replacive, infilling | colloform, oscillatory zoning, replacement, core-mantle-rim, dendritic, botryoidal, euhedral, subhedral, anhedral |  |  |  | calcite, greenockite | polished sections (150 µm thick) | LA-ICPMS, EMPA, SEM-EDS | JEOL JXA-i SP100 microprobe equipped with five wavelength-dispersive spectrometers; Tescan Mira 3 field emission scanning electron microscope equipped with an energy dispersive spectrometer; Tescan Integrated Mineral Analyzer (TIMA) system comprising a field emission scanning electron microscope (Tescan Mira 3), integrated with four energy dispersive detectors (EDAXElement) | Guangzhou Tuoyan Analytical Technology Co., Ltd., Guizhou, China (GTAT) | EPMA: 15 kV accelerating potential and a beam current of 10 or 20 nA, with a defocused beam diameter of 5 µm; peak counting times for analyzed elements varied between 10 and 40 s, background measurements at 50% of the peak counting duration on both sides of the analyzed peak. SEM: operating voltage of 25 kV and a working distance of ~15.0 mm. TIMA: dot-mapping mode with a working distance of 15 mm, spot size of ~92 nm, scanning at 3 µm resolution (operating at 25 kV, 11.6 nA). LA-ICP-MS mapping: laser energy of 5 J/cm2, repetition rate of 15 Hz, spot size of 10 µm, scan speed of 40 µm/s. | NIST 610, NIST 612, and GSD-1G as external standards | 0.085655 |  | 2540.9266 |  | 676.1849 | [15 empty] | 11.1045 | [21 empty] | 672.7551 |  | 1.2485 |  |  |  | 141.85 | [19 empty] | 192.5252 | [17 empty] | 3128.8728 | [17 empty] | 17.6442 | [5 empty] | 124184.7337 | [15 empty] | 228.0859 |  | 0.02366 | [5 empty] | 6.31 | [7 empty] | 589198.4204 |  |  |  |  | 2025 | Wang, L., Han, R., Zhang, Y., Chen, Y., Liu, D. (2026). Unraveling the redistribution of trace elements during supergene processes: A case study from the Qingshan carbonate-hosted Zn-Pb deposit, SW China. Ore Geology Reviews, 188, 107059. |  | CHN | Southwest China
| Qingshan |  | Basin hydrothermal | Mississippi Valley-type (MVT) | MVT zinc-lead | Zn, Pb | Ge, Cd, Ag | Zn, Pb, Ge, Cd, Ag | Meng et al., 2023 |  | QSMr101-1-spot no.13 | QSMr101-1-spot no.13 | underground mine |  |  |  |  | ore material | polished section | grab | mineral separate | [5 empty] | mineralisation | primary sulfide ores and secondary non-sulfide ores |  |  | sphalerite, pyrite, galena, hemimorphite, willemite, goethite, smithsonite, cerussite | hydrothermal (stages 1–3), supergene | massive, brecciated, replacive, infilling | colloform, oscillatory zoning, replacement, core-mantle-rim, dendritic, botryoidal, euhedral, subhedral, anhedral |  |  |  | calcite, greenockite | polished sections (150 µm thick) | LA-ICPMS, EMPA, SEM-EDS | JEOL JXA-i SP100 microprobe equipped with five wavelength-dispersive spectrometers; Tescan Mira 3 field emission scanning electron microscope equipped with an energy dispersive spectrometer; Tescan Integrated Mineral Analyzer (TIMA) system comprising a field emission scanning electron microscope (Tescan Mira 3), integrated with four energy dispersive detectors (EDAXElement) | Guangzhou Tuoyan Analytical Technology Co., Ltd., Guizhou, China (GTAT) | EPMA: 15 kV accelerating potential and a beam current of 10 or 20 nA, with a defocused beam diameter of 5 µm; peak counting times for analyzed elements varied between 10 and 40 s, background measurements at 50% of the peak counting duration on both sides of the analyzed peak. SEM: operating voltage of 25 kV and a working distance of ~15.0 mm. TIMA: dot-mapping mode with a working distance of 15 mm, spot size of ~92 nm, scanning at 3 µm resolution (operating at 25 kV, 11.6 nA). LA-ICP-MS mapping: laser energy of 5 J/cm2, repetition rate of 15 Hz, spot size of 10 µm, scan speed of 40 µm/s. | NIST 610, NIST 612, and GSD-1G as external standards | 0.26278 |  | 2772.4543 |  | 740.3248 | [15 empty] | 8.8886 | [21 empty] | 417.4847 |  | 0.74607 |  |  |  | 42.6116 | [19 empty] | 215.5047 | [17 empty] | 1265.1322 | [17 empty] | 17.9081 | [5 empty] | 123623.7637 | [15 empty] | 398.5237 |  | 0.056287 | [5 empty] | 5.1627 | [7 empty] | 587567.3824 |  |  |  |  | 2025 | Wang, L., Han, R., Zhang, Y., Chen, Y., Liu, D. (2026). Unraveling the redistribution of trace elements during supergene processes: A case study from the Qingshan carbonate-hosted Zn-Pb deposit, SW China. Ore Geology Reviews, 188, 107059. |  | CHN | Southwest China
| Qingshan |  | Basin hydrothermal | Mississippi Valley-type (MVT) | MVT zinc-lead | Zn, Pb | Ge, Cd, Ag | Zn, Pb, Ge, Cd, Ag | Meng et al., 2023 |  | QSMr101-1-spot no.14 | QSMr101-1-spot no.14 | underground mine |  |  |  |  | ore material | polished section | grab | mineral separate | [5 empty] | mineralisation | primary sulfide ores and secondary non-sulfide ores |  |  | sphalerite, pyrite, galena, hemimorphite, willemite, goethite, smithsonite, cerussite | hydrothermal (stages 1–3), supergene | massive, brecciated, replacive, infilling | colloform, oscillatory zoning, replacement, core-mantle-rim, dendritic, botryoidal, euhedral, subhedral, anhedral |  |  |  | calcite, greenockite | polished sections (150 µm thick) | LA-ICPMS, EMPA, SEM-EDS | JEOL JXA-i SP100 microprobe equipped with five wavelength-dispersive spectrometers; Tescan Mira 3 field emission scanning electron microscope equipped with an energy dispersive spectrometer; Tescan Integrated Mineral Analyzer (TIMA) system comprising a field emission scanning electron microscope (Tescan Mira 3), integrated with four energy dispersive detectors (EDAXElement) | Guangzhou Tuoyan Analytical Technology Co., Ltd., Guizhou, China (GTAT) | EPMA: 15 kV accelerating potential and a beam current of 10 or 20 nA, with a defocused beam diameter of 5 µm; peak counting times for analyzed elements varied between 10 and 40 s, background measurements at 50% of the peak counting duration on both sides of the analyzed peak. SEM: operating voltage of 25 kV and a working distance of ~15.0 mm. TIMA: dot-mapping mode with a working distance of 15 mm, spot size of ~92 nm, scanning at 3 µm resolution (operating at 25 kV, 11.6 nA). LA-ICP-MS mapping: laser energy of 5 J/cm2, repetition rate of 15 Hz, spot size of 10 µm, scan speed of 40 µm/s. | NIST 610, NIST 612, and GSD-1G as external standards |  |  | 776.7855 |  | 203.1599 | [15 empty] | 8.5415 | [21 empty] | 61.5672 |  | 0.30466 |  |  |  | 33.1634 | [19 empty] | 57.8872 | [17 empty] | 422.4682 | [17 empty] | 5.8695 | [5 empty] | 125185.1303 | [15 empty] | 17.5416 | [7 empty] | 1.4258 | [7 empty] | 583598.2555 |  |  |  |  | 2025 | Wang, L., Han, R., Zhang, Y., Chen, Y., Liu, D. (2026). Unraveling the redistribution of trace elements during supergene processes: A case study from the Qingshan carbonate-hosted Zn-Pb deposit, SW China. Ore Geology Reviews, 188, 107059. |  | CHN | Southwest China
| Qingshan |  | Basin hydrothermal | Mississippi Valley-type (MVT) | MVT zinc-lead | Zn, Pb | Ge, Cd, Ag | Zn, Pb, Ge, Cd, Ag | Meng et al., 2023 |  | QSMr101-1-spot no.15 | QSMr101-1-spot no.15 | underground mine |  |  |  |  | ore material | polished section | grab | mineral separate | [5 empty] | mineralisation | primary sulfide ores and secondary non-sulfide ores |  |  | sphalerite, pyrite, galena, hemimorphite, willemite, goethite, smithsonite, cerussite | hydrothermal (stages 1–3), supergene | massive, brecciated, replacive, infilling | colloform, oscillatory zoning, replacement, core-mantle-rim, dendritic, botryoidal, euhedral, subhedral, anhedral |  |  |  | calcite, greenockite | polished sections (150 µm thick) | LA-ICPMS, EMPA, SEM-EDS | JEOL JXA-i SP100 microprobe equipped with five wavelength-dispersive spectrometers; Tescan Mira 3 field emission scanning electron microscope equipped with an energy dispersive spectrometer; Tescan Integrated Mineral Analyzer (TIMA) system comprising a field emission scanning electron microscope (Tescan Mira 3), integrated with four energy dispersive detectors (EDAXElement) | Guangzhou Tuoyan Analytical Technology Co., Ltd., Guizhou, China (GTAT) | EPMA: 15 kV accelerating potential and a beam current of 10 or 20 nA, with a defocused beam diameter of 5 µm; peak counting times for analyzed elements varied between 10 and 40 s, background measurements at 50% of the peak counting duration on both sides of the analyzed peak. SEM: operating voltage of 25 kV and a working distance of ~15.0 mm. TIMA: dot-mapping mode with a working distance of 15 mm, spot size of ~92 nm, scanning at 3 µm resolution (operating at 25 kV, 11.6 nA). LA-ICP-MS mapping: laser energy of 5 J/cm2, repetition rate of 15 Hz, spot size of 10 µm, scan speed of 40 µm/s. | NIST 610, NIST 612, and GSD-1G as external standards | 0.10708 |  | 56.6452 |  | 906.7626 | [15 empty] | 9.3426 | [21 empty] | 14.7522 |  | 0.37791 |  |  |  | 125.6074 | [37 empty] | 760.3545 | [17 empty] | 13.4889 | [5 empty] | 124072.5397 | [15 empty] | 13.4658 | [7 empty] | 0.3407 | [7 empty] | 581187.8544 |  |  |  |  | 2025 | Wang, L., Han, R., Zhang, Y., Chen, Y., Liu, D. (2026). Unraveling the redistribution of trace elements during supergene processes: A case study from the Qingshan carbonate-hosted Zn-Pb deposit, SW China. Ore Geology Reviews, 188, 107059. |  | CHN | Southwest China
| Qingshan |  | Basin hydrothermal | Mississippi Valley-type (MVT) | MVT zinc-lead | Zn, Pb | Ge, Cd, Ag | Zn, Pb, Ge, Cd, Ag | Meng et al., 2023 |  | WL-1O-2-spot no.1 | WL-1O-2-spot no.1 | underground mine |  |  |  |  | ore material | polished section | grab | mineral separate | [5 empty] | mineralisation | primary sulfide ores and secondary non-sulfide ores |  |  | sphalerite, pyrite, galena, hemimorphite, willemite, goethite, smithsonite, cerussite | hydrothermal (stages 1–3), supergene | massive, brecciated, replacive, infilling | colloform, oscillatory zoning, replacement, core-mantle-rim, dendritic, botryoidal, euhedral, subhedral, anhedral |  |  |  | calcite, greenockite | polished sections (150 µm thick) | LA-ICPMS, EMPA, SEM-EDS | JEOL JXA-i SP100 microprobe equipped with five wavelength-dispersive spectrometers; Tescan Mira 3 field emission scanning electron microscope equipped with an energy dispersive spectrometer; Tescan Integrated Mineral Analyzer (TIMA) system comprising a field emission scanning electron microscope (Tescan Mira 3), integrated with four energy dispersive detectors (EDAXElement) | Guangzhou Tuoyan Analytical Technology Co., Ltd., Guizhou, China (GTAT) | EPMA: 15 kV accelerating potential and a beam current of 10 or 20 nA, with a defocused beam diameter of 5 µm; peak counting times for analyzed elements varied between 10 and 40 s, background measurements at 50% of the peak counting duration on both sides of the analyzed peak. SEM: operating voltage of 25 kV and a working distance of ~15.0 mm. TIMA: dot-mapping mode with a working distance of 15 mm, spot size of ~92 nm, scanning at 3 µm resolution (operating at 25 kV, 11.6 nA). LA-ICP-MS mapping: laser energy of 5 J/cm2, repetition rate of 15 Hz, spot size of 10 µm, scan speed of 40 µm/s. | NIST 610, NIST 612, and GSD-1G as external standards | 0.92583 |  | 3.4621 |  | 1305.342 | [15 empty] | 17.5699 | [23 empty] | 0.56926 |  |  |  | 774.9072 | [37 empty] | 1243.6112 | [17 empty] | 8.8282 | [5 empty] | 123726.6083 |  |  |  | 0.14899 | [11 empty] | 2.2799 | [7 empty] | 2.4333 | [7 empty] | 587961.0813 |  |  |  |  | 2025 | Wang, L., Han, R., Zhang, Y., Chen, Y., Liu, D. (2026). Unraveling the redistribution of trace elements during supergene processes: A case study from the Qingshan carbonate-hosted Zn-Pb deposit, SW China. Ore Geology Reviews, 188, 107059. |  | CHN | Southwest China
| Qingshan |  | Basin hydrothermal | Mississippi Valley-type (MVT) | MVT zinc-lead | Zn, Pb | Ge, Cd, Ag | Zn, Pb, Ge, Cd, Ag | Meng et al., 2023 |  | WL-1O-2-spot no.2 | WL-1O-2-spot no.2 | underground mine |  |  |  |  | ore material | polished section | grab | mineral separate | [5 empty] | mineralisation | primary sulfide ores and secondary non-sulfide ores |  |  | sphalerite, pyrite, galena, hemimorphite, willemite, goethite, smithsonite, cerussite | hydrothermal (stages 1–3), supergene | massive, brecciated, replacive, infilling | colloform, oscillatory zoning, replacement, core-mantle-rim, dendritic, botryoidal, euhedral, subhedral, anhedral |  |  |  | calcite, greenockite | polished sections (150 µm thick) | LA-ICPMS, EMPA, SEM-EDS | JEOL JXA-i SP100 microprobe equipped with five wavelength-dispersive spectrometers; Tescan Mira 3 field emission scanning electron microscope equipped with an energy dispersive spectrometer; Tescan Integrated Mineral Analyzer (TIMA) system comprising a field emission scanning electron microscope (Tescan Mira 3), integrated with four energy dispersive detectors (EDAXElement) | Guangzhou Tuoyan Analytical Technology Co., Ltd., Guizhou, China (GTAT) | EPMA: 15 kV accelerating potential and a beam current of 10 or 20 nA, with a defocused beam diameter of 5 µm; peak counting times for analyzed elements varied between 10 and 40 s, background measurements at 50% of the peak counting duration on both sides of the analyzed peak. SEM: operating voltage of 25 kV and a working distance of ~15.0 mm. TIMA: dot-mapping mode with a working distance of 15 mm, spot size of ~92 nm, scanning at 3 µm resolution (operating at 25 kV, 11.6 nA). LA-ICP-MS mapping: laser energy of 5 J/cm2, repetition rate of 15 Hz, spot size of 10 µm, scan speed of 40 µm/s. | NIST 610, NIST 612, and GSD-1G as external standards | 0.2006 |  |  |  | 1817.28 | [15 empty] | 17.9579 | [27 empty] | 1212.3134 | [37 empty] | 524.8535 | [17 empty] | 2.2725 | [5 empty] | 122744.9107 | [23 empty] | 2.7973 | [7 empty] | 584554.3812 |  |  |  |  | 2025 | Wang, L., Han, R., Zhang, Y., Chen, Y., Liu, D. (2026). Unraveling the redistribution of trace elements during supergene processes: A case study from the Qingshan carbonate-hosted Zn-Pb deposit, SW China. Ore Geology Reviews, 188, 107059. |  | CHN | Southwest China
| Qingshan |  | Basin hydrothermal | Mississippi Valley-type (MVT) | MVT zinc-lead | Zn, Pb | Ge, Cd, Ag | Zn, Pb, Ge, Cd, Ag | Meng et al., 2023 |  | WL-1O-2-spot no.3 | WL-1O-2-spot no.3 | underground mine |  |  |  |  | ore material | polished section | grab | mineral separate | [5 empty] | mineralisation | primary sulfide ores and secondary non-sulfide ores |  |  | sphalerite, pyrite, galena, hemimorphite, willemite, goethite, smithsonite, cerussite | hydrothermal (stages 1–3), supergene | massive, brecciated, replacive, infilling | colloform, oscillatory zoning, replacement, core-mantle-rim, dendritic, botryoidal, euhedral, subhedral, anhedral |  |  |  | calcite, greenockite | polished sections (150 µm thick) | LA-ICPMS, EMPA, SEM-EDS | JEOL JXA-i SP100 microprobe equipped with five wavelength-dispersive spectrometers; Tescan Mira 3 field emission scanning electron microscope equipped with an energy dispersive spectrometer; Tescan Integrated Mineral Analyzer (TIMA) system comprising a field emission scanning electron microscope (Tescan Mira 3), integrated with four energy dispersive detectors (EDAXElement) | Guangzhou Tuoyan Analytical Technology Co., Ltd., Guizhou, China (GTAT) | EPMA: 15 kV accelerating potential and a beam current of 10 or 20 nA, with a defocused beam diameter of 5 µm; peak counting times for analyzed elements varied between 10 and 40 s, background measurements at 50% of the peak counting duration on both sides of the analyzed peak. SEM: operating voltage of 25 kV and a working distance of ~15.0 mm. TIMA: dot-mapping mode with a working distance of 15 mm, spot size of ~92 nm, scanning at 3 µm resolution (operating at 25 kV, 11.6 nA). LA-ICP-MS mapping: laser energy of 5 J/cm2, repetition rate of 15 Hz, spot size of 10 µm, scan speed of 40 µm/s. | NIST 610, NIST 612, and GSD-1G as external standards | 6.7307 |  | 6.7805 |  | 1513.004 | [15 empty] | 43.5043 | [11 empty] | 1.3461 | [9 empty] | 467.7975 |  | 1.0615 |  |  |  | 291.28 | [37 empty] | 1875.4732 | [17 empty] | 20.9438 |  |  |  | 33.64 |  | 123577.0163 | [23 empty] | 3.6214 | [7 empty] | 586924.6088 |  |  |  |  | 2025 | Wang, L., Han, R., Zhang, Y., Chen, Y., Liu, D. (2026). Unraveling the redistribution of trace elements during supergene processes: A case study from the Qingshan carbonate-hosted Zn-Pb deposit, SW China. Ore Geology Reviews, 188, 107059. |  | CHN | Southwest China
| Qingshan |  | Basin hydrothermal | Mississippi Valley-type (MVT) | MVT zinc-lead | Zn, Pb | Ge, Cd, Ag | Zn, Pb, Ge, Cd, Ag | Meng et al., 2023 |  | WL-1O-2-spot no.4 | WL-1O-2-spot no.4 | underground mine |  |  |  |  | ore material | polished section | grab | mineral separate | [5 empty] | mineralisation | primary sulfide ores and secondary non-sulfide ores |  |  | sphalerite, pyrite, galena, hemimorphite, willemite, goethite, smithsonite, cerussite | hydrothermal (stages 1–3), supergene | massive, brecciated, replacive, infilling | colloform, oscillatory zoning, replacement, core-mantle-rim, dendritic, botryoidal, euhedral, subhedral, anhedral |  |  |  | calcite, greenockite | polished sections (150 µm thick) | LA-ICPMS, EMPA, SEM-EDS | JEOL JXA-i SP100 microprobe equipped with five wavelength-dispersive spectrometers; Tescan Mira 3 field emission scanning electron microscope equipped with an energy dispersive spectrometer; Tescan Integrated Mineral Analyzer (TIMA) system comprising a field emission scanning electron microscope (Tescan Mira 3), integrated with four energy dispersive detectors (EDAXElement) | Guangzhou Tuoyan Analytical Technology Co., Ltd., Guizhou, China (GTAT) | EPMA: 15 kV accelerating potential and a beam current of 10 or 20 nA, with a defocused beam diameter of 5 µm; peak counting times for analyzed elements varied between 10 and 40 s, background measurements at 50% of the peak counting duration on both sides of the analyzed peak. SEM: operating voltage of 25 kV and a working distance of ~15.0 mm. TIMA: dot-mapping mode with a working distance of 15 mm, spot size of ~92 nm, scanning at 3 µm resolution (operating at 25 kV, 11.6 nA). LA-ICP-MS mapping: laser energy of 5 J/cm2, repetition rate of 15 Hz, spot size of 10 µm, scan speed of 40 µm/s. | NIST 610, NIST 612, and GSD-1G as external standards | 0.13398 |  | 1.8926 |  | 439.7491 | [15 empty] | 17.2163 | [21 empty] | 23.9698 |  | 0.25981 |  |  |  | 41.5153 | [37 empty] | 326.5833 | [17 empty] | 4.2895 | [5 empty] | 125199.1545 | [23 empty] | 1.3163 | [7 empty] | 585695.3043 |  |  |  |  | 2025 | Wang, L., Han, R., Zhang, Y., Chen, Y., Liu, D. (2026). Unraveling the redistribution of trace elements during supergene processes: A case study from the Qingshan carbonate-hosted Zn-Pb deposit, SW China. Ore Geology Reviews, 188, 107059. |  | CHN | Southwest China
| Qingshan |  | Basin hydrothermal | Mississippi Valley-type (MVT) | MVT zinc-lead | Zn, Pb | Ge, Cd, Ag | Zn, Pb, Ge, Cd, Ag | Meng et al., 2023 |  | WL-1O-2-spot no.5 | WL-1O-2-spot no.5 | underground mine |  |  |  |  | ore material | polished section | grab | mineral separate | [5 empty] | mineralisation | primary sulfide ores and secondary non-sulfide ores |  |  | sphalerite, pyrite, galena, hemimorphite, willemite, goethite, smithsonite, cerussite | hydrothermal (stages 1–3), supergene | massive, brecciated, replacive, infilling | colloform, oscillatory zoning, replacement, core-mantle-rim, dendritic, botryoidal, euhedral, subhedral, anhedral |  |  |  | calcite, greenockite | polished sections (150 µm thick) | LA-ICPMS, EMPA, SEM-EDS | JEOL JXA-i SP100 microprobe equipped with five wavelength-dispersive spectrometers; Tescan Mira 3 field emission scanning electron microscope equipped with an energy dispersive spectrometer; Tescan Integrated Mineral Analyzer (TIMA) system comprising a field emission scanning electron microscope (Tescan Mira 3), integrated with four energy dispersive detectors (EDAXElement) | Guangzhou Tuoyan Analytical Technology Co., Ltd., Guizhou, China (GTAT) | EPMA: 15 kV accelerating potential and a beam current of 10 or 20 nA, with a defocused beam diameter of 5 µm; peak counting times for analyzed elements varied between 10 and 40 s, background measurements at 50% of the peak counting duration on both sides of the analyzed peak. SEM: operating voltage of 25 kV and a working distance of ~15.0 mm. TIMA: dot-mapping mode with a working distance of 15 mm, spot size of ~92 nm, scanning at 3 µm resolution (operating at 25 kV, 11.6 nA). LA-ICP-MS mapping: laser energy of 5 J/cm2, repetition rate of 15 Hz, spot size of 10 µm, scan speed of 40 µm/s. | NIST 610, NIST 612, and GSD-1G as external standards | 0.15619 |  | 12.2032 |  | 616.3072 | [15 empty] | 19.7438 | [23 empty] | 1.958 |  |  |  | 123.8254 | [7 empty] | 0.00414 | [11 empty] | 3.7674 |  | 0.72138 | [15 empty] | 4798.4005 | [17 empty] | 38.6748 | [5 empty] | 124362.3742 | [23 empty] | 3.0803 | [7 empty] | 585052.5307 |  |  |  |  | 2025 | Wang, L., Han, R., Zhang, Y., Chen, Y., Liu, D. (2026). Unraveling the redistribution of trace elements during supergene processes: A case study from the Qingshan carbonate-hosted Zn-Pb deposit, SW China. Ore Geology Reviews, 188, 107059. |  | CHN | Southwest China
| Qingshan |  | Basin hydrothermal | Mississippi Valley-type (MVT) | MVT zinc-lead | Zn, Pb | Ge, Cd, Ag | Zn, Pb, Ge, Cd, Ag | Meng et al., 2023 |  | WL-1O-2-spot no.6 | WL-1O-2-spot no.6 | underground mine |  |  |  |  | ore material | polished section | grab | mineral separate | [5 empty] | mineralisation | primary sulfide ores and secondary non-sulfide ores |  |  | sphalerite, pyrite, galena, hemimorphite, willemite, goethite, smithsonite, cerussite | hydrothermal (stages 1–3), supergene | massive, brecciated, replacive, infilling | colloform, oscillatory zoning, replacement, core-mantle-rim, dendritic, botryoidal, euhedral, subhedral, anhedral |  |  |  | calcite, greenockite | polished sections (150 µm thick) | LA-ICPMS, EMPA, SEM-EDS | JEOL JXA-i SP100 microprobe equipped with five wavelength-dispersive spectrometers; Tescan Mira 3 field emission scanning electron microscope equipped with an energy dispersive spectrometer; Tescan Integrated Mineral Analyzer (TIMA) system comprising a field emission scanning electron microscope (Tescan Mira 3), integrated with four energy dispersive detectors (EDAXElement) | Guangzhou Tuoyan Analytical Technology Co., Ltd., Guizhou, China (GTAT) | EPMA: 15 kV accelerating potential and a beam current of 10 or 20 nA, with a defocused beam diameter of 5 µm; peak counting times for analyzed elements varied between 10 and 40 s, background measurements at 50% of the peak counting duration on both sides of the analyzed peak. SEM: operating voltage of 25 kV and a working distance of ~15.0 mm. TIMA: dot-mapping mode with a working distance of 15 mm, spot size of ~92 nm, scanning at 3 µm resolution (operating at 25 kV, 11.6 nA). LA-ICP-MS mapping: laser energy of 5 J/cm2, repetition rate of 15 Hz, spot size of 10 µm, scan speed of 40 µm/s. | NIST 610, NIST 612, and GSD-1G as external standards | 0.27322 |  |  |  | 861.2614 | [15 empty] | 15.015 | [23 empty] | 0.34439 |  |  |  | 578.1548 | [37 empty] | 396.0843 | [17 empty] | 2.2901 | [5 empty] | 123619.089 | [23 empty] | 2.3971 | [7 empty] | 585229.2935 |  |  |  |  | 2025 | Wang, L., Han, R., Zhang, Y., Chen, Y., Liu, D. (2026). Unraveling the redistribution of trace elements during supergene processes: A case study from the Qingshan carbonate-hosted Zn-Pb deposit, SW China. Ore Geology Reviews, 188, 107059. |  | CHN | Southwest China
| Qingshan |  | Basin hydrothermal | Mississippi Valley-type (MVT) | MVT zinc-lead | Zn, Pb | Ge, Cd, Ag | Zn, Pb, Ge, Cd, Ag | Meng et al., 2023 |  | WL-1O-3-spot no.9 | WL-1O-3-spot no.9 | underground mine |  |  |  |  | ore material | polished section | grab | mineral separate | [5 empty] | mineralisation | primary sulfide ores and secondary non-sulfide ores |  |  | sphalerite, pyrite, galena, hemimorphite, willemite, goethite, smithsonite, cerussite | hydrothermal (stages 1–3), supergene | massive, brecciated, replacive, infilling | colloform, oscillatory zoning, replacement, core-mantle-rim, dendritic, botryoidal, euhedral, subhedral, anhedral |  |  |  | calcite, greenockite | polished sections (150 µm thick) | LA-ICPMS, EMPA, SEM-EDS | JEOL JXA-i SP100 microprobe equipped with five wavelength-dispersive spectrometers; Tescan Mira 3 field emission scanning electron microscope equipped with an energy dispersive spectrometer; Tescan Integrated Mineral Analyzer (TIMA) system comprising a field emission scanning electron microscope (Tescan Mira 3), integrated with four energy dispersive detectors (EDAXElement) | Guangzhou Tuoyan Analytical Technology Co., Ltd., Guizhou, China (GTAT) | EPMA: 15 kV accelerating potential and a beam current of 10 or 20 nA, with a defocused beam diameter of 5 µm; peak counting times for analyzed elements varied between 10 and 40 s, background measurements at 50% of the peak counting duration on both sides of the analyzed peak. SEM: operating voltage of 25 kV and a working distance of ~15.0 mm. TIMA: dot-mapping mode with a working distance of 15 mm, spot size of ~92 nm, scanning at 3 µm resolution (operating at 25 kV, 11.6 nA). LA-ICP-MS mapping: laser energy of 5 J/cm2, repetition rate of 15 Hz, spot size of 10 µm, scan speed of 40 µm/s. | NIST 610, NIST 612, and GSD-1G as external standards | 0.72079 |  | 6479.6016 |  | 3726.7852 | [13 empty] | 590.1302 |  | 27.2742 | [5 empty] | 2.9805 | [15 empty] | 20.0577 |  | 16.5789 |  |  |  | 163.6614 | [19 empty] | 168.8433 |  | 19.0992 | [9 empty] | 85.1873 | [5 empty] | 596.7743 | [17 empty] | 19.173 |  |  |  | 2.6967 |  | 122576.6197 | [15 empty] | 516.3327 | [7 empty] | 0.4662 | [7 empty] | 585124.8427 |  |  |  |  | 2025 | Wang, L., Han, R., Zhang, Y., Chen, Y., Liu, D. (2026). Unraveling the redistribution of trace elements during supergene processes: A case study from the Qingshan carbonate-hosted Zn-Pb deposit, SW China. Ore Geology Reviews, 188, 107059. |  | CHN | Southwest China
| Qingshan |  | Basin hydrothermal | Mississippi Valley-type (MVT) | MVT zinc-lead | Zn, Pb | Ge, Cd, Ag | Zn, Pb, Ge, Cd, Ag | Meng et al., 2023 |  | WL-1O-3-spot no.10 | WL-1O-3-spot no.10 | underground mine |  |  |  |  | ore material | polished section | grab | mineral separate | [5 empty] | mineralisation | primary sulfide ores and secondary non-sulfide ores |  |  | sphalerite, pyrite, galena, hemimorphite, willemite, goethite, smithsonite, cerussite | hydrothermal (stages 1–3), supergene | massive, brecciated, replacive, infilling | colloform, oscillatory zoning, replacement, core-mantle-rim, dendritic, botryoidal, euhedral, subhedral, anhedral |  |  |  | calcite, greenockite | polished sections (150 µm thick) | LA-ICPMS, EMPA, SEM-EDS | JEOL JXA-i SP100 microprobe equipped with five wavelength-dispersive spectrometers; Tescan Mira 3 field emission scanning electron microscope equipped with an energy dispersive spectrometer; Tescan Integrated Mineral Analyzer (TIMA) system comprising a field emission scanning electron microscope (Tescan Mira 3), integrated with four energy dispersive detectors (EDAXElement) | Guangzhou Tuoyan Analytical Technology Co., Ltd., Guizhou, China (GTAT) | EPMA: 15 kV accelerating potential and a beam current of 10 or 20 nA, with a defocused beam diameter of 5 µm; peak counting times for analyzed elements varied between 10 and 40 s, background measurements at 50% of the peak counting duration on both sides of the analyzed peak. SEM: operating voltage of 25 kV and a working distance of ~15.0 mm. TIMA: dot-mapping mode with a working distance of 15 mm, spot size of ~92 nm, scanning at 3 µm resolution (operating at 25 kV, 11.6 nA). LA-ICP-MS mapping: laser energy of 5 J/cm2, repetition rate of 15 Hz, spot size of 10 µm, scan speed of 40 µm/s. | NIST 610, NIST 612, and GSD-1G as external standards | 1.8887 |  | 18.7567 |  | 2729.1022 | [13 empty] | 500.0142 |  | 29.2955 | [5 empty] | 2.9167 | [5 empty] | 1.8911 | [9 empty] | 429484.3317 |  | 1.309 |  |  |  | 609.9946 | [19 empty] | 201.5336 |  | 16.3304 | [9 empty] | 73.4732 | [5 empty] | 5417.1592 | [17 empty] | 86.5508 | [5 empty] | 126381.8663 |  |  |  | 0.3846 | [11 empty] | 257.2581 | [7 empty] | 3.112 | [7 empty] | 591600.7868 |  |  |  |  | 2025 | Wang, L., Han, R., Zhang, Y., Chen, Y., Liu, D. (2026). Unraveling the redistribution of trace elements during supergene processes: A case study from the Qingshan carbonate-hosted Zn-Pb deposit, SW China. Ore Geology Reviews, 188, 107059. |  | CHN | Southwest China
| Qingshan |  | Basin hydrothermal | Mississippi Valley-type (MVT) | MVT zinc-lead | Zn, Pb | Ge, Cd, Ag | Zn, Pb, Ge, Cd, Ag | Meng et al., 2023 |  | WL-1O-3-spot no.11 | WL-1O-3-spot no.11 | underground mine |  |  |  |  | ore material | polished section | grab | mineral separate | [5 empty] | mineralisation | primary sulfide ores and secondary non-sulfide ores |  |  | sphalerite, pyrite, galena, hemimorphite, willemite, goethite, smithsonite, cerussite | hydrothermal (stages 1–3), supergene | massive, brecciated, replacive, infilling | colloform, oscillatory zoning, replacement, core-mantle-rim, dendritic, botryoidal, euhedral, subhedral, anhedral |  |  |  | calcite, greenockite | polished sections (150 µm thick) | LA-ICPMS, EMPA, SEM-EDS | JEOL JXA-i SP100 microprobe equipped with five wavelength-dispersive spectrometers; Tescan Mira 3 field emission scanning electron microscope equipped with an energy dispersive spectrometer; Tescan Integrated Mineral Analyzer (TIMA) system comprising a field emission scanning electron microscope (Tescan Mira 3), integrated with four energy dispersive detectors (EDAXElement) | Guangzhou Tuoyan Analytical Technology Co., Ltd., Guizhou, China (GTAT) | EPMA: 15 kV accelerating potential and a beam current of 10 or 20 nA, with a defocused beam diameter of 5 µm; peak counting times for analyzed elements varied between 10 and 40 s, background measurements at 50% of the peak counting duration on both sides of the analyzed peak. SEM: operating voltage of 25 kV and a working distance of ~15.0 mm. TIMA: dot-mapping mode with a working distance of 15 mm, spot size of ~92 nm, scanning at 3 µm resolution (operating at 25 kV, 11.6 nA). LA-ICP-MS mapping: laser energy of 5 J/cm2, repetition rate of 15 Hz, spot size of 10 µm, scan speed of 40 µm/s. | NIST 610, NIST 612, and GSD-1G as external standards | 0.98727 |  | 2.4007 |  | 2891.071 | [15 empty] | 25.7462 | [21 empty] | 21.5293 |  | 0.39397 |  |  |  | 328.865 | [7 empty] | 0.002884 | [11 empty] | 3.0052 | [17 empty] | 1432.4008 | [17 empty] | 28.4935 | [5 empty] | 123815.4285 |  |  |  | 0.27844 | [19 empty] | 5.4953 | [7 empty] | 581742.2467 |  |  |  |  | 2025 | Wang, L., Han, R., Zhang, Y., Chen, Y., Liu, D. (2026). Unraveling the redistribution of trace elements during supergene processes: A case study from the Qingshan carbonate-hosted Zn-Pb deposit, SW China. Ore Geology Reviews, 188, 107059. |  | CHN | Southwest China
| Qingshan |  | Basin hydrothermal | Mississippi Valley-type (MVT) | MVT zinc-lead | Zn, Pb | Ge, Cd, Ag | Zn, Pb, Ge, Cd, Ag | Meng et al., 2023 |  | WL-1O-3-spot no.13 | WL-1O-3-spot no.13 | underground mine |  |  |  |  | ore material | polished section | grab | mineral separate | [5 empty] | mineralisation | primary sulfide ores and secondary non-sulfide ores |  |  | sphalerite, pyrite, galena, hemimorphite, willemite, goethite, smithsonite, cerussite | hydrothermal (stages 1–3), supergene | massive, brecciated, replacive, infilling | colloform, oscillatory zoning, replacement, core-mantle-rim, dendritic, botryoidal, euhedral, subhedral, anhedral |  |  |  | calcite, greenockite | polished sections (150 µm thick) | LA-ICPMS, EMPA, SEM-EDS | JEOL JXA-i SP100 microprobe equipped with five wavelength-dispersive spectrometers; Tescan Mira 3 field emission scanning electron microscope equipped with an energy dispersive spectrometer; Tescan Integrated Mineral Analyzer (TIMA) system comprising a field emission scanning electron microscope (Tescan Mira 3), integrated with four energy dispersive detectors (EDAXElement) | Guangzhou Tuoyan Analytical Technology Co., Ltd., Guizhou, China (GTAT) | EPMA: 15 kV accelerating potential and a beam current of 10 or 20 nA, with a defocused beam diameter of 5 µm; peak counting times for analyzed elements varied between 10 and 40 s, background measurements at 50% of the peak counting duration on both sides of the analyzed peak. SEM: operating voltage of 25 kV and a working distance of ~15.0 mm. TIMA: dot-mapping mode with a working distance of 15 mm, spot size of ~92 nm, scanning at 3 µm resolution (operating at 25 kV, 11.6 nA). LA-ICP-MS mapping: laser energy of 5 J/cm2, repetition rate of 15 Hz, spot size of 10 µm, scan speed of 40 µm/s. | NIST 610, NIST 612, and GSD-1G as external standards | 0.11905 |  | 3.0568 |  | 3753.9292 | [15 empty] | 28.418 | [5 empty] | 0.028797 | [15 empty] | 24.1292 |  | 0.48461 |  |  |  | 95.1894 | [19 empty] | 4.086 | [17 empty] | 2207.7204 | [17 empty] | 65.1355 | [5 empty] | 122805.6825 |  |  |  | 0.21794 | [19 empty] | 0.34612 | [7 empty] | 582746.5804 |  |  |  |  | 2025 | Wang, L., Han, R., Zhang, Y., Chen, Y., Liu, D. (2026). Unraveling the redistribution of trace elements during supergene processes: A case study from the Qingshan carbonate-hosted Zn-Pb deposit, SW China. Ore Geology Reviews, 188, 107059. |  | CHN | Southwest China
| Qingshan |  | Basin hydrothermal | Mississippi Valley-type (MVT) | MVT zinc-lead | Zn, Pb | Ge, Cd, Ag | Zn, Pb, Ge, Cd, Ag | Meng et al., 2023 |  | WL-1O-3-spot no.14 | WL-1O-3-spot no.14 | underground mine |  |  |  |  | ore material | polished section | grab | mineral separate | [5 empty] | mineralisation | primary sulfide ores and secondary non-sulfide ores |  |  | sphalerite, pyrite, galena, hemimorphite, willemite, goethite, smithsonite, cerussite | hydrothermal (stages 1–3), supergene | massive, brecciated, replacive, infilling | colloform, oscillatory zoning, replacement, core-mantle-rim, dendritic, botryoidal, euhedral, subhedral, anhedral |  |  |  | calcite, greenockite | polished sections (150 µm thick) | LA-ICPMS, EMPA, SEM-EDS | JEOL JXA-i SP100 microprobe equipped with five wavelength-dispersive spectrometers; Tescan Mira 3 field emission scanning electron microscope equipped with an energy dispersive spectrometer; Tescan Integrated Mineral Analyzer (TIMA) system comprising a field emission scanning electron microscope (Tescan Mira 3), integrated with four energy dispersive detectors (EDAXElement) | Guangzhou Tuoyan Analytical Technology Co., Ltd., Guizhou, China (GTAT) | EPMA: 15 kV accelerating potential and a beam current of 10 or 20 nA, with a defocused beam diameter of 5 µm; peak counting times for analyzed elements varied between 10 and 40 s, background measurements at 50% of the peak counting duration on both sides of the analyzed peak. SEM: operating voltage of 25 kV and a working distance of ~15.0 mm. TIMA: dot-mapping mode with a working distance of 15 mm, spot size of ~92 nm, scanning at 3 µm resolution (operating at 25 kV, 11.6 nA). LA-ICP-MS mapping: laser energy of 5 J/cm2, repetition rate of 15 Hz, spot size of 10 µm, scan speed of 40 µm/s. | NIST 610, NIST 612, and GSD-1G as external standards | 0.25495 |  | 2.4004 |  | 2047.2913 | [15 empty] | 22.8241 | [23 empty] | 0.78274 |  |  |  | 317.2657 | [7 empty] | 0.030885 | [11 empty] | 1.3419 | [17 empty] | 641.3671 | [17 empty] | 4.3627 | [5 empty] | 124268.8792 |  |  |  | 0.34106 | [19 empty] | 14.6854 | [7 empty] | 586699.6381 |  |  |  |  | 2025 | Wang, L., Han, R., Zhang, Y., Chen, Y., Liu, D. (2026). Unraveling the redistribution of trace elements during supergene processes: A case study from the Qingshan carbonate-hosted Zn-Pb deposit, SW China. Ore Geology Reviews, 188, 107059. |  | CHN | Southwest China
| Qingshan |  | Basin hydrothermal | Mississippi Valley-type (MVT) | MVT zinc-lead | Zn, Pb | Ge, Cd, Ag | Zn, Pb, Ge, Cd, Ag | Meng et al., 2023 |  | QSMr101-2-spot no.1 | QSMr101-2-spot no.1 | underground mine |  |  |  |  | ore material | polished section | grab | mineral separate | [5 empty] | mineralisation | primary sulfide ores and secondary non-sulfide ores |  |  | sphalerite, pyrite, galena, hemimorphite, willemite, goethite, smithsonite, cerussite | hydrothermal (stages 1–3), supergene | massive, brecciated, replacive, infilling | colloform, oscillatory zoning, replacement, core-mantle-rim, dendritic, botryoidal, euhedral, subhedral, anhedral |  |  |  | calcite, greenockite | polished sections (150 µm thick) | LA-ICPMS, EMPA, SEM-EDS | JEOL JXA-i SP100 microprobe equipped with five wavelength-dispersive spectrometers; Tescan Mira 3 field emission scanning electron microscope equipped with an energy dispersive spectrometer; Tescan Integrated Mineral Analyzer (TIMA) system comprising a field emission scanning electron microscope (Tescan Mira 3), integrated with four energy dispersive detectors (EDAXElement) | Guangzhou Tuoyan Analytical Technology Co., Ltd., Guizhou, China (GTAT) | EPMA: 15 kV accelerating potential and a beam current of 10 or 20 nA, with a defocused beam diameter of 5 µm; peak counting times for analyzed elements varied between 10 and 40 s, background measurements at 50% of the peak counting duration on both sides of the analyzed peak. SEM: operating voltage of 25 kV and a working distance of ~15.0 mm. TIMA: dot-mapping mode with a working distance of 15 mm, spot size of ~92 nm, scanning at 3 µm resolution (operating at 25 kV, 11.6 nA). LA-ICP-MS mapping: laser energy of 5 J/cm2, repetition rate of 15 Hz, spot size of 10 µm, scan speed of 40 µm/s. | NIST 610, NIST 612, and GSD-1G as external standards | 101.4515 |  | 2081.3435 |  | 2901.8062 | [13 empty] | 762.0448 |  | 81.2241 | [5 empty] | 2.1494 | [5 empty] | 15.8553 | [9 empty] | 469966.3761 |  | 16.4002 |  |  |  | 103.2782 | [19 empty] | 58.4671 |  | 1.6831 | [9 empty] | 23.2599 | [5 empty] | 27181.151 | [17 empty] | 2130.8041 |  |  |  | 666.7351 |  | 19595.0429 | [15 empty] | 569.7846 |  | 0.018636 | [5 empty] | 69.495 | [7 empty] | 43764.8475 |  |  |  |  | 2025 | Wang, L., Han, R., Zhang, Y., Chen, Y., Liu, D. (2026). Unraveling the redistribution of trace elements during supergene processes: A case study from the Qingshan carbonate-hosted Zn-Pb deposit, SW China. Ore Geology Reviews, 188, 107059. |  | CHN | Southwest China
| Qingshan |  | Basin hydrothermal | Mississippi Valley-type (MVT) | MVT zinc-lead | Zn, Pb | Ge, Cd, Ag | Zn, Pb, Ge, Cd, Ag | Meng et al., 2023 |  | QSMr101-2-spot no.2 | QSMr101-2-spot no.2 | underground mine |  |  |  |  | ore material | polished section | grab | mineral separate | [5 empty] | mineralisation | primary sulfide ores and secondary non-sulfide ores |  |  | sphalerite, pyrite, galena, hemimorphite, willemite, goethite, smithsonite, cerussite | hydrothermal (stages 1–3), supergene | massive, brecciated, replacive, infilling | colloform, oscillatory zoning, replacement, core-mantle-rim, dendritic, botryoidal, euhedral, subhedral, anhedral |  |  |  | calcite, greenockite | polished sections (150 µm thick) | LA-ICPMS, EMPA, SEM-EDS | JEOL JXA-i SP100 microprobe equipped with five wavelength-dispersive spectrometers; Tescan Mira 3 field emission scanning electron microscope equipped with an energy dispersive spectrometer; Tescan Integrated Mineral Analyzer (TIMA) system comprising a field emission scanning electron microscope (Tescan Mira 3), integrated with four energy dispersive detectors (EDAXElement) | Guangzhou Tuoyan Analytical Technology Co., Ltd., Guizhou, China (GTAT) | EPMA: 15 kV accelerating potential and a beam current of 10 or 20 nA, with a defocused beam diameter of 5 µm; peak counting times for analyzed elements varied between 10 and 40 s, background measurements at 50% of the peak counting duration on both sides of the analyzed peak. SEM: operating voltage of 25 kV and a working distance of ~15.0 mm. TIMA: dot-mapping mode with a working distance of 15 mm, spot size of ~92 nm, scanning at 3 µm resolution (operating at 25 kV, 11.6 nA). LA-ICP-MS mapping: laser energy of 5 J/cm2, repetition rate of 15 Hz, spot size of 10 µm, scan speed of 40 µm/s. | NIST 610, NIST 612, and GSD-1G as external standards | 55.5852 |  | 2124.2676 |  | 3365.7581 | [13 empty] | 1126.0606 |  | 93.0238 | [5 empty] | 1.9665 | [5 empty] | 16.4708 | [9 empty] | 481338.3482 |  | 16.8842 |  |  |  | 114.6114 | [19 empty] | 53.9779 |  | 1.2408 | [9 empty] | 23.75 | [5 empty] | 29037.787 | [17 empty] | 2396.4161 |  |  |  | 549.1579 |  | 20487.8514 | [15 empty] | 458.9811 |  | 0.021162 | [5 empty] | 70.7803 | [7 empty] | 44793.2853 |  |  |  |  | 2025 | Wang, L., Han, R., Zhang, Y., Chen, Y., Liu, D. (2026). Unraveling the redistribution of trace elements during supergene processes: A case study from the Qingshan carbonate-hosted Zn-Pb deposit, SW China. Ore Geology Reviews, 188, 107059. |  | CHN | Southwest China
| Qingshan |  | Basin hydrothermal | Mississippi Valley-type (MVT) | MVT zinc-lead | Zn, Pb | Ge, Cd, Ag | Zn, Pb, Ge, Cd, Ag | Meng et al., 2023 |  | QSMr101-2-spot no.3 | QSMr101-2-spot no.3 | underground mine |  |  |  |  | ore material | polished section | grab | mineral separate | [5 empty] | mineralisation | primary sulfide ores and secondary non-sulfide ores |  |  | sphalerite, pyrite, galena, hemimorphite, willemite, goethite, smithsonite, cerussite | hydrothermal (stages 1–3), supergene | massive, brecciated, replacive, infilling | colloform, oscillatory zoning, replacement, core-mantle-rim, dendritic, botryoidal, euhedral, subhedral, anhedral |  |  |  | calcite, greenockite | polished sections (150 µm thick) | LA-ICPMS, EMPA, SEM-EDS | JEOL JXA-i SP100 microprobe equipped with five wavelength-dispersive spectrometers; Tescan Mira 3 field emission scanning electron microscope equipped with an energy dispersive spectrometer; Tescan Integrated Mineral Analyzer (TIMA) system comprising a field emission scanning electron microscope (Tescan Mira 3), integrated with four energy dispersive detectors (EDAXElement) | Guangzhou Tuoyan Analytical Technology Co., Ltd., Guizhou, China (GTAT) | EPMA: 15 kV accelerating potential and a beam current of 10 or 20 nA, with a defocused beam diameter of 5 µm; peak counting times for analyzed elements varied between 10 and 40 s, background measurements at 50% of the peak counting duration on both sides of the analyzed peak. SEM: operating voltage of 25 kV and a working distance of ~15.0 mm. TIMA: dot-mapping mode with a working distance of 15 mm, spot size of ~92 nm, scanning at 3 µm resolution (operating at 25 kV, 11.6 nA). LA-ICP-MS mapping: laser energy of 5 J/cm2, repetition rate of 15 Hz, spot size of 10 µm, scan speed of 40 µm/s. | NIST 610, NIST 612, and GSD-1G as external standards | 73.0857 |  | 3185.2516 |  | 3336.3041 | [13 empty] | 777.1358 |  | 111.1735 | [5 empty] | 2.9392 | [5 empty] | 29.2327 | [9 empty] | 468054.2058 |  | 18.5513 |  |  |  | 130.9942 | [19 empty] | 94.5328 |  | 1.9235 | [9 empty] | 30.6175 | [5 empty] | 43863.0255 | [17 empty] | 2229.8119 |  |  |  | 991.7517 |  | 21576.9842 | [15 empty] | 881.7224 |  | 0.026793 | [5 empty] | 92.2566 | [7 empty] | 46416.2886 |  |  |  |  | 2025 | Wang, L., Han, R., Zhang, Y., Chen, Y., Liu, D. (2026). Unraveling the redistribution of trace elements during supergene processes: A case study from the Qingshan carbonate-hosted Zn-Pb deposit, SW China. Ore Geology Reviews, 188, 107059. |  | CHN | Southwest China
| Qingshan |  | Basin hydrothermal | Mississippi Valley-type (MVT) | MVT zinc-lead | Zn, Pb | Ge, Cd, Ag | Zn, Pb, Ge, Cd, Ag | Meng et al., 2023 |  | QSMr101-2-spot no.4 | QSMr101-2-spot no.4 | underground mine |  |  |  |  | ore material | polished section | grab | mineral separate | [5 empty] | mineralisation | primary sulfide ores and secondary non-sulfide ores |  |  | sphalerite, pyrite, galena, hemimorphite, willemite, goethite, smithsonite, cerussite | hydrothermal (stages 1–3), supergene | massive, brecciated, replacive, infilling | colloform, oscillatory zoning, replacement, core-mantle-rim, dendritic, botryoidal, euhedral, subhedral, anhedral |  |  |  | calcite, greenockite | polished sections (150 µm thick) | LA-ICPMS, EMPA, SEM-EDS | JEOL JXA-i SP100 microprobe equipped with five wavelength-dispersive spectrometers; Tescan Mira 3 field emission scanning electron microscope equipped with an energy dispersive spectrometer; Tescan Integrated Mineral Analyzer (TIMA) system comprising a field emission scanning electron microscope (Tescan Mira 3), integrated with four energy dispersive detectors (EDAXElement) | Guangzhou Tuoyan Analytical Technology Co., Ltd., Guizhou, China (GTAT) | EPMA: 15 kV accelerating potential and a beam current of 10 or 20 nA, with a defocused beam diameter of 5 µm; peak counting times for analyzed elements varied between 10 and 40 s, background measurements at 50% of the peak counting duration on both sides of the analyzed peak. SEM: operating voltage of 25 kV and a working distance of ~15.0 mm. TIMA: dot-mapping mode with a working distance of 15 mm, spot size of ~92 nm, scanning at 3 µm resolution (operating at 25 kV, 11.6 nA). LA-ICP-MS mapping: laser energy of 5 J/cm2, repetition rate of 15 Hz, spot size of 10 µm, scan speed of 40 µm/s. | NIST 610, NIST 612, and GSD-1G as external standards | 77.2213 |  | 2222.7884 |  | 3094.8528 | [13 empty] | 228.4872 |  | 96.6987 | [5 empty] | 1.9068 | [5 empty] | 19.7011 | [9 empty] | 471668.674 |  | 16.9868 |  |  |  | 124.5113 | [19 empty] | 58.2784 |  | 1.6014 | [9 empty] | 24.6728 | [5 empty] | 27134.7351 | [17 empty] | 2253.2187 |  |  |  | 684.7984 |  | 19744.6234 |  |  |  | 0.12024 | [11 empty] | 537.4968 |  | 0.036389 | [5 empty] | 85.4866 | [7 empty] | 40060.8646 |  |  |  |  | 2025 | Wang, L., Han, R., Zhang, Y., Chen, Y., Liu, D. (2026). Unraveling the redistribution of trace elements during supergene processes: A case study from the Qingshan carbonate-hosted Zn-Pb deposit, SW China. Ore Geology Reviews, 188, 107059. |  | CHN | Southwest China
| Qingshan |  | Basin hydrothermal | Mississippi Valley-type (MVT) | MVT zinc-lead | Zn, Pb | Ge, Cd, Ag | Zn, Pb, Ge, Cd, Ag | Meng et al., 2023 |  | QSMr101-2-spot no.5 | QSMr101-2-spot no.5 | underground mine |  |  |  |  | ore material | polished section | grab | mineral separate | [5 empty] | mineralisation | primary sulfide ores and secondary non-sulfide ores |  |  | sphalerite, pyrite, galena, hemimorphite, willemite, goethite, smithsonite, cerussite | hydrothermal (stages 1–3), supergene | massive, brecciated, replacive, infilling | colloform, oscillatory zoning, replacement, core-mantle-rim, dendritic, botryoidal, euhedral, subhedral, anhedral |  |  |  | calcite, greenockite | polished sections (150 µm thick) | LA-ICPMS, EMPA, SEM-EDS | JEOL JXA-i SP100 microprobe equipped with five wavelength-dispersive spectrometers; Tescan Mira 3 field emission scanning electron microscope equipped with an energy dispersive spectrometer; Tescan Integrated Mineral Analyzer (TIMA) system comprising a field emission scanning electron microscope (Tescan Mira 3), integrated with four energy dispersive detectors (EDAXElement) | Guangzhou Tuoyan Analytical Technology Co., Ltd., Guizhou, China (GTAT) | EPMA: 15 kV accelerating potential and a beam current of 10 or 20 nA, with a defocused beam diameter of 5 µm; peak counting times for analyzed elements varied between 10 and 40 s, background measurements at 50% of the peak counting duration on both sides of the analyzed peak. SEM: operating voltage of 25 kV and a working distance of ~15.0 mm. TIMA: dot-mapping mode with a working distance of 15 mm, spot size of ~92 nm, scanning at 3 µm resolution (operating at 25 kV, 11.6 nA). LA-ICP-MS mapping: laser energy of 5 J/cm2, repetition rate of 15 Hz, spot size of 10 µm, scan speed of 40 µm/s. | NIST 610, NIST 612, and GSD-1G as external standards | 119.5132 |  | 2558.497 |  | 3572.8009 | [13 empty] | 267.5877 |  | 131.6535 | [5 empty] | 2.731 | [5 empty] | 33.1408 | [9 empty] | 501338.4058 |  | 18.0131 |  |  |  | 125.7345 | [19 empty] | 76.3779 |  | 1.8891 | [9 empty] | 26.2735 | [5 empty] | 30430.264 | [17 empty] | 2374.7394 |  |  |  | 1380.6407 |  | 18837.7917 | [15 empty] | 1113.8 |  | 0.034058 | [5 empty] | 75.122 | [7 empty] | 39514.5071 |  |  |  |  | 2025 | Wang, L., Han, R., Zhang, Y., Chen, Y., Liu, D. (2026). Unraveling the redistribution of trace elements during supergene processes: A case study from the Qingshan carbonate-hosted Zn-Pb deposit, SW China. Ore Geology Reviews, 188, 107059. |  | CHN | Southwest China
| Qingshan |  | Basin hydrothermal | Mississippi Valley-type (MVT) | MVT zinc-lead | Zn, Pb | Ge, Cd, Ag | Zn, Pb, Ge, Cd, Ag | Meng et al., 2023 |  | QSMr101-2-spot no.6 | QSMr101-2-spot no.6 | underground mine |  |  |  |  | ore material | polished section | grab | mineral separate | [5 empty] | mineralisation | primary sulfide ores and secondary non-sulfide ores |  |  | sphalerite, pyrite, galena, hemimorphite, willemite, goethite, smithsonite, cerussite | hydrothermal (stages 1–3), supergene | massive, brecciated, replacive, infilling | colloform, oscillatory zoning, replacement, core-mantle-rim, dendritic, botryoidal, euhedral, subhedral, anhedral |  |  |  | calcite, greenockite | polished sections (150 µm thick) | LA-ICPMS, EMPA, SEM-EDS | JEOL JXA-i SP100 microprobe equipped with five wavelength-dispersive spectrometers; Tescan Mira 3 field emission scanning electron microscope equipped with an energy dispersive spectrometer; Tescan Integrated Mineral Analyzer (TIMA) system comprising a field emission scanning electron microscope (Tescan Mira 3), integrated with four energy dispersive detectors (EDAXElement) | Guangzhou Tuoyan Analytical Technology Co., Ltd., Guizhou, China (GTAT) | EPMA: 15 kV accelerating potential and a beam current of 10 or 20 nA, with a defocused beam diameter of 5 µm; peak counting times for analyzed elements varied between 10 and 40 s, background measurements at 50% of the peak counting duration on both sides of the analyzed peak. SEM: operating voltage of 25 kV and a working distance of ~15.0 mm. TIMA: dot-mapping mode with a working distance of 15 mm, spot size of ~92 nm, scanning at 3 µm resolution (operating at 25 kV, 11.6 nA). LA-ICP-MS mapping: laser energy of 5 J/cm2, repetition rate of 15 Hz, spot size of 10 µm, scan speed of 40 µm/s. | NIST 610, NIST 612, and GSD-1G as external standards | 184.5573 |  | 2321.1706 |  | 3874.455 | [13 empty] | 467.1952 |  | 128.1452 | [5 empty] | 2.9037 | [5 empty] | 38.6583 | [9 empty] | 492135.1147 |  | 18.4189 |  |  |  | 142.3246 | [19 empty] | 78.0482 |  | 1.1947 | [9 empty] | 25.4983 | [5 empty] | 26243.5499 | [17 empty] | 2439.9996 |  |  |  | 1357.453 |  | 19052.8136 | [15 empty] | 499.8565 |  | 0.049205 | [5 empty] | 61.3874 | [7 empty] | 38188.7865 |  |  |  |  | 2025 | Wang, L., Han, R., Zhang, Y., Chen, Y., Liu, D. (2026). Unraveling the redistribution of trace elements during supergene processes: A case study from the Qingshan carbonate-hosted Zn-Pb deposit, SW China. Ore Geology Reviews, 188, 107059. |  | CHN | Southwest China
| Qingshan |  | Basin hydrothermal | Mississippi Valley-type (MVT) | MVT zinc-lead | Zn, Pb | Ge, Cd, Ag | Zn, Pb, Ge, Cd, Ag | Meng et al., 2023 |  | QSMr101-2-spot no.7 | QSMr101-2-spot no.7 | underground mine |  |  |  |  | ore material | polished section | grab | mineral separate | [5 empty] | mineralisation | primary sulfide ores and secondary non-sulfide ores |  |  | sphalerite, pyrite, galena, hemimorphite, willemite, goethite, smithsonite, cerussite | hydrothermal (stages 1–3), supergene | massive, brecciated, replacive, infilling | colloform, oscillatory zoning, replacement, core-mantle-rim, dendritic, botryoidal, euhedral, subhedral, anhedral |  |  |  | calcite, greenockite | polished sections (150 µm thick) | LA-ICPMS, EMPA, SEM-EDS | JEOL JXA-i SP100 microprobe equipped with five wavelength-dispersive spectrometers; Tescan Mira 3 field emission scanning electron microscope equipped with an energy dispersive spectrometer; Tescan Integrated Mineral Analyzer (TIMA) system comprising a field emission scanning electron microscope (Tescan Mira 3), integrated with four energy dispersive detectors (EDAXElement) | Guangzhou Tuoyan Analytical Technology Co., Ltd., Guizhou, China (GTAT) | EPMA: 15 kV accelerating potential and a beam current of 10 or 20 nA, with a defocused beam diameter of 5 µm; peak counting times for analyzed elements varied between 10 and 40 s, background measurements at 50% of the peak counting duration on both sides of the analyzed peak. SEM: operating voltage of 25 kV and a working distance of ~15.0 mm. TIMA: dot-mapping mode with a working distance of 15 mm, spot size of ~92 nm, scanning at 3 µm resolution (operating at 25 kV, 11.6 nA). LA-ICP-MS mapping: laser energy of 5 J/cm2, repetition rate of 15 Hz, spot size of 10 µm, scan speed of 40 µm/s. | NIST 610, NIST 612, and GSD-1G as external standards | 220.9577 |  | 2375.637 |  | 3100.4292 | [13 empty] | 1394.2922 |  | 68.1137 | [5 empty] | 1.7038 | [5 empty] | 15.6731 | [9 empty] | 496262.6042 |  | 17.6178 |  |  |  | 108.9568 | [19 empty] | 68.8508 |  | 1.817 | [9 empty] | 24.5628 | [5 empty] | 26772.6911 | [17 empty] | 2056.3348 |  |  |  | 869.9258 |  | 18403.0734 |  |  |  | 0.13594 | [11 empty] | 528.3901 |  | 0.009805 | [5 empty] | 76.0954 | [7 empty] | 37007.69 |  |  |  |  | 2025 | Wang, L., Han, R., Zhang, Y., Chen, Y., Liu, D. (2026). Unraveling the redistribution of trace elements during supergene processes: A case study from the Qingshan carbonate-hosted Zn-Pb deposit, SW China. Ore Geology Reviews, 188, 107059. |  | CHN | Southwest China
| Qingshan |  | Basin hydrothermal | Mississippi Valley-type (MVT) | MVT zinc-lead | Zn, Pb | Ge, Cd, Ag | Zn, Pb, Ge, Cd, Ag | Meng et al., 2023 |  | QSMr101-2-spot no.8 | QSMr101-2-spot no.8 | underground mine |  |  |  |  | ore material | polished section | grab | mineral separate | [5 empty] | mineralisation | primary sulfide ores and secondary non-sulfide ores |  |  | sphalerite, pyrite, galena, hemimorphite, willemite, goethite, smithsonite, cerussite | hydrothermal (stages 1–3), supergene | massive, brecciated, replacive, infilling | colloform, oscillatory zoning, replacement, core-mantle-rim, dendritic, botryoidal, euhedral, subhedral, anhedral |  |  |  | calcite, greenockite | polished sections (150 µm thick) | LA-ICPMS, EMPA, SEM-EDS | JEOL JXA-i SP100 microprobe equipped with five wavelength-dispersive spectrometers; Tescan Mira 3 field emission scanning electron microscope equipped with an energy dispersive spectrometer; Tescan Integrated Mineral Analyzer (TIMA) system comprising a field emission scanning electron microscope (Tescan Mira 3), integrated with four energy dispersive detectors (EDAXElement) | Guangzhou Tuoyan Analytical Technology Co., Ltd., Guizhou, China (GTAT) | EPMA: 15 kV accelerating potential and a beam current of 10 or 20 nA, with a defocused beam diameter of 5 µm; peak counting times for analyzed elements varied between 10 and 40 s, background measurements at 50% of the peak counting duration on both sides of the analyzed peak. SEM: operating voltage of 25 kV and a working distance of ~15.0 mm. TIMA: dot-mapping mode with a working distance of 15 mm, spot size of ~92 nm, scanning at 3 µm resolution (operating at 25 kV, 11.6 nA). LA-ICP-MS mapping: laser energy of 5 J/cm2, repetition rate of 15 Hz, spot size of 10 µm, scan speed of 40 µm/s. | NIST 610, NIST 612, and GSD-1G as external standards | 160.3829 |  | 2934.379 |  | 3177.4888 | [13 empty] | 1330.109 |  | 70.3713 | [5 empty] | 2.1335 | [5 empty] | 18.4831 | [9 empty] | 503056.2499 |  | 17.5014 |  |  |  | 107.9492 | [19 empty] | 75.6283 |  | 2.0892 | [9 empty] | 28.3135 | [5 empty] | 25482.3291 | [17 empty] | 2183.689 |  |  |  | 606.6458 |  | 16930.6406 |  |  |  | 0.21935 | [11 empty] | 667.3993 |  | 0.020985 | [5 empty] | 98.9715 | [7 empty] | 35039.1959 |  |  |  |  | 2025 | Wang, L., Han, R., Zhang, Y., Chen, Y., Liu, D. (2026). Unraveling the redistribution of trace elements during supergene processes: A case study from the Qingshan carbonate-hosted Zn-Pb deposit, SW China. Ore Geology Reviews, 188, 107059. |  | CHN | Southwest China
| Qingshan |  | Basin hydrothermal | Mississippi Valley-type (MVT) | MVT zinc-lead | Zn, Pb | Ge, Cd, Ag | Zn, Pb, Ge, Cd, Ag | Meng et al., 2023 |  | QSMr101-2-spot no.9 | QSMr101-2-spot no.9 | underground mine |  |  |  |  | ore material | polished section | grab | mineral separate | [5 empty] | mineralisation | primary sulfide ores and secondary non-sulfide ores |  |  | sphalerite, pyrite, galena, hemimorphite, willemite, goethite, smithsonite, cerussite | hydrothermal (stages 1–3), supergene | massive, brecciated, replacive, infilling | colloform, oscillatory zoning, replacement, core-mantle-rim, dendritic, botryoidal, euhedral, subhedral, anhedral |  |  |  | calcite, greenockite | polished sections (150 µm thick) | LA-ICPMS, EMPA, SEM-EDS | JEOL JXA-i SP100 microprobe equipped with five wavelength-dispersive spectrometers; Tescan Mira 3 field emission scanning electron microscope equipped with an energy dispersive spectrometer; Tescan Integrated Mineral Analyzer (TIMA) system comprising a field emission scanning electron microscope (Tescan Mira 3), integrated with four energy dispersive detectors (EDAXElement) | Guangzhou Tuoyan Analytical Technology Co., Ltd., Guizhou, China (GTAT) | EPMA: 15 kV accelerating potential and a beam current of 10 or 20 nA, with a defocused beam diameter of 5 µm; peak counting times for analyzed elements varied between 10 and 40 s, background measurements at 50% of the peak counting duration on both sides of the analyzed peak. SEM: operating voltage of 25 kV and a working distance of ~15.0 mm. TIMA: dot-mapping mode with a working distance of 15 mm, spot size of ~92 nm, scanning at 3 µm resolution (operating at 25 kV, 11.6 nA). LA-ICP-MS mapping: laser energy of 5 J/cm2, repetition rate of 15 Hz, spot size of 10 µm, scan speed of 40 µm/s. | NIST 610, NIST 612, and GSD-1G as external standards | 99.0902 |  | 2786.5621 |  | 2959.1957 | [13 empty] | 1540.2 |  | 80.9122 | [5 empty] | 2.2754 | [5 empty] | 21.5103 | [9 empty] | 482924.0504 |  | 16.2372 |  |  |  | 108.9702 | [7 empty] | 0.005779 | [11 empty] | 87.2157 |  | 2.022 | [9 empty] | 28.4896 | [5 empty] | 32639.6609 | [17 empty] | 2133.3224 |  |  |  | 706.1248 |  | 19735.2746 | [15 empty] | 535.6031 |  | 0.019913 | [5 empty] | 114.7251 | [7 empty] | 41402.6545 |  |  |  |  | 2025 | Wang, L., Han, R., Zhang, Y., Chen, Y., Liu, D. (2026). Unraveling the redistribution of trace elements during supergene processes: A case study from the Qingshan carbonate-hosted Zn-Pb deposit, SW China. Ore Geology Reviews, 188, 107059. |  | CHN | Southwest China
| Qingshan |  | Basin hydrothermal | Mississippi Valley-type (MVT) | MVT zinc-lead | Zn, Pb | Ge, Cd, Ag | Zn, Pb, Ge, Cd, Ag | Meng et al., 2023 |  | QSMr101-2-spot no.10 | QSMr101-2-spot no.10 | underground mine |  |  |  |  | ore material | polished section | grab | mineral separate | [5 empty] | mineralisation | primary sulfide ores and secondary non-sulfide ores |  |  | sphalerite, pyrite, galena, hemimorphite, willemite, goethite, smithsonite, cerussite | hydrothermal (stages 1–3), supergene | massive, brecciated, replacive, infilling | colloform, oscillatory zoning, replacement, core-mantle-rim, dendritic, botryoidal, euhedral, subhedral, anhedral |  |  |  | calcite, greenockite | polished sections (150 µm thick) | LA-ICPMS, EMPA, SEM-EDS | JEOL JXA-i SP100 microprobe equipped with five wavelength-dispersive spectrometers; Tescan Mira 3 field emission scanning electron microscope equipped with an energy dispersive spectrometer; Tescan Integrated Mineral Analyzer (TIMA) system comprising a field emission scanning electron microscope (Tescan Mira 3), integrated with four energy dispersive detectors (EDAXElement) | Guangzhou Tuoyan Analytical Technology Co., Ltd., Guizhou, China (GTAT) | EPMA: 15 kV accelerating potential and a beam current of 10 or 20 nA, with a defocused beam diameter of 5 µm; peak counting times for analyzed elements varied between 10 and 40 s, background measurements at 50% of the peak counting duration on both sides of the analyzed peak. SEM: operating voltage of 25 kV and a working distance of ~15.0 mm. TIMA: dot-mapping mode with a working distance of 15 mm, spot size of ~92 nm, scanning at 3 µm resolution (operating at 25 kV, 11.6 nA). LA-ICP-MS mapping: laser energy of 5 J/cm2, repetition rate of 15 Hz, spot size of 10 µm, scan speed of 40 µm/s. | NIST 610, NIST 612, and GSD-1G as external standards | 154.8789 |  | 2135.8 |  | 3307.0945 | [13 empty] | 865.4207 |  | 148.056 | [5 empty] | 2.8129 | [5 empty] | 39.0081 | [9 empty] | 465698.9716 |  | 17.5271 |  |  |  | 117.3108 | [19 empty] | 51.5902 |  | 1.8573 | [9 empty] | 24.9443 | [5 empty] | 26336.3817 | [17 empty] | 2123.9445 |  |  |  | 1475.1097 |  | 20104.5514 | [15 empty] | 541.107 |  | 0.041496 | [5 empty] | 70.4932 | [7 empty] | 43122.0739 |  |  |  |  | 2025 | Wang, L., Han, R., Zhang, Y., Chen, Y., Liu, D. (2026). Unraveling the redistribution of trace elements during supergene processes: A case study from the Qingshan carbonate-hosted Zn-Pb deposit, SW China. Ore Geology Reviews, 188, 107059. |  | CHN | Southwest China
| Qingshan |  | Basin hydrothermal | Mississippi Valley-type (MVT) | MVT zinc-lead | Zn, Pb | Ge, Cd, Ag | Zn, Pb, Ge, Cd, Ag | Meng et al., 2023 |  | QSMr101-2-spot no.11 | QSMr101-2-spot no.11 | underground mine |  |  |  |  | ore material | polished section | grab | mineral separate | [5 empty] | mineralisation | primary sulfide ores and secondary non-sulfide ores |  |  | sphalerite, pyrite, galena, hemimorphite, willemite, goethite, smithsonite, cerussite | hydrothermal (stages 1–3), supergene | massive, brecciated, replacive, infilling | colloform, oscillatory zoning, replacement, core-mantle-rim, dendritic, botryoidal, euhedral, subhedral, anhedral |  |  |  | calcite, greenockite | polished sections (150 µm thick) | LA-ICPMS, EMPA, SEM-EDS | JEOL JXA-i SP100 microprobe equipped with five wavelength-dispersive spectrometers; Tescan Mira 3 field emission scanning electron microscope equipped with an energy dispersive spectrometer; Tescan Integrated Mineral Analyzer (TIMA) system comprising a field emission scanning electron microscope (Tescan Mira 3), integrated with four energy dispersive detectors (EDAXElement) | Guangzhou Tuoyan Analytical Technology Co., Ltd., Guizhou, China (GTAT) | EPMA: 15 kV accelerating potential and a beam current of 10 or 20 nA, with a defocused beam diameter of 5 µm; peak counting times for analyzed elements varied between 10 and 40 s, background measurements at 50% of the peak counting duration on both sides of the analyzed peak. SEM: operating voltage of 25 kV and a working distance of ~15.0 mm. TIMA: dot-mapping mode with a working distance of 15 mm, spot size of ~92 nm, scanning at 3 µm resolution (operating at 25 kV, 11.6 nA). LA-ICP-MS mapping: laser energy of 5 J/cm2, repetition rate of 15 Hz, spot size of 10 µm, scan speed of 40 µm/s. | NIST 610, NIST 612, and GSD-1G as external standards | 40.5449 |  | 3387.3735 |  | 3227.8146 | [13 empty] | 281.4146 |  | 90.0108 | [5 empty] | 2.5134 | [5 empty] | 18.1347 | [9 empty] | 504043.4273 |  | 17.8268 |  |  |  | 127.0706 | [19 empty] | 94.8412 |  | 2.2734 | [9 empty] | 31.16 | [5 empty] | 24869.6392 | [17 empty] | 2177.0655 |  |  |  | 867.0991 |  | 18160.0052 |  |  |  | 0.20544 | [11 empty] | 679.1964 |  | 0.032262 | [5 empty] | 164.3685 | [7 empty] | 35898.9056 |  |  |  |  | 2025 | Wang, L., Han, R., Zhang, Y., Chen, Y., Liu, D. (2026). Unraveling the redistribution of trace elements during supergene processes: A case study from the Qingshan carbonate-hosted Zn-Pb deposit, SW China. Ore Geology Reviews, 188, 107059. |  | CHN | Southwest China
| Qingshan |  | Basin hydrothermal | Mississippi Valley-type (MVT) | MVT zinc-lead | Zn, Pb | Ge, Cd, Ag | Zn, Pb, Ge, Cd, Ag | Meng et al., 2023 |  | QSMr101-2-spot no.12 | QSMr101-2-spot no.12 | underground mine |  |  |  |  | ore material | polished section | grab | mineral separate | [5 empty] | mineralisation | primary sulfide ores and secondary non-sulfide ores |  |  | sphalerite, pyrite, galena, hemimorphite, willemite, goethite, smithsonite, cerussite | hydrothermal (stages 1–3), supergene | massive, brecciated, replacive, infilling | colloform, oscillatory zoning, replacement, core-mantle-rim, dendritic, botryoidal, euhedral, subhedral, anhedral |  |  |  | calcite, greenockite | polished sections (150 µm thick) | LA-ICPMS, EMPA, SEM-EDS | JEOL JXA-i SP100 microprobe equipped with five wavelength-dispersive spectrometers; Tescan Mira 3 field emission scanning electron microscope equipped with an energy dispersive spectrometer; Tescan Integrated Mineral Analyzer (TIMA) system comprising a field emission scanning electron microscope (Tescan Mira 3), integrated with four energy dispersive detectors (EDAXElement) | Guangzhou Tuoyan Analytical Technology Co., Ltd., Guizhou, China (GTAT) | EPMA: 15 kV accelerating potential and a beam current of 10 or 20 nA, with a defocused beam diameter of 5 µm; peak counting times for analyzed elements varied between 10 and 40 s, background measurements at 50% of the peak counting duration on both sides of the analyzed peak. SEM: operating voltage of 25 kV and a working distance of ~15.0 mm. TIMA: dot-mapping mode with a working distance of 15 mm, spot size of ~92 nm, scanning at 3 µm resolution (operating at 25 kV, 11.6 nA). LA-ICP-MS mapping: laser energy of 5 J/cm2, repetition rate of 15 Hz, spot size of 10 µm, scan speed of 40 µm/s. | NIST 610, NIST 612, and GSD-1G as external standards | 222.4025 |  | 2230.7395 |  | 2942.5677 | [15 empty] | 59.4703 | [5 empty] | 2.4618 | [5 empty] | 21.1934 | [9 empty] | 495221.0155 |  | 16.9578 |  |  |  | 107.241 | [19 empty] | 60.9961 |  | 1.9094 | [9 empty] | 24.1002 | [5 empty] | 28443.6635 | [17 empty] | 2111.7755 |  |  |  | 652.7938 |  | 18823.7685 | [15 empty] | 439.6665 |  | 0.003403 | [5 empty] | 75.6293 | [7 empty] | 39779.6512 |  |  |  |  | 2025 | Wang, L., Han, R., Zhang, Y., Chen, Y., Liu, D. (2026). Unraveling the redistribution of trace elements during supergene processes: A case study from the Qingshan carbonate-hosted Zn-Pb deposit, SW China. Ore Geology Reviews, 188, 107059. |  | CHN | Southwest China
| Qingshan |  | Basin hydrothermal | Mississippi Valley-type (MVT) | MVT zinc-lead | Zn, Pb | Ge, Cd, Ag | Zn, Pb, Ge, Cd, Ag | Meng et al., 2023 |  | QSMr101-2-spot no.13 | QSMr101-2-spot no.13 | underground mine |  |  |  |  | ore material | polished section | grab | mineral separate | [5 empty] | mineralisation | primary sulfide ores and secondary non-sulfide ores |  |  | sphalerite, pyrite, galena, hemimorphite, willemite, goethite, smithsonite, cerussite | hydrothermal (stages 1–3), supergene | massive, brecciated, replacive, infilling | colloform, oscillatory zoning, replacement, core-mantle-rim, dendritic, botryoidal, euhedral, subhedral, anhedral |  |  |  | calcite, greenockite | polished sections (150 µm thick) | LA-ICPMS, EMPA, SEM-EDS | JEOL JXA-i SP100 microprobe equipped with five wavelength-dispersive spectrometers; Tescan Mira 3 field emission scanning electron microscope equipped with an energy dispersive spectrometer; Tescan Integrated Mineral Analyzer (TIMA) system comprising a field emission scanning electron microscope (Tescan Mira 3), integrated with four energy dispersive detectors (EDAXElement) | Guangzhou Tuoyan Analytical Technology Co., Ltd., Guizhou, China (GTAT) | EPMA: 15 kV accelerating potential and a beam current of 10 or 20 nA, with a defocused beam diameter of 5 µm; peak counting times for analyzed elements varied between 10 and 40 s, background measurements at 50% of the peak counting duration on both sides of the analyzed peak. SEM: operating voltage of 25 kV and a working distance of ~15.0 mm. TIMA: dot-mapping mode with a working distance of 15 mm, spot size of ~92 nm, scanning at 3 µm resolution (operating at 25 kV, 11.6 nA). LA-ICP-MS mapping: laser energy of 5 J/cm2, repetition rate of 15 Hz, spot size of 10 µm, scan speed of 40 µm/s. | NIST 610, NIST 612, and GSD-1G as external standards | 101.1725 |  | 2486.1656 |  | 3403.4858 | [15 empty] | 109.5977 | [5 empty] | 2.4349 | [5 empty] | 25.0689 | [9 empty] | 470199.5675 |  | 17.822 |  |  |  | 132.1571 | [19 empty] | 76.889 |  | 1.5012 | [9 empty] | 24.6156 | [5 empty] | 32221.9178 | [17 empty] | 2248.0265 |  |  |  | 1035.5711 |  | 21002.0343 |  |  |  | 33.0289 | [11 empty] | 438.1088 |  | 0.02691 | [5 empty] | 91.7291 | [7 empty] | 47573.2811 |  |  |  |  | 2025 | Wang, L., Han, R., Zhang, Y., Chen, Y., Liu, D. (2026). Unraveling the redistribution of trace elements during supergene processes: A case study from the Qingshan carbonate-hosted Zn-Pb deposit, SW China. Ore Geology Reviews, 188, 107059. |  | CHN | Southwest China
| Qingshan |  | Basin hydrothermal | Mississippi Valley-type (MVT) | MVT zinc-lead | Zn, Pb | Ge, Cd, Ag | Zn, Pb, Ge, Cd, Ag | Meng et al., 2023 |  | QSMr101-2-spot no.14 | QSMr101-2-spot no.14 | underground mine |  |  |  |  | ore material | polished section | grab | mineral separate | [5 empty] | mineralisation | primary sulfide ores and secondary non-sulfide ores |  |  | sphalerite, pyrite, galena, hemimorphite, willemite, goethite, smithsonite, cerussite | hydrothermal (stages 1–3), supergene | massive, brecciated, replacive, infilling | colloform, oscillatory zoning, replacement, core-mantle-rim, dendritic, botryoidal, euhedral, subhedral, anhedral |  |  |  | calcite, greenockite | polished sections (150 µm thick) | LA-ICPMS, EMPA, SEM-EDS | JEOL JXA-i SP100 microprobe equipped with five wavelength-dispersive spectrometers; Tescan Mira 3 field emission scanning electron microscope equipped with an energy dispersive spectrometer; Tescan Integrated Mineral Analyzer (TIMA) system comprising a field emission scanning electron microscope (Tescan Mira 3), integrated with four energy dispersive detectors (EDAXElement) | Guangzhou Tuoyan Analytical Technology Co., Ltd., Guizhou, China (GTAT) | EPMA: 15 kV accelerating potential and a beam current of 10 or 20 nA, with a defocused beam diameter of 5 µm; peak counting times for analyzed elements varied between 10 and 40 s, background measurements at 50% of the peak counting duration on both sides of the analyzed peak. SEM: operating voltage of 25 kV and a working distance of ~15.0 mm. TIMA: dot-mapping mode with a working distance of 15 mm, spot size of ~92 nm, scanning at 3 µm resolution (operating at 25 kV, 11.6 nA). LA-ICP-MS mapping: laser energy of 5 J/cm2, repetition rate of 15 Hz, spot size of 10 µm, scan speed of 40 µm/s. | NIST 610, NIST 612, and GSD-1G as external standards | 46.6197 |  | 2206.4544 |  | 3088.2661 | [13 empty] | 288.1462 |  | 87.3632 | [5 empty] | 2.2813 | [5 empty] | 20.4609 | [9 empty] | 466266.4043 |  | 15.928 |  |  |  | 60.2137 | [19 empty] | 69.4617 |  | 1.6052 | [9 empty] | 22.4582 | [5 empty] | 53433.9841 | [17 empty] | 2191.733 |  |  |  | 759.5712 |  | 21876.1452 |  |  |  | 0.2959 | [11 empty] | 377.2822 |  | 0.03993 | [5 empty] | 74.9173 | [7 empty] | 45910.1044 |  |  |  |  | 2025 | Wang, L., Han, R., Zhang, Y., Chen, Y., Liu, D. (2026). Unraveling the redistribution of trace elements during supergene processes: A case study from the Qingshan carbonate-hosted Zn-Pb deposit, SW China. Ore Geology Reviews, 188, 107059. |  | CHN | Southwest China
| Qingshan |  | Basin hydrothermal | Mississippi Valley-type (MVT) | MVT zinc-lead | Zn, Pb | Ge, Cd, Ag | Zn, Pb, Ge, Cd, Ag | Meng et al., 2023 |  | QSL-27-2-spot no.1 | QSL-27-2-spot no.1 | underground mine |  |  |  |  | ore material | polished section | grab | mineral separate | [5 empty] | mineralisation | primary sulfide ores and secondary non-sulfide ores |  |  | sphalerite, pyrite, galena, hemimorphite, willemite, goethite, smithsonite, cerussite | hydrothermal (stages 1–3), supergene | massive, brecciated, replacive, infilling | colloform, oscillatory zoning, replacement, core-mantle-rim, dendritic, botryoidal, euhedral, subhedral, anhedral |  |  |  | calcite, greenockite | polished sections (150 µm thick) | LA-ICPMS, EMPA, SEM-EDS | JEOL JXA-i SP100 microprobe equipped with five wavelength-dispersive spectrometers; Tescan Mira 3 field emission scanning electron microscope equipped with an energy dispersive spectrometer; Tescan Integrated Mineral Analyzer (TIMA) system comprising a field emission scanning electron microscope (Tescan Mira 3), integrated with four energy dispersive detectors (EDAXElement) | Guangzhou Tuoyan Analytical Technology Co., Ltd., Guizhou, China (GTAT) | EPMA: 15 kV accelerating potential and a beam current of 10 or 20 nA, with a defocused beam diameter of 5 µm; peak counting times for analyzed elements varied between 10 and 40 s, background measurements at 50% of the peak counting duration on both sides of the analyzed peak. SEM: operating voltage of 25 kV and a working distance of ~15.0 mm. TIMA: dot-mapping mode with a working distance of 15 mm, spot size of ~92 nm, scanning at 3 µm resolution (operating at 25 kV, 11.6 nA). LA-ICP-MS mapping: laser energy of 5 J/cm2, repetition rate of 15 Hz, spot size of 10 µm, scan speed of 40 µm/s. | NIST 610, NIST 612, and GSD-1G as external standards | [20 empty] | 0.66348 | [65 empty] | 786417.0048 | [29 empty] | 21.5946 | [11 empty] | 0.3164 | [13 empty] | 3.1146 |  |  |  |  | 2025 | Wang, L., Han, R., Zhang, Y., Chen, Y., Liu, D. (2026). Unraveling the redistribution of trace elements during supergene processes: A case study from the Qingshan carbonate-hosted Zn-Pb deposit, SW China. Ore Geology Reviews, 188, 107059. |  | CHN | Southwest China
| Qingshan |  | Basin hydrothermal | Mississippi Valley-type (MVT) | MVT zinc-lead | Zn, Pb | Ge, Cd, Ag | Zn, Pb, Ge, Cd, Ag | Meng et al., 2023 |  | QSL-27-2-spot no.2 | QSL-27-2-spot no.2 | underground mine |  |  |  |  | ore material | polished section | grab | mineral separate | [5 empty] | mineralisation | primary sulfide ores and secondary non-sulfide ores |  |  | sphalerite, pyrite, galena, hemimorphite, willemite, goethite, smithsonite, cerussite | hydrothermal (stages 1–3), supergene | massive, brecciated, replacive, infilling | colloform, oscillatory zoning, replacement, core-mantle-rim, dendritic, botryoidal, euhedral, subhedral, anhedral |  |  |  | calcite, greenockite | polished sections (150 µm thick) | LA-ICPMS, EMPA, SEM-EDS | JEOL JXA-i SP100 microprobe equipped with five wavelength-dispersive spectrometers; Tescan Mira 3 field emission scanning electron microscope equipped with an energy dispersive spectrometer; Tescan Integrated Mineral Analyzer (TIMA) system comprising a field emission scanning electron microscope (Tescan Mira 3), integrated with four energy dispersive detectors (EDAXElement) | Guangzhou Tuoyan Analytical Technology Co., Ltd., Guizhou, China (GTAT) | EPMA: 15 kV accelerating potential and a beam current of 10 or 20 nA, with a defocused beam diameter of 5 µm; peak counting times for analyzed elements varied between 10 and 40 s, background measurements at 50% of the peak counting duration on both sides of the analyzed peak. SEM: operating voltage of 25 kV and a working distance of ~15.0 mm. TIMA: dot-mapping mode with a working distance of 15 mm, spot size of ~92 nm, scanning at 3 µm resolution (operating at 25 kV, 11.6 nA). LA-ICP-MS mapping: laser energy of 5 J/cm2, repetition rate of 15 Hz, spot size of 10 µm, scan speed of 40 µm/s. | NIST 610, NIST 612, and GSD-1G as external standards | [14 empty] | 0.024427 |  |  |  | 562.4044 | [67 empty] | 774766.5888 | [21 empty] | 3.6395 | [7 empty] | 36.9634 | [11 empty] | 0.24982 | [13 empty] | 11.5217 |  |  |  |  | 2025 | Wang, L., Han, R., Zhang, Y., Chen, Y., Liu, D. (2026). Unraveling the redistribution of trace elements during supergene processes: A case study from the Qingshan carbonate-hosted Zn-Pb deposit, SW China. Ore Geology Reviews, 188, 107059. |  | CHN | Southwest China
| Qingshan |  | Basin hydrothermal | Mississippi Valley-type (MVT) | MVT zinc-lead | Zn, Pb | Ge, Cd, Ag | Zn, Pb, Ge, Cd, Ag | Meng et al., 2023 |  | QSL-27-2-spot no.3 | QSL-27-2-spot no.3 | underground mine |  |  |  |  | ore material | polished section | grab | mineral separate | [5 empty] | mineralisation | primary sulfide ores and secondary non-sulfide ores |  |  | sphalerite, pyrite, galena, hemimorphite, willemite, goethite, smithsonite, cerussite | hydrothermal (stages 1–3), supergene | massive, brecciated, replacive, infilling | colloform, oscillatory zoning, replacement, core-mantle-rim, dendritic, botryoidal, euhedral, subhedral, anhedral |  |  |  | calcite, greenockite | polished sections (150 µm thick) | LA-ICPMS, EMPA, SEM-EDS | JEOL JXA-i SP100 microprobe equipped with five wavelength-dispersive spectrometers; Tescan Mira 3 field emission scanning electron microscope equipped with an energy dispersive spectrometer; Tescan Integrated Mineral Analyzer (TIMA) system comprising a field emission scanning electron microscope (Tescan Mira 3), integrated with four energy dispersive detectors (EDAXElement) | Guangzhou Tuoyan Analytical Technology Co., Ltd., Guizhou, China (GTAT) | EPMA: 15 kV accelerating potential and a beam current of 10 or 20 nA, with a defocused beam diameter of 5 µm; peak counting times for analyzed elements varied between 10 and 40 s, background measurements at 50% of the peak counting duration on both sides of the analyzed peak. SEM: operating voltage of 25 kV and a working distance of ~15.0 mm. TIMA: dot-mapping mode with a working distance of 15 mm, spot size of ~92 nm, scanning at 3 µm resolution (operating at 25 kV, 11.6 nA). LA-ICP-MS mapping: laser energy of 5 J/cm2, repetition rate of 15 Hz, spot size of 10 µm, scan speed of 40 µm/s. | NIST 610, NIST 612, and GSD-1G as external standards | [14 empty] | 0.038108 | [5 empty] | 0.74423 | [65 empty] | 778953.312 | [17 empty] | 0.04625 | [11 empty] | 16.2503 | [11 empty] | 0.26176 | [13 empty] | 7.0429 |  |  |  |  | 2025 | Wang, L., Han, R., Zhang, Y., Chen, Y., Liu, D. (2026). Unraveling the redistribution of trace elements during supergene processes: A case study from the Qingshan carbonate-hosted Zn-Pb deposit, SW China. Ore Geology Reviews, 188, 107059. |  | CHN | Southwest China
| Qingshan |  | Basin hydrothermal | Mississippi Valley-type (MVT) | MVT zinc-lead | Zn, Pb | Ge, Cd, Ag | Zn, Pb, Ge, Cd, Ag | Meng et al., 2023 |  | QSL-27-2-spot no.4 | QSL-27-2-spot no.4 | underground mine |  |  |  |  | ore material | polished section | grab | mineral separate | [5 empty] | mineralisation | primary sulfide ores and secondary non-sulfide ores |  |  | sphalerite, pyrite, galena, hemimorphite, willemite, goethite, smithsonite, cerussite | hydrothermal (stages 1–3), supergene | massive, brecciated, replacive, infilling | colloform, oscillatory zoning, replacement, core-mantle-rim, dendritic, botryoidal, euhedral, subhedral, anhedral |  |  |  | calcite, greenockite | polished sections (150 µm thick) | LA-ICPMS, EMPA, SEM-EDS | JEOL JXA-i SP100 microprobe equipped with five wavelength-dispersive spectrometers; Tescan Mira 3 field emission scanning electron microscope equipped with an energy dispersive spectrometer; Tescan Integrated Mineral Analyzer (TIMA) system comprising a field emission scanning electron microscope (Tescan Mira 3), integrated with four energy dispersive detectors (EDAXElement) | Guangzhou Tuoyan Analytical Technology Co., Ltd., Guizhou, China (GTAT) | EPMA: 15 kV accelerating potential and a beam current of 10 or 20 nA, with a defocused beam diameter of 5 µm; peak counting times for analyzed elements varied between 10 and 40 s, background measurements at 50% of the peak counting duration on both sides of the analyzed peak. SEM: operating voltage of 25 kV and a working distance of ~15.0 mm. TIMA: dot-mapping mode with a working distance of 15 mm, spot size of ~92 nm, scanning at 3 µm resolution (operating at 25 kV, 11.6 nA). LA-ICP-MS mapping: laser energy of 5 J/cm2, repetition rate of 15 Hz, spot size of 10 µm, scan speed of 40 µm/s. | NIST 610, NIST 612, and GSD-1G as external standards | [14 empty] | 0.038404 |  |  |  | 1271.0185 | [23 empty] | 12.2945 | [25 empty] | 8.0135 | [17 empty] | 778507.7184 | [29 empty] | 79.3708 | [11 empty] | 0.26439 | [13 empty] | 2.8857 |  |  |  |  | 2025 | Wang, L., Han, R., Zhang, Y., Chen, Y., Liu, D. (2026). Unraveling the redistribution of trace elements during supergene processes: A case study from the Qingshan carbonate-hosted Zn-Pb deposit, SW China. Ore Geology Reviews, 188, 107059. |  | CHN | Southwest China
| Qingshan |  | Basin hydrothermal | Mississippi Valley-type (MVT) | MVT zinc-lead | Zn, Pb | Ge, Cd, Ag | Zn, Pb, Ge, Cd, Ag | Meng et al., 2023 |  | QSL-27-2-spot no.5 | QSL-27-2-spot no.5 | underground mine |  |  |  |  | ore material | polished section | grab | mineral separate | [5 empty] | mineralisation | primary sulfide ores and secondary non-sulfide ores |  |  | sphalerite, pyrite, galena, hemimorphite, willemite, goethite, smithsonite, cerussite | hydrothermal (stages 1–3), supergene | massive, brecciated, replacive, infilling | colloform, oscillatory zoning, replacement, core-mantle-rim, dendritic, botryoidal, euhedral, subhedral, anhedral |  |  |  | calcite, greenockite | polished sections (150 µm thick) | LA-ICPMS, EMPA, SEM-EDS | JEOL JXA-i SP100 microprobe equipped with five wavelength-dispersive spectrometers; Tescan Mira 3 field emission scanning electron microscope equipped with an energy dispersive spectrometer; Tescan Integrated Mineral Analyzer (TIMA) system comprising a field emission scanning electron microscope (Tescan Mira 3), integrated with four energy dispersive detectors (EDAXElement) | Guangzhou Tuoyan Analytical Technology Co., Ltd., Guizhou, China (GTAT) | EPMA: 15 kV accelerating potential and a beam current of 10 or 20 nA, with a defocused beam diameter of 5 µm; peak counting times for analyzed elements varied between 10 and 40 s, background measurements at 50% of the peak counting duration on both sides of the analyzed peak. SEM: operating voltage of 25 kV and a working distance of ~15.0 mm. TIMA: dot-mapping mode with a working distance of 15 mm, spot size of ~92 nm, scanning at 3 µm resolution (operating at 25 kV, 11.6 nA). LA-ICP-MS mapping: laser energy of 5 J/cm2, repetition rate of 15 Hz, spot size of 10 µm, scan speed of 40 µm/s. | NIST 610, NIST 612, and GSD-1G as external standards |  |  |  |  | 0.55166 | [9 empty] | 0.038816 |  |  |  | 674.9263 | [67 empty] | 768741.792 | [29 empty] | 56.65 | [11 empty] | 0.27826 | [13 empty] | 2.5149 |  |  |  |  | 2025 | Wang, L., Han, R., Zhang, Y., Chen, Y., Liu, D. (2026). Unraveling the redistribution of trace elements during supergene processes: A case study from the Qingshan carbonate-hosted Zn-Pb deposit, SW China. Ore Geology Reviews, 188, 107059. |  | CHN | Southwest China
| Qingshan |  | Basin hydrothermal | Mississippi Valley-type (MVT) | MVT zinc-lead | Zn, Pb | Ge, Cd, Ag | Zn, Pb, Ge, Cd, Ag | Meng et al., 2023 |  | QSL-27-2-spot no.6 | QSL-27-2-spot no.6 | underground mine |  |  |  |  | ore material | polished section | grab | mineral separate | [5 empty] | mineralisation | primary sulfide ores and secondary non-sulfide ores |  |  | sphalerite, pyrite, galena, hemimorphite, willemite, goethite, smithsonite, cerussite | hydrothermal (stages 1–3), supergene | massive, brecciated, replacive, infilling | colloform, oscillatory zoning, replacement, core-mantle-rim, dendritic, botryoidal, euhedral, subhedral, anhedral |  |  |  | calcite, greenockite | polished sections (150 µm thick) | LA-ICPMS, EMPA, SEM-EDS | JEOL JXA-i SP100 microprobe equipped with five wavelength-dispersive spectrometers; Tescan Mira 3 field emission scanning electron microscope equipped with an energy dispersive spectrometer; Tescan Integrated Mineral Analyzer (TIMA) system comprising a field emission scanning electron microscope (Tescan Mira 3), integrated with four energy dispersive detectors (EDAXElement) | Guangzhou Tuoyan Analytical Technology Co., Ltd., Guizhou, China (GTAT) | EPMA: 15 kV accelerating potential and a beam current of 10 or 20 nA, with a defocused beam diameter of 5 µm; peak counting times for analyzed elements varied between 10 and 40 s, background measurements at 50% of the peak counting duration on both sides of the analyzed peak. SEM: operating voltage of 25 kV and a working distance of ~15.0 mm. TIMA: dot-mapping mode with a working distance of 15 mm, spot size of ~92 nm, scanning at 3 µm resolution (operating at 25 kV, 11.6 nA). LA-ICP-MS mapping: laser energy of 5 J/cm2, repetition rate of 15 Hz, spot size of 10 µm, scan speed of 40 µm/s. | NIST 610, NIST 612, and GSD-1G as external standards |  |  |  |  | 0.40548 | [9 empty] | 0.036265 |  |  |  | 578.9365 | [67 empty] | 777718.6464 | [29 empty] | 92.7858 | [11 empty] | 0.30823 | [18 empty] | 2025 | Wang, L., Han, R., Zhang, Y., Chen, Y., Liu, D. (2026). Unraveling the redistribution of trace elements during supergene processes: A case study from the Qingshan carbonate-hosted Zn-Pb deposit, SW China. Ore Geology Reviews, 188, 107059. |  | CHN | Southwest China
| Qingshan |  | Basin hydrothermal | Mississippi Valley-type (MVT) | MVT zinc-lead | Zn, Pb | Ge, Cd, Ag | Zn, Pb, Ge, Cd, Ag | Meng et al., 2023 |  | QSL-27-2-spot no.7 | QSL-27-2-spot no.7 | underground mine |  |  |  |  | ore material | polished section | grab | mineral separate | [5 empty] | mineralisation | primary sulfide ores and secondary non-sulfide ores |  |  | sphalerite, pyrite, galena, hemimorphite, willemite, goethite, smithsonite, cerussite | hydrothermal (stages 1–3), supergene | massive, brecciated, replacive, infilling | colloform, oscillatory zoning, replacement, core-mantle-rim, dendritic, botryoidal, euhedral, subhedral, anhedral |  |  |  | calcite, greenockite | polished sections (150 µm thick) | LA-ICPMS, EMPA, SEM-EDS | JEOL JXA-i SP100 microprobe equipped with five wavelength-dispersive spectrometers; Tescan Mira 3 field emission scanning electron microscope equipped with an energy dispersive spectrometer; Tescan Integrated Mineral Analyzer (TIMA) system comprising a field emission scanning electron microscope (Tescan Mira 3), integrated with four energy dispersive detectors (EDAXElement) | Guangzhou Tuoyan Analytical Technology Co., Ltd., Guizhou, China (GTAT) | EPMA: 15 kV accelerating potential and a beam current of 10 or 20 nA, with a defocused beam diameter of 5 µm; peak counting times for analyzed elements varied between 10 and 40 s, background measurements at 50% of the peak counting duration on both sides of the analyzed peak. SEM: operating voltage of 25 kV and a working distance of ~15.0 mm. TIMA: dot-mapping mode with a working distance of 15 mm, spot size of ~92 nm, scanning at 3 µm resolution (operating at 25 kV, 11.6 nA). LA-ICP-MS mapping: laser energy of 5 J/cm2, repetition rate of 15 Hz, spot size of 10 µm, scan speed of 40 µm/s. | NIST 610, NIST 612, and GSD-1G as external standards | [14 empty] | 0.046799 | [71 empty] | 765548.3712 | [29 empty] | 53.1885 | [11 empty] | 0.28689 | [13 empty] | 1.7939 |  |  |  |  | 2025 | Wang, L., Han, R., Zhang, Y., Chen, Y., Liu, D. (2026). Unraveling the redistribution of trace elements during supergene processes: A case study from the Qingshan carbonate-hosted Zn-Pb deposit, SW China. Ore Geology Reviews, 188, 107059. |  | CHN | Southwest China
| Qingshan |  | Basin hydrothermal | Mississippi Valley-type (MVT) | MVT zinc-lead | Zn, Pb | Ge, Cd, Ag | Zn, Pb, Ge, Cd, Ag | Meng et al., 2023 |  | QSL-27-2-spot no.8 | QSL-27-2-spot no.8 | underground mine |  |  |  |  | ore material | polished section | grab | mineral separate | [5 empty] | mineralisation | primary sulfide ores and secondary non-sulfide ores |  |  | sphalerite, pyrite, galena, hemimorphite, willemite, goethite, smithsonite, cerussite | hydrothermal (stages 1–3), supergene | massive, brecciated, replacive, infilling | colloform, oscillatory zoning, replacement, core-mantle-rim, dendritic, botryoidal, euhedral, subhedral, anhedral |  |  |  | calcite, greenockite | polished sections (150 µm thick) | LA-ICPMS, EMPA, SEM-EDS | JEOL JXA-i SP100 microprobe equipped with five wavelength-dispersive spectrometers; Tescan Mira 3 field emission scanning electron microscope equipped with an energy dispersive spectrometer; Tescan Integrated Mineral Analyzer (TIMA) system comprising a field emission scanning electron microscope (Tescan Mira 3), integrated with four energy dispersive detectors (EDAXElement) | Guangzhou Tuoyan Analytical Technology Co., Ltd., Guizhou, China (GTAT) | EPMA: 15 kV accelerating potential and a beam current of 10 or 20 nA, with a defocused beam diameter of 5 µm; peak counting times for analyzed elements varied between 10 and 40 s, background measurements at 50% of the peak counting duration on both sides of the analyzed peak. SEM: operating voltage of 25 kV and a working distance of ~15.0 mm. TIMA: dot-mapping mode with a working distance of 15 mm, spot size of ~92 nm, scanning at 3 µm resolution (operating at 25 kV, 11.6 nA). LA-ICP-MS mapping: laser energy of 5 J/cm2, repetition rate of 15 Hz, spot size of 10 µm, scan speed of 40 µm/s. | NIST 610, NIST 612, and GSD-1G as external standards | [14 empty] | 0.030248 |  |  |  | 526.5234 | [67 empty] | 775880.5728 | [29 empty] | 69.6956 | [11 empty] | 0.37288 | [13 empty] | 1.7408 |  |  |  |  | 2025 | Wang, L., Han, R., Zhang, Y., Chen, Y., Liu, D. (2026). Unraveling the redistribution of trace elements during supergene processes: A case study from the Qingshan carbonate-hosted Zn-Pb deposit, SW China. Ore Geology Reviews, 188, 107059. |  | CHN | Southwest China
| Qingshan |  | Basin hydrothermal | Mississippi Valley-type (MVT) | MVT zinc-lead | Zn, Pb | Ge, Cd, Ag | Zn, Pb, Ge, Cd, Ag | Meng et al., 2023 |  | QSL-27-2-spot no.9 | QSL-27-2-spot no.9 | underground mine |  |  |  |  | ore material | polished section | grab | mineral separate | [5 empty] | mineralisation | primary sulfide ores and secondary non-sulfide ores |  |  | sphalerite, pyrite, galena, hemimorphite, willemite, goethite, smithsonite, cerussite | hydrothermal (stages 1–3), supergene | massive, brecciated, replacive, infilling | colloform, oscillatory zoning, replacement, core-mantle-rim, dendritic, botryoidal, euhedral, subhedral, anhedral |  |  |  | calcite, greenockite | polished sections (150 µm thick) | LA-ICPMS, EMPA, SEM-EDS | JEOL JXA-i SP100 microprobe equipped with five wavelength-dispersive spectrometers; Tescan Mira 3 field emission scanning electron microscope equipped with an energy dispersive spectrometer; Tescan Integrated Mineral Analyzer (TIMA) system comprising a field emission scanning electron microscope (Tescan Mira 3), integrated with four energy dispersive detectors (EDAXElement) | Guangzhou Tuoyan Analytical Technology Co., Ltd., Guizhou, China (GTAT) | EPMA: 15 kV accelerating potential and a beam current of 10 or 20 nA, with a defocused beam diameter of 5 µm; peak counting times for analyzed elements varied between 10 and 40 s, background measurements at 50% of the peak counting duration on both sides of the analyzed peak. SEM: operating voltage of 25 kV and a working distance of ~15.0 mm. TIMA: dot-mapping mode with a working distance of 15 mm, spot size of ~92 nm, scanning at 3 µm resolution (operating at 25 kV, 11.6 nA). LA-ICP-MS mapping: laser energy of 5 J/cm2, repetition rate of 15 Hz, spot size of 10 µm, scan speed of 40 µm/s. | NIST 610, NIST 612, and GSD-1G as external standards | [14 empty] | 0.037123 |  |  |  | 787.5714 |  | 0.7632 | [65 empty] | 774813.0048 | [29 empty] | 57.4001 | [11 empty] | 0.3254 | [18 empty] | 2025 | Wang, L., Han, R., Zhang, Y., Chen, Y., Liu, D. (2026). Unraveling the redistribution of trace elements during supergene processes: A case study from the Qingshan carbonate-hosted Zn-Pb deposit, SW China. Ore Geology Reviews, 188, 107059. |  | CHN | Southwest China
| Qingshan |  | Basin hydrothermal | Mississippi Valley-type (MVT) | MVT zinc-lead | Zn, Pb | Ge, Cd, Ag | Zn, Pb, Ge, Cd, Ag | Meng et al., 2023 |  | QSL-27-2-spot no.10 | QSL-27-2-spot no.10 | underground mine |  |  |  |  | ore material | polished section | grab | mineral separate | [5 empty] | mineralisation | primary sulfide ores and secondary non-sulfide ores |  |  | sphalerite, pyrite, galena, hemimorphite, willemite, goethite, smithsonite, cerussite | hydrothermal (stages 1–3), supergene | massive, brecciated, replacive, infilling | colloform, oscillatory zoning, replacement, core-mantle-rim, dendritic, botryoidal, euhedral, subhedral, anhedral |  |  |  | calcite, greenockite | polished sections (150 µm thick) | LA-ICPMS, EMPA, SEM-EDS | JEOL JXA-i SP100 microprobe equipped with five wavelength-dispersive spectrometers; Tescan Mira 3 field emission scanning electron microscope equipped with an energy dispersive spectrometer; Tescan Integrated Mineral Analyzer (TIMA) system comprising a field emission scanning electron microscope (Tescan Mira 3), integrated with four energy dispersive detectors (EDAXElement) | Guangzhou Tuoyan Analytical Technology Co., Ltd., Guizhou, China (GTAT) | EPMA: 15 kV accelerating potential and a beam current of 10 or 20 nA, with a defocused beam diameter of 5 µm; peak counting times for analyzed elements varied between 10 and 40 s, background measurements at 50% of the peak counting duration on both sides of the analyzed peak. SEM: operating voltage of 25 kV and a working distance of ~15.0 mm. TIMA: dot-mapping mode with a working distance of 15 mm, spot size of ~92 nm, scanning at 3 µm resolution (operating at 25 kV, 11.6 nA). LA-ICP-MS mapping: laser energy of 5 J/cm2, repetition rate of 15 Hz, spot size of 10 µm, scan speed of 40 µm/s. | NIST 610, NIST 612, and GSD-1G as external standards | 0.35376 | [13 empty] | 0.055863 | [5 empty] | 20.139 | [65 empty] | 769122.4032 | [17 empty] | 0.063031 | [11 empty] | 51.4934 | [11 empty] | 0.36538 | [13 empty] | 2.7461 |  |  |  |  | 2025 | Wang, L., Han, R., Zhang, Y., Chen, Y., Liu, D. (2026). Unraveling the redistribution of trace elements during supergene processes: A case study from the Qingshan carbonate-hosted Zn-Pb deposit, SW China. Ore Geology Reviews, 188, 107059. |  | CHN | Southwest China
| Qingshan |  | Basin hydrothermal | Mississippi Valley-type (MVT) | MVT zinc-lead | Zn, Pb | Ge, Cd, Ag | Zn, Pb, Ge, Cd, Ag | Meng et al., 2023 |  | BdA-1-1 | BdA-1-1 | underground mine |  |  |  |  | ore material | polished section | grab | mineral separate | [5 empty] | mineralisation | primary sulfide ores and secondary non-sulfide ores |  |  | sphalerite, pyrite, galena, hemimorphite, willemite, goethite, smithsonite, cerussite | hydrothermal (stages 1–3), supergene | massive, brecciated, replacive, infilling | colloform, oscillatory zoning, replacement, core-mantle-rim, dendritic, botryoidal, euhedral, subhedral, anhedral |  |  |  | calcite, greenockite | polished sections (150 µm thick) | LA-ICPMS, EMPA, SEM-EDS | JEOL JXA-i SP100 microprobe equipped with five wavelength-dispersive spectrometers; Tescan Mira 3 field emission scanning electron microscope equipped with an energy dispersive spectrometer; Tescan Integrated Mineral Analyzer (TIMA) system comprising a field emission scanning electron microscope (Tescan Mira 3), integrated with four energy dispersive detectors (EDAXElement) | Guangzhou Tuoyan Analytical Technology Co., Ltd., Guizhou, China (GTAT) | EPMA: 15 kV accelerating potential and a beam current of 10 or 20 nA, with a defocused beam diameter of 5 µm; peak counting times for analyzed elements varied between 10 and 40 s, background measurements at 50% of the peak counting duration on both sides of the analyzed peak. SEM: operating voltage of 25 kV and a working distance of ~15.0 mm. TIMA: dot-mapping mode with a working distance of 15 mm, spot size of ~92 nm, scanning at 3 µm resolution (operating at 25 kV, 11.6 nA). LA-ICP-MS mapping: laser energy of 5 J/cm2, repetition rate of 15 Hz, spot size of 10 µm, scan speed of 40 µm/s. | NIST 610, NIST 612, and GSD-1G as external standards | [48 empty] | 0.87 | [7 empty] | 135 | [13 empty] | 8073 | [76 empty] | 2025 | Wang, L., Han, R., Zhang, Y., Chen, Y., Liu, D. (2026). Unraveling the redistribution of trace elements during supergene processes: A case study from the Qingshan carbonate-hosted Zn-Pb deposit, SW China. Ore Geology Reviews, 188, 107059. |  | CHN | Southwest China
| Qingshan |  | Basin hydrothermal | Mississippi Valley-type (MVT) | MVT zinc-lead | Zn, Pb | Ge, Cd, Ag | Zn, Pb, Ge, Cd, Ag | Meng et al., 2023 |  | BdA-2-1 | BdA-2-1 | underground mine |  |  |  |  | ore material | polished section | grab | mineral separate | [5 empty] | mineralisation | primary sulfide ores and secondary non-sulfide ores |  |  | sphalerite, pyrite, galena, hemimorphite, willemite, goethite, smithsonite, cerussite | hydrothermal (stages 1–3), supergene | massive, brecciated, replacive, infilling | colloform, oscillatory zoning, replacement, core-mantle-rim, dendritic, botryoidal, euhedral, subhedral, anhedral |  |  |  | calcite, greenockite | polished sections (150 µm thick) | LA-ICPMS, EMPA, SEM-EDS | JEOL JXA-i SP100 microprobe equipped with five wavelength-dispersive spectrometers; Tescan Mira 3 field emission scanning electron microscope equipped with an energy dispersive spectrometer; Tescan Integrated Mineral Analyzer (TIMA) system comprising a field emission scanning electron microscope (Tescan Mira 3), integrated with four energy dispersive detectors (EDAXElement) | Guangzhou Tuoyan Analytical Technology Co., Ltd., Guizhou, China (GTAT) | EPMA: 15 kV accelerating potential and a beam current of 10 or 20 nA, with a defocused beam diameter of 5 µm; peak counting times for analyzed elements varied between 10 and 40 s, background measurements at 50% of the peak counting duration on both sides of the analyzed peak. SEM: operating voltage of 25 kV and a working distance of ~15.0 mm. TIMA: dot-mapping mode with a working distance of 15 mm, spot size of ~92 nm, scanning at 3 µm resolution (operating at 25 kV, 11.6 nA). LA-ICP-MS mapping: laser energy of 5 J/cm2, repetition rate of 15 Hz, spot size of 10 µm, scan speed of 40 µm/s. | NIST 610, NIST 612, and GSD-1G as external standards | [48 empty] | 1.27 | [7 empty] | 6.1 | [13 empty] | 9325 | [76 empty] | 2025 | Wang, L., Han, R., Zhang, Y., Chen, Y., Liu, D. (2026). Unraveling the redistribution of trace elements during supergene processes: A case study from the Qingshan carbonate-hosted Zn-Pb deposit, SW China. Ore Geology Reviews, 188, 107059. |  | CHN | Southwest China
| Qingshan |  | Basin hydrothermal | Mississippi Valley-type (MVT) | MVT zinc-lead | Zn, Pb | Ge, Cd, Ag | Zn, Pb, Ge, Cd, Ag | Meng et al., 2023 |  | BdA-3-1 | BdA-3-1 | underground mine |  |  |  |  | ore material | polished section | grab | mineral separate | [5 empty] | mineralisation | primary sulfide ores and secondary non-sulfide ores |  |  | sphalerite, pyrite, galena, hemimorphite, willemite, goethite, smithsonite, cerussite | hydrothermal (stages 1–3), supergene | massive, brecciated, replacive, infilling | colloform, oscillatory zoning, replacement, core-mantle-rim, dendritic, botryoidal, euhedral, subhedral, anhedral |  |  |  | calcite, greenockite | polished sections (150 µm thick) | LA-ICPMS, EMPA, SEM-EDS | JEOL JXA-i SP100 microprobe equipped with five wavelength-dispersive spectrometers; Tescan Mira 3 field emission scanning electron microscope equipped with an energy dispersive spectrometer; Tescan Integrated Mineral Analyzer (TIMA) system comprising a field emission scanning electron microscope (Tescan Mira 3), integrated with four energy dispersive detectors (EDAXElement) | Guangzhou Tuoyan Analytical Technology Co., Ltd., Guizhou, China (GTAT) | EPMA: 15 kV accelerating potential and a beam current of 10 or 20 nA, with a defocused beam diameter of 5 µm; peak counting times for analyzed elements varied between 10 and 40 s, background measurements at 50% of the peak counting duration on both sides of the analyzed peak. SEM: operating voltage of 25 kV and a working distance of ~15.0 mm. TIMA: dot-mapping mode with a working distance of 15 mm, spot size of ~92 nm, scanning at 3 µm resolution (operating at 25 kV, 11.6 nA). LA-ICP-MS mapping: laser energy of 5 J/cm2, repetition rate of 15 Hz, spot size of 10 µm, scan speed of 40 µm/s. | NIST 610, NIST 612, and GSD-1G as external standards | [48 empty] | 1.81 | [7 empty] | 19.6 | [13 empty] | 5883 | [76 empty] | 2025 | Wang, L., Han, R., Zhang, Y., Chen, Y., Liu, D. (2026). Unraveling the redistribution of trace elements during supergene processes: A case study from the Qingshan carbonate-hosted Zn-Pb deposit, SW China. Ore Geology Reviews, 188, 107059. |  | CHN | Southwest China
| Qingshan |  | Basin hydrothermal | Mississippi Valley-type (MVT) | MVT zinc-lead | Zn, Pb | Ge, Cd, Ag | Zn, Pb, Ge, Cd, Ag | Meng et al., 2023 |  | BdA-4-1 | BdA-4-1 | underground mine |  |  |  |  | ore material | polished section | grab | mineral separate | [5 empty] | mineralisation | primary sulfide ores and secondary non-sulfide ores |  |  | sphalerite, pyrite, galena, hemimorphite, willemite, goethite, smithsonite, cerussite | hydrothermal (stages 1–3), supergene | massive, brecciated, replacive, infilling | colloform, oscillatory zoning, replacement, core-mantle-rim, dendritic, botryoidal, euhedral, subhedral, anhedral |  |  |  | calcite, greenockite | polished sections (150 µm thick) | LA-ICPMS, EMPA, SEM-EDS | JEOL JXA-i SP100 microprobe equipped with five wavelength-dispersive spectrometers; Tescan Mira 3 field emission scanning electron microscope equipped with an energy dispersive spectrometer; Tescan Integrated Mineral Analyzer (TIMA) system comprising a field emission scanning electron microscope (Tescan Mira 3), integrated with four energy dispersive detectors (EDAXElement) | Guangzhou Tuoyan Analytical Technology Co., Ltd., Guizhou, China (GTAT) | EPMA: 15 kV accelerating potential and a beam current of 10 or 20 nA, with a defocused beam diameter of 5 µm; peak counting times for analyzed elements varied between 10 and 40 s, background measurements at 50% of the peak counting duration on both sides of the analyzed peak. SEM: operating voltage of 25 kV and a working distance of ~15.0 mm. TIMA: dot-mapping mode with a working distance of 15 mm, spot size of ~92 nm, scanning at 3 µm resolution (operating at 25 kV, 11.6 nA). LA-ICP-MS mapping: laser energy of 5 J/cm2, repetition rate of 15 Hz, spot size of 10 µm, scan speed of 40 µm/s. | NIST 610, NIST 612, and GSD-1G as external standards | [48 empty] | 0.93 | [7 empty] | 186 | [13 empty] | 13481 | [76 empty] | 2025 | Wang, L., Han, R., Zhang, Y., Chen, Y., Liu, D. (2026). Unraveling the redistribution of trace elements during supergene processes: A case study from the Qingshan carbonate-hosted Zn-Pb deposit, SW China. Ore Geology Reviews, 188, 107059. |  | CHN | Southwest China
| Qingshan |  | Basin hydrothermal | Mississippi Valley-type (MVT) | MVT zinc-lead | Zn, Pb | Ge, Cd, Ag | Zn, Pb, Ge, Cd, Ag | Meng et al., 2023 |  | BdA-5-1 | BdA-5-1 | underground mine |  |  |  |  | ore material | polished section | grab | mineral separate | [5 empty] | mineralisation | primary sulfide ores and secondary non-sulfide ores |  |  | sphalerite, pyrite, galena, hemimorphite, willemite, goethite, smithsonite, cerussite | hydrothermal (stages 1–3), supergene | massive, brecciated, replacive, infilling | colloform, oscillatory zoning, replacement, core-mantle-rim, dendritic, botryoidal, euhedral, subhedral, anhedral |  |  |  | calcite, greenockite | polished sections (150 µm thick) | LA-ICPMS, EMPA, SEM-EDS | JEOL JXA-i SP100 microprobe equipped with five wavelength-dispersive spectrometers; Tescan Mira 3 field emission scanning electron microscope equipped with an energy dispersive spectrometer; Tescan Integrated Mineral Analyzer (TIMA) system comprising a field emission scanning electron microscope (Tescan Mira 3), integrated with four energy dispersive detectors (EDAXElement) | Guangzhou Tuoyan Analytical Technology Co., Ltd., Guizhou, China (GTAT) | EPMA: 15 kV accelerating potential and a beam current of 10 or 20 nA, with a defocused beam diameter of 5 µm; peak counting times for analyzed elements varied between 10 and 40 s, background measurements at 50% of the peak counting duration on both sides of the analyzed peak. SEM: operating voltage of 25 kV and a working distance of ~15.0 mm. TIMA: dot-mapping mode with a working distance of 15 mm, spot size of ~92 nm, scanning at 3 µm resolution (operating at 25 kV, 11.6 nA). LA-ICP-MS mapping: laser energy of 5 J/cm2, repetition rate of 15 Hz, spot size of 10 µm, scan speed of 40 µm/s. | NIST 610, NIST 612, and GSD-1G as external standards | [48 empty] | 0.97 | [7 empty] | 210 | [13 empty] | 2386 | [76 empty] | 2025 | Wang, L., Han, R., Zhang, Y., Chen, Y., Liu, D. (2026). Unraveling the redistribution of trace elements during supergene processes: A case study from the Qingshan carbonate-hosted Zn-Pb deposit, SW China. Ore Geology Reviews, 188, 107059. |  | CHN | Southwest China
| Qingshan |  | Basin hydrothermal | Mississippi Valley-type (MVT) | MVT zinc-lead | Zn, Pb | Ge, Cd, Ag | Zn, Pb, Ge, Cd, Ag | Meng et al., 2023 |  | BdA-6-1 | BdA-6-1 | underground mine |  |  |  |  | ore material | polished section | grab | mineral separate | [5 empty] | mineralisation | primary sulfide ores and secondary non-sulfide ores |  |  | sphalerite, pyrite, galena, hemimorphite, willemite, goethite, smithsonite, cerussite | hydrothermal (stages 1–3), supergene | massive, brecciated, replacive, infilling | colloform, oscillatory zoning, replacement, core-mantle-rim, dendritic, botryoidal, euhedral, subhedral, anhedral |  |  |  | calcite, greenockite | polished sections (150 µm thick) | LA-ICPMS, EMPA, SEM-EDS | JEOL JXA-i SP100 microprobe equipped with five wavelength-dispersive spectrometers; Tescan Mira 3 field emission scanning electron microscope equipped with an energy dispersive spectrometer; Tescan Integrated Mineral Analyzer (TIMA) system comprising a field emission scanning electron microscope (Tescan Mira 3), integrated with four energy dispersive detectors (EDAXElement) | Guangzhou Tuoyan Analytical Technology Co., Ltd., Guizhou, China (GTAT) | EPMA: 15 kV accelerating potential and a beam current of 10 or 20 nA, with a defocused beam diameter of 5 µm; peak counting times for analyzed elements varied between 10 and 40 s, background measurements at 50% of the peak counting duration on both sides of the analyzed peak. SEM: operating voltage of 25 kV and a working distance of ~15.0 mm. TIMA: dot-mapping mode with a working distance of 15 mm, spot size of ~92 nm, scanning at 3 µm resolution (operating at 25 kV, 11.6 nA). LA-ICP-MS mapping: laser energy of 5 J/cm2, repetition rate of 15 Hz, spot size of 10 µm, scan speed of 40 µm/s. | NIST 610, NIST 612, and GSD-1G as external standards | [48 empty] | 1.18 | [7 empty] | 281 | [13 empty] | 9128 | [76 empty] | 2025 | Wang, L., Han, R., Zhang, Y., Chen, Y., Liu, D. (2026). Unraveling the redistribution of trace elements during supergene processes: A case study from the Qingshan carbonate-hosted Zn-Pb deposit, SW China. Ore Geology Reviews, 188, 107059. |  | CHN | Southwest China
| Qingshan |  | Basin hydrothermal | Mississippi Valley-type (MVT) | MVT zinc-lead | Zn, Pb | Ge, Cd, Ag | Zn, Pb, Ge, Cd, Ag | Meng et al., 2023 |  | Hanes deposit, Romania (Cook et al., 2009)-1 | Hanes deposit, Romania (Cook et al., 2009)-1 | underground mine |  |  |  |  | ore material | polished section | grab | mineral separate | [5 empty] | mineralisation | primary sulfide ores and secondary non-sulfide ores |  |  | sphalerite, pyrite, galena, hemimorphite, willemite, goethite, smithsonite, cerussite | hydrothermal (stages 1–3), supergene | massive, brecciated, replacive, infilling | colloform, oscillatory zoning, replacement, core-mantle-rim, dendritic, botryoidal, euhedral, subhedral, anhedral |  |  |  | calcite, greenockite | polished sections (150 µm thick) | LA-ICPMS, EMPA, SEM-EDS | JEOL JXA-i SP100 microprobe equipped with five wavelength-dispersive spectrometers; Tescan Mira 3 field emission scanning electron microscope equipped with an energy dispersive spectrometer; Tescan Integrated Mineral Analyzer (TIMA) system comprising a field emission scanning electron microscope (Tescan Mira 3), integrated with four energy dispersive detectors (EDAXElement) | Guangzhou Tuoyan Analytical Technology Co., Ltd., Guizhou, China (GTAT) | EPMA: 15 kV accelerating potential and a beam current of 10 or 20 nA, with a defocused beam diameter of 5 µm; peak counting times for analyzed elements varied between 10 and 40 s, background measurements at 50% of the peak counting duration on both sides of the analyzed peak. SEM: operating voltage of 25 kV and a working distance of ~15.0 mm. TIMA: dot-mapping mode with a working distance of 15 mm, spot size of ~92 nm, scanning at 3 µm resolution (operating at 25 kV, 11.6 nA). LA-ICP-MS mapping: laser energy of 5 J/cm2, repetition rate of 15 Hz, spot size of 10 µm, scan speed of 40 µm/s. | NIST 610, NIST 612, and GSD-1G as external standards | [147 empty] | 2025 | Wang, L., Han, R., Zhang, Y., Chen, Y., Liu, D. (2026). Unraveling the redistribution of trace elements during supergene processes: A case study from the Qingshan carbonate-hosted Zn-Pb deposit, SW China. Ore Geology Reviews, 188, 107059. |  | CHN | Southwest China
| Qingshan |  | Basin hydrothermal | Mississippi Valley-type (MVT) | MVT zinc-lead | Zn, Pb | Ge, Cd, Ag | Zn, Pb, Ge, Cd, Ag | Meng et al., 2023 |  | Source file-1 | Source file-1 | underground mine |  |  |  |  | ore material | polished section | grab | mineral separate | [5 empty] | mineralisation | primary sulfide ores and secondary non-sulfide ores |  |  | sphalerite, pyrite, galena, hemimorphite, willemite, goethite, smithsonite, cerussite | hydrothermal (stages 1–3), supergene | massive, brecciated, replacive, infilling | colloform, oscillatory zoning, replacement, core-mantle-rim, dendritic, botryoidal, euhedral, subhedral, anhedral |  |  |  | calcite, greenockite | polished sections (150 µm thick) | LA-ICPMS, EMPA, SEM-EDS | JEOL JXA-i SP100 microprobe equipped with five wavelength-dispersive spectrometers; Tescan Mira 3 field emission scanning electron microscope equipped with an energy dispersive spectrometer; Tescan Integrated Mineral Analyzer (TIMA) system comprising a field emission scanning electron microscope (Tescan Mira 3), integrated with four energy dispersive detectors (EDAXElement) | Guangzhou Tuoyan Analytical Technology Co., Ltd., Guizhou, China (GTAT) | EPMA: 15 kV accelerating potential and a beam current of 10 or 20 nA, with a defocused beam diameter of 5 µm; peak counting times for analyzed elements varied between 10 and 40 s, background measurements at 50% of the peak counting duration on both sides of the analyzed peak. SEM: operating voltage of 25 kV and a working distance of ~15.0 mm. TIMA: dot-mapping mode with a working distance of 15 mm, spot size of ~92 nm, scanning at 3 µm resolution (operating at 25 kV, 11.6 nA). LA-ICP-MS mapping: laser energy of 5 J/cm2, repetition rate of 15 Hz, spot size of 10 µm, scan speed of 40 µm/s. | NIST 610, NIST 612, and GSD-1G as external standards | [147 empty] | 2025 | Wang, L., Han, R., Zhang, Y., Chen, Y., Liu, D. (2026). Unraveling the redistribution of trace elements during supergene processes: A case study from the Qingshan carbonate-hosted Zn-Pb deposit, SW China. Ore Geology Reviews, 188, 107059. |  | CHN | Southwest China
| Qingshan |  | Basin hydrothermal | Mississippi Valley-type (MVT) | MVT zinc-lead | Zn, Pb | Ge, Cd, Ag | Zn, Pb, Ge, Cd, Ag | Meng et al., 2023 |  | 1962-1-1 | 1962-1-1 | underground mine |  |  |  |  | ore material | polished section | grab | mineral separate | [5 empty] | mineralisation | primary sulfide ores and secondary non-sulfide ores |  |  | sphalerite, pyrite, galena, hemimorphite, willemite, goethite, smithsonite, cerussite | hydrothermal (stages 1–3), supergene | massive, brecciated, replacive, infilling | colloform, oscillatory zoning, replacement, core-mantle-rim, dendritic, botryoidal, euhedral, subhedral, anhedral |  |  |  | calcite, greenockite | polished sections (150 µm thick) | LA-ICPMS, EMPA, SEM-EDS | JEOL JXA-i SP100 microprobe equipped with five wavelength-dispersive spectrometers; Tescan Mira 3 field emission scanning electron microscope equipped with an energy dispersive spectrometer; Tescan Integrated Mineral Analyzer (TIMA) system comprising a field emission scanning electron microscope (Tescan Mira 3), integrated with four energy dispersive detectors (EDAXElement) | Guangzhou Tuoyan Analytical Technology Co., Ltd., Guizhou, China (GTAT) | EPMA: 15 kV accelerating potential and a beam current of 10 or 20 nA, with a defocused beam diameter of 5 µm; peak counting times for analyzed elements varied between 10 and 40 s, background measurements at 50% of the peak counting duration on both sides of the analyzed peak. SEM: operating voltage of 25 kV and a working distance of ~15.0 mm. TIMA: dot-mapping mode with a working distance of 15 mm, spot size of ~92 nm, scanning at 3 µm resolution (operating at 25 kV, 11.6 nA). LA-ICP-MS mapping: laser energy of 5 J/cm2, repetition rate of 15 Hz, spot size of 10 µm, scan speed of 40 µm/s. | NIST 610, NIST 612, and GSD-1G as external standards | [48 empty] | 1.21 | [7 empty] | 38 | [13 empty] | 3468 | [76 empty] | 2025 | Wang, L., Han, R., Zhang, Y., Chen, Y., Liu, D. (2026). Unraveling the redistribution of trace elements during supergene processes: A case study from the Qingshan carbonate-hosted Zn-Pb deposit, SW China. Ore Geology Reviews, 188, 107059. |  | CHN | Southwest China
| Qingshan |  | Basin hydrothermal | Mississippi Valley-type (MVT) | MVT zinc-lead | Zn, Pb | Ge, Cd, Ag | Zn, Pb, Ge, Cd, Ag | Meng et al., 2023 |  | 1962-2-1 | 1962-2-1 | underground mine |  |  |  |  | ore material | polished section | grab | mineral separate | [5 empty] | mineralisation | primary sulfide ores and secondary non-sulfide ores |  |  | sphalerite, pyrite, galena, hemimorphite, willemite, goethite, smithsonite, cerussite | hydrothermal (stages 1–3), supergene | massive, brecciated, replacive, infilling | colloform, oscillatory zoning, replacement, core-mantle-rim, dendritic, botryoidal, euhedral, subhedral, anhedral |  |  |  | calcite, greenockite | polished sections (150 µm thick) | LA-ICPMS, EMPA, SEM-EDS | JEOL JXA-i SP100 microprobe equipped with five wavelength-dispersive spectrometers; Tescan Mira 3 field emission scanning electron microscope equipped with an energy dispersive spectrometer; Tescan Integrated Mineral Analyzer (TIMA) system comprising a field emission scanning electron microscope (Tescan Mira 3), integrated with four energy dispersive detectors (EDAXElement) | Guangzhou Tuoyan Analytical Technology Co., Ltd., Guizhou, China (GTAT) | EPMA: 15 kV accelerating potential and a beam current of 10 or 20 nA, with a defocused beam diameter of 5 µm; peak counting times for analyzed elements varied between 10 and 40 s, background measurements at 50% of the peak counting duration on both sides of the analyzed peak. SEM: operating voltage of 25 kV and a working distance of ~15.0 mm. TIMA: dot-mapping mode with a working distance of 15 mm, spot size of ~92 nm, scanning at 3 µm resolution (operating at 25 kV, 11.6 nA). LA-ICP-MS mapping: laser energy of 5 J/cm2, repetition rate of 15 Hz, spot size of 10 µm, scan speed of 40 µm/s. | NIST 610, NIST 612, and GSD-1G as external standards | [48 empty] | 1.14 | [7 empty] | 71.2 | [13 empty] | 4615 | [76 empty] | 2025 | Wang, L., Han, R., Zhang, Y., Chen, Y., Liu, D. (2026). Unraveling the redistribution of trace elements during supergene processes: A case study from the Qingshan carbonate-hosted Zn-Pb deposit, SW China. Ore Geology Reviews, 188, 107059. |  | CHN | Southwest China
| Qingshan |  | Basin hydrothermal | Mississippi Valley-type (MVT) | MVT zinc-lead | Zn, Pb | Ge, Cd, Ag | Zn, Pb, Ge, Cd, Ag | Meng et al., 2023 |  | 1962-3-1 | 1962-3-1 | underground mine |  |  |  |  | ore material | polished section | grab | mineral separate | [5 empty] | mineralisation | primary sulfide ores and secondary non-sulfide ores |  |  | sphalerite, pyrite, galena, hemimorphite, willemite, goethite, smithsonite, cerussite | hydrothermal (stages 1–3), supergene | massive, brecciated, replacive, infilling | colloform, oscillatory zoning, replacement, core-mantle-rim, dendritic, botryoidal, euhedral, subhedral, anhedral |  |  |  | calcite, greenockite | polished sections (150 µm thick) | LA-ICPMS, EMPA, SEM-EDS | JEOL JXA-i SP100 microprobe equipped with five wavelength-dispersive spectrometers; Tescan Mira 3 field emission scanning electron microscope equipped with an energy dispersive spectrometer; Tescan Integrated Mineral Analyzer (TIMA) system comprising a field emission scanning electron microscope (Tescan Mira 3), integrated with four energy dispersive detectors (EDAXElement) | Guangzhou Tuoyan Analytical Technology Co., Ltd., Guizhou, China (GTAT) | EPMA: 15 kV accelerating potential and a beam current of 10 or 20 nA, with a defocused beam diameter of 5 µm; peak counting times for analyzed elements varied between 10 and 40 s, background measurements at 50% of the peak counting duration on both sides of the analyzed peak. SEM: operating voltage of 25 kV and a working distance of ~15.0 mm. TIMA: dot-mapping mode with a working distance of 15 mm, spot size of ~92 nm, scanning at 3 µm resolution (operating at 25 kV, 11.6 nA). LA-ICP-MS mapping: laser energy of 5 J/cm2, repetition rate of 15 Hz, spot size of 10 µm, scan speed of 40 µm/s. | NIST 610, NIST 612, and GSD-1G as external standards | [48 empty] | 1.14 | [7 empty] | 86 | [13 empty] | 1747 | [76 empty] | 2025 | Wang, L., Han, R., Zhang, Y., Chen, Y., Liu, D. (2026). Unraveling the redistribution of trace elements during supergene processes: A case study from the Qingshan carbonate-hosted Zn-Pb deposit, SW China. Ore Geology Reviews, 188, 107059. |  | CHN | Southwest China
| Qingshan |  | Basin hydrothermal | Mississippi Valley-type (MVT) | MVT zinc-lead | Zn, Pb | Ge, Cd, Ag | Zn, Pb, Ge, Cd, Ag | Meng et al., 2023 |  | 1962-4-1 | 1962-4-1 | underground mine |  |  |  |  | ore material | polished section | grab | mineral separate | [5 empty] | mineralisation | primary sulfide ores and secondary non-sulfide ores |  |  | sphalerite, pyrite, galena, hemimorphite, willemite, goethite, smithsonite, cerussite | hydrothermal (stages 1–3), supergene | massive, brecciated, replacive, infilling | colloform, oscillatory zoning, replacement, core-mantle-rim, dendritic, botryoidal, euhedral, subhedral, anhedral |  |  |  | calcite, greenockite | polished sections (150 µm thick) | LA-ICPMS, EMPA, SEM-EDS | JEOL JXA-i SP100 microprobe equipped with five wavelength-dispersive spectrometers; Tescan Mira 3 field emission scanning electron microscope equipped with an energy dispersive spectrometer; Tescan Integrated Mineral Analyzer (TIMA) system comprising a field emission scanning electron microscope (Tescan Mira 3), integrated with four energy dispersive detectors (EDAXElement) | Guangzhou Tuoyan Analytical Technology Co., Ltd., Guizhou, China (GTAT) | EPMA: 15 kV accelerating potential and a beam current of 10 or 20 nA, with a defocused beam diameter of 5 µm; peak counting times for analyzed elements varied between 10 and 40 s, background measurements at 50% of the peak counting duration on both sides of the analyzed peak. SEM: operating voltage of 25 kV and a working distance of ~15.0 mm. TIMA: dot-mapping mode with a working distance of 15 mm, spot size of ~92 nm, scanning at 3 µm resolution (operating at 25 kV, 11.6 nA). LA-ICP-MS mapping: laser energy of 5 J/cm2, repetition rate of 15 Hz, spot size of 10 µm, scan speed of 40 µm/s. | NIST 610, NIST 612, and GSD-1G as external standards | [48 empty] | 1.19 | [7 empty] | 43.4 | [13 empty] | 3615 | [76 empty] | 2025 | Wang, L., Han, R., Zhang, Y., Chen, Y., Liu, D. (2026). Unraveling the redistribution of trace elements during supergene processes: A case study from the Qingshan carbonate-hosted Zn-Pb deposit, SW China. Ore Geology Reviews, 188, 107059. |  | CHN | Southwest China
| Qingshan |  | Basin hydrothermal | Mississippi Valley-type (MVT) | MVT zinc-lead | Zn, Pb | Ge, Cd, Ag | Zn, Pb, Ge, Cd, Ag | Meng et al., 2023 |  | 1962-5-1 | 1962-5-1 | underground mine |  |  |  |  | ore material | polished section | grab | mineral separate | [5 empty] | mineralisation | primary sulfide ores and secondary non-sulfide ores |  |  | sphalerite, pyrite, galena, hemimorphite, willemite, goethite, smithsonite, cerussite | hydrothermal (stages 1–3), supergene | massive, brecciated, replacive, infilling | colloform, oscillatory zoning, replacement, core-mantle-rim, dendritic, botryoidal, euhedral, subhedral, anhedral |  |  |  | calcite, greenockite | polished sections (150 µm thick) | LA-ICPMS, EMPA, SEM-EDS | JEOL JXA-i SP100 microprobe equipped with five wavelength-dispersive spectrometers; Tescan Mira 3 field emission scanning electron microscope equipped with an energy dispersive spectrometer; Tescan Integrated Mineral Analyzer (TIMA) system comprising a field emission scanning electron microscope (Tescan Mira 3), integrated with four energy dispersive detectors (EDAXElement) | Guangzhou Tuoyan Analytical Technology Co., Ltd., Guizhou, China (GTAT) | EPMA: 15 kV accelerating potential and a beam current of 10 or 20 nA, with a defocused beam diameter of 5 µm; peak counting times for analyzed elements varied between 10 and 40 s, background measurements at 50% of the peak counting duration on both sides of the analyzed peak. SEM: operating voltage of 25 kV and a working distance of ~15.0 mm. TIMA: dot-mapping mode with a working distance of 15 mm, spot size of ~92 nm, scanning at 3 µm resolution (operating at 25 kV, 11.6 nA). LA-ICP-MS mapping: laser energy of 5 J/cm2, repetition rate of 15 Hz, spot size of 10 µm, scan speed of 40 µm/s. | NIST 610, NIST 612, and GSD-1G as external standards | [48 empty] | 1.41 | [7 empty] | 65.7 | [13 empty] | 5941 | [76 empty] | 2025 | Wang, L., Han, R., Zhang, Y., Chen, Y., Liu, D. (2026). Unraveling the redistribution of trace elements during supergene processes: A case study from the Qingshan carbonate-hosted Zn-Pb deposit, SW China. Ore Geology Reviews, 188, 107059. |  | CHN | Southwest China
| Qingshan |  | Basin hydrothermal | Mississippi Valley-type (MVT) | MVT zinc-lead | Zn, Pb | Ge, Cd, Ag | Zn, Pb, Ge, Cd, Ag | Meng et al., 2023 |  | 1962-6-1 | 1962-6-1 | underground mine |  |  |  |  | ore material | polished section | grab | mineral separate | [5 empty] | mineralisation | primary sulfide ores and secondary non-sulfide ores |  |  | sphalerite, pyrite, galena, hemimorphite, willemite, goethite, smithsonite, cerussite | hydrothermal (stages 1–3), supergene | massive, brecciated, replacive, infilling | colloform, oscillatory zoning, replacement, core-mantle-rim, dendritic, botryoidal, euhedral, subhedral, anhedral |  |  |  | calcite, greenockite | polished sections (150 µm thick) | LA-ICPMS, EMPA, SEM-EDS | JEOL JXA-i SP100 microprobe equipped with five wavelength-dispersive spectrometers; Tescan Mira 3 field emission scanning electron microscope equipped with an energy dispersive spectrometer; Tescan Integrated Mineral Analyzer (TIMA) system comprising a field emission scanning electron microscope (Tescan Mira 3), integrated with four energy dispersive detectors (EDAXElement) | Guangzhou Tuoyan Analytical Technology Co., Ltd., Guizhou, China (GTAT) | EPMA: 15 kV accelerating potential and a beam current of 10 or 20 nA, with a defocused beam diameter of 5 µm; peak counting times for analyzed elements varied between 10 and 40 s, background measurements at 50% of the peak counting duration on both sides of the analyzed peak. SEM: operating voltage of 25 kV and a working distance of ~15.0 mm. TIMA: dot-mapping mode with a working distance of 15 mm, spot size of ~92 nm, scanning at 3 µm resolution (operating at 25 kV, 11.6 nA). LA-ICP-MS mapping: laser energy of 5 J/cm2, repetition rate of 15 Hz, spot size of 10 µm, scan speed of 40 µm/s. | NIST 610, NIST 612, and GSD-1G as external standards | [48 empty] | 0.97 | [7 empty] | 17 | [13 empty] | 2192 | [76 empty] | 2025 | Wang, L., Han, R., Zhang, Y., Chen, Y., Liu, D. (2026). Unraveling the redistribution of trace elements during supergene processes: A case study from the Qingshan carbonate-hosted Zn-Pb deposit, SW China. Ore Geology Reviews, 188, 107059. |  | CHN | Southwest China
| Qingshan |  | Basin hydrothermal | Mississippi Valley-type (MVT) | MVT zinc-lead | Zn, Pb | Ge, Cd, Ag | Zn, Pb, Ge, Cd, Ag | Meng et al., 2023 |  | 1962-7-1 | 1962-7-1 | underground mine |  |  |  |  | ore material | polished section | grab | mineral separate | [5 empty] | mineralisation | primary sulfide ores and secondary non-sulfide ores |  |  | sphalerite, pyrite, galena, hemimorphite, willemite, goethite, smithsonite, cerussite | hydrothermal (stages 1–3), supergene | massive, brecciated, replacive, infilling | colloform, oscillatory zoning, replacement, core-mantle-rim, dendritic, botryoidal, euhedral, subhedral, anhedral |  |  |  | calcite, greenockite | polished sections (150 µm thick) | LA-ICPMS, EMPA, SEM-EDS | JEOL JXA-i SP100 microprobe equipped with five wavelength-dispersive spectrometers; Tescan Mira 3 field emission scanning electron microscope equipped with an energy dispersive spectrometer; Tescan Integrated Mineral Analyzer (TIMA) system comprising a field emission scanning electron microscope (Tescan Mira 3), integrated with four energy dispersive detectors (EDAXElement) | Guangzhou Tuoyan Analytical Technology Co., Ltd., Guizhou, China (GTAT) | EPMA: 15 kV accelerating potential and a beam current of 10 or 20 nA, with a defocused beam diameter of 5 µm; peak counting times for analyzed elements varied between 10 and 40 s, background measurements at 50% of the peak counting duration on both sides of the analyzed peak. SEM: operating voltage of 25 kV and a working distance of ~15.0 mm. TIMA: dot-mapping mode with a working distance of 15 mm, spot size of ~92 nm, scanning at 3 µm resolution (operating at 25 kV, 11.6 nA). LA-ICP-MS mapping: laser energy of 5 J/cm2, repetition rate of 15 Hz, spot size of 10 µm, scan speed of 40 µm/s. | NIST 610, NIST 612, and GSD-1G as external standards | [48 empty] | 1.33 | [7 empty] | 22.9 | [13 empty] | 13898 | [76 empty] | 2025 | Wang, L., Han, R., Zhang, Y., Chen, Y., Liu, D. (2026). Unraveling the redistribution of trace elements during supergene processes: A case study from the Qingshan carbonate-hosted Zn-Pb deposit, SW China. Ore Geology Reviews, 188, 107059. |  | CHN | Southwest China
| Qingshan |  | Basin hydrothermal | Mississippi Valley-type (MVT) | MVT zinc-lead | Zn, Pb | Ge, Cd, Ag | Zn, Pb, Ge, Cd, Ag | Meng et al., 2023 |  | 1962-8-1 | 1962-8-1 | underground mine |  |  |  |  | ore material | polished section | grab | mineral separate | [5 empty] | mineralisation | primary sulfide ores and secondary non-sulfide ores |  |  | sphalerite, pyrite, galena, hemimorphite, willemite, goethite, smithsonite, cerussite | hydrothermal (stages 1–3), supergene | massive, brecciated, replacive, infilling | colloform, oscillatory zoning, replacement, core-mantle-rim, dendritic, botryoidal, euhedral, subhedral, anhedral |  |  |  | calcite, greenockite | polished sections (150 µm thick) | LA-ICPMS, EMPA, SEM-EDS | JEOL JXA-i SP100 microprobe equipped with five wavelength-dispersive spectrometers; Tescan Mira 3 field emission scanning electron microscope equipped with an energy dispersive spectrometer; Tescan Integrated Mineral Analyzer (TIMA) system comprising a field emission scanning electron microscope (Tescan Mira 3), integrated with four energy dispersive detectors (EDAXElement) | Guangzhou Tuoyan Analytical Technology Co., Ltd., Guizhou, China (GTAT) | EPMA: 15 kV accelerating potential and a beam current of 10 or 20 nA, with a defocused beam diameter of 5 µm; peak counting times for analyzed elements varied between 10 and 40 s, background measurements at 50% of the peak counting duration on both sides of the analyzed peak. SEM: operating voltage of 25 kV and a working distance of ~15.0 mm. TIMA: dot-mapping mode with a working distance of 15 mm, spot size of ~92 nm, scanning at 3 µm resolution (operating at 25 kV, 11.6 nA). LA-ICP-MS mapping: laser energy of 5 J/cm2, repetition rate of 15 Hz, spot size of 10 µm, scan speed of 40 µm/s. | NIST 610, NIST 612, and GSD-1G as external standards | [48 empty] | 1.3 | [7 empty] | 23.4 | [13 empty] | 782 | [76 empty] | 2025 | Wang, L., Han, R., Zhang, Y., Chen, Y., Liu, D. (2026). Unraveling the redistribution of trace elements during supergene processes: A case study from the Qingshan carbonate-hosted Zn-Pb deposit, SW China. Ore Geology Reviews, 188, 107059. |  | CHN | Southwest China
| Qingshan |  | Basin hydrothermal | Mississippi Valley-type (MVT) | MVT zinc-lead | Zn, Pb | Ge, Cd, Ag | Zn, Pb, Ge, Cd, Ag | Meng et al., 2023 |  | Larga deposit, Romania (Cook et al., 2009)-1 | Larga deposit, Romania (Cook et al., 2009)-1 | underground mine |  |  |  |  | ore material | polished section | grab | mineral separate | [5 empty] | mineralisation | primary sulfide ores and secondary non-sulfide ores |  |  | sphalerite, pyrite, galena, hemimorphite, willemite, goethite, smithsonite, cerussite | hydrothermal (stages 1–3), supergene | massive, brecciated, replacive, infilling | colloform, oscillatory zoning, replacement, core-mantle-rim, dendritic, botryoidal, euhedral, subhedral, anhedral |  |  |  | calcite, greenockite | polished sections (150 µm thick) | LA-ICPMS, EMPA, SEM-EDS | JEOL JXA-i SP100 microprobe equipped with five wavelength-dispersive spectrometers; Tescan Mira 3 field emission scanning electron microscope equipped with an energy dispersive spectrometer; Tescan Integrated Mineral Analyzer (TIMA) system comprising a field emission scanning electron microscope (Tescan Mira 3), integrated with four energy dispersive detectors (EDAXElement) | Guangzhou Tuoyan Analytical Technology Co., Ltd., Guizhou, China (GTAT) | EPMA: 15 kV accelerating potential and a beam current of 10 or 20 nA, with a defocused beam diameter of 5 µm; peak counting times for analyzed elements varied between 10 and 40 s, background measurements at 50% of the peak counting duration on both sides of the analyzed peak. SEM: operating voltage of 25 kV and a working distance of ~15.0 mm. TIMA: dot-mapping mode with a working distance of 15 mm, spot size of ~92 nm, scanning at 3 µm resolution (operating at 25 kV, 11.6 nA). LA-ICP-MS mapping: laser energy of 5 J/cm2, repetition rate of 15 Hz, spot size of 10 µm, scan speed of 40 µm/s. | NIST 610, NIST 612, and GSD-1G as external standards | [147 empty] | 2025 | Wang, L., Han, R., Zhang, Y., Chen, Y., Liu, D. (2026). Unraveling the redistribution of trace elements during supergene processes: A case study from the Qingshan carbonate-hosted Zn-Pb deposit, SW China. Ore Geology Reviews, 188, 107059. |  | CHN | Southwest China
| Qingshan |  | Basin hydrothermal | Mississippi Valley-type (MVT) | MVT zinc-lead | Zn, Pb | Ge, Cd, Ag | Zn, Pb, Ge, Cd, Ag | Meng et al., 2023 |  | Source file-2 | Source file-2 | underground mine |  |  |  |  | ore material | polished section | grab | mineral separate | [5 empty] | mineralisation | primary sulfide ores and secondary non-sulfide ores |  |  | sphalerite, pyrite, galena, hemimorphite, willemite, goethite, smithsonite, cerussite | hydrothermal (stages 1–3), supergene | massive, brecciated, replacive, infilling | colloform, oscillatory zoning, replacement, core-mantle-rim, dendritic, botryoidal, euhedral, subhedral, anhedral |  |  |  | calcite, greenockite | polished sections (150 µm thick) | LA-ICPMS, EMPA, SEM-EDS | JEOL JXA-i SP100 microprobe equipped with five wavelength-dispersive spectrometers; Tescan Mira 3 field emission scanning electron microscope equipped with an energy dispersive spectrometer; Tescan Integrated Mineral Analyzer (TIMA) system comprising a field emission scanning electron microscope (Tescan Mira 3), integrated with four energy dispersive detectors (EDAXElement) | Guangzhou Tuoyan Analytical Technology Co., Ltd., Guizhou, China (GTAT) | EPMA: 15 kV accelerating potential and a beam current of 10 or 20 nA, with a defocused beam diameter of 5 µm; peak counting times for analyzed elements varied between 10 and 40 s, background measurements at 50% of the peak counting duration on both sides of the analyzed peak. SEM: operating voltage of 25 kV and a working distance of ~15.0 mm. TIMA: dot-mapping mode with a working distance of 15 mm, spot size of ~92 nm, scanning at 3 µm resolution (operating at 25 kV, 11.6 nA). LA-ICP-MS mapping: laser energy of 5 J/cm2, repetition rate of 15 Hz, spot size of 10 µm, scan speed of 40 µm/s. | NIST 610, NIST 612, and GSD-1G as external standards | [147 empty] | 2025 | Wang, L., Han, R., Zhang, Y., Chen, Y., Liu, D. (2026). Unraveling the redistribution of trace elements during supergene processes: A case study from the Qingshan carbonate-hosted Zn-Pb deposit, SW China. Ore Geology Reviews, 188, 107059. |  | CHN | Southwest China
| Qingshan |  | Basin hydrothermal | Mississippi Valley-type (MVT) | MVT zinc-lead | Zn, Pb | Ge, Cd, Ag | Zn, Pb, Ge, Cd, Ag | Meng et al., 2023 |  | L-82-1-1 | L-82-1-1 | underground mine |  |  |  |  | ore material | polished section | grab | mineral separate | [5 empty] | mineralisation | primary sulfide ores and secondary non-sulfide ores |  |  | sphalerite, pyrite, galena, hemimorphite, willemite, goethite, smithsonite, cerussite | hydrothermal (stages 1–3), supergene | massive, brecciated, replacive, infilling | colloform, oscillatory zoning, replacement, core-mantle-rim, dendritic, botryoidal, euhedral, subhedral, anhedral |  |  |  | calcite, greenockite | polished sections (150 µm thick) | LA-ICPMS, EMPA, SEM-EDS | JEOL JXA-i SP100 microprobe equipped with five wavelength-dispersive spectrometers; Tescan Mira 3 field emission scanning electron microscope equipped with an energy dispersive spectrometer; Tescan Integrated Mineral Analyzer (TIMA) system comprising a field emission scanning electron microscope (Tescan Mira 3), integrated with four energy dispersive detectors (EDAXElement) | Guangzhou Tuoyan Analytical Technology Co., Ltd., Guizhou, China (GTAT) | EPMA: 15 kV accelerating potential and a beam current of 10 or 20 nA, with a defocused beam diameter of 5 µm; peak counting times for analyzed elements varied between 10 and 40 s, background measurements at 50% of the peak counting duration on both sides of the analyzed peak. SEM: operating voltage of 25 kV and a working distance of ~15.0 mm. TIMA: dot-mapping mode with a working distance of 15 mm, spot size of ~92 nm, scanning at 3 µm resolution (operating at 25 kV, 11.6 nA). LA-ICP-MS mapping: laser energy of 5 J/cm2, repetition rate of 15 Hz, spot size of 10 µm, scan speed of 40 µm/s. | NIST 610, NIST 612, and GSD-1G as external standards | [48 empty] | 1.15 | [7 empty] | 3003 | [13 empty] | 237 | [76 empty] | 2025 | Wang, L., Han, R., Zhang, Y., Chen, Y., Liu, D. (2026). Unraveling the redistribution of trace elements during supergene processes: A case study from the Qingshan carbonate-hosted Zn-Pb deposit, SW China. Ore Geology Reviews, 188, 107059. |  | CHN | Southwest China
| Qingshan |  | Basin hydrothermal | Mississippi Valley-type (MVT) | MVT zinc-lead | Zn, Pb | Ge, Cd, Ag | Zn, Pb, Ge, Cd, Ag | Meng et al., 2023 |  | L-82-2-1 | L-82-2-1 | underground mine |  |  |  |  | ore material | polished section | grab | mineral separate | [5 empty] | mineralisation | primary sulfide ores and secondary non-sulfide ores |  |  | sphalerite, pyrite, galena, hemimorphite, willemite, goethite, smithsonite, cerussite | hydrothermal (stages 1–3), supergene | massive, brecciated, replacive, infilling | colloform, oscillatory zoning, replacement, core-mantle-rim, dendritic, botryoidal, euhedral, subhedral, anhedral |  |  |  | calcite, greenockite | polished sections (150 µm thick) | LA-ICPMS, EMPA, SEM-EDS | JEOL JXA-i SP100 microprobe equipped with five wavelength-dispersive spectrometers; Tescan Mira 3 field emission scanning electron microscope equipped with an energy dispersive spectrometer; Tescan Integrated Mineral Analyzer (TIMA) system comprising a field emission scanning electron microscope (Tescan Mira 3), integrated with four energy dispersive detectors (EDAXElement) | Guangzhou Tuoyan Analytical Technology Co., Ltd., Guizhou, China (GTAT) | EPMA: 15 kV accelerating potential and a beam current of 10 or 20 nA, with a defocused beam diameter of 5 µm; peak counting times for analyzed elements varied between 10 and 40 s, background measurements at 50% of the peak counting duration on both sides of the analyzed peak. SEM: operating voltage of 25 kV and a working distance of ~15.0 mm. TIMA: dot-mapping mode with a working distance of 15 mm, spot size of ~92 nm, scanning at 3 µm resolution (operating at 25 kV, 11.6 nA). LA-ICP-MS mapping: laser energy of 5 J/cm2, repetition rate of 15 Hz, spot size of 10 µm, scan speed of 40 µm/s. | NIST 610, NIST 612, and GSD-1G as external standards | [48 empty] | 1.26 | [7 empty] | 1856 | [13 empty] | 292 | [76 empty] | 2025 | Wang, L., Han, R., Zhang, Y., Chen, Y., Liu, D. (2026). Unraveling the redistribution of trace elements during supergene processes: A case study from the Qingshan carbonate-hosted Zn-Pb deposit, SW China. Ore Geology Reviews, 188, 107059. |  | CHN | Southwest China
| Qingshan |  | Basin hydrothermal | Mississippi Valley-type (MVT) | MVT zinc-lead | Zn, Pb | Ge, Cd, Ag | Zn, Pb, Ge, Cd, Ag | Meng et al., 2023 |  | L-82-3-1 | L-82-3-1 | underground mine |  |  |  |  | ore material | polished section | grab | mineral separate | [5 empty] | mineralisation | primary sulfide ores and secondary non-sulfide ores |  |  | sphalerite, pyrite, galena, hemimorphite, willemite, goethite, smithsonite, cerussite | hydrothermal (stages 1–3), supergene | massive, brecciated, replacive, infilling | colloform, oscillatory zoning, replacement, core-mantle-rim, dendritic, botryoidal, euhedral, subhedral, anhedral |  |  |  | calcite, greenockite | polished sections (150 µm thick) | LA-ICPMS, EMPA, SEM-EDS | JEOL JXA-i SP100 microprobe equipped with five wavelength-dispersive spectrometers; Tescan Mira 3 field emission scanning electron microscope equipped with an energy dispersive spectrometer; Tescan Integrated Mineral Analyzer (TIMA) system comprising a field emission scanning electron microscope (Tescan Mira 3), integrated with four energy dispersive detectors (EDAXElement) | Guangzhou Tuoyan Analytical Technology Co., Ltd., Guizhou, China (GTAT) | EPMA: 15 kV accelerating potential and a beam current of 10 or 20 nA, with a defocused beam diameter of 5 µm; peak counting times for analyzed elements varied between 10 and 40 s, background measurements at 50% of the peak counting duration on both sides of the analyzed peak. SEM: operating voltage of 25 kV and a working distance of ~15.0 mm. TIMA: dot-mapping mode with a working distance of 15 mm, spot size of ~92 nm, scanning at 3 µm resolution (operating at 25 kV, 11.6 nA). LA-ICP-MS mapping: laser energy of 5 J/cm2, repetition rate of 15 Hz, spot size of 10 µm, scan speed of 40 µm/s. | NIST 610, NIST 612, and GSD-1G as external standards | [48 empty] | 1.58 | [7 empty] | 106 | [13 empty] | 444 | [76 empty] | 2025 | Wang, L., Han, R., Zhang, Y., Chen, Y., Liu, D. (2026). Unraveling the redistribution of trace elements during supergene processes: A case study from the Qingshan carbonate-hosted Zn-Pb deposit, SW China. Ore Geology Reviews, 188, 107059. |  | CHN | Southwest China
| Qingshan |  | Basin hydrothermal | Mississippi Valley-type (MVT) | MVT zinc-lead | Zn, Pb | Ge, Cd, Ag | Zn, Pb, Ge, Cd, Ag | Meng et al., 2023 |  | L-82-4-1 | L-82-4-1 | underground mine |  |  |  |  | ore material | polished section | grab | mineral separate | [5 empty] | mineralisation | primary sulfide ores and secondary non-sulfide ores |  |  | sphalerite, pyrite, galena, hemimorphite, willemite, goethite, smithsonite, cerussite | hydrothermal (stages 1–3), supergene | massive, brecciated, replacive, infilling | colloform, oscillatory zoning, replacement, core-mantle-rim, dendritic, botryoidal, euhedral, subhedral, anhedral |  |  |  | calcite, greenockite | polished sections (150 µm thick) | LA-ICPMS, EMPA, SEM-EDS | JEOL JXA-i SP100 microprobe equipped with five wavelength-dispersive spectrometers; Tescan Mira 3 field emission scanning electron microscope equipped with an energy dispersive spectrometer; Tescan Integrated Mineral Analyzer (TIMA) system comprising a field emission scanning electron microscope (Tescan Mira 3), integrated with four energy dispersive detectors (EDAXElement) | Guangzhou Tuoyan Analytical Technology Co., Ltd., Guizhou, China (GTAT) | EPMA: 15 kV accelerating potential and a beam current of 10 or 20 nA, with a defocused beam diameter of 5 µm; peak counting times for analyzed elements varied between 10 and 40 s, background measurements at 50% of the peak counting duration on both sides of the analyzed peak. SEM: operating voltage of 25 kV and a working distance of ~15.0 mm. TIMA: dot-mapping mode with a working distance of 15 mm, spot size of ~92 nm, scanning at 3 µm resolution (operating at 25 kV, 11.6 nA). LA-ICP-MS mapping: laser energy of 5 J/cm2, repetition rate of 15 Hz, spot size of 10 µm, scan speed of 40 µm/s. | NIST 610, NIST 612, and GSD-1G as external standards | [48 empty] | 1.2 | [7 empty] | 176 | [13 empty] | 1755 | [76 empty] | 2025 | Wang, L., Han, R., Zhang, Y., Chen, Y., Liu, D. (2026). Unraveling the redistribution of trace elements during supergene processes: A case study from the Qingshan carbonate-hosted Zn-Pb deposit, SW China. Ore Geology Reviews, 188, 107059. |  | CHN | Southwest China
| Qingshan |  | Basin hydrothermal | Mississippi Valley-type (MVT) | MVT zinc-lead | Zn, Pb | Ge, Cd, Ag | Zn, Pb, Ge, Cd, Ag | Meng et al., 2023 |  | L-82-5-1 | L-82-5-1 | underground mine |  |  |  |  | ore material | polished section | grab | mineral separate | [5 empty] | mineralisation | primary sulfide ores and secondary non-sulfide ores |  |  | sphalerite, pyrite, galena, hemimorphite, willemite, goethite, smithsonite, cerussite | hydrothermal (stages 1–3), supergene | massive, brecciated, replacive, infilling | colloform, oscillatory zoning, replacement, core-mantle-rim, dendritic, botryoidal, euhedral, subhedral, anhedral |  |  |  | calcite, greenockite | polished sections (150 µm thick) | LA-ICPMS, EMPA, SEM-EDS | JEOL JXA-i SP100 microprobe equipped with five wavelength-dispersive spectrometers; Tescan Mira 3 field emission scanning electron microscope equipped with an energy dispersive spectrometer; Tescan Integrated Mineral Analyzer (TIMA) system comprising a field emission scanning electron microscope (Tescan Mira 3), integrated with four energy dispersive detectors (EDAXElement) | Guangzhou Tuoyan Analytical Technology Co., Ltd., Guizhou, China (GTAT) | EPMA: 15 kV accelerating potential and a beam current of 10 or 20 nA, with a defocused beam diameter of 5 µm; peak counting times for analyzed elements varied between 10 and 40 s, background measurements at 50% of the peak counting duration on both sides of the analyzed peak. SEM: operating voltage of 25 kV and a working distance of ~15.0 mm. TIMA: dot-mapping mode with a working distance of 15 mm, spot size of ~92 nm, scanning at 3 µm resolution (operating at 25 kV, 11.6 nA). LA-ICP-MS mapping: laser energy of 5 J/cm2, repetition rate of 15 Hz, spot size of 10 µm, scan speed of 40 µm/s. | NIST 610, NIST 612, and GSD-1G as external standards | [48 empty] | 1.25 | [7 empty] | 19 | [13 empty] | 1228 | [76 empty] | 2025 | Wang, L., Han, R., Zhang, Y., Chen, Y., Liu, D. (2026). Unraveling the redistribution of trace elements during supergene processes: A case study from the Qingshan carbonate-hosted Zn-Pb deposit, SW China. Ore Geology Reviews, 188, 107059. |  | CHN | Southwest China
| Qingshan |  | Basin hydrothermal | Mississippi Valley-type (MVT) | MVT zinc-lead | Zn, Pb | Ge, Cd, Ag | Zn, Pb, Ge, Cd, Ag | Meng et al., 2023 |  | L-82-6-1 | L-82-6-1 | underground mine |  |  |  |  | ore material | polished section | grab | mineral separate | [5 empty] | mineralisation | primary sulfide ores and secondary non-sulfide ores |  |  | sphalerite, pyrite, galena, hemimorphite, willemite, goethite, smithsonite, cerussite | hydrothermal (stages 1–3), supergene | massive, brecciated, replacive, infilling | colloform, oscillatory zoning, replacement, core-mantle-rim, dendritic, botryoidal, euhedral, subhedral, anhedral |  |  |  | calcite, greenockite | polished sections (150 µm thick) | LA-ICPMS, EMPA, SEM-EDS | JEOL JXA-i SP100 microprobe equipped with five wavelength-dispersive spectrometers; Tescan Mira 3 field emission scanning electron microscope equipped with an energy dispersive spectrometer; Tescan Integrated Mineral Analyzer (TIMA) system comprising a field emission scanning electron microscope (Tescan Mira 3), integrated with four energy dispersive detectors (EDAXElement) | Guangzhou Tuoyan Analytical Technology Co., Ltd., Guizhou, China (GTAT) | EPMA: 15 kV accelerating potential and a beam current of 10 or 20 nA, with a defocused beam diameter of 5 µm; peak counting times for analyzed elements varied between 10 and 40 s, background measurements at 50% of the peak counting duration on both sides of the analyzed peak. SEM: operating voltage of 25 kV and a working distance of ~15.0 mm. TIMA: dot-mapping mode with a working distance of 15 mm, spot size of ~92 nm, scanning at 3 µm resolution (operating at 25 kV, 11.6 nA). LA-ICP-MS mapping: laser energy of 5 J/cm2, repetition rate of 15 Hz, spot size of 10 µm, scan speed of 40 µm/s. | NIST 610, NIST 612, and GSD-1G as external standards | [48 empty] | 1.43 | [7 empty] | 34 | [13 empty] | 1083 | [76 empty] | 2025 | Wang, L., Han, R., Zhang, Y., Chen, Y., Liu, D. (2026). Unraveling the redistribution of trace elements during supergene processes: A case study from the Qingshan carbonate-hosted Zn-Pb deposit, SW China. Ore Geology Reviews, 188, 107059. |  | CHN | Southwest China
| Qingshan |  | Basin hydrothermal | Mississippi Valley-type (MVT) | MVT zinc-lead | Zn, Pb | Ge, Cd, Ag | Zn, Pb, Ge, Cd, Ag | Meng et al., 2023 |  | L-82-7-1 | L-82-7-1 | underground mine |  |  |  |  | ore material | polished section | grab | mineral separate | [5 empty] | mineralisation | primary sulfide ores and secondary non-sulfide ores |  |  | sphalerite, pyrite, galena, hemimorphite, willemite, goethite, smithsonite, cerussite | hydrothermal (stages 1–3), supergene | massive, brecciated, replacive, infilling | colloform, oscillatory zoning, replacement, core-mantle-rim, dendritic, botryoidal, euhedral, subhedral, anhedral |  |  |  | calcite, greenockite | polished sections (150 µm thick) | LA-ICPMS, EMPA, SEM-EDS | JEOL JXA-i SP100 microprobe equipped with five wavelength-dispersive spectrometers; Tescan Mira 3 field emission scanning electron microscope equipped with an energy dispersive spectrometer; Tescan Integrated Mineral Analyzer (TIMA) system comprising a field emission scanning electron microscope (Tescan Mira 3), integrated with four energy dispersive detectors (EDAXElement) | Guangzhou Tuoyan Analytical Technology Co., Ltd., Guizhou, China (GTAT) | EPMA: 15 kV accelerating potential and a beam current of 10 or 20 nA, with a defocused beam diameter of 5 µm; peak counting times for analyzed elements varied between 10 and 40 s, background measurements at 50% of the peak counting duration on both sides of the analyzed peak. SEM: operating voltage of 25 kV and a working distance of ~15.0 mm. TIMA: dot-mapping mode with a working distance of 15 mm, spot size of ~92 nm, scanning at 3 µm resolution (operating at 25 kV, 11.6 nA). LA-ICP-MS mapping: laser energy of 5 J/cm2, repetition rate of 15 Hz, spot size of 10 µm, scan speed of 40 µm/s. | NIST 610, NIST 612, and GSD-1G as external standards | [48 empty] | 1.57 | [7 empty] | 17.3 | [13 empty] | 1024 | [76 empty] | 2025 | Wang, L., Han, R., Zhang, Y., Chen, Y., Liu, D. (2026). Unraveling the redistribution of trace elements during supergene processes: A case study from the Qingshan carbonate-hosted Zn-Pb deposit, SW China. Ore Geology Reviews, 188, 107059. |  | CHN | Southwest China
| Qingshan |  | Basin hydrothermal | Mississippi Valley-type (MVT) | MVT zinc-lead | Zn, Pb | Ge, Cd, Ag | Zn, Pb, Ge, Cd, Ag | Meng et al., 2023 |  | L-82-8-1 | L-82-8-1 | underground mine |  |  |  |  | ore material | polished section | grab | mineral separate | [5 empty] | mineralisation | primary sulfide ores and secondary non-sulfide ores |  |  | sphalerite, pyrite, galena, hemimorphite, willemite, goethite, smithsonite, cerussite | hydrothermal (stages 1–3), supergene | massive, brecciated, replacive, infilling | colloform, oscillatory zoning, replacement, core-mantle-rim, dendritic, botryoidal, euhedral, subhedral, anhedral |  |  |  | calcite, greenockite | polished sections (150 µm thick) | LA-ICPMS, EMPA, SEM-EDS | JEOL JXA-i SP100 microprobe equipped with five wavelength-dispersive spectrometers; Tescan Mira 3 field emission scanning electron microscope equipped with an energy dispersive spectrometer; Tescan Integrated Mineral Analyzer (TIMA) system comprising a field emission scanning electron microscope (Tescan Mira 3), integrated with four energy dispersive detectors (EDAXElement) | Guangzhou Tuoyan Analytical Technology Co., Ltd., Guizhou, China (GTAT) | EPMA: 15 kV accelerating potential and a beam current of 10 or 20 nA, with a defocused beam diameter of 5 µm; peak counting times for analyzed elements varied between 10 and 40 s, background measurements at 50% of the peak counting duration on both sides of the analyzed peak. SEM: operating voltage of 25 kV and a working distance of ~15.0 mm. TIMA: dot-mapping mode with a working distance of 15 mm, spot size of ~92 nm, scanning at 3 µm resolution (operating at 25 kV, 11.6 nA). LA-ICP-MS mapping: laser energy of 5 J/cm2, repetition rate of 15 Hz, spot size of 10 µm, scan speed of 40 µm/s. | NIST 610, NIST 612, and GSD-1G as external standards | [48 empty] | 1.2 | [7 empty] | 140 | [13 empty] | 931 | [76 empty] | 2025 | Wang, L., Han, R., Zhang, Y., Chen, Y., Liu, D. (2026). Unraveling the redistribution of trace elements during supergene processes: A case study from the Qingshan carbonate-hosted Zn-Pb deposit, SW China. Ore Geology Reviews, 188, 107059. |  | CHN | Southwest China
| Qingshan |  | Basin hydrothermal | Mississippi Valley-type (MVT) | MVT zinc-lead | Zn, Pb | Ge, Cd, Ag | Zn, Pb, Ge, Cd, Ag | Meng et al., 2023 |  | Toroiaga deposit, East Carpathians (Cook et al., 2009)-1 | Toroiaga deposit, East Carpathians (Cook et al., 2009)-1 | underground mine |  |  |  |  | ore material | polished section | grab | mineral separate | [5 empty] | mineralisation | primary sulfide ores and secondary non-sulfide ores |  |  | sphalerite, pyrite, galena, hemimorphite, willemite, goethite, smithsonite, cerussite | hydrothermal (stages 1–3), supergene | massive, brecciated, replacive, infilling | colloform, oscillatory zoning, replacement, core-mantle-rim, dendritic, botryoidal, euhedral, subhedral, anhedral |  |  |  | calcite, greenockite | polished sections (150 µm thick) | LA-ICPMS, EMPA, SEM-EDS | JEOL JXA-i SP100 microprobe equipped with five wavelength-dispersive spectrometers; Tescan Mira 3 field emission scanning electron microscope equipped with an energy dispersive spectrometer; Tescan Integrated Mineral Analyzer (TIMA) system comprising a field emission scanning electron microscope (Tescan Mira 3), integrated with four energy dispersive detectors (EDAXElement) | Guangzhou Tuoyan Analytical Technology Co., Ltd., Guizhou, China (GTAT) | EPMA: 15 kV accelerating potential and a beam current of 10 or 20 nA, with a defocused beam diameter of 5 µm; peak counting times for analyzed elements varied between 10 and 40 s, background measurements at 50% of the peak counting duration on both sides of the analyzed peak. SEM: operating voltage of 25 kV and a working distance of ~15.0 mm. TIMA: dot-mapping mode with a working distance of 15 mm, spot size of ~92 nm, scanning at 3 µm resolution (operating at 25 kV, 11.6 nA). LA-ICP-MS mapping: laser energy of 5 J/cm2, repetition rate of 15 Hz, spot size of 10 µm, scan speed of 40 µm/s. | NIST 610, NIST 612, and GSD-1G as external standards | [147 empty] | 2025 | Wang, L., Han, R., Zhang, Y., Chen, Y., Liu, D. (2026). Unraveling the redistribution of trace elements during supergene processes: A case study from the Qingshan carbonate-hosted Zn-Pb deposit, SW China. Ore Geology Reviews, 188, 107059. |  | CHN | Southwest China
| Qingshan |  | Basin hydrothermal | Mississippi Valley-type (MVT) | MVT zinc-lead | Zn, Pb | Ge, Cd, Ag | Zn, Pb, Ge, Cd, Ag | Meng et al., 2023 |  | Source file-3 | Source file-3 | underground mine |  |  |  |  | ore material | polished section | grab | mineral separate | [5 empty] | mineralisation | primary sulfide ores and secondary non-sulfide ores |  |  | sphalerite, pyrite, galena, hemimorphite, willemite, goethite, smithsonite, cerussite | hydrothermal (stages 1–3), supergene | massive, brecciated, replacive, infilling | colloform, oscillatory zoning, replacement, core-mantle-rim, dendritic, botryoidal, euhedral, subhedral, anhedral |  |  |  | calcite, greenockite | polished sections (150 µm thick) | LA-ICPMS, EMPA, SEM-EDS | JEOL JXA-i SP100 microprobe equipped with five wavelength-dispersive spectrometers; Tescan Mira 3 field emission scanning electron microscope equipped with an energy dispersive spectrometer; Tescan Integrated Mineral Analyzer (TIMA) system comprising a field emission scanning electron microscope (Tescan Mira 3), integrated with four energy dispersive detectors (EDAXElement) | Guangzhou Tuoyan Analytical Technology Co., Ltd., Guizhou, China (GTAT) | EPMA: 15 kV accelerating potential and a beam current of 10 or 20 nA, with a defocused beam diameter of 5 µm; peak counting times for analyzed elements varied between 10 and 40 s, background measurements at 50% of the peak counting duration on both sides of the analyzed peak. SEM: operating voltage of 25 kV and a working distance of ~15.0 mm. TIMA: dot-mapping mode with a working distance of 15 mm, spot size of ~92 nm, scanning at 3 µm resolution (operating at 25 kV, 11.6 nA). LA-ICP-MS mapping: laser energy of 5 J/cm2, repetition rate of 15 Hz, spot size of 10 µm, scan speed of 40 µm/s. | NIST 610, NIST 612, and GSD-1G as external standards | [147 empty] | 2025 | Wang, L., Han, R., Zhang, Y., Chen, Y., Liu, D. (2026). Unraveling the redistribution of trace elements during supergene processes: A case study from the Qingshan carbonate-hosted Zn-Pb deposit, SW China. Ore Geology Reviews, 188, 107059. |  | CHN | Southwest China
| Qingshan |  | Basin hydrothermal | Mississippi Valley-type (MVT) | MVT zinc-lead | Zn, Pb | Ge, Cd, Ag | Zn, Pb, Ge, Cd, Ag | Meng et al., 2023 |  | Tga-1-1 | Tga-1-1 | underground mine |  |  |  |  | ore material | polished section | grab | mineral separate | [5 empty] | mineralisation | primary sulfide ores and secondary non-sulfide ores |  |  | sphalerite, pyrite, galena, hemimorphite, willemite, goethite, smithsonite, cerussite | hydrothermal (stages 1–3), supergene | massive, brecciated, replacive, infilling | colloform, oscillatory zoning, replacement, core-mantle-rim, dendritic, botryoidal, euhedral, subhedral, anhedral |  |  |  | calcite, greenockite | polished sections (150 µm thick) | LA-ICPMS, EMPA, SEM-EDS | JEOL JXA-i SP100 microprobe equipped with five wavelength-dispersive spectrometers; Tescan Mira 3 field emission scanning electron microscope equipped with an energy dispersive spectrometer; Tescan Integrated Mineral Analyzer (TIMA) system comprising a field emission scanning electron microscope (Tescan Mira 3), integrated with four energy dispersive detectors (EDAXElement) | Guangzhou Tuoyan Analytical Technology Co., Ltd., Guizhou, China (GTAT) | EPMA: 15 kV accelerating potential and a beam current of 10 or 20 nA, with a defocused beam diameter of 5 µm; peak counting times for analyzed elements varied between 10 and 40 s, background measurements at 50% of the peak counting duration on both sides of the analyzed peak. SEM: operating voltage of 25 kV and a working distance of ~15.0 mm. TIMA: dot-mapping mode with a working distance of 15 mm, spot size of ~92 nm, scanning at 3 µm resolution (operating at 25 kV, 11.6 nA). LA-ICP-MS mapping: laser energy of 5 J/cm2, repetition rate of 15 Hz, spot size of 10 µm, scan speed of 40 µm/s. | NIST 610, NIST 612, and GSD-1G as external standards | [48 empty] | 1.1 | [7 empty] | 54.7 | [13 empty] | 1212 | [76 empty] | 2025 | Wang, L., Han, R., Zhang, Y., Chen, Y., Liu, D. (2026). Unraveling the redistribution of trace elements during supergene processes: A case study from the Qingshan carbonate-hosted Zn-Pb deposit, SW China. Ore Geology Reviews, 188, 107059. |  | CHN | Southwest China
| Qingshan |  | Basin hydrothermal | Mississippi Valley-type (MVT) | MVT zinc-lead | Zn, Pb | Ge, Cd, Ag | Zn, Pb, Ge, Cd, Ag | Meng et al., 2023 |  | Tga-2-1 | Tga-2-1 | underground mine |  |  |  |  | ore material | polished section | grab | mineral separate | [5 empty] | mineralisation | primary sulfide ores and secondary non-sulfide ores |  |  | sphalerite, pyrite, galena, hemimorphite, willemite, goethite, smithsonite, cerussite | hydrothermal (stages 1–3), supergene | massive, brecciated, replacive, infilling | colloform, oscillatory zoning, replacement, core-mantle-rim, dendritic, botryoidal, euhedral, subhedral, anhedral |  |  |  | calcite, greenockite | polished sections (150 µm thick) | LA-ICPMS, EMPA, SEM-EDS | JEOL JXA-i SP100 microprobe equipped with five wavelength-dispersive spectrometers; Tescan Mira 3 field emission scanning electron microscope equipped with an energy dispersive spectrometer; Tescan Integrated Mineral Analyzer (TIMA) system comprising a field emission scanning electron microscope (Tescan Mira 3), integrated with four energy dispersive detectors (EDAXElement) | Guangzhou Tuoyan Analytical Technology Co., Ltd., Guizhou, China (GTAT) | EPMA: 15 kV accelerating potential and a beam current of 10 or 20 nA, with a defocused beam diameter of 5 µm; peak counting times for analyzed elements varied between 10 and 40 s, background measurements at 50% of the peak counting duration on both sides of the analyzed peak. SEM: operating voltage of 25 kV and a working distance of ~15.0 mm. TIMA: dot-mapping mode with a working distance of 15 mm, spot size of ~92 nm, scanning at 3 µm resolution (operating at 25 kV, 11.6 nA). LA-ICP-MS mapping: laser energy of 5 J/cm2, repetition rate of 15 Hz, spot size of 10 µm, scan speed of 40 µm/s. | NIST 610, NIST 612, and GSD-1G as external standards | [48 empty] | 1.1 | [7 empty] | 159 | [13 empty] | 711 | [76 empty] | 2025 | Wang, L., Han, R., Zhang, Y., Chen, Y., Liu, D. (2026). Unraveling the redistribution of trace elements during supergene processes: A case study from the Qingshan carbonate-hosted Zn-Pb deposit, SW China. Ore Geology Reviews, 188, 107059. |  | CHN | Southwest China
| Qingshan |  | Basin hydrothermal | Mississippi Valley-type (MVT) | MVT zinc-lead | Zn, Pb | Ge, Cd, Ag | Zn, Pb, Ge, Cd, Ag | Meng et al., 2023 |  | Tga-3-1 | Tga-3-1 | underground mine |  |  |  |  | ore material | polished section | grab | mineral separate | [5 empty] | mineralisation | primary sulfide ores and secondary non-sulfide ores |  |  | sphalerite, pyrite, galena, hemimorphite, willemite, goethite, smithsonite, cerussite | hydrothermal (stages 1–3), supergene | massive, brecciated, replacive, infilling | colloform, oscillatory zoning, replacement, core-mantle-rim, dendritic, botryoidal, euhedral, subhedral, anhedral |  |  |  | calcite, greenockite | polished sections (150 µm thick) | LA-ICPMS, EMPA, SEM-EDS | JEOL JXA-i SP100 microprobe equipped with five wavelength-dispersive spectrometers; Tescan Mira 3 field emission scanning electron microscope equipped with an energy dispersive spectrometer; Tescan Integrated Mineral Analyzer (TIMA) system comprising a field emission scanning electron microscope (Tescan Mira 3), integrated with four energy dispersive detectors (EDAXElement) | Guangzhou Tuoyan Analytical Technology Co., Ltd., Guizhou, China (GTAT) | EPMA: 15 kV accelerating potential and a beam current of 10 or 20 nA, with a defocused beam diameter of 5 µm; peak counting times for analyzed elements varied between 10 and 40 s, background measurements at 50% of the peak counting duration on both sides of the analyzed peak. SEM: operating voltage of 25 kV and a working distance of ~15.0 mm. TIMA: dot-mapping mode with a working distance of 15 mm, spot size of ~92 nm, scanning at 3 µm resolution (operating at 25 kV, 11.6 nA). LA-ICP-MS mapping: laser energy of 5 J/cm2, repetition rate of 15 Hz, spot size of 10 µm, scan speed of 40 µm/s. | NIST 610, NIST 612, and GSD-1G as external standards | [48 empty] | 1.2 | [7 empty] | 226 | [13 empty] | 804 | [76 empty] | 2025 | Wang, L., Han, R., Zhang, Y., Chen, Y., Liu, D. (2026). Unraveling the redistribution of trace elements during supergene processes: A case study from the Qingshan carbonate-hosted Zn-Pb deposit, SW China. Ore Geology Reviews, 188, 107059. |  | CHN | Southwest China
| Qingshan |  | Basin hydrothermal | Mississippi Valley-type (MVT) | MVT zinc-lead | Zn, Pb | Ge, Cd, Ag | Zn, Pb, Ge, Cd, Ag | Meng et al., 2023 |  | Tga-4-1 | Tga-4-1 | underground mine |  |  |  |  | ore material | polished section | grab | mineral separate | [5 empty] | mineralisation | primary sulfide ores and secondary non-sulfide ores |  |  | sphalerite, pyrite, galena, hemimorphite, willemite, goethite, smithsonite, cerussite | hydrothermal (stages 1–3), supergene | massive, brecciated, replacive, infilling | colloform, oscillatory zoning, replacement, core-mantle-rim, dendritic, botryoidal, euhedral, subhedral, anhedral |  |  |  | calcite, greenockite | polished sections (150 µm thick) | LA-ICPMS, EMPA, SEM-EDS | JEOL JXA-i SP100 microprobe equipped with five wavelength-dispersive spectrometers; Tescan Mira 3 field emission scanning electron microscope equipped with an energy dispersive spectrometer; Tescan Integrated Mineral Analyzer (TIMA) system comprising a field emission scanning electron microscope (Tescan Mira 3), integrated with four energy dispersive detectors (EDAXElement) | Guangzhou Tuoyan Analytical Technology Co., Ltd., Guizhou, China (GTAT) | EPMA: 15 kV accelerating potential and a beam current of 10 or 20 nA, with a defocused beam diameter of 5 µm; peak counting times for analyzed elements varied between 10 and 40 s, background measurements at 50% of the peak counting duration on both sides of the analyzed peak. SEM: operating voltage of 25 kV and a working distance of ~15.0 mm. TIMA: dot-mapping mode with a working distance of 15 mm, spot size of ~92 nm, scanning at 3 µm resolution (operating at 25 kV, 11.6 nA). LA-ICP-MS mapping: laser energy of 5 J/cm2, repetition rate of 15 Hz, spot size of 10 µm, scan speed of 40 µm/s. | NIST 610, NIST 612, and GSD-1G as external standards | [48 empty] | 1.1 | [7 empty] | 54.1 | [13 empty] | 1221 | [76 empty] | 2025 | Wang, L., Han, R., Zhang, Y., Chen, Y., Liu, D. (2026). Unraveling the redistribution of trace elements during supergene processes: A case study from the Qingshan carbonate-hosted Zn-Pb deposit, SW China. Ore Geology Reviews, 188, 107059. |  | CHN | Southwest China
| Qingshan |  | Basin hydrothermal | Mississippi Valley-type (MVT) | MVT zinc-lead | Zn, Pb | Ge, Cd, Ag | Zn, Pb, Ge, Cd, Ag | Meng et al., 2023 |  | Tga-5-1 | Tga-5-1 | underground mine |  |  |  |  | ore material | polished section | grab | mineral separate | [5 empty] | mineralisation | primary sulfide ores and secondary non-sulfide ores |  |  | sphalerite, pyrite, galena, hemimorphite, willemite, goethite, smithsonite, cerussite | hydrothermal (stages 1–3), supergene | massive, brecciated, replacive, infilling | colloform, oscillatory zoning, replacement, core-mantle-rim, dendritic, botryoidal, euhedral, subhedral, anhedral |  |  |  | calcite, greenockite | polished sections (150 µm thick) | LA-ICPMS, EMPA, SEM-EDS | JEOL JXA-i SP100 microprobe equipped with five wavelength-dispersive spectrometers; Tescan Mira 3 field emission scanning electron microscope equipped with an energy dispersive spectrometer; Tescan Integrated Mineral Analyzer (TIMA) system comprising a field emission scanning electron microscope (Tescan Mira 3), integrated with four energy dispersive detectors (EDAXElement) | Guangzhou Tuoyan Analytical Technology Co., Ltd., Guizhou, China (GTAT) | EPMA: 15 kV accelerating potential and a beam current of 10 or 20 nA, with a defocused beam diameter of 5 µm; peak counting times for analyzed elements varied between 10 and 40 s, background measurements at 50% of the peak counting duration on both sides of the analyzed peak. SEM: operating voltage of 25 kV and a working distance of ~15.0 mm. TIMA: dot-mapping mode with a working distance of 15 mm, spot size of ~92 nm, scanning at 3 µm resolution (operating at 25 kV, 11.6 nA). LA-ICP-MS mapping: laser energy of 5 J/cm2, repetition rate of 15 Hz, spot size of 10 µm, scan speed of 40 µm/s. | NIST 610, NIST 612, and GSD-1G as external standards | [48 empty] | 1.1 | [7 empty] | 129 | [13 empty] | 1182 | [76 empty] | 2025 | Wang, L., Han, R., Zhang, Y., Chen, Y., Liu, D. (2026). Unraveling the redistribution of trace elements during supergene processes: A case study from the Qingshan carbonate-hosted Zn-Pb deposit, SW China. Ore Geology Reviews, 188, 107059. |  | CHN | Southwest China
| Qingshan |  | Basin hydrothermal | Mississippi Valley-type (MVT) | MVT zinc-lead | Zn, Pb | Ge, Cd, Ag | Zn, Pb, Ge, Cd, Ag | Meng et al., 2023 |  | Tga-6-1 | Tga-6-1 | underground mine |  |  |  |  | ore material | polished section | grab | mineral separate | [5 empty] | mineralisation | primary sulfide ores and secondary non-sulfide ores |  |  | sphalerite, pyrite, galena, hemimorphite, willemite, goethite, smithsonite, cerussite | hydrothermal (stages 1–3), supergene | massive, brecciated, replacive, infilling | colloform, oscillatory zoning, replacement, core-mantle-rim, dendritic, botryoidal, euhedral, subhedral, anhedral |  |  |  | calcite, greenockite | polished sections (150 µm thick) | LA-ICPMS, EMPA, SEM-EDS | JEOL JXA-i SP100 microprobe equipped with five wavelength-dispersive spectrometers; Tescan Mira 3 field emission scanning electron microscope equipped with an energy dispersive spectrometer; Tescan Integrated Mineral Analyzer (TIMA) system comprising a field emission scanning electron microscope (Tescan Mira 3), integrated with four energy dispersive detectors (EDAXElement) | Guangzhou Tuoyan Analytical Technology Co., Ltd., Guizhou, China (GTAT) | EPMA: 15 kV accelerating potential and a beam current of 10 or 20 nA, with a defocused beam diameter of 5 µm; peak counting times for analyzed elements varied between 10 and 40 s, background measurements at 50% of the peak counting duration on both sides of the analyzed peak. SEM: operating voltage of 25 kV and a working distance of ~15.0 mm. TIMA: dot-mapping mode with a working distance of 15 mm, spot size of ~92 nm, scanning at 3 µm resolution (operating at 25 kV, 11.6 nA). LA-ICP-MS mapping: laser energy of 5 J/cm2, repetition rate of 15 Hz, spot size of 10 µm, scan speed of 40 µm/s. | NIST 610, NIST 612, and GSD-1G as external standards | [48 empty] | 1 | [7 empty] | 118 | [13 empty] | 978 | [76 empty] | 2025 | Wang, L., Han, R., Zhang, Y., Chen, Y., Liu, D. (2026). Unraveling the redistribution of trace elements during supergene processes: A case study from the Qingshan carbonate-hosted Zn-Pb deposit, SW China. Ore Geology Reviews, 188, 107059. |  | CHN | Southwest China
| Qingshan |  | Basin hydrothermal | Mississippi Valley-type (MVT) | MVT zinc-lead | Zn, Pb | Ge, Cd, Ag | Zn, Pb, Ge, Cd, Ag | Meng et al., 2023 |  | Toyoha deposit, Northern Japan (Cook et al., 2009)-1 | Toyoha deposit, Northern Japan (Cook et al., 2009)-1 | underground mine |  |  |  |  | ore material | polished section | grab | mineral separate | [5 empty] | mineralisation | primary sulfide ores and secondary non-sulfide ores |  |  | sphalerite, pyrite, galena, hemimorphite, willemite, goethite, smithsonite, cerussite | hydrothermal (stages 1–3), supergene | massive, brecciated, replacive, infilling | colloform, oscillatory zoning, replacement, core-mantle-rim, dendritic, botryoidal, euhedral, subhedral, anhedral |  |  |  | calcite, greenockite | polished sections (150 µm thick) | LA-ICPMS, EMPA, SEM-EDS | JEOL JXA-i SP100 microprobe equipped with five wavelength-dispersive spectrometers; Tescan Mira 3 field emission scanning electron microscope equipped with an energy dispersive spectrometer; Tescan Integrated Mineral Analyzer (TIMA) system comprising a field emission scanning electron microscope (Tescan Mira 3), integrated with four energy dispersive detectors (EDAXElement) | Guangzhou Tuoyan Analytical Technology Co., Ltd., Guizhou, China (GTAT) | EPMA: 15 kV accelerating potential and a beam current of 10 or 20 nA, with a defocused beam diameter of 5 µm; peak counting times for analyzed elements varied between 10 and 40 s, background measurements at 50% of the peak counting duration on both sides of the analyzed peak. SEM: operating voltage of 25 kV and a working distance of ~15.0 mm. TIMA: dot-mapping mode with a working distance of 15 mm, spot size of ~92 nm, scanning at 3 µm resolution (operating at 25 kV, 11.6 nA). LA-ICP-MS mapping: laser energy of 5 J/cm2, repetition rate of 15 Hz, spot size of 10 µm, scan speed of 40 µm/s. | NIST 610, NIST 612, and GSD-1G as external standards | [147 empty] | 2025 | Wang, L., Han, R., Zhang, Y., Chen, Y., Liu, D. (2026). Unraveling the redistribution of trace elements during supergene processes: A case study from the Qingshan carbonate-hosted Zn-Pb deposit, SW China. Ore Geology Reviews, 188, 107059. |  | CHN | Southwest China
| Qingshan |  | Basin hydrothermal | Mississippi Valley-type (MVT) | MVT zinc-lead | Zn, Pb | Ge, Cd, Ag | Zn, Pb, Ge, Cd, Ag | Meng et al., 2023 |  | Source file-4 | Source file-4 | underground mine |  |  |  |  | ore material | polished section | grab | mineral separate | [5 empty] | mineralisation | primary sulfide ores and secondary non-sulfide ores |  |  | sphalerite, pyrite, galena, hemimorphite, willemite, goethite, smithsonite, cerussite | hydrothermal (stages 1–3), supergene | massive, brecciated, replacive, infilling | colloform, oscillatory zoning, replacement, core-mantle-rim, dendritic, botryoidal, euhedral, subhedral, anhedral |  |  |  | calcite, greenockite | polished sections (150 µm thick) | LA-ICPMS, EMPA, SEM-EDS | JEOL JXA-i SP100 microprobe equipped with five wavelength-dispersive spectrometers; Tescan Mira 3 field emission scanning electron microscope equipped with an energy dispersive spectrometer; Tescan Integrated Mineral Analyzer (TIMA) system comprising a field emission scanning electron microscope (Tescan Mira 3), integrated with four energy dispersive detectors (EDAXElement) | Guangzhou Tuoyan Analytical Technology Co., Ltd., Guizhou, China (GTAT) | EPMA: 15 kV accelerating potential and a beam current of 10 or 20 nA, with a defocused beam diameter of 5 µm; peak counting times for analyzed elements varied between 10 and 40 s, background measurements at 50% of the peak counting duration on both sides of the analyzed peak. SEM: operating voltage of 25 kV and a working distance of ~15.0 mm. TIMA: dot-mapping mode with a working distance of 15 mm, spot size of ~92 nm, scanning at 3 µm resolution (operating at 25 kV, 11.6 nA). LA-ICP-MS mapping: laser energy of 5 J/cm2, repetition rate of 15 Hz, spot size of 10 µm, scan speed of 40 µm/s. | NIST 610, NIST 612, and GSD-1G as external standards | [147 empty] | 2025 | Wang, L., Han, R., Zhang, Y., Chen, Y., Liu, D. (2026). Unraveling the redistribution of trace elements during supergene processes: A case study from the Qingshan carbonate-hosted Zn-Pb deposit, SW China. Ore Geology Reviews, 188, 107059. |  | CHN | Southwest China
| Qingshan |  | Basin hydrothermal | Mississippi Valley-type (MVT) | MVT zinc-lead | Zn, Pb | Ge, Cd, Ag | Zn, Pb, Ge, Cd, Ag | Meng et al., 2023 |  | In-1-1-1 | In-1-1-1 | underground mine |  |  |  |  | ore material | polished section | grab | mineral separate | [5 empty] | mineralisation | primary sulfide ores and secondary non-sulfide ores |  |  | sphalerite, pyrite, galena, hemimorphite, willemite, goethite, smithsonite, cerussite | hydrothermal (stages 1–3), supergene | massive, brecciated, replacive, infilling | colloform, oscillatory zoning, replacement, core-mantle-rim, dendritic, botryoidal, euhedral, subhedral, anhedral |  |  |  | calcite, greenockite | polished sections (150 µm thick) | LA-ICPMS, EMPA, SEM-EDS | JEOL JXA-i SP100 microprobe equipped with five wavelength-dispersive spectrometers; Tescan Mira 3 field emission scanning electron microscope equipped with an energy dispersive spectrometer; Tescan Integrated Mineral Analyzer (TIMA) system comprising a field emission scanning electron microscope (Tescan Mira 3), integrated with four energy dispersive detectors (EDAXElement) | Guangzhou Tuoyan Analytical Technology Co., Ltd., Guizhou, China (GTAT) | EPMA: 15 kV accelerating potential and a beam current of 10 or 20 nA, with a defocused beam diameter of 5 µm; peak counting times for analyzed elements varied between 10 and 40 s, background measurements at 50% of the peak counting duration on both sides of the analyzed peak. SEM: operating voltage of 25 kV and a working distance of ~15.0 mm. TIMA: dot-mapping mode with a working distance of 15 mm, spot size of ~92 nm, scanning at 3 µm resolution (operating at 25 kV, 11.6 nA). LA-ICP-MS mapping: laser energy of 5 J/cm2, repetition rate of 15 Hz, spot size of 10 µm, scan speed of 40 µm/s. | NIST 610, NIST 612, and GSD-1G as external standards | [48 empty] | 0.9 | [7 empty] | 18136 | [13 empty] | 74 | [76 empty] | 2025 | Wang, L., Han, R., Zhang, Y., Chen, Y., Liu, D. (2026). Unraveling the redistribution of trace elements during supergene processes: A case study from the Qingshan carbonate-hosted Zn-Pb deposit, SW China. Ore Geology Reviews, 188, 107059. |  | CHN | Southwest China
| Qingshan |  | Basin hydrothermal | Mississippi Valley-type (MVT) | MVT zinc-lead | Zn, Pb | Ge, Cd, Ag | Zn, Pb, Ge, Cd, Ag | Meng et al., 2023 |  | In-1-2-1 | In-1-2-1 | underground mine |  |  |  |  | ore material | polished section | grab | mineral separate | [5 empty] | mineralisation | primary sulfide ores and secondary non-sulfide ores |  |  | sphalerite, pyrite, galena, hemimorphite, willemite, goethite, smithsonite, cerussite | hydrothermal (stages 1–3), supergene | massive, brecciated, replacive, infilling | colloform, oscillatory zoning, replacement, core-mantle-rim, dendritic, botryoidal, euhedral, subhedral, anhedral |  |  |  | calcite, greenockite | polished sections (150 µm thick) | LA-ICPMS, EMPA, SEM-EDS | JEOL JXA-i SP100 microprobe equipped with five wavelength-dispersive spectrometers; Tescan Mira 3 field emission scanning electron microscope equipped with an energy dispersive spectrometer; Tescan Integrated Mineral Analyzer (TIMA) system comprising a field emission scanning electron microscope (Tescan Mira 3), integrated with four energy dispersive detectors (EDAXElement) | Guangzhou Tuoyan Analytical Technology Co., Ltd., Guizhou, China (GTAT) | EPMA: 15 kV accelerating potential and a beam current of 10 or 20 nA, with a defocused beam diameter of 5 µm; peak counting times for analyzed elements varied between 10 and 40 s, background measurements at 50% of the peak counting duration on both sides of the analyzed peak. SEM: operating voltage of 25 kV and a working distance of ~15.0 mm. TIMA: dot-mapping mode with a working distance of 15 mm, spot size of ~92 nm, scanning at 3 µm resolution (operating at 25 kV, 11.6 nA). LA-ICP-MS mapping: laser energy of 5 J/cm2, repetition rate of 15 Hz, spot size of 10 µm, scan speed of 40 µm/s. | NIST 610, NIST 612, and GSD-1G as external standards | [48 empty] | 0.8 | [7 empty] | 25692 | [13 empty] | 75 | [76 empty] | 2025 | Wang, L., Han, R., Zhang, Y., Chen, Y., Liu, D. (2026). Unraveling the redistribution of trace elements during supergene processes: A case study from the Qingshan carbonate-hosted Zn-Pb deposit, SW China. Ore Geology Reviews, 188, 107059. |  | CHN | Southwest China
| Qingshan |  | Basin hydrothermal | Mississippi Valley-type (MVT) | MVT zinc-lead | Zn, Pb | Ge, Cd, Ag | Zn, Pb, Ge, Cd, Ag | Meng et al., 2023 |  | In-1-3-1 | In-1-3-1 | underground mine |  |  |  |  | ore material | polished section | grab | mineral separate | [5 empty] | mineralisation | primary sulfide ores and secondary non-sulfide ores |  |  | sphalerite, pyrite, galena, hemimorphite, willemite, goethite, smithsonite, cerussite | hydrothermal (stages 1–3), supergene | massive, brecciated, replacive, infilling | colloform, oscillatory zoning, replacement, core-mantle-rim, dendritic, botryoidal, euhedral, subhedral, anhedral |  |  |  | calcite, greenockite | polished sections (150 µm thick) | LA-ICPMS, EMPA, SEM-EDS | JEOL JXA-i SP100 microprobe equipped with five wavelength-dispersive spectrometers; Tescan Mira 3 field emission scanning electron microscope equipped with an energy dispersive spectrometer; Tescan Integrated Mineral Analyzer (TIMA) system comprising a field emission scanning electron microscope (Tescan Mira 3), integrated with four energy dispersive detectors (EDAXElement) | Guangzhou Tuoyan Analytical Technology Co., Ltd., Guizhou, China (GTAT) | EPMA: 15 kV accelerating potential and a beam current of 10 or 20 nA, with a defocused beam diameter of 5 µm; peak counting times for analyzed elements varied between 10 and 40 s, background measurements at 50% of the peak counting duration on both sides of the analyzed peak. SEM: operating voltage of 25 kV and a working distance of ~15.0 mm. TIMA: dot-mapping mode with a working distance of 15 mm, spot size of ~92 nm, scanning at 3 µm resolution (operating at 25 kV, 11.6 nA). LA-ICP-MS mapping: laser energy of 5 J/cm2, repetition rate of 15 Hz, spot size of 10 µm, scan speed of 40 µm/s. | NIST 610, NIST 612, and GSD-1G as external standards | [48 empty] | 1 | [7 empty] | 14884 | [13 empty] | 80 | [76 empty] | 2025 | Wang, L., Han, R., Zhang, Y., Chen, Y., Liu, D. (2026). Unraveling the redistribution of trace elements during supergene processes: A case study from the Qingshan carbonate-hosted Zn-Pb deposit, SW China. Ore Geology Reviews, 188, 107059. |  | CHN | Southwest China
| Qingshan |  | Basin hydrothermal | Mississippi Valley-type (MVT) | MVT zinc-lead | Zn, Pb | Ge, Cd, Ag | Zn, Pb, Ge, Cd, Ag | Meng et al., 2023 |  | In-1-4-1 | In-1-4-1 | underground mine |  |  |  |  | ore material | polished section | grab | mineral separate | [5 empty] | mineralisation | primary sulfide ores and secondary non-sulfide ores |  |  | sphalerite, pyrite, galena, hemimorphite, willemite, goethite, smithsonite, cerussite | hydrothermal (stages 1–3), supergene | massive, brecciated, replacive, infilling | colloform, oscillatory zoning, replacement, core-mantle-rim, dendritic, botryoidal, euhedral, subhedral, anhedral |  |  |  | calcite, greenockite | polished sections (150 µm thick) | LA-ICPMS, EMPA, SEM-EDS | JEOL JXA-i SP100 microprobe equipped with five wavelength-dispersive spectrometers; Tescan Mira 3 field emission scanning electron microscope equipped with an energy dispersive spectrometer; Tescan Integrated Mineral Analyzer (TIMA) system comprising a field emission scanning electron microscope (Tescan Mira 3), integrated with four energy dispersive detectors (EDAXElement) | Guangzhou Tuoyan Analytical Technology Co., Ltd., Guizhou, China (GTAT) | EPMA: 15 kV accelerating potential and a beam current of 10 or 20 nA, with a defocused beam diameter of 5 µm; peak counting times for analyzed elements varied between 10 and 40 s, background measurements at 50% of the peak counting duration on both sides of the analyzed peak. SEM: operating voltage of 25 kV and a working distance of ~15.0 mm. TIMA: dot-mapping mode with a working distance of 15 mm, spot size of ~92 nm, scanning at 3 µm resolution (operating at 25 kV, 11.6 nA). LA-ICP-MS mapping: laser energy of 5 J/cm2, repetition rate of 15 Hz, spot size of 10 µm, scan speed of 40 µm/s. | NIST 610, NIST 612, and GSD-1G as external standards | [48 empty] | 1.2 | [7 empty] | 2220 | [13 empty] | 158 | [76 empty] | 2025 | Wang, L., Han, R., Zhang, Y., Chen, Y., Liu, D. (2026). Unraveling the redistribution of trace elements during supergene processes: A case study from the Qingshan carbonate-hosted Zn-Pb deposit, SW China. Ore Geology Reviews, 188, 107059. |  | CHN | Southwest China
| Qingshan |  | Basin hydrothermal | Mississippi Valley-type (MVT) | MVT zinc-lead | Zn, Pb | Ge, Cd, Ag | Zn, Pb, Ge, Cd, Ag | Meng et al., 2023 |  | In-1-5-1 | In-1-5-1 | underground mine |  |  |  |  | ore material | polished section | grab | mineral separate | [5 empty] | mineralisation | primary sulfide ores and secondary non-sulfide ores |  |  | sphalerite, pyrite, galena, hemimorphite, willemite, goethite, smithsonite, cerussite | hydrothermal (stages 1–3), supergene | massive, brecciated, replacive, infilling | colloform, oscillatory zoning, replacement, core-mantle-rim, dendritic, botryoidal, euhedral, subhedral, anhedral |  |  |  | calcite, greenockite | polished sections (150 µm thick) | LA-ICPMS, EMPA, SEM-EDS | JEOL JXA-i SP100 microprobe equipped with five wavelength-dispersive spectrometers; Tescan Mira 3 field emission scanning electron microscope equipped with an energy dispersive spectrometer; Tescan Integrated Mineral Analyzer (TIMA) system comprising a field emission scanning electron microscope (Tescan Mira 3), integrated with four energy dispersive detectors (EDAXElement) | Guangzhou Tuoyan Analytical Technology Co., Ltd., Guizhou, China (GTAT) | EPMA: 15 kV accelerating potential and a beam current of 10 or 20 nA, with a defocused beam diameter of 5 µm; peak counting times for analyzed elements varied between 10 and 40 s, background measurements at 50% of the peak counting duration on both sides of the analyzed peak. SEM: operating voltage of 25 kV and a working distance of ~15.0 mm. TIMA: dot-mapping mode with a working distance of 15 mm, spot size of ~92 nm, scanning at 3 µm resolution (operating at 25 kV, 11.6 nA). LA-ICP-MS mapping: laser energy of 5 J/cm2, repetition rate of 15 Hz, spot size of 10 µm, scan speed of 40 µm/s. | NIST 610, NIST 612, and GSD-1G as external standards | [48 empty] | 0.9 | [7 empty] | 61598 | [13 empty] | 72 | [76 empty] | 2025 | Wang, L., Han, R., Zhang, Y., Chen, Y., Liu, D. (2026). Unraveling the redistribution of trace elements during supergene processes: A case study from the Qingshan carbonate-hosted Zn-Pb deposit, SW China. Ore Geology Reviews, 188, 107059. |  | CHN | Southwest China
| Qingshan |  | Basin hydrothermal | Mississippi Valley-type (MVT) | MVT zinc-lead | Zn, Pb | Ge, Cd, Ag | Zn, Pb, Ge, Cd, Ag | Meng et al., 2023 |  | In-1-6-1 | In-1-6-1 | underground mine |  |  |  |  | ore material | polished section | grab | mineral separate | [5 empty] | mineralisation | primary sulfide ores and secondary non-sulfide ores |  |  | sphalerite, pyrite, galena, hemimorphite, willemite, goethite, smithsonite, cerussite | hydrothermal (stages 1–3), supergene | massive, brecciated, replacive, infilling | colloform, oscillatory zoning, replacement, core-mantle-rim, dendritic, botryoidal, euhedral, subhedral, anhedral |  |  |  | calcite, greenockite | polished sections (150 µm thick) | LA-ICPMS, EMPA, SEM-EDS | JEOL JXA-i SP100 microprobe equipped with five wavelength-dispersive spectrometers; Tescan Mira 3 field emission scanning electron microscope equipped with an energy dispersive spectrometer; Tescan Integrated Mineral Analyzer (TIMA) system comprising a field emission scanning electron microscope (Tescan Mira 3), integrated with four energy dispersive detectors (EDAXElement) | Guangzhou Tuoyan Analytical Technology Co., Ltd., Guizhou, China (GTAT) | EPMA: 15 kV accelerating potential and a beam current of 10 or 20 nA, with a defocused beam diameter of 5 µm; peak counting times for analyzed elements varied between 10 and 40 s, background measurements at 50% of the peak counting duration on both sides of the analyzed peak. SEM: operating voltage of 25 kV and a working distance of ~15.0 mm. TIMA: dot-mapping mode with a working distance of 15 mm, spot size of ~92 nm, scanning at 3 µm resolution (operating at 25 kV, 11.6 nA). LA-ICP-MS mapping: laser energy of 5 J/cm2, repetition rate of 15 Hz, spot size of 10 µm, scan speed of 40 µm/s. | NIST 610, NIST 612, and GSD-1G as external standards | [48 empty] | 2.4 | [7 empty] | 38 | [13 empty] | 296 | [76 empty] | 2025 | Wang, L., Han, R., Zhang, Y., Chen, Y., Liu, D. (2026). Unraveling the redistribution of trace elements during supergene processes: A case study from the Qingshan carbonate-hosted Zn-Pb deposit, SW China. Ore Geology Reviews, 188, 107059. |  | CHN | Southwest China
| Qingshan |  | Basin hydrothermal | Mississippi Valley-type (MVT) | MVT zinc-lead | Zn, Pb | Ge, Cd, Ag | Zn, Pb, Ge, Cd, Ag | Meng et al., 2023 |  | In-1-7-1 | In-1-7-1 | underground mine |  |  |  |  | ore material | polished section | grab | mineral separate | [5 empty] | mineralisation | primary sulfide ores and secondary non-sulfide ores |  |  | sphalerite, pyrite, galena, hemimorphite, willemite, goethite, smithsonite, cerussite | hydrothermal (stages 1–3), supergene | massive, brecciated, replacive, infilling | colloform, oscillatory zoning, replacement, core-mantle-rim, dendritic, botryoidal, euhedral, subhedral, anhedral |  |  |  | calcite, greenockite | polished sections (150 µm thick) | LA-ICPMS, EMPA, SEM-EDS | JEOL JXA-i SP100 microprobe equipped with five wavelength-dispersive spectrometers; Tescan Mira 3 field emission scanning electron microscope equipped with an energy dispersive spectrometer; Tescan Integrated Mineral Analyzer (TIMA) system comprising a field emission scanning electron microscope (Tescan Mira 3), integrated with four energy dispersive detectors (EDAXElement) | Guangzhou Tuoyan Analytical Technology Co., Ltd., Guizhou, China (GTAT) | EPMA: 15 kV accelerating potential and a beam current of 10 or 20 nA, with a defocused beam diameter of 5 µm; peak counting times for analyzed elements varied between 10 and 40 s, background measurements at 50% of the peak counting duration on both sides of the analyzed peak. SEM: operating voltage of 25 kV and a working distance of ~15.0 mm. TIMA: dot-mapping mode with a working distance of 15 mm, spot size of ~92 nm, scanning at 3 µm resolution (operating at 25 kV, 11.6 nA). LA-ICP-MS mapping: laser energy of 5 J/cm2, repetition rate of 15 Hz, spot size of 10 µm, scan speed of 40 µm/s. | NIST 610, NIST 612, and GSD-1G as external standards | [48 empty] | 3.8 | [7 empty] | 408 | [13 empty] | 183 | [76 empty] | 2025 | Wang, L., Han, R., Zhang, Y., Chen, Y., Liu, D. (2026). Unraveling the redistribution of trace elements during supergene processes: A case study from the Qingshan carbonate-hosted Zn-Pb deposit, SW China. Ore Geology Reviews, 188, 107059. |  | CHN | Southwest China
| Qingshan |  | Basin hydrothermal | Mississippi Valley-type (MVT) | MVT zinc-lead | Zn, Pb | Ge, Cd, Ag | Zn, Pb, Ge, Cd, Ag | Meng et al., 2023 |  | In-1-8-1 | In-1-8-1 | underground mine |  |  |  |  | ore material | polished section | grab | mineral separate | [5 empty] | mineralisation | primary sulfide ores and secondary non-sulfide ores |  |  | sphalerite, pyrite, galena, hemimorphite, willemite, goethite, smithsonite, cerussite | hydrothermal (stages 1–3), supergene | massive, brecciated, replacive, infilling | colloform, oscillatory zoning, replacement, core-mantle-rim, dendritic, botryoidal, euhedral, subhedral, anhedral |  |  |  | calcite, greenockite | polished sections (150 µm thick) | LA-ICPMS, EMPA, SEM-EDS | JEOL JXA-i SP100 microprobe equipped with five wavelength-dispersive spectrometers; Tescan Mira 3 field emission scanning electron microscope equipped with an energy dispersive spectrometer; Tescan Integrated Mineral Analyzer (TIMA) system comprising a field emission scanning electron microscope (Tescan Mira 3), integrated with four energy dispersive detectors (EDAXElement) | Guangzhou Tuoyan Analytical Technology Co., Ltd., Guizhou, China (GTAT) | EPMA: 15 kV accelerating potential and a beam current of 10 or 20 nA, with a defocused beam diameter of 5 µm; peak counting times for analyzed elements varied between 10 and 40 s, background measurements at 50% of the peak counting duration on both sides of the analyzed peak. SEM: operating voltage of 25 kV and a working distance of ~15.0 mm. TIMA: dot-mapping mode with a working distance of 15 mm, spot size of ~92 nm, scanning at 3 µm resolution (operating at 25 kV, 11.6 nA). LA-ICP-MS mapping: laser energy of 5 J/cm2, repetition rate of 15 Hz, spot size of 10 µm, scan speed of 40 µm/s. | NIST 610, NIST 612, and GSD-1G as external standards | [48 empty] | 3.7 | [7 empty] | 1082 | [13 empty] | 180 | [76 empty] | 2025 | Wang, L., Han, R., Zhang, Y., Chen, Y., Liu, D. (2026). Unraveling the redistribution of trace elements during supergene processes: A case study from the Qingshan carbonate-hosted Zn-Pb deposit, SW China. Ore Geology Reviews, 188, 107059. |  | CHN | Southwest China
| Qingshan |  | Basin hydrothermal | Mississippi Valley-type (MVT) | MVT zinc-lead | Zn, Pb | Ge, Cd, Ag | Zn, Pb, Ge, Cd, Ag | Meng et al., 2023 |  | In-1-9-1 | In-1-9-1 | underground mine |  |  |  |  | ore material | polished section | grab | mineral separate | [5 empty] | mineralisation | primary sulfide ores and secondary non-sulfide ores |  |  | sphalerite, pyrite, galena, hemimorphite, willemite, goethite, smithsonite, cerussite | hydrothermal (stages 1–3), supergene | massive, brecciated, replacive, infilling | colloform, oscillatory zoning, replacement, core-mantle-rim, dendritic, botryoidal, euhedral, subhedral, anhedral |  |  |  | calcite, greenockite | polished sections (150 µm thick) | LA-ICPMS, EMPA, SEM-EDS | JEOL JXA-i SP100 microprobe equipped with five wavelength-dispersive spectrometers; Tescan Mira 3 field emission scanning electron microscope equipped with an energy dispersive spectrometer; Tescan Integrated Mineral Analyzer (TIMA) system comprising a field emission scanning electron microscope (Tescan Mira 3), integrated with four energy dispersive detectors (EDAXElement) | Guangzhou Tuoyan Analytical Technology Co., Ltd., Guizhou, China (GTAT) | EPMA: 15 kV accelerating potential and a beam current of 10 or 20 nA, with a defocused beam diameter of 5 µm; peak counting times for analyzed elements varied between 10 and 40 s, background measurements at 50% of the peak counting duration on both sides of the analyzed peak. SEM: operating voltage of 25 kV and a working distance of ~15.0 mm. TIMA: dot-mapping mode with a working distance of 15 mm, spot size of ~92 nm, scanning at 3 µm resolution (operating at 25 kV, 11.6 nA). LA-ICP-MS mapping: laser energy of 5 J/cm2, repetition rate of 15 Hz, spot size of 10 µm, scan speed of 40 µm/s. | NIST 610, NIST 612, and GSD-1G as external standards | [48 empty] | 0.9 | [7 empty] | 61139 | [13 empty] | 70 | [76 empty] | 2025 | Wang, L., Han, R., Zhang, Y., Chen, Y., Liu, D. (2026). Unraveling the redistribution of trace elements during supergene processes: A case study from the Qingshan carbonate-hosted Zn-Pb deposit, SW China. Ore Geology Reviews, 188, 107059. |  | CHN | Southwest China
| Qingshan |  | Basin hydrothermal | Mississippi Valley-type (MVT) | MVT zinc-lead | Zn, Pb | Ge, Cd, Ag | Zn, Pb, Ge, Cd, Ag | Meng et al., 2023 |  | In-1-10-1 | In-1-10-1 | underground mine |  |  |  |  | ore material | polished section | grab | mineral separate | [5 empty] | mineralisation | primary sulfide ores and secondary non-sulfide ores |  |  | sphalerite, pyrite, galena, hemimorphite, willemite, goethite, smithsonite, cerussite | hydrothermal (stages 1–3), supergene | massive, brecciated, replacive, infilling | colloform, oscillatory zoning, replacement, core-mantle-rim, dendritic, botryoidal, euhedral, subhedral, anhedral |  |  |  | calcite, greenockite | polished sections (150 µm thick) | LA-ICPMS, EMPA, SEM-EDS | JEOL JXA-i SP100 microprobe equipped with five wavelength-dispersive spectrometers; Tescan Mira 3 field emission scanning electron microscope equipped with an energy dispersive spectrometer; Tescan Integrated Mineral Analyzer (TIMA) system comprising a field emission scanning electron microscope (Tescan Mira 3), integrated with four energy dispersive detectors (EDAXElement) | Guangzhou Tuoyan Analytical Technology Co., Ltd., Guizhou, China (GTAT) | EPMA: 15 kV accelerating potential and a beam current of 10 or 20 nA, with a defocused beam diameter of 5 µm; peak counting times for analyzed elements varied between 10 and 40 s, background measurements at 50% of the peak counting duration on both sides of the analyzed peak. SEM: operating voltage of 25 kV and a working distance of ~15.0 mm. TIMA: dot-mapping mode with a working distance of 15 mm, spot size of ~92 nm, scanning at 3 µm resolution (operating at 25 kV, 11.6 nA). LA-ICP-MS mapping: laser energy of 5 J/cm2, repetition rate of 15 Hz, spot size of 10 µm, scan speed of 40 µm/s. | NIST 610, NIST 612, and GSD-1G as external standards | [48 empty] | 0.8 | [7 empty] | 55862 | [13 empty] | 66 | [76 empty] | 2025 | Wang, L., Han, R., Zhang, Y., Chen, Y., Liu, D. (2026). Unraveling the redistribution of trace elements during supergene processes: A case study from the Qingshan carbonate-hosted Zn-Pb deposit, SW China. Ore Geology Reviews, 188, 107059. |  | CHN | Southwest China
| Qingshan |  | Basin hydrothermal | Mississippi Valley-type (MVT) | MVT zinc-lead | Zn, Pb | Ge, Cd, Ag | Zn, Pb, Ge, Cd, Ag | Meng et al., 2023 |  | In-1-11-1 | In-1-11-1 | underground mine |  |  |  |  | ore material | polished section | grab | mineral separate | [5 empty] | mineralisation | primary sulfide ores and secondary non-sulfide ores |  |  | sphalerite, pyrite, galena, hemimorphite, willemite, goethite, smithsonite, cerussite | hydrothermal (stages 1–3), supergene | massive, brecciated, replacive, infilling | colloform, oscillatory zoning, replacement, core-mantle-rim, dendritic, botryoidal, euhedral, subhedral, anhedral |  |  |  | calcite, greenockite | polished sections (150 µm thick) | LA-ICPMS, EMPA, SEM-EDS | JEOL JXA-i SP100 microprobe equipped with five wavelength-dispersive spectrometers; Tescan Mira 3 field emission scanning electron microscope equipped with an energy dispersive spectrometer; Tescan Integrated Mineral Analyzer (TIMA) system comprising a field emission scanning electron microscope (Tescan Mira 3), integrated with four energy dispersive detectors (EDAXElement) | Guangzhou Tuoyan Analytical Technology Co., Ltd., Guizhou, China (GTAT) | EPMA: 15 kV accelerating potential and a beam current of 10 or 20 nA, with a defocused beam diameter of 5 µm; peak counting times for analyzed elements varied between 10 and 40 s, background measurements at 50% of the peak counting duration on both sides of the analyzed peak. SEM: operating voltage of 25 kV and a working distance of ~15.0 mm. TIMA: dot-mapping mode with a working distance of 15 mm, spot size of ~92 nm, scanning at 3 µm resolution (operating at 25 kV, 11.6 nA). LA-ICP-MS mapping: laser energy of 5 J/cm2, repetition rate of 15 Hz, spot size of 10 µm, scan speed of 40 µm/s. | NIST 610, NIST 612, and GSD-1G as external standards | [48 empty] | 1.1 | [7 empty] | 15917 | [13 empty] | 114 | [76 empty] | 2025 | Wang, L., Han, R., Zhang, Y., Chen, Y., Liu, D. (2026). Unraveling the redistribution of trace elements during supergene processes: A case study from the Qingshan carbonate-hosted Zn-Pb deposit, SW China. Ore Geology Reviews, 188, 107059. |  | CHN | Southwest China
| Qingshan |  | Basin hydrothermal | Mississippi Valley-type (MVT) | MVT zinc-lead | Zn, Pb | Ge, Cd, Ag | Zn, Pb, Ge, Cd, Ag | Meng et al., 2023 |  | In-1-12-1 | In-1-12-1 | underground mine |  |  |  |  | ore material | polished section | grab | mineral separate | [5 empty] | mineralisation | primary sulfide ores and secondary non-sulfide ores |  |  | sphalerite, pyrite, galena, hemimorphite, willemite, goethite, smithsonite, cerussite | hydrothermal (stages 1–3), supergene | massive, brecciated, replacive, infilling | colloform, oscillatory zoning, replacement, core-mantle-rim, dendritic, botryoidal, euhedral, subhedral, anhedral |  |  |  | calcite, greenockite | polished sections (150 µm thick) | LA-ICPMS, EMPA, SEM-EDS | JEOL JXA-i SP100 microprobe equipped with five wavelength-dispersive spectrometers; Tescan Mira 3 field emission scanning electron microscope equipped with an energy dispersive spectrometer; Tescan Integrated Mineral Analyzer (TIMA) system comprising a field emission scanning electron microscope (Tescan Mira 3), integrated with four energy dispersive detectors (EDAXElement) | Guangzhou Tuoyan Analytical Technology Co., Ltd., Guizhou, China (GTAT) | EPMA: 15 kV accelerating potential and a beam current of 10 or 20 nA, with a defocused beam diameter of 5 µm; peak counting times for analyzed elements varied between 10 and 40 s, background measurements at 50% of the peak counting duration on both sides of the analyzed peak. SEM: operating voltage of 25 kV and a working distance of ~15.0 mm. TIMA: dot-mapping mode with a working distance of 15 mm, spot size of ~92 nm, scanning at 3 µm resolution (operating at 25 kV, 11.6 nA). LA-ICP-MS mapping: laser energy of 5 J/cm2, repetition rate of 15 Hz, spot size of 10 µm, scan speed of 40 µm/s. | NIST 610, NIST 612, and GSD-1G as external standards | [48 empty] | 0.9 | [7 empty] | 9656 | [13 empty] | 53 | [76 empty] | 2025 | Wang, L., Han, R., Zhang, Y., Chen, Y., Liu, D. (2026). Unraveling the redistribution of trace elements during supergene processes: A case study from the Qingshan carbonate-hosted Zn-Pb deposit, SW China. Ore Geology Reviews, 188, 107059. |  | CHN | Southwest China
| Qingshan |  | Basin hydrothermal | Mississippi Valley-type (MVT) | MVT zinc-lead | Zn, Pb | Ge, Cd, Ag | Zn, Pb, Ge, Cd, Ag | Meng et al., 2023 |  | In-1-13-1 | In-1-13-1 | underground mine |  |  |  |  | ore material | polished section | grab | mineral separate | [5 empty] | mineralisation | primary sulfide ores and secondary non-sulfide ores |  |  | sphalerite, pyrite, galena, hemimorphite, willemite, goethite, smithsonite, cerussite | hydrothermal (stages 1–3), supergene | massive, brecciated, replacive, infilling | colloform, oscillatory zoning, replacement, core-mantle-rim, dendritic, botryoidal, euhedral, subhedral, anhedral |  |  |  | calcite, greenockite | polished sections (150 µm thick) | LA-ICPMS, EMPA, SEM-EDS | JEOL JXA-i SP100 microprobe equipped with five wavelength-dispersive spectrometers; Tescan Mira 3 field emission scanning electron microscope equipped with an energy dispersive spectrometer; Tescan Integrated Mineral Analyzer (TIMA) system comprising a field emission scanning electron microscope (Tescan Mira 3), integrated with four energy dispersive detectors (EDAXElement) | Guangzhou Tuoyan Analytical Technology Co., Ltd., Guizhou, China (GTAT) | EPMA: 15 kV accelerating potential and a beam current of 10 or 20 nA, with a defocused beam diameter of 5 µm; peak counting times for analyzed elements varied between 10 and 40 s, background measurements at 50% of the peak counting duration on both sides of the analyzed peak. SEM: operating voltage of 25 kV and a working distance of ~15.0 mm. TIMA: dot-mapping mode with a working distance of 15 mm, spot size of ~92 nm, scanning at 3 µm resolution (operating at 25 kV, 11.6 nA). LA-ICP-MS mapping: laser energy of 5 J/cm2, repetition rate of 15 Hz, spot size of 10 µm, scan speed of 40 µm/s. | NIST 610, NIST 612, and GSD-1G as external standards | [48 empty] | 1.2 | [7 empty] | 67341 | [13 empty] | 82 | [76 empty] | 2025 | Wang, L., Han, R., Zhang, Y., Chen, Y., Liu, D. (2026). Unraveling the redistribution of trace elements during supergene processes: A case study from the Qingshan carbonate-hosted Zn-Pb deposit, SW China. Ore Geology Reviews, 188, 107059. |  | CHN | Southwest China
| Qingshan |  | Basin hydrothermal | Mississippi Valley-type (MVT) | MVT zinc-lead | Zn, Pb | Ge, Cd, Ag | Zn, Pb, Ge, Cd, Ag | Meng et al., 2023 |  | In-1-14-1 | In-1-14-1 | underground mine |  |  |  |  | ore material | polished section | grab | mineral separate | [5 empty] | mineralisation | primary sulfide ores and secondary non-sulfide ores |  |  | sphalerite, pyrite, galena, hemimorphite, willemite, goethite, smithsonite, cerussite | hydrothermal (stages 1–3), supergene | massive, brecciated, replacive, infilling | colloform, oscillatory zoning, replacement, core-mantle-rim, dendritic, botryoidal, euhedral, subhedral, anhedral |  |  |  | calcite, greenockite | polished sections (150 µm thick) | LA-ICPMS, EMPA, SEM-EDS | JEOL JXA-i SP100 microprobe equipped with five wavelength-dispersive spectrometers; Tescan Mira 3 field emission scanning electron microscope equipped with an energy dispersive spectrometer; Tescan Integrated Mineral Analyzer (TIMA) system comprising a field emission scanning electron microscope (Tescan Mira 3), integrated with four energy dispersive detectors (EDAXElement) | Guangzhou Tuoyan Analytical Technology Co., Ltd., Guizhou, China (GTAT) | EPMA: 15 kV accelerating potential and a beam current of 10 or 20 nA, with a defocused beam diameter of 5 µm; peak counting times for analyzed elements varied between 10 and 40 s, background measurements at 50% of the peak counting duration on both sides of the analyzed peak. SEM: operating voltage of 25 kV and a working distance of ~15.0 mm. TIMA: dot-mapping mode with a working distance of 15 mm, spot size of ~92 nm, scanning at 3 µm resolution (operating at 25 kV, 11.6 nA). LA-ICP-MS mapping: laser energy of 5 J/cm2, repetition rate of 15 Hz, spot size of 10 µm, scan speed of 40 µm/s. | NIST 610, NIST 612, and GSD-1G as external standards | [48 empty] | 0.9 | [7 empty] | 64818 | [13 empty] | 76 | [76 empty] | 2025 | Wang, L., Han, R., Zhang, Y., Chen, Y., Liu, D. (2026). Unraveling the redistribution of trace elements during supergene processes: A case study from the Qingshan carbonate-hosted Zn-Pb deposit, SW China. Ore Geology Reviews, 188, 107059. |  | CHN | Southwest China
| Qingshan |  | Basin hydrothermal | Mississippi Valley-type (MVT) | MVT zinc-lead | Zn, Pb | Ge, Cd, Ag | Zn, Pb, Ge, Cd, Ag | Meng et al., 2023 |  | In-1-15-1 | In-1-15-1 | underground mine |  |  |  |  | ore material | polished section | grab | mineral separate | [5 empty] | mineralisation | primary sulfide ores and secondary non-sulfide ores |  |  | sphalerite, pyrite, galena, hemimorphite, willemite, goethite, smithsonite, cerussite | hydrothermal (stages 1–3), supergene | massive, brecciated, replacive, infilling | colloform, oscillatory zoning, replacement, core-mantle-rim, dendritic, botryoidal, euhedral, subhedral, anhedral |  |  |  | calcite, greenockite | polished sections (150 µm thick) | LA-ICPMS, EMPA, SEM-EDS | JEOL JXA-i SP100 microprobe equipped with five wavelength-dispersive spectrometers; Tescan Mira 3 field emission scanning electron microscope equipped with an energy dispersive spectrometer; Tescan Integrated Mineral Analyzer (TIMA) system comprising a field emission scanning electron microscope (Tescan Mira 3), integrated with four energy dispersive detectors (EDAXElement) | Guangzhou Tuoyan Analytical Technology Co., Ltd., Guizhou, China (GTAT) | EPMA: 15 kV accelerating potential and a beam current of 10 or 20 nA, with a defocused beam diameter of 5 µm; peak counting times for analyzed elements varied between 10 and 40 s, background measurements at 50% of the peak counting duration on both sides of the analyzed peak. SEM: operating voltage of 25 kV and a working distance of ~15.0 mm. TIMA: dot-mapping mode with a working distance of 15 mm, spot size of ~92 nm, scanning at 3 µm resolution (operating at 25 kV, 11.6 nA). LA-ICP-MS mapping: laser energy of 5 J/cm2, repetition rate of 15 Hz, spot size of 10 µm, scan speed of 40 µm/s. | NIST 610, NIST 612, and GSD-1G as external standards | [48 empty] | 0.9 | [7 empty] | 64347 | [13 empty] | 65 | [76 empty] | 2025 | Wang, L., Han, R., Zhang, Y., Chen, Y., Liu, D. (2026). Unraveling the redistribution of trace elements during supergene processes: A case study from the Qingshan carbonate-hosted Zn-Pb deposit, SW China. Ore Geology Reviews, 188, 107059. |  | CHN | Southwest China
| Qingshan |  | Basin hydrothermal | Mississippi Valley-type (MVT) | MVT zinc-lead | Zn, Pb | Ge, Cd, Ag | Zn, Pb, Ge, Cd, Ag | Meng et al., 2023 |  | In-1-16-1 | In-1-16-1 | underground mine |  |  |  |  | ore material | polished section | grab | mineral separate | [5 empty] | mineralisation | primary sulfide ores and secondary non-sulfide ores |  |  | sphalerite, pyrite, galena, hemimorphite, willemite, goethite, smithsonite, cerussite | hydrothermal (stages 1–3), supergene | massive, brecciated, replacive, infilling | colloform, oscillatory zoning, replacement, core-mantle-rim, dendritic, botryoidal, euhedral, subhedral, anhedral |  |  |  | calcite, greenockite | polished sections (150 µm thick) | LA-ICPMS, EMPA, SEM-EDS | JEOL JXA-i SP100 microprobe equipped with five wavelength-dispersive spectrometers; Tescan Mira 3 field emission scanning electron microscope equipped with an energy dispersive spectrometer; Tescan Integrated Mineral Analyzer (TIMA) system comprising a field emission scanning electron microscope (Tescan Mira 3), integrated with four energy dispersive detectors (EDAXElement) | Guangzhou Tuoyan Analytical Technology Co., Ltd., Guizhou, China (GTAT) | EPMA: 15 kV accelerating potential and a beam current of 10 or 20 nA, with a defocused beam diameter of 5 µm; peak counting times for analyzed elements varied between 10 and 40 s, background measurements at 50% of the peak counting duration on both sides of the analyzed peak. SEM: operating voltage of 25 kV and a working distance of ~15.0 mm. TIMA: dot-mapping mode with a working distance of 15 mm, spot size of ~92 nm, scanning at 3 µm resolution (operating at 25 kV, 11.6 nA). LA-ICP-MS mapping: laser energy of 5 J/cm2, repetition rate of 15 Hz, spot size of 10 µm, scan speed of 40 µm/s. | NIST 610, NIST 612, and GSD-1G as external standards | [48 empty] | 0.9 | [7 empty] | 36160 | [13 empty] | 69 | [76 empty] | 2025 | Wang, L., Han, R., Zhang, Y., Chen, Y., Liu, D. (2026). Unraveling the redistribution of trace elements during supergene processes: A case study from the Qingshan carbonate-hosted Zn-Pb deposit, SW China. Ore Geology Reviews, 188, 107059. |  | CHN | Southwest China
| Qingshan |  | Basin hydrothermal | Mississippi Valley-type (MVT) | MVT zinc-lead | Zn, Pb | Ge, Cd, Ag | Zn, Pb, Ge, Cd, Ag | Meng et al., 2023 |  | In-1-17-1 | In-1-17-1 | underground mine |  |  |  |  | ore material | polished section | grab | mineral separate | [5 empty] | mineralisation | primary sulfide ores and secondary non-sulfide ores |  |  | sphalerite, pyrite, galena, hemimorphite, willemite, goethite, smithsonite, cerussite | hydrothermal (stages 1–3), supergene | massive, brecciated, replacive, infilling | colloform, oscillatory zoning, replacement, core-mantle-rim, dendritic, botryoidal, euhedral, subhedral, anhedral |  |  |  | calcite, greenockite | polished sections (150 µm thick) | LA-ICPMS, EMPA, SEM-EDS | JEOL JXA-i SP100 microprobe equipped with five wavelength-dispersive spectrometers; Tescan Mira 3 field emission scanning electron microscope equipped with an energy dispersive spectrometer; Tescan Integrated Mineral Analyzer (TIMA) system comprising a field emission scanning electron microscope (Tescan Mira 3), integrated with four energy dispersive detectors (EDAXElement) | Guangzhou Tuoyan Analytical Technology Co., Ltd., Guizhou, China (GTAT) | EPMA: 15 kV accelerating potential and a beam current of 10 or 20 nA, with a defocused beam diameter of 5 µm; peak counting times for analyzed elements varied between 10 and 40 s, background measurements at 50% of the peak counting duration on both sides of the analyzed peak. SEM: operating voltage of 25 kV and a working distance of ~15.0 mm. TIMA: dot-mapping mode with a working distance of 15 mm, spot size of ~92 nm, scanning at 3 µm resolution (operating at 25 kV, 11.6 nA). LA-ICP-MS mapping: laser energy of 5 J/cm2, repetition rate of 15 Hz, spot size of 10 µm, scan speed of 40 µm/s. | NIST 610, NIST 612, and GSD-1G as external standards | [48 empty] | 1.2 | [7 empty] | 3580 | [13 empty] | 203 | [76 empty] | 2025 | Wang, L., Han, R., Zhang, Y., Chen, Y., Liu, D. (2026). Unraveling the redistribution of trace elements during supergene processes: A case study from the Qingshan carbonate-hosted Zn-Pb deposit, SW China. Ore Geology Reviews, 188, 107059. |  | CHN | Southwest China
| Qingshan |  | Basin hydrothermal | Mississippi Valley-type (MVT) | MVT zinc-lead | Zn, Pb | Ge, Cd, Ag | Zn, Pb, Ge, Cd, Ag | Meng et al., 2023 |  | In-1-18-1 | In-1-18-1 | underground mine |  |  |  |  | ore material | polished section | grab | mineral separate | [5 empty] | mineralisation | primary sulfide ores and secondary non-sulfide ores |  |  | sphalerite, pyrite, galena, hemimorphite, willemite, goethite, smithsonite, cerussite | hydrothermal (stages 1–3), supergene | massive, brecciated, replacive, infilling | colloform, oscillatory zoning, replacement, core-mantle-rim, dendritic, botryoidal, euhedral, subhedral, anhedral |  |  |  | calcite, greenockite | polished sections (150 µm thick) | LA-ICPMS, EMPA, SEM-EDS | JEOL JXA-i SP100 microprobe equipped with five wavelength-dispersive spectrometers; Tescan Mira 3 field emission scanning electron microscope equipped with an energy dispersive spectrometer; Tescan Integrated Mineral Analyzer (TIMA) system comprising a field emission scanning electron microscope (Tescan Mira 3), integrated with four energy dispersive detectors (EDAXElement) | Guangzhou Tuoyan Analytical Technology Co., Ltd., Guizhou, China (GTAT) | EPMA: 15 kV accelerating potential and a beam current of 10 or 20 nA, with a defocused beam diameter of 5 µm; peak counting times for analyzed elements varied between 10 and 40 s, background measurements at 50% of the peak counting duration on both sides of the analyzed peak. SEM: operating voltage of 25 kV and a working distance of ~15.0 mm. TIMA: dot-mapping mode with a working distance of 15 mm, spot size of ~92 nm, scanning at 3 µm resolution (operating at 25 kV, 11.6 nA). LA-ICP-MS mapping: laser energy of 5 J/cm2, repetition rate of 15 Hz, spot size of 10 µm, scan speed of 40 µm/s. | NIST 610, NIST 612, and GSD-1G as external standards | [48 empty] | 1.2 | [7 empty] | 3227 | [13 empty] | 144 | [76 empty] | 2025 | Wang, L., Han, R., Zhang, Y., Chen, Y., Liu, D. (2026). Unraveling the redistribution of trace elements during supergene processes: A case study from the Qingshan carbonate-hosted Zn-Pb deposit, SW China. Ore Geology Reviews, 188, 107059. |  | CHN | Southwest China
| Qingshan |  | Basin hydrothermal | Mississippi Valley-type (MVT) | MVT zinc-lead | Zn, Pb | Ge, Cd, Ag | Zn, Pb, Ge, Cd, Ag | Meng et al., 2023 |  | In-2-1-1 | In-2-1-1 | underground mine |  |  |  |  | ore material | polished section | grab | mineral separate | [5 empty] | mineralisation | primary sulfide ores and secondary non-sulfide ores |  |  | sphalerite, pyrite, galena, hemimorphite, willemite, goethite, smithsonite, cerussite | hydrothermal (stages 1–3), supergene | massive, brecciated, replacive, infilling | colloform, oscillatory zoning, replacement, core-mantle-rim, dendritic, botryoidal, euhedral, subhedral, anhedral |  |  |  | calcite, greenockite | polished sections (150 µm thick) | LA-ICPMS, EMPA, SEM-EDS | JEOL JXA-i SP100 microprobe equipped with five wavelength-dispersive spectrometers; Tescan Mira 3 field emission scanning electron microscope equipped with an energy dispersive spectrometer; Tescan Integrated Mineral Analyzer (TIMA) system comprising a field emission scanning electron microscope (Tescan Mira 3), integrated with four energy dispersive detectors (EDAXElement) | Guangzhou Tuoyan Analytical Technology Co., Ltd., Guizhou, China (GTAT) | EPMA: 15 kV accelerating potential and a beam current of 10 or 20 nA, with a defocused beam diameter of 5 µm; peak counting times for analyzed elements varied between 10 and 40 s, background measurements at 50% of the peak counting duration on both sides of the analyzed peak. SEM: operating voltage of 25 kV and a working distance of ~15.0 mm. TIMA: dot-mapping mode with a working distance of 15 mm, spot size of ~92 nm, scanning at 3 µm resolution (operating at 25 kV, 11.6 nA). LA-ICP-MS mapping: laser energy of 5 J/cm2, repetition rate of 15 Hz, spot size of 10 µm, scan speed of 40 µm/s. | NIST 610, NIST 612, and GSD-1G as external standards | [48 empty] | 10.4 | [7 empty] | 236 | [13 empty] | 85 | [76 empty] | 2025 | Wang, L., Han, R., Zhang, Y., Chen, Y., Liu, D. (2026). Unraveling the redistribution of trace elements during supergene processes: A case study from the Qingshan carbonate-hosted Zn-Pb deposit, SW China. Ore Geology Reviews, 188, 107059. |  | CHN | Southwest China
| Qingshan |  | Basin hydrothermal | Mississippi Valley-type (MVT) | MVT zinc-lead | Zn, Pb | Ge, Cd, Ag | Zn, Pb, Ge, Cd, Ag | Meng et al., 2023 |  | In-2-2-1 | In-2-2-1 | underground mine |  |  |  |  | ore material | polished section | grab | mineral separate | [5 empty] | mineralisation | primary sulfide ores and secondary non-sulfide ores |  |  | sphalerite, pyrite, galena, hemimorphite, willemite, goethite, smithsonite, cerussite | hydrothermal (stages 1–3), supergene | massive, brecciated, replacive, infilling | colloform, oscillatory zoning, replacement, core-mantle-rim, dendritic, botryoidal, euhedral, subhedral, anhedral |  |  |  | calcite, greenockite | polished sections (150 µm thick) | LA-ICPMS, EMPA, SEM-EDS | JEOL JXA-i SP100 microprobe equipped with five wavelength-dispersive spectrometers; Tescan Mira 3 field emission scanning electron microscope equipped with an energy dispersive spectrometer; Tescan Integrated Mineral Analyzer (TIMA) system comprising a field emission scanning electron microscope (Tescan Mira 3), integrated with four energy dispersive detectors (EDAXElement) | Guangzhou Tuoyan Analytical Technology Co., Ltd., Guizhou, China (GTAT) | EPMA: 15 kV accelerating potential and a beam current of 10 or 20 nA, with a defocused beam diameter of 5 µm; peak counting times for analyzed elements varied between 10 and 40 s, background measurements at 50% of the peak counting duration on both sides of the analyzed peak. SEM: operating voltage of 25 kV and a working distance of ~15.0 mm. TIMA: dot-mapping mode with a working distance of 15 mm, spot size of ~92 nm, scanning at 3 µm resolution (operating at 25 kV, 11.6 nA). LA-ICP-MS mapping: laser energy of 5 J/cm2, repetition rate of 15 Hz, spot size of 10 µm, scan speed of 40 µm/s. | NIST 610, NIST 612, and GSD-1G as external standards | [48 empty] | 3.9 | [7 empty] | 495 | [13 empty] | 546 | [76 empty] | 2025 | Wang, L., Han, R., Zhang, Y., Chen, Y., Liu, D. (2026). Unraveling the redistribution of trace elements during supergene processes: A case study from the Qingshan carbonate-hosted Zn-Pb deposit, SW China. Ore Geology Reviews, 188, 107059. |  | CHN | Southwest China
| Qingshan |  | Basin hydrothermal | Mississippi Valley-type (MVT) | MVT zinc-lead | Zn, Pb | Ge, Cd, Ag | Zn, Pb, Ge, Cd, Ag | Meng et al., 2023 |  | In-2-3-1 | In-2-3-1 | underground mine |  |  |  |  | ore material | polished section | grab | mineral separate | [5 empty] | mineralisation | primary sulfide ores and secondary non-sulfide ores |  |  | sphalerite, pyrite, galena, hemimorphite, willemite, goethite, smithsonite, cerussite | hydrothermal (stages 1–3), supergene | massive, brecciated, replacive, infilling | colloform, oscillatory zoning, replacement, core-mantle-rim, dendritic, botryoidal, euhedral, subhedral, anhedral |  |  |  | calcite, greenockite | polished sections (150 µm thick) | LA-ICPMS, EMPA, SEM-EDS | JEOL JXA-i SP100 microprobe equipped with five wavelength-dispersive spectrometers; Tescan Mira 3 field emission scanning electron microscope equipped with an energy dispersive spectrometer; Tescan Integrated Mineral Analyzer (TIMA) system comprising a field emission scanning electron microscope (Tescan Mira 3), integrated with four energy dispersive detectors (EDAXElement) | Guangzhou Tuoyan Analytical Technology Co., Ltd., Guizhou, China (GTAT) | EPMA: 15 kV accelerating potential and a beam current of 10 or 20 nA, with a defocused beam diameter of 5 µm; peak counting times for analyzed elements varied between 10 and 40 s, background measurements at 50% of the peak counting duration on both sides of the analyzed peak. SEM: operating voltage of 25 kV and a working distance of ~15.0 mm. TIMA: dot-mapping mode with a working distance of 15 mm, spot size of ~92 nm, scanning at 3 µm resolution (operating at 25 kV, 11.6 nA). LA-ICP-MS mapping: laser energy of 5 J/cm2, repetition rate of 15 Hz, spot size of 10 µm, scan speed of 40 µm/s. | NIST 610, NIST 612, and GSD-1G as external standards | [48 empty] | 1.5 | [7 empty] | 297 | [13 empty] | 117 | [76 empty] | 2025 | Wang, L., Han, R., Zhang, Y., Chen, Y., Liu, D. (2026). Unraveling the redistribution of trace elements during supergene processes: A case study from the Qingshan carbonate-hosted Zn-Pb deposit, SW China. Ore Geology Reviews, 188, 107059. |  | CHN | Southwest China
| Qingshan |  | Basin hydrothermal | Mississippi Valley-type (MVT) | MVT zinc-lead | Zn, Pb | Ge, Cd, Ag | Zn, Pb, Ge, Cd, Ag | Meng et al., 2023 |  | In-2-4-1 | In-2-4-1 | underground mine |  |  |  |  | ore material | polished section | grab | mineral separate | [5 empty] | mineralisation | primary sulfide ores and secondary non-sulfide ores |  |  | sphalerite, pyrite, galena, hemimorphite, willemite, goethite, smithsonite, cerussite | hydrothermal (stages 1–3), supergene | massive, brecciated, replacive, infilling | colloform, oscillatory zoning, replacement, core-mantle-rim, dendritic, botryoidal, euhedral, subhedral, anhedral |  |  |  | calcite, greenockite | polished sections (150 µm thick) | LA-ICPMS, EMPA, SEM-EDS | JEOL JXA-i SP100 microprobe equipped with five wavelength-dispersive spectrometers; Tescan Mira 3 field emission scanning electron microscope equipped with an energy dispersive spectrometer; Tescan Integrated Mineral Analyzer (TIMA) system comprising a field emission scanning electron microscope (Tescan Mira 3), integrated with four energy dispersive detectors (EDAXElement) | Guangzhou Tuoyan Analytical Technology Co., Ltd., Guizhou, China (GTAT) | EPMA: 15 kV accelerating potential and a beam current of 10 or 20 nA, with a defocused beam diameter of 5 µm; peak counting times for analyzed elements varied between 10 and 40 s, background measurements at 50% of the peak counting duration on both sides of the analyzed peak. SEM: operating voltage of 25 kV and a working distance of ~15.0 mm. TIMA: dot-mapping mode with a working distance of 15 mm, spot size of ~92 nm, scanning at 3 µm resolution (operating at 25 kV, 11.6 nA). LA-ICP-MS mapping: laser energy of 5 J/cm2, repetition rate of 15 Hz, spot size of 10 µm, scan speed of 40 µm/s. | NIST 610, NIST 612, and GSD-1G as external standards | [48 empty] | 8.4 | [7 empty] | 7254 | [13 empty] | 80 | [76 empty] | 2025 | Wang, L., Han, R., Zhang, Y., Chen, Y., Liu, D. (2026). Unraveling the redistribution of trace elements during supergene processes: A case study from the Qingshan carbonate-hosted Zn-Pb deposit, SW China. Ore Geology Reviews, 188, 107059. |  | CHN | Southwest China
| Qingshan |  | Basin hydrothermal | Mississippi Valley-type (MVT) | MVT zinc-lead | Zn, Pb | Ge, Cd, Ag | Zn, Pb, Ge, Cd, Ag | Meng et al., 2023 |  | Skarn-1 | Skarn-1 | underground mine |  |  |  |  | ore material | polished section | grab | mineral separate | [5 empty] | mineralisation | primary sulfide ores and secondary non-sulfide ores |  |  | sphalerite, pyrite, galena, hemimorphite, willemite, goethite, smithsonite, cerussite | hydrothermal (stages 1–3), supergene | massive, brecciated, replacive, infilling | colloform, oscillatory zoning, replacement, core-mantle-rim, dendritic, botryoidal, euhedral, subhedral, anhedral |  |  |  | calcite, greenockite | polished sections (150 µm thick) | LA-ICPMS, EMPA, SEM-EDS | JEOL JXA-i SP100 microprobe equipped with five wavelength-dispersive spectrometers; Tescan Mira 3 field emission scanning electron microscope equipped with an energy dispersive spectrometer; Tescan Integrated Mineral Analyzer (TIMA) system comprising a field emission scanning electron microscope (Tescan Mira 3), integrated with four energy dispersive detectors (EDAXElement) | Guangzhou Tuoyan Analytical Technology Co., Ltd., Guizhou, China (GTAT) | EPMA: 15 kV accelerating potential and a beam current of 10 or 20 nA, with a defocused beam diameter of 5 µm; peak counting times for analyzed elements varied between 10 and 40 s, background measurements at 50% of the peak counting duration on both sides of the analyzed peak. SEM: operating voltage of 25 kV and a working distance of ~15.0 mm. TIMA: dot-mapping mode with a working distance of 15 mm, spot size of ~92 nm, scanning at 3 µm resolution (operating at 25 kV, 11.6 nA). LA-ICP-MS mapping: laser energy of 5 J/cm2, repetition rate of 15 Hz, spot size of 10 µm, scan speed of 40 µm/s. | NIST 610, NIST 612, and GSD-1G as external standards | [147 empty] | 2025 | Wang, L., Han, R., Zhang, Y., Chen, Y., Liu, D. (2026). Unraveling the redistribution of trace elements during supergene processes: A case study from the Qingshan carbonate-hosted Zn-Pb deposit, SW China. Ore Geology Reviews, 188, 107059. |  | CHN | Southwest China
| Qingshan |  | Basin hydrothermal | Mississippi Valley-type (MVT) | MVT zinc-lead | Zn, Pb | Ge, Cd, Ag | Zn, Pb, Ge, Cd, Ag | Meng et al., 2023 |  | Majdanpek deposit, Serbia (Cook et al., 2009)-1 | Majdanpek deposit, Serbia (Cook et al., 2009)-1 | underground mine |  |  |  |  | ore material | polished section | grab | mineral separate | [5 empty] | mineralisation | primary sulfide ores and secondary non-sulfide ores |  |  | sphalerite, pyrite, galena, hemimorphite, willemite, goethite, smithsonite, cerussite | hydrothermal (stages 1–3), supergene | massive, brecciated, replacive, infilling | colloform, oscillatory zoning, replacement, core-mantle-rim, dendritic, botryoidal, euhedral, subhedral, anhedral |  |  |  | calcite, greenockite | polished sections (150 µm thick) | LA-ICPMS, EMPA, SEM-EDS | JEOL JXA-i SP100 microprobe equipped with five wavelength-dispersive spectrometers; Tescan Mira 3 field emission scanning electron microscope equipped with an energy dispersive spectrometer; Tescan Integrated Mineral Analyzer (TIMA) system comprising a field emission scanning electron microscope (Tescan Mira 3), integrated with four energy dispersive detectors (EDAXElement) | Guangzhou Tuoyan Analytical Technology Co., Ltd., Guizhou, China (GTAT) | EPMA: 15 kV accelerating potential and a beam current of 10 or 20 nA, with a defocused beam diameter of 5 µm; peak counting times for analyzed elements varied between 10 and 40 s, background measurements at 50% of the peak counting duration on both sides of the analyzed peak. SEM: operating voltage of 25 kV and a working distance of ~15.0 mm. TIMA: dot-mapping mode with a working distance of 15 mm, spot size of ~92 nm, scanning at 3 µm resolution (operating at 25 kV, 11.6 nA). LA-ICP-MS mapping: laser energy of 5 J/cm2, repetition rate of 15 Hz, spot size of 10 µm, scan speed of 40 µm/s. | NIST 610, NIST 612, and GSD-1G as external standards | [147 empty] | 2025 | Wang, L., Han, R., Zhang, Y., Chen, Y., Liu, D. (2026). Unraveling the redistribution of trace elements during supergene processes: A case study from the Qingshan carbonate-hosted Zn-Pb deposit, SW China. Ore Geology Reviews, 188, 107059. |  | CHN | Southwest China
| Qingshan |  | Basin hydrothermal | Mississippi Valley-type (MVT) | MVT zinc-lead | Zn, Pb | Ge, Cd, Ag | Zn, Pb, Ge, Cd, Ag | Meng et al., 2023 |  | Source file-5 | Source file-5 | underground mine |  |  |  |  | ore material | polished section | grab | mineral separate | [5 empty] | mineralisation | primary sulfide ores and secondary non-sulfide ores |  |  | sphalerite, pyrite, galena, hemimorphite, willemite, goethite, smithsonite, cerussite | hydrothermal (stages 1–3), supergene | massive, brecciated, replacive, infilling | colloform, oscillatory zoning, replacement, core-mantle-rim, dendritic, botryoidal, euhedral, subhedral, anhedral |  |  |  | calcite, greenockite | polished sections (150 µm thick) | LA-ICPMS, EMPA, SEM-EDS | JEOL JXA-i SP100 microprobe equipped with five wavelength-dispersive spectrometers; Tescan Mira 3 field emission scanning electron microscope equipped with an energy dispersive spectrometer; Tescan Integrated Mineral Analyzer (TIMA) system comprising a field emission scanning electron microscope (Tescan Mira 3), integrated with four energy dispersive detectors (EDAXElement) | Guangzhou Tuoyan Analytical Technology Co., Ltd., Guizhou, China (GTAT) | EPMA: 15 kV accelerating potential and a beam current of 10 or 20 nA, with a defocused beam diameter of 5 µm; peak counting times for analyzed elements varied between 10 and 40 s, background measurements at 50% of the peak counting duration on both sides of the analyzed peak. SEM: operating voltage of 25 kV and a working distance of ~15.0 mm. TIMA: dot-mapping mode with a working distance of 15 mm, spot size of ~92 nm, scanning at 3 µm resolution (operating at 25 kV, 11.6 nA). LA-ICP-MS mapping: laser energy of 5 J/cm2, repetition rate of 15 Hz, spot size of 10 µm, scan speed of 40 µm/s. | NIST 610, NIST 612, and GSD-1G as external standards | [147 empty] | 2025 | Wang, L., Han, R., Zhang, Y., Chen, Y., Liu, D. (2026). Unraveling the redistribution of trace elements during supergene processes: A case study from the Qingshan carbonate-hosted Zn-Pb deposit, SW China. Ore Geology Reviews, 188, 107059. |  | CHN | Southwest China
| Qingshan |  | Basin hydrothermal | Mississippi Valley-type (MVT) | MVT zinc-lead | Zn, Pb | Ge, Cd, Ag | Zn, Pb, Ge, Cd, Ag | Meng et al., 2023 |  | MD-20-1-1 | MD-20-1-1 | underground mine |  |  |  |  | ore material | polished section | grab | mineral separate | [5 empty] | mineralisation | primary sulfide ores and secondary non-sulfide ores |  |  | sphalerite, pyrite, galena, hemimorphite, willemite, goethite, smithsonite, cerussite | hydrothermal (stages 1–3), supergene | massive, brecciated, replacive, infilling | colloform, oscillatory zoning, replacement, core-mantle-rim, dendritic, botryoidal, euhedral, subhedral, anhedral |  |  |  | calcite, greenockite | polished sections (150 µm thick) | LA-ICPMS, EMPA, SEM-EDS | JEOL JXA-i SP100 microprobe equipped with five wavelength-dispersive spectrometers; Tescan Mira 3 field emission scanning electron microscope equipped with an energy dispersive spectrometer; Tescan Integrated Mineral Analyzer (TIMA) system comprising a field emission scanning electron microscope (Tescan Mira 3), integrated with four energy dispersive detectors (EDAXElement) | Guangzhou Tuoyan Analytical Technology Co., Ltd., Guizhou, China (GTAT) | EPMA: 15 kV accelerating potential and a beam current of 10 or 20 nA, with a defocused beam diameter of 5 µm; peak counting times for analyzed elements varied between 10 and 40 s, background measurements at 50% of the peak counting duration on both sides of the analyzed peak. SEM: operating voltage of 25 kV and a working distance of ~15.0 mm. TIMA: dot-mapping mode with a working distance of 15 mm, spot size of ~92 nm, scanning at 3 µm resolution (operating at 25 kV, 11.6 nA). LA-ICP-MS mapping: laser energy of 5 J/cm2, repetition rate of 15 Hz, spot size of 10 µm, scan speed of 40 µm/s. | NIST 610, NIST 612, and GSD-1G as external standards | [48 empty] | 1 | [7 empty] | 50.2 | [13 empty] | 4345 | [76 empty] | 2025 | Wang, L., Han, R., Zhang, Y., Chen, Y., Liu, D. (2026). Unraveling the redistribution of trace elements during supergene processes: A case study from the Qingshan carbonate-hosted Zn-Pb deposit, SW China. Ore Geology Reviews, 188, 107059. |  | CHN | Southwest China
| Qingshan |  | Basin hydrothermal | Mississippi Valley-type (MVT) | MVT zinc-lead | Zn, Pb | Ge, Cd, Ag | Zn, Pb, Ge, Cd, Ag | Meng et al., 2023 |  | MD-20-2-1 | MD-20-2-1 | underground mine |  |  |  |  | ore material | polished section | grab | mineral separate | [5 empty] | mineralisation | primary sulfide ores and secondary non-sulfide ores |  |  | sphalerite, pyrite, galena, hemimorphite, willemite, goethite, smithsonite, cerussite | hydrothermal (stages 1–3), supergene | massive, brecciated, replacive, infilling | colloform, oscillatory zoning, replacement, core-mantle-rim, dendritic, botryoidal, euhedral, subhedral, anhedral |  |  |  | calcite, greenockite | polished sections (150 µm thick) | LA-ICPMS, EMPA, SEM-EDS | JEOL JXA-i SP100 microprobe equipped with five wavelength-dispersive spectrometers; Tescan Mira 3 field emission scanning electron microscope equipped with an energy dispersive spectrometer; Tescan Integrated Mineral Analyzer (TIMA) system comprising a field emission scanning electron microscope (Tescan Mira 3), integrated with four energy dispersive detectors (EDAXElement) | Guangzhou Tuoyan Analytical Technology Co., Ltd., Guizhou, China (GTAT) | EPMA: 15 kV accelerating potential and a beam current of 10 or 20 nA, with a defocused beam diameter of 5 µm; peak counting times for analyzed elements varied between 10 and 40 s, background measurements at 50% of the peak counting duration on both sides of the analyzed peak. SEM: operating voltage of 25 kV and a working distance of ~15.0 mm. TIMA: dot-mapping mode with a working distance of 15 mm, spot size of ~92 nm, scanning at 3 µm resolution (operating at 25 kV, 11.6 nA). LA-ICP-MS mapping: laser energy of 5 J/cm2, repetition rate of 15 Hz, spot size of 10 µm, scan speed of 40 µm/s. | NIST 610, NIST 612, and GSD-1G as external standards | [48 empty] | 1 | [7 empty] | 98.9 | [13 empty] | 2545 | [76 empty] | 2025 | Wang, L., Han, R., Zhang, Y., Chen, Y., Liu, D. (2026). Unraveling the redistribution of trace elements during supergene processes: A case study from the Qingshan carbonate-hosted Zn-Pb deposit, SW China. Ore Geology Reviews, 188, 107059. |  | CHN | Southwest China
| Qingshan |  | Basin hydrothermal | Mississippi Valley-type (MVT) | MVT zinc-lead | Zn, Pb | Ge, Cd, Ag | Zn, Pb, Ge, Cd, Ag | Meng et al., 2023 |  | MD-20-3-1 | MD-20-3-1 | underground mine |  |  |  |  | ore material | polished section | grab | mineral separate | [5 empty] | mineralisation | primary sulfide ores and secondary non-sulfide ores |  |  | sphalerite, pyrite, galena, hemimorphite, willemite, goethite, smithsonite, cerussite | hydrothermal (stages 1–3), supergene | massive, brecciated, replacive, infilling | colloform, oscillatory zoning, replacement, core-mantle-rim, dendritic, botryoidal, euhedral, subhedral, anhedral |  |  |  | calcite, greenockite | polished sections (150 µm thick) | LA-ICPMS, EMPA, SEM-EDS | JEOL JXA-i SP100 microprobe equipped with five wavelength-dispersive spectrometers; Tescan Mira 3 field emission scanning electron microscope equipped with an energy dispersive spectrometer; Tescan Integrated Mineral Analyzer (TIMA) system comprising a field emission scanning electron microscope (Tescan Mira 3), integrated with four energy dispersive detectors (EDAXElement) | Guangzhou Tuoyan Analytical Technology Co., Ltd., Guizhou, China (GTAT) | EPMA: 15 kV accelerating potential and a beam current of 10 or 20 nA, with a defocused beam diameter of 5 µm; peak counting times for analyzed elements varied between 10 and 40 s, background measurements at 50% of the peak counting duration on both sides of the analyzed peak. SEM: operating voltage of 25 kV and a working distance of ~15.0 mm. TIMA: dot-mapping mode with a working distance of 15 mm, spot size of ~92 nm, scanning at 3 µm resolution (operating at 25 kV, 11.6 nA). LA-ICP-MS mapping: laser energy of 5 J/cm2, repetition rate of 15 Hz, spot size of 10 µm, scan speed of 40 µm/s. | NIST 610, NIST 612, and GSD-1G as external standards | [48 empty] | 1.1 | [7 empty] | 63.6 | [13 empty] | 3745 | [76 empty] | 2025 | Wang, L., Han, R., Zhang, Y., Chen, Y., Liu, D. (2026). Unraveling the redistribution of trace elements during supergene processes: A case study from the Qingshan carbonate-hosted Zn-Pb deposit, SW China. Ore Geology Reviews, 188, 107059. |  | CHN | Southwest China
| Qingshan |  | Basin hydrothermal | Mississippi Valley-type (MVT) | MVT zinc-lead | Zn, Pb | Ge, Cd, Ag | Zn, Pb, Ge, Cd, Ag | Meng et al., 2023 |  | MD-20-4-1 | MD-20-4-1 | underground mine |  |  |  |  | ore material | polished section | grab | mineral separate | [5 empty] | mineralisation | primary sulfide ores and secondary non-sulfide ores |  |  | sphalerite, pyrite, galena, hemimorphite, willemite, goethite, smithsonite, cerussite | hydrothermal (stages 1–3), supergene | massive, brecciated, replacive, infilling | colloform, oscillatory zoning, replacement, core-mantle-rim, dendritic, botryoidal, euhedral, subhedral, anhedral |  |  |  | calcite, greenockite | polished sections (150 µm thick) | LA-ICPMS, EMPA, SEM-EDS | JEOL JXA-i SP100 microprobe equipped with five wavelength-dispersive spectrometers; Tescan Mira 3 field emission scanning electron microscope equipped with an energy dispersive spectrometer; Tescan Integrated Mineral Analyzer (TIMA) system comprising a field emission scanning electron microscope (Tescan Mira 3), integrated with four energy dispersive detectors (EDAXElement) | Guangzhou Tuoyan Analytical Technology Co., Ltd., Guizhou, China (GTAT) | EPMA: 15 kV accelerating potential and a beam current of 10 or 20 nA, with a defocused beam diameter of 5 µm; peak counting times for analyzed elements varied between 10 and 40 s, background measurements at 50% of the peak counting duration on both sides of the analyzed peak. SEM: operating voltage of 25 kV and a working distance of ~15.0 mm. TIMA: dot-mapping mode with a working distance of 15 mm, spot size of ~92 nm, scanning at 3 µm resolution (operating at 25 kV, 11.6 nA). LA-ICP-MS mapping: laser energy of 5 J/cm2, repetition rate of 15 Hz, spot size of 10 µm, scan speed of 40 µm/s. | NIST 610, NIST 612, and GSD-1G as external standards | [48 empty] | 1.1 | [7 empty] | 57 | [13 empty] | 4202 | [76 empty] | 2025 | Wang, L., Han, R., Zhang, Y., Chen, Y., Liu, D. (2026). Unraveling the redistribution of trace elements during supergene processes: A case study from the Qingshan carbonate-hosted Zn-Pb deposit, SW China. Ore Geology Reviews, 188, 107059. |  | CHN | Southwest China
| Qingshan |  | Basin hydrothermal | Mississippi Valley-type (MVT) | MVT zinc-lead | Zn, Pb | Ge, Cd, Ag | Zn, Pb, Ge, Cd, Ag | Meng et al., 2023 |  | MD-20-5-1 | MD-20-5-1 | underground mine |  |  |  |  | ore material | polished section | grab | mineral separate | [5 empty] | mineralisation | primary sulfide ores and secondary non-sulfide ores |  |  | sphalerite, pyrite, galena, hemimorphite, willemite, goethite, smithsonite, cerussite | hydrothermal (stages 1–3), supergene | massive, brecciated, replacive, infilling | colloform, oscillatory zoning, replacement, core-mantle-rim, dendritic, botryoidal, euhedral, subhedral, anhedral |  |  |  | calcite, greenockite | polished sections (150 µm thick) | LA-ICPMS, EMPA, SEM-EDS | JEOL JXA-i SP100 microprobe equipped with five wavelength-dispersive spectrometers; Tescan Mira 3 field emission scanning electron microscope equipped with an energy dispersive spectrometer; Tescan Integrated Mineral Analyzer (TIMA) system comprising a field emission scanning electron microscope (Tescan Mira 3), integrated with four energy dispersive detectors (EDAXElement) | Guangzhou Tuoyan Analytical Technology Co., Ltd., Guizhou, China (GTAT) | EPMA: 15 kV accelerating potential and a beam current of 10 or 20 nA, with a defocused beam diameter of 5 µm; peak counting times for analyzed elements varied between 10 and 40 s, background measurements at 50% of the peak counting duration on both sides of the analyzed peak. SEM: operating voltage of 25 kV and a working distance of ~15.0 mm. TIMA: dot-mapping mode with a working distance of 15 mm, spot size of ~92 nm, scanning at 3 µm resolution (operating at 25 kV, 11.6 nA). LA-ICP-MS mapping: laser energy of 5 J/cm2, repetition rate of 15 Hz, spot size of 10 µm, scan speed of 40 µm/s. | NIST 610, NIST 612, and GSD-1G as external standards | [48 empty] | 1.2 | [7 empty] | 46.9 | [13 empty] | 3570 | [76 empty] | 2025 | Wang, L., Han, R., Zhang, Y., Chen, Y., Liu, D. (2026). Unraveling the redistribution of trace elements during supergene processes: A case study from the Qingshan carbonate-hosted Zn-Pb deposit, SW China. Ore Geology Reviews, 188, 107059. |  | CHN | Southwest China
| Qingshan |  | Basin hydrothermal | Mississippi Valley-type (MVT) | MVT zinc-lead | Zn, Pb | Ge, Cd, Ag | Zn, Pb, Ge, Cd, Ag | Meng et al., 2023 |  | MD-20-6-1 | MD-20-6-1 | underground mine |  |  |  |  | ore material | polished section | grab | mineral separate | [5 empty] | mineralisation | primary sulfide ores and secondary non-sulfide ores |  |  | sphalerite, pyrite, galena, hemimorphite, willemite, goethite, smithsonite, cerussite | hydrothermal (stages 1–3), supergene | massive, brecciated, replacive, infilling | colloform, oscillatory zoning, replacement, core-mantle-rim, dendritic, botryoidal, euhedral, subhedral, anhedral |  |  |  | calcite, greenockite | polished sections (150 µm thick) | LA-ICPMS, EMPA, SEM-EDS | JEOL JXA-i SP100 microprobe equipped with five wavelength-dispersive spectrometers; Tescan Mira 3 field emission scanning electron microscope equipped with an energy dispersive spectrometer; Tescan Integrated Mineral Analyzer (TIMA) system comprising a field emission scanning electron microscope (Tescan Mira 3), integrated with four energy dispersive detectors (EDAXElement) | Guangzhou Tuoyan Analytical Technology Co., Ltd., Guizhou, China (GTAT) | EPMA: 15 kV accelerating potential and a beam current of 10 or 20 nA, with a defocused beam diameter of 5 µm; peak counting times for analyzed elements varied between 10 and 40 s, background measurements at 50% of the peak counting duration on both sides of the analyzed peak. SEM: operating voltage of 25 kV and a working distance of ~15.0 mm. TIMA: dot-mapping mode with a working distance of 15 mm, spot size of ~92 nm, scanning at 3 µm resolution (operating at 25 kV, 11.6 nA). LA-ICP-MS mapping: laser energy of 5 J/cm2, repetition rate of 15 Hz, spot size of 10 µm, scan speed of 40 µm/s. | NIST 610, NIST 612, and GSD-1G as external standards | [48 empty] | 1.1 | [7 empty] | 44.4 | [13 empty] | 4066 | [76 empty] | 2025 | Wang, L., Han, R., Zhang, Y., Chen, Y., Liu, D. (2026). Unraveling the redistribution of trace elements during supergene processes: A case study from the Qingshan carbonate-hosted Zn-Pb deposit, SW China. Ore Geology Reviews, 188, 107059. |  | CHN | Southwest China
| Qingshan |  | Basin hydrothermal | Mississippi Valley-type (MVT) | MVT zinc-lead | Zn, Pb | Ge, Cd, Ag | Zn, Pb, Ge, Cd, Ag | Meng et al., 2023 |  | MD-20-7-1 | MD-20-7-1 | underground mine |  |  |  |  | ore material | polished section | grab | mineral separate | [5 empty] | mineralisation | primary sulfide ores and secondary non-sulfide ores |  |  | sphalerite, pyrite, galena, hemimorphite, willemite, goethite, smithsonite, cerussite | hydrothermal (stages 1–3), supergene | massive, brecciated, replacive, infilling | colloform, oscillatory zoning, replacement, core-mantle-rim, dendritic, botryoidal, euhedral, subhedral, anhedral |  |  |  | calcite, greenockite | polished sections (150 µm thick) | LA-ICPMS, EMPA, SEM-EDS | JEOL JXA-i SP100 microprobe equipped with five wavelength-dispersive spectrometers; Tescan Mira 3 field emission scanning electron microscope equipped with an energy dispersive spectrometer; Tescan Integrated Mineral Analyzer (TIMA) system comprising a field emission scanning electron microscope (Tescan Mira 3), integrated with four energy dispersive detectors (EDAXElement) | Guangzhou Tuoyan Analytical Technology Co., Ltd., Guizhou, China (GTAT) | EPMA: 15 kV accelerating potential and a beam current of 10 or 20 nA, with a defocused beam diameter of 5 µm; peak counting times for analyzed elements varied between 10 and 40 s, background measurements at 50% of the peak counting duration on both sides of the analyzed peak. SEM: operating voltage of 25 kV and a working distance of ~15.0 mm. TIMA: dot-mapping mode with a working distance of 15 mm, spot size of ~92 nm, scanning at 3 µm resolution (operating at 25 kV, 11.6 nA). LA-ICP-MS mapping: laser energy of 5 J/cm2, repetition rate of 15 Hz, spot size of 10 µm, scan speed of 40 µm/s. | NIST 610, NIST 612, and GSD-1G as external standards | [48 empty] | 1.2 | [7 empty] | 38.6 | [13 empty] | 4405 | [76 empty] | 2025 | Wang, L., Han, R., Zhang, Y., Chen, Y., Liu, D. (2026). Unraveling the redistribution of trace elements during supergene processes: A case study from the Qingshan carbonate-hosted Zn-Pb deposit, SW China. Ore Geology Reviews, 188, 107059. |  | CHN | Southwest China
| Qingshan |  | Basin hydrothermal | Mississippi Valley-type (MVT) | MVT zinc-lead | Zn, Pb | Ge, Cd, Ag | Zn, Pb, Ge, Cd, Ag | Meng et al., 2023 |  | MD-20-8-1 | MD-20-8-1 | underground mine |  |  |  |  | ore material | polished section | grab | mineral separate | [5 empty] | mineralisation | primary sulfide ores and secondary non-sulfide ores |  |  | sphalerite, pyrite, galena, hemimorphite, willemite, goethite, smithsonite, cerussite | hydrothermal (stages 1–3), supergene | massive, brecciated, replacive, infilling | colloform, oscillatory zoning, replacement, core-mantle-rim, dendritic, botryoidal, euhedral, subhedral, anhedral |  |  |  | calcite, greenockite | polished sections (150 µm thick) | LA-ICPMS, EMPA, SEM-EDS | JEOL JXA-i SP100 microprobe equipped with five wavelength-dispersive spectrometers; Tescan Mira 3 field emission scanning electron microscope equipped with an energy dispersive spectrometer; Tescan Integrated Mineral Analyzer (TIMA) system comprising a field emission scanning electron microscope (Tescan Mira 3), integrated with four energy dispersive detectors (EDAXElement) | Guangzhou Tuoyan Analytical Technology Co., Ltd., Guizhou, China (GTAT) | EPMA: 15 kV accelerating potential and a beam current of 10 or 20 nA, with a defocused beam diameter of 5 µm; peak counting times for analyzed elements varied between 10 and 40 s, background measurements at 50% of the peak counting duration on both sides of the analyzed peak. SEM: operating voltage of 25 kV and a working distance of ~15.0 mm. TIMA: dot-mapping mode with a working distance of 15 mm, spot size of ~92 nm, scanning at 3 µm resolution (operating at 25 kV, 11.6 nA). LA-ICP-MS mapping: laser energy of 5 J/cm2, repetition rate of 15 Hz, spot size of 10 µm, scan speed of 40 µm/s. | NIST 610, NIST 612, and GSD-1G as external standards | [48 empty] | 1 | [7 empty] | 44 | [13 empty] | 4476 | [76 empty] | 2025 | Wang, L., Han, R., Zhang, Y., Chen, Y., Liu, D. (2026). Unraveling the redistribution of trace elements during supergene processes: A case study from the Qingshan carbonate-hosted Zn-Pb deposit, SW China. Ore Geology Reviews, 188, 107059. |  | CHN | Southwest China
| Qingshan |  | Basin hydrothermal | Mississippi Valley-type (MVT) | MVT zinc-lead | Zn, Pb | Ge, Cd, Ag | Zn, Pb, Ge, Cd, Ag | Meng et al., 2023 |  | Ocna de Fier deposit, Romania (Cook et al., 2009)-1 | Ocna de Fier deposit, Romania (Cook et al., 2009)-1 | underground mine |  |  |  |  | ore material | polished section | grab | mineral separate | [5 empty] | mineralisation | primary sulfide ores and secondary non-sulfide ores |  |  | sphalerite, pyrite, galena, hemimorphite, willemite, goethite, smithsonite, cerussite | hydrothermal (stages 1–3), supergene | massive, brecciated, replacive, infilling | colloform, oscillatory zoning, replacement, core-mantle-rim, dendritic, botryoidal, euhedral, subhedral, anhedral |  |  |  | calcite, greenockite | polished sections (150 µm thick) | LA-ICPMS, EMPA, SEM-EDS | JEOL JXA-i SP100 microprobe equipped with five wavelength-dispersive spectrometers; Tescan Mira 3 field emission scanning electron microscope equipped with an energy dispersive spectrometer; Tescan Integrated Mineral Analyzer (TIMA) system comprising a field emission scanning electron microscope (Tescan Mira 3), integrated with four energy dispersive detectors (EDAXElement) | Guangzhou Tuoyan Analytical Technology Co., Ltd., Guizhou, China (GTAT) | EPMA: 15 kV accelerating potential and a beam current of 10 or 20 nA, with a defocused beam diameter of 5 µm; peak counting times for analyzed elements varied between 10 and 40 s, background measurements at 50% of the peak counting duration on both sides of the analyzed peak. SEM: operating voltage of 25 kV and a working distance of ~15.0 mm. TIMA: dot-mapping mode with a working distance of 15 mm, spot size of ~92 nm, scanning at 3 µm resolution (operating at 25 kV, 11.6 nA). LA-ICP-MS mapping: laser energy of 5 J/cm2, repetition rate of 15 Hz, spot size of 10 µm, scan speed of 40 µm/s. | NIST 610, NIST 612, and GSD-1G as external standards | [147 empty] | 2025 | Wang, L., Han, R., Zhang, Y., Chen, Y., Liu, D. (2026). Unraveling the redistribution of trace elements during supergene processes: A case study from the Qingshan carbonate-hosted Zn-Pb deposit, SW China. Ore Geology Reviews, 188, 107059. |  | CHN | Southwest China
| Qingshan |  | Basin hydrothermal | Mississippi Valley-type (MVT) | MVT zinc-lead | Zn, Pb | Ge, Cd, Ag | Zn, Pb, Ge, Cd, Ag | Meng et al., 2023 |  | Source file-6 | Source file-6 | underground mine |  |  |  |  | ore material | polished section | grab | mineral separate | [5 empty] | mineralisation | primary sulfide ores and secondary non-sulfide ores |  |  | sphalerite, pyrite, galena, hemimorphite, willemite, goethite, smithsonite, cerussite | hydrothermal (stages 1–3), supergene | massive, brecciated, replacive, infilling | colloform, oscillatory zoning, replacement, core-mantle-rim, dendritic, botryoidal, euhedral, subhedral, anhedral |  |  |  | calcite, greenockite | polished sections (150 µm thick) | LA-ICPMS, EMPA, SEM-EDS | JEOL JXA-i SP100 microprobe equipped with five wavelength-dispersive spectrometers; Tescan Mira 3 field emission scanning electron microscope equipped with an energy dispersive spectrometer; Tescan Integrated Mineral Analyzer (TIMA) system comprising a field emission scanning electron microscope (Tescan Mira 3), integrated with four energy dispersive detectors (EDAXElement) | Guangzhou Tuoyan Analytical Technology Co., Ltd., Guizhou, China (GTAT) | EPMA: 15 kV accelerating potential and a beam current of 10 or 20 nA, with a defocused beam diameter of 5 µm; peak counting times for analyzed elements varied between 10 and 40 s, background measurements at 50% of the peak counting duration on both sides of the analyzed peak. SEM: operating voltage of 25 kV and a working distance of ~15.0 mm. TIMA: dot-mapping mode with a working distance of 15 mm, spot size of ~92 nm, scanning at 3 µm resolution (operating at 25 kV, 11.6 nA). LA-ICP-MS mapping: laser energy of 5 J/cm2, repetition rate of 15 Hz, spot size of 10 µm, scan speed of 40 µm/s. | NIST 610, NIST 612, and GSD-1G as external standards | [147 empty] | 2025 | Wang, L., Han, R., Zhang, Y., Chen, Y., Liu, D. (2026). Unraveling the redistribution of trace elements during supergene processes: A case study from the Qingshan carbonate-hosted Zn-Pb deposit, SW China. Ore Geology Reviews, 188, 107059. |  | CHN | Southwest China
| Qingshan |  | Basin hydrothermal | Mississippi Valley-type (MVT) | MVT zinc-lead | Zn, Pb | Ge, Cd, Ag | Zn, Pb, Ge, Cd, Ag | Meng et al., 2023 |  | P43-1-1 | P43-1-1 | underground mine |  |  |  |  | ore material | polished section | grab | mineral separate | [5 empty] | mineralisation | primary sulfide ores and secondary non-sulfide ores |  |  | sphalerite, pyrite, galena, hemimorphite, willemite, goethite, smithsonite, cerussite | hydrothermal (stages 1–3), supergene | massive, brecciated, replacive, infilling | colloform, oscillatory zoning, replacement, core-mantle-rim, dendritic, botryoidal, euhedral, subhedral, anhedral |  |  |  | calcite, greenockite | polished sections (150 µm thick) | LA-ICPMS, EMPA, SEM-EDS | JEOL JXA-i SP100 microprobe equipped with five wavelength-dispersive spectrometers; Tescan Mira 3 field emission scanning electron microscope equipped with an energy dispersive spectrometer; Tescan Integrated Mineral Analyzer (TIMA) system comprising a field emission scanning electron microscope (Tescan Mira 3), integrated with four energy dispersive detectors (EDAXElement) | Guangzhou Tuoyan Analytical Technology Co., Ltd., Guizhou, China (GTAT) | EPMA: 15 kV accelerating potential and a beam current of 10 or 20 nA, with a defocused beam diameter of 5 µm; peak counting times for analyzed elements varied between 10 and 40 s, background measurements at 50% of the peak counting duration on both sides of the analyzed peak. SEM: operating voltage of 25 kV and a working distance of ~15.0 mm. TIMA: dot-mapping mode with a working distance of 15 mm, spot size of ~92 nm, scanning at 3 µm resolution (operating at 25 kV, 11.6 nA). LA-ICP-MS mapping: laser energy of 5 J/cm2, repetition rate of 15 Hz, spot size of 10 µm, scan speed of 40 µm/s. | NIST 610, NIST 612, and GSD-1G as external standards | [48 empty] | 0.73 | [7 empty] | 0.1 | [13 empty] | 2562 | [76 empty] | 2025 | Wang, L., Han, R., Zhang, Y., Chen, Y., Liu, D. (2026). Unraveling the redistribution of trace elements during supergene processes: A case study from the Qingshan carbonate-hosted Zn-Pb deposit, SW China. Ore Geology Reviews, 188, 107059. |  | CHN | Southwest China
| Qingshan |  | Basin hydrothermal | Mississippi Valley-type (MVT) | MVT zinc-lead | Zn, Pb | Ge, Cd, Ag | Zn, Pb, Ge, Cd, Ag | Meng et al., 2023 |  | P43-2-1 | P43-2-1 | underground mine |  |  |  |  | ore material | polished section | grab | mineral separate | [5 empty] | mineralisation | primary sulfide ores and secondary non-sulfide ores |  |  | sphalerite, pyrite, galena, hemimorphite, willemite, goethite, smithsonite, cerussite | hydrothermal (stages 1–3), supergene | massive, brecciated, replacive, infilling | colloform, oscillatory zoning, replacement, core-mantle-rim, dendritic, botryoidal, euhedral, subhedral, anhedral |  |  |  | calcite, greenockite | polished sections (150 µm thick) | LA-ICPMS, EMPA, SEM-EDS | JEOL JXA-i SP100 microprobe equipped with five wavelength-dispersive spectrometers; Tescan Mira 3 field emission scanning electron microscope equipped with an energy dispersive spectrometer; Tescan Integrated Mineral Analyzer (TIMA) system comprising a field emission scanning electron microscope (Tescan Mira 3), integrated with four energy dispersive detectors (EDAXElement) | Guangzhou Tuoyan Analytical Technology Co., Ltd., Guizhou, China (GTAT) | EPMA: 15 kV accelerating potential and a beam current of 10 or 20 nA, with a defocused beam diameter of 5 µm; peak counting times for analyzed elements varied between 10 and 40 s, background measurements at 50% of the peak counting duration on both sides of the analyzed peak. SEM: operating voltage of 25 kV and a working distance of ~15.0 mm. TIMA: dot-mapping mode with a working distance of 15 mm, spot size of ~92 nm, scanning at 3 µm resolution (operating at 25 kV, 11.6 nA). LA-ICP-MS mapping: laser energy of 5 J/cm2, repetition rate of 15 Hz, spot size of 10 µm, scan speed of 40 µm/s. | NIST 610, NIST 612, and GSD-1G as external standards | [48 empty] | 0.75 | [7 empty] | 0.03 | [13 empty] | 2917 | [76 empty] | 2025 | Wang, L., Han, R., Zhang, Y., Chen, Y., Liu, D. (2026). Unraveling the redistribution of trace elements during supergene processes: A case study from the Qingshan carbonate-hosted Zn-Pb deposit, SW China. Ore Geology Reviews, 188, 107059. |  | CHN | Southwest China
| Qingshan |  | Basin hydrothermal | Mississippi Valley-type (MVT) | MVT zinc-lead | Zn, Pb | Ge, Cd, Ag | Zn, Pb, Ge, Cd, Ag | Meng et al., 2023 |  | P43-3-1 | P43-3-1 | underground mine |  |  |  |  | ore material | polished section | grab | mineral separate | [5 empty] | mineralisation | primary sulfide ores and secondary non-sulfide ores |  |  | sphalerite, pyrite, galena, hemimorphite, willemite, goethite, smithsonite, cerussite | hydrothermal (stages 1–3), supergene | massive, brecciated, replacive, infilling | colloform, oscillatory zoning, replacement, core-mantle-rim, dendritic, botryoidal, euhedral, subhedral, anhedral |  |  |  | calcite, greenockite | polished sections (150 µm thick) | LA-ICPMS, EMPA, SEM-EDS | JEOL JXA-i SP100 microprobe equipped with five wavelength-dispersive spectrometers; Tescan Mira 3 field emission scanning electron microscope equipped with an energy dispersive spectrometer; Tescan Integrated Mineral Analyzer (TIMA) system comprising a field emission scanning electron microscope (Tescan Mira 3), integrated with four energy dispersive detectors (EDAXElement) | Guangzhou Tuoyan Analytical Technology Co., Ltd., Guizhou, China (GTAT) | EPMA: 15 kV accelerating potential and a beam current of 10 or 20 nA, with a defocused beam diameter of 5 µm; peak counting times for analyzed elements varied between 10 and 40 s, background measurements at 50% of the peak counting duration on both sides of the analyzed peak. SEM: operating voltage of 25 kV and a working distance of ~15.0 mm. TIMA: dot-mapping mode with a working distance of 15 mm, spot size of ~92 nm, scanning at 3 µm resolution (operating at 25 kV, 11.6 nA). LA-ICP-MS mapping: laser energy of 5 J/cm2, repetition rate of 15 Hz, spot size of 10 µm, scan speed of 40 µm/s. | NIST 610, NIST 612, and GSD-1G as external standards | [48 empty] | 0.75 | [7 empty] | 0.12 | [13 empty] | 2475 | [76 empty] | 2025 | Wang, L., Han, R., Zhang, Y., Chen, Y., Liu, D. (2026). Unraveling the redistribution of trace elements during supergene processes: A case study from the Qingshan carbonate-hosted Zn-Pb deposit, SW China. Ore Geology Reviews, 188, 107059. |  | CHN | Southwest China
| Qingshan |  | Basin hydrothermal | Mississippi Valley-type (MVT) | MVT zinc-lead | Zn, Pb | Ge, Cd, Ag | Zn, Pb, Ge, Cd, Ag | Meng et al., 2023 |  | P43-4-1 | P43-4-1 | underground mine |  |  |  |  | ore material | polished section | grab | mineral separate | [5 empty] | mineralisation | primary sulfide ores and secondary non-sulfide ores |  |  | sphalerite, pyrite, galena, hemimorphite, willemite, goethite, smithsonite, cerussite | hydrothermal (stages 1–3), supergene | massive, brecciated, replacive, infilling | colloform, oscillatory zoning, replacement, core-mantle-rim, dendritic, botryoidal, euhedral, subhedral, anhedral |  |  |  | calcite, greenockite | polished sections (150 µm thick) | LA-ICPMS, EMPA, SEM-EDS | JEOL JXA-i SP100 microprobe equipped with five wavelength-dispersive spectrometers; Tescan Mira 3 field emission scanning electron microscope equipped with an energy dispersive spectrometer; Tescan Integrated Mineral Analyzer (TIMA) system comprising a field emission scanning electron microscope (Tescan Mira 3), integrated with four energy dispersive detectors (EDAXElement) | Guangzhou Tuoyan Analytical Technology Co., Ltd., Guizhou, China (GTAT) | EPMA: 15 kV accelerating potential and a beam current of 10 or 20 nA, with a defocused beam diameter of 5 µm; peak counting times for analyzed elements varied between 10 and 40 s, background measurements at 50% of the peak counting duration on both sides of the analyzed peak. SEM: operating voltage of 25 kV and a working distance of ~15.0 mm. TIMA: dot-mapping mode with a working distance of 15 mm, spot size of ~92 nm, scanning at 3 µm resolution (operating at 25 kV, 11.6 nA). LA-ICP-MS mapping: laser energy of 5 J/cm2, repetition rate of 15 Hz, spot size of 10 µm, scan speed of 40 µm/s. | NIST 610, NIST 612, and GSD-1G as external standards | [48 empty] | 0.72 | [7 empty] | 0.09 | [13 empty] | 2446 | [76 empty] | 2025 | Wang, L., Han, R., Zhang, Y., Chen, Y., Liu, D. (2026). Unraveling the redistribution of trace elements during supergene processes: A case study from the Qingshan carbonate-hosted Zn-Pb deposit, SW China. Ore Geology Reviews, 188, 107059. |  | CHN | Southwest China
| Qingshan |  | Basin hydrothermal | Mississippi Valley-type (MVT) | MVT zinc-lead | Zn, Pb | Ge, Cd, Ag | Zn, Pb, Ge, Cd, Ag | Meng et al., 2023 |  | P43-5-1 | P43-5-1 | underground mine |  |  |  |  | ore material | polished section | grab | mineral separate | [5 empty] | mineralisation | primary sulfide ores and secondary non-sulfide ores |  |  | sphalerite, pyrite, galena, hemimorphite, willemite, goethite, smithsonite, cerussite | hydrothermal (stages 1–3), supergene | massive, brecciated, replacive, infilling | colloform, oscillatory zoning, replacement, core-mantle-rim, dendritic, botryoidal, euhedral, subhedral, anhedral |  |  |  | calcite, greenockite | polished sections (150 µm thick) | LA-ICPMS, EMPA, SEM-EDS | JEOL JXA-i SP100 microprobe equipped with five wavelength-dispersive spectrometers; Tescan Mira 3 field emission scanning electron microscope equipped with an energy dispersive spectrometer; Tescan Integrated Mineral Analyzer (TIMA) system comprising a field emission scanning electron microscope (Tescan Mira 3), integrated with four energy dispersive detectors (EDAXElement) | Guangzhou Tuoyan Analytical Technology Co., Ltd., Guizhou, China (GTAT) | EPMA: 15 kV accelerating potential and a beam current of 10 or 20 nA, with a defocused beam diameter of 5 µm; peak counting times for analyzed elements varied between 10 and 40 s, background measurements at 50% of the peak counting duration on both sides of the analyzed peak. SEM: operating voltage of 25 kV and a working distance of ~15.0 mm. TIMA: dot-mapping mode with a working distance of 15 mm, spot size of ~92 nm, scanning at 3 µm resolution (operating at 25 kV, 11.6 nA). LA-ICP-MS mapping: laser energy of 5 J/cm2, repetition rate of 15 Hz, spot size of 10 µm, scan speed of 40 µm/s. | NIST 610, NIST 612, and GSD-1G as external standards | [48 empty] | 1.01 | [7 empty] | 0.11 | [13 empty] | 3752 | [76 empty] | 2025 | Wang, L., Han, R., Zhang, Y., Chen, Y., Liu, D. (2026). Unraveling the redistribution of trace elements during supergene processes: A case study from the Qingshan carbonate-hosted Zn-Pb deposit, SW China. Ore Geology Reviews, 188, 107059. |  | CHN | Southwest China
| Qingshan |  | Basin hydrothermal | Mississippi Valley-type (MVT) | MVT zinc-lead | Zn, Pb | Ge, Cd, Ag | Zn, Pb, Ge, Cd, Ag | Meng et al., 2023 |  | P43-6-1 | P43-6-1 | underground mine |  |  |  |  | ore material | polished section | grab | mineral separate | [5 empty] | mineralisation | primary sulfide ores and secondary non-sulfide ores |  |  | sphalerite, pyrite, galena, hemimorphite, willemite, goethite, smithsonite, cerussite | hydrothermal (stages 1–3), supergene | massive, brecciated, replacive, infilling | colloform, oscillatory zoning, replacement, core-mantle-rim, dendritic, botryoidal, euhedral, subhedral, anhedral |  |  |  | calcite, greenockite | polished sections (150 µm thick) | LA-ICPMS, EMPA, SEM-EDS | JEOL JXA-i SP100 microprobe equipped with five wavelength-dispersive spectrometers; Tescan Mira 3 field emission scanning electron microscope equipped with an energy dispersive spectrometer; Tescan Integrated Mineral Analyzer (TIMA) system comprising a field emission scanning electron microscope (Tescan Mira 3), integrated with four energy dispersive detectors (EDAXElement) | Guangzhou Tuoyan Analytical Technology Co., Ltd., Guizhou, China (GTAT) | EPMA: 15 kV accelerating potential and a beam current of 10 or 20 nA, with a defocused beam diameter of 5 µm; peak counting times for analyzed elements varied between 10 and 40 s, background measurements at 50% of the peak counting duration on both sides of the analyzed peak. SEM: operating voltage of 25 kV and a working distance of ~15.0 mm. TIMA: dot-mapping mode with a working distance of 15 mm, spot size of ~92 nm, scanning at 3 µm resolution (operating at 25 kV, 11.6 nA). LA-ICP-MS mapping: laser energy of 5 J/cm2, repetition rate of 15 Hz, spot size of 10 µm, scan speed of 40 µm/s. | NIST 610, NIST 612, and GSD-1G as external standards | [48 empty] | 0.83 | [7 empty] | 0.12 | [13 empty] | 2961 | [76 empty] | 2025 | Wang, L., Han, R., Zhang, Y., Chen, Y., Liu, D. (2026). Unraveling the redistribution of trace elements during supergene processes: A case study from the Qingshan carbonate-hosted Zn-Pb deposit, SW China. Ore Geology Reviews, 188, 107059. |  | CHN | Southwest China
| Qingshan |  | Basin hydrothermal | Mississippi Valley-type (MVT) | MVT zinc-lead | Zn, Pb | Ge, Cd, Ag | Zn, Pb, Ge, Cd, Ag | Meng et al., 2023 |  | P43-7-1 | P43-7-1 | underground mine |  |  |  |  | ore material | polished section | grab | mineral separate | [5 empty] | mineralisation | primary sulfide ores and secondary non-sulfide ores |  |  | sphalerite, pyrite, galena, hemimorphite, willemite, goethite, smithsonite, cerussite | hydrothermal (stages 1–3), supergene | massive, brecciated, replacive, infilling | colloform, oscillatory zoning, replacement, core-mantle-rim, dendritic, botryoidal, euhedral, subhedral, anhedral |  |  |  | calcite, greenockite | polished sections (150 µm thick) | LA-ICPMS, EMPA, SEM-EDS | JEOL JXA-i SP100 microprobe equipped with five wavelength-dispersive spectrometers; Tescan Mira 3 field emission scanning electron microscope equipped with an energy dispersive spectrometer; Tescan Integrated Mineral Analyzer (TIMA) system comprising a field emission scanning electron microscope (Tescan Mira 3), integrated with four energy dispersive detectors (EDAXElement) | Guangzhou Tuoyan Analytical Technology Co., Ltd., Guizhou, China (GTAT) | EPMA: 15 kV accelerating potential and a beam current of 10 or 20 nA, with a defocused beam diameter of 5 µm; peak counting times for analyzed elements varied between 10 and 40 s, background measurements at 50% of the peak counting duration on both sides of the analyzed peak. SEM: operating voltage of 25 kV and a working distance of ~15.0 mm. TIMA: dot-mapping mode with a working distance of 15 mm, spot size of ~92 nm, scanning at 3 µm resolution (operating at 25 kV, 11.6 nA). LA-ICP-MS mapping: laser energy of 5 J/cm2, repetition rate of 15 Hz, spot size of 10 µm, scan speed of 40 µm/s. | NIST 610, NIST 612, and GSD-1G as external standards | [48 empty] | 0.79 | [7 empty] | 0.15 | [13 empty] | 2350 | [76 empty] | 2025 | Wang, L., Han, R., Zhang, Y., Chen, Y., Liu, D. (2026). Unraveling the redistribution of trace elements during supergene processes: A case study from the Qingshan carbonate-hosted Zn-Pb deposit, SW China. Ore Geology Reviews, 188, 107059. |  | CHN | Southwest China
| Qingshan |  | Basin hydrothermal | Mississippi Valley-type (MVT) | MVT zinc-lead | Zn, Pb | Ge, Cd, Ag | Zn, Pb, Ge, Cd, Ag | Meng et al., 2023 |  | P43-8-1 | P43-8-1 | underground mine |  |  |  |  | ore material | polished section | grab | mineral separate | [5 empty] | mineralisation | primary sulfide ores and secondary non-sulfide ores |  |  | sphalerite, pyrite, galena, hemimorphite, willemite, goethite, smithsonite, cerussite | hydrothermal (stages 1–3), supergene | massive, brecciated, replacive, infilling | colloform, oscillatory zoning, replacement, core-mantle-rim, dendritic, botryoidal, euhedral, subhedral, anhedral |  |  |  | calcite, greenockite | polished sections (150 µm thick) | LA-ICPMS, EMPA, SEM-EDS | JEOL JXA-i SP100 microprobe equipped with five wavelength-dispersive spectrometers; Tescan Mira 3 field emission scanning electron microscope equipped with an energy dispersive spectrometer; Tescan Integrated Mineral Analyzer (TIMA) system comprising a field emission scanning electron microscope (Tescan Mira 3), integrated with four energy dispersive detectors (EDAXElement) | Guangzhou Tuoyan Analytical Technology Co., Ltd., Guizhou, China (GTAT) | EPMA: 15 kV accelerating potential and a beam current of 10 or 20 nA, with a defocused beam diameter of 5 µm; peak counting times for analyzed elements varied between 10 and 40 s, background measurements at 50% of the peak counting duration on both sides of the analyzed peak. SEM: operating voltage of 25 kV and a working distance of ~15.0 mm. TIMA: dot-mapping mode with a working distance of 15 mm, spot size of ~92 nm, scanning at 3 µm resolution (operating at 25 kV, 11.6 nA). LA-ICP-MS mapping: laser energy of 5 J/cm2, repetition rate of 15 Hz, spot size of 10 µm, scan speed of 40 µm/s. | NIST 610, NIST 612, and GSD-1G as external standards | [48 empty] | 1 | [7 empty] | 0.11 | [13 empty] | 2553 | [76 empty] | 2025 | Wang, L., Han, R., Zhang, Y., Chen, Y., Liu, D. (2026). Unraveling the redistribution of trace elements during supergene processes: A case study from the Qingshan carbonate-hosted Zn-Pb deposit, SW China. Ore Geology Reviews, 188, 107059. |  | CHN | Southwest China
| Qingshan |  | Basin hydrothermal | Mississippi Valley-type (MVT) | MVT zinc-lead | Zn, Pb | Ge, Cd, Ag | Zn, Pb, Ge, Cd, Ag | Meng et al., 2023 |  | P43-9-1 | P43-9-1 | underground mine |  |  |  |  | ore material | polished section | grab | mineral separate | [5 empty] | mineralisation | primary sulfide ores and secondary non-sulfide ores |  |  | sphalerite, pyrite, galena, hemimorphite, willemite, goethite, smithsonite, cerussite | hydrothermal (stages 1–3), supergene | massive, brecciated, replacive, infilling | colloform, oscillatory zoning, replacement, core-mantle-rim, dendritic, botryoidal, euhedral, subhedral, anhedral |  |  |  | calcite, greenockite | polished sections (150 µm thick) | LA-ICPMS, EMPA, SEM-EDS | JEOL JXA-i SP100 microprobe equipped with five wavelength-dispersive spectrometers; Tescan Mira 3 field emission scanning electron microscope equipped with an energy dispersive spectrometer; Tescan Integrated Mineral Analyzer (TIMA) system comprising a field emission scanning electron microscope (Tescan Mira 3), integrated with four energy dispersive detectors (EDAXElement) | Guangzhou Tuoyan Analytical Technology Co., Ltd., Guizhou, China (GTAT) | EPMA: 15 kV accelerating potential and a beam current of 10 or 20 nA, with a defocused beam diameter of 5 µm; peak counting times for analyzed elements varied between 10 and 40 s, background measurements at 50% of the peak counting duration on both sides of the analyzed peak. SEM: operating voltage of 25 kV and a working distance of ~15.0 mm. TIMA: dot-mapping mode with a working distance of 15 mm, spot size of ~92 nm, scanning at 3 µm resolution (operating at 25 kV, 11.6 nA). LA-ICP-MS mapping: laser energy of 5 J/cm2, repetition rate of 15 Hz, spot size of 10 µm, scan speed of 40 µm/s. | NIST 610, NIST 612, and GSD-1G as external standards | [48 empty] | 0.78 | [7 empty] | 0.08 | [13 empty] | 2667 | [76 empty] | 2025 | Wang, L., Han, R., Zhang, Y., Chen, Y., Liu, D. (2026). Unraveling the redistribution of trace elements during supergene processes: A case study from the Qingshan carbonate-hosted Zn-Pb deposit, SW China. Ore Geology Reviews, 188, 107059. |  | CHN | Southwest China
| Qingshan |  | Basin hydrothermal | Mississippi Valley-type (MVT) | MVT zinc-lead | Zn, Pb | Ge, Cd, Ag | Zn, Pb, Ge, Cd, Ag | Meng et al., 2023 |  | P43-10-1 | P43-10-1 | underground mine |  |  |  |  | ore material | polished section | grab | mineral separate | [5 empty] | mineralisation | primary sulfide ores and secondary non-sulfide ores |  |  | sphalerite, pyrite, galena, hemimorphite, willemite, goethite, smithsonite, cerussite | hydrothermal (stages 1–3), supergene | massive, brecciated, replacive, infilling | colloform, oscillatory zoning, replacement, core-mantle-rim, dendritic, botryoidal, euhedral, subhedral, anhedral |  |  |  | calcite, greenockite | polished sections (150 µm thick) | LA-ICPMS, EMPA, SEM-EDS | JEOL JXA-i SP100 microprobe equipped with five wavelength-dispersive spectrometers; Tescan Mira 3 field emission scanning electron microscope equipped with an energy dispersive spectrometer; Tescan Integrated Mineral Analyzer (TIMA) system comprising a field emission scanning electron microscope (Tescan Mira 3), integrated with four energy dispersive detectors (EDAXElement) | Guangzhou Tuoyan Analytical Technology Co., Ltd., Guizhou, China (GTAT) | EPMA: 15 kV accelerating potential and a beam current of 10 or 20 nA, with a defocused beam diameter of 5 µm; peak counting times for analyzed elements varied between 10 and 40 s, background measurements at 50% of the peak counting duration on both sides of the analyzed peak. SEM: operating voltage of 25 kV and a working distance of ~15.0 mm. TIMA: dot-mapping mode with a working distance of 15 mm, spot size of ~92 nm, scanning at 3 µm resolution (operating at 25 kV, 11.6 nA). LA-ICP-MS mapping: laser energy of 5 J/cm2, repetition rate of 15 Hz, spot size of 10 µm, scan speed of 40 µm/s. | NIST 610, NIST 612, and GSD-1G as external standards | [48 empty] | 1.08 | [7 empty] | 0.14 | [13 empty] | 36136 | [76 empty] | 2025 | Wang, L., Han, R., Zhang, Y., Chen, Y., Liu, D. (2026). Unraveling the redistribution of trace elements during supergene processes: A case study from the Qingshan carbonate-hosted Zn-Pb deposit, SW China. Ore Geology Reviews, 188, 107059. |  | CHN | Southwest China
| Qingshan |  | Basin hydrothermal | Mississippi Valley-type (MVT) | MVT zinc-lead | Zn, Pb | Ge, Cd, Ag | Zn, Pb, Ge, Cd, Ag | Meng et al., 2023 |  | P43-11-1 | P43-11-1 | underground mine |  |  |  |  | ore material | polished section | grab | mineral separate | [5 empty] | mineralisation | primary sulfide ores and secondary non-sulfide ores |  |  | sphalerite, pyrite, galena, hemimorphite, willemite, goethite, smithsonite, cerussite | hydrothermal (stages 1–3), supergene | massive, brecciated, replacive, infilling | colloform, oscillatory zoning, replacement, core-mantle-rim, dendritic, botryoidal, euhedral, subhedral, anhedral |  |  |  | calcite, greenockite | polished sections (150 µm thick) | LA-ICPMS, EMPA, SEM-EDS | JEOL JXA-i SP100 microprobe equipped with five wavelength-dispersive spectrometers; Tescan Mira 3 field emission scanning electron microscope equipped with an energy dispersive spectrometer; Tescan Integrated Mineral Analyzer (TIMA) system comprising a field emission scanning electron microscope (Tescan Mira 3), integrated with four energy dispersive detectors (EDAXElement) | Guangzhou Tuoyan Analytical Technology Co., Ltd., Guizhou, China (GTAT) | EPMA: 15 kV accelerating potential and a beam current of 10 or 20 nA, with a defocused beam diameter of 5 µm; peak counting times for analyzed elements varied between 10 and 40 s, background measurements at 50% of the peak counting duration on both sides of the analyzed peak. SEM: operating voltage of 25 kV and a working distance of ~15.0 mm. TIMA: dot-mapping mode with a working distance of 15 mm, spot size of ~92 nm, scanning at 3 µm resolution (operating at 25 kV, 11.6 nA). LA-ICP-MS mapping: laser energy of 5 J/cm2, repetition rate of 15 Hz, spot size of 10 µm, scan speed of 40 µm/s. | NIST 610, NIST 612, and GSD-1G as external standards | [48 empty] | 0.74 | [7 empty] | 0.25 | [13 empty] | 2577 | [76 empty] | 2025 | Wang, L., Han, R., Zhang, Y., Chen, Y., Liu, D. (2026). Unraveling the redistribution of trace elements during supergene processes: A case study from the Qingshan carbonate-hosted Zn-Pb deposit, SW China. Ore Geology Reviews, 188, 107059. |  | CHN | Southwest China
| Qingshan |  | Basin hydrothermal | Mississippi Valley-type (MVT) | MVT zinc-lead | Zn, Pb | Ge, Cd, Ag | Zn, Pb, Ge, Cd, Ag | Meng et al., 2023 |  | 3910b-1-1 | 3910b-1-1 | underground mine |  |  |  |  | ore material | polished section | grab | mineral separate | [5 empty] | mineralisation | primary sulfide ores and secondary non-sulfide ores |  |  | sphalerite, pyrite, galena, hemimorphite, willemite, goethite, smithsonite, cerussite | hydrothermal (stages 1–3), supergene | massive, brecciated, replacive, infilling | colloform, oscillatory zoning, replacement, core-mantle-rim, dendritic, botryoidal, euhedral, subhedral, anhedral |  |  |  | calcite, greenockite | polished sections (150 µm thick) | LA-ICPMS, EMPA, SEM-EDS | JEOL JXA-i SP100 microprobe equipped with five wavelength-dispersive spectrometers; Tescan Mira 3 field emission scanning electron microscope equipped with an energy dispersive spectrometer; Tescan Integrated Mineral Analyzer (TIMA) system comprising a field emission scanning electron microscope (Tescan Mira 3), integrated with four energy dispersive detectors (EDAXElement) | Guangzhou Tuoyan Analytical Technology Co., Ltd., Guizhou, China (GTAT) | EPMA: 15 kV accelerating potential and a beam current of 10 or 20 nA, with a defocused beam diameter of 5 µm; peak counting times for analyzed elements varied between 10 and 40 s, background measurements at 50% of the peak counting duration on both sides of the analyzed peak. SEM: operating voltage of 25 kV and a working distance of ~15.0 mm. TIMA: dot-mapping mode with a working distance of 15 mm, spot size of ~92 nm, scanning at 3 µm resolution (operating at 25 kV, 11.6 nA). LA-ICP-MS mapping: laser energy of 5 J/cm2, repetition rate of 15 Hz, spot size of 10 µm, scan speed of 40 µm/s. | NIST 610, NIST 612, and GSD-1G as external standards | [48 empty] | 0.89 | [7 empty] | 13 | [13 empty] | 3991 | [76 empty] | 2025 | Wang, L., Han, R., Zhang, Y., Chen, Y., Liu, D. (2026). Unraveling the redistribution of trace elements during supergene processes: A case study from the Qingshan carbonate-hosted Zn-Pb deposit, SW China. Ore Geology Reviews, 188, 107059. |  | CHN | Southwest China
| Qingshan |  | Basin hydrothermal | Mississippi Valley-type (MVT) | MVT zinc-lead | Zn, Pb | Ge, Cd, Ag | Zn, Pb, Ge, Cd, Ag | Meng et al., 2023 |  | 3910b-2-1 | 3910b-2-1 | underground mine |  |  |  |  | ore material | polished section | grab | mineral separate | [5 empty] | mineralisation | primary sulfide ores and secondary non-sulfide ores |  |  | sphalerite, pyrite, galena, hemimorphite, willemite, goethite, smithsonite, cerussite | hydrothermal (stages 1–3), supergene | massive, brecciated, replacive, infilling | colloform, oscillatory zoning, replacement, core-mantle-rim, dendritic, botryoidal, euhedral, subhedral, anhedral |  |  |  | calcite, greenockite | polished sections (150 µm thick) | LA-ICPMS, EMPA, SEM-EDS | JEOL JXA-i SP100 microprobe equipped with five wavelength-dispersive spectrometers; Tescan Mira 3 field emission scanning electron microscope equipped with an energy dispersive spectrometer; Tescan Integrated Mineral Analyzer (TIMA) system comprising a field emission scanning electron microscope (Tescan Mira 3), integrated with four energy dispersive detectors (EDAXElement) | Guangzhou Tuoyan Analytical Technology Co., Ltd., Guizhou, China (GTAT) | EPMA: 15 kV accelerating potential and a beam current of 10 or 20 nA, with a defocused beam diameter of 5 µm; peak counting times for analyzed elements varied between 10 and 40 s, background measurements at 50% of the peak counting duration on both sides of the analyzed peak. SEM: operating voltage of 25 kV and a working distance of ~15.0 mm. TIMA: dot-mapping mode with a working distance of 15 mm, spot size of ~92 nm, scanning at 3 µm resolution (operating at 25 kV, 11.6 nA). LA-ICP-MS mapping: laser energy of 5 J/cm2, repetition rate of 15 Hz, spot size of 10 µm, scan speed of 40 µm/s. | NIST 610, NIST 612, and GSD-1G as external standards | [48 empty] | 1.09 | [7 empty] | 14.9 | [13 empty] | 10063 | [76 empty] | 2025 | Wang, L., Han, R., Zhang, Y., Chen, Y., Liu, D. (2026). Unraveling the redistribution of trace elements during supergene processes: A case study from the Qingshan carbonate-hosted Zn-Pb deposit, SW China. Ore Geology Reviews, 188, 107059. |  | CHN | Southwest China
| Qingshan |  | Basin hydrothermal | Mississippi Valley-type (MVT) | MVT zinc-lead | Zn, Pb | Ge, Cd, Ag | Zn, Pb, Ge, Cd, Ag | Meng et al., 2023 |  | 3910b-3-1 | 3910b-3-1 | underground mine |  |  |  |  | ore material | polished section | grab | mineral separate | [5 empty] | mineralisation | primary sulfide ores and secondary non-sulfide ores |  |  | sphalerite, pyrite, galena, hemimorphite, willemite, goethite, smithsonite, cerussite | hydrothermal (stages 1–3), supergene | massive, brecciated, replacive, infilling | colloform, oscillatory zoning, replacement, core-mantle-rim, dendritic, botryoidal, euhedral, subhedral, anhedral |  |  |  | calcite, greenockite | polished sections (150 µm thick) | LA-ICPMS, EMPA, SEM-EDS | JEOL JXA-i SP100 microprobe equipped with five wavelength-dispersive spectrometers; Tescan Mira 3 field emission scanning electron microscope equipped with an energy dispersive spectrometer; Tescan Integrated Mineral Analyzer (TIMA) system comprising a field emission scanning electron microscope (Tescan Mira 3), integrated with four energy dispersive detectors (EDAXElement) | Guangzhou Tuoyan Analytical Technology Co., Ltd., Guizhou, China (GTAT) | EPMA: 15 kV accelerating potential and a beam current of 10 or 20 nA, with a defocused beam diameter of 5 µm; peak counting times for analyzed elements varied between 10 and 40 s, background measurements at 50% of the peak counting duration on both sides of the analyzed peak. SEM: operating voltage of 25 kV and a working distance of ~15.0 mm. TIMA: dot-mapping mode with a working distance of 15 mm, spot size of ~92 nm, scanning at 3 µm resolution (operating at 25 kV, 11.6 nA). LA-ICP-MS mapping: laser energy of 5 J/cm2, repetition rate of 15 Hz, spot size of 10 µm, scan speed of 40 µm/s. | NIST 610, NIST 612, and GSD-1G as external standards | [48 empty] | 1.17 | [7 empty] | 18.5 | [13 empty] | 13256 | [76 empty] | 2025 | Wang, L., Han, R., Zhang, Y., Chen, Y., Liu, D. (2026). Unraveling the redistribution of trace elements during supergene processes: A case study from the Qingshan carbonate-hosted Zn-Pb deposit, SW China. Ore Geology Reviews, 188, 107059. |  | CHN | Southwest China
| Qingshan |  | Basin hydrothermal | Mississippi Valley-type (MVT) | MVT zinc-lead | Zn, Pb | Ge, Cd, Ag | Zn, Pb, Ge, Cd, Ag | Meng et al., 2023 |  | 3910b-4-1 | 3910b-4-1 | underground mine |  |  |  |  | ore material | polished section | grab | mineral separate | [5 empty] | mineralisation | primary sulfide ores and secondary non-sulfide ores |  |  | sphalerite, pyrite, galena, hemimorphite, willemite, goethite, smithsonite, cerussite | hydrothermal (stages 1–3), supergene | massive, brecciated, replacive, infilling | colloform, oscillatory zoning, replacement, core-mantle-rim, dendritic, botryoidal, euhedral, subhedral, anhedral |  |  |  | calcite, greenockite | polished sections (150 µm thick) | LA-ICPMS, EMPA, SEM-EDS | JEOL JXA-i SP100 microprobe equipped with five wavelength-dispersive spectrometers; Tescan Mira 3 field emission scanning electron microscope equipped with an energy dispersive spectrometer; Tescan Integrated Mineral Analyzer (TIMA) system comprising a field emission scanning electron microscope (Tescan Mira 3), integrated with four energy dispersive detectors (EDAXElement) | Guangzhou Tuoyan Analytical Technology Co., Ltd., Guizhou, China (GTAT) | EPMA: 15 kV accelerating potential and a beam current of 10 or 20 nA, with a defocused beam diameter of 5 µm; peak counting times for analyzed elements varied between 10 and 40 s, background measurements at 50% of the peak counting duration on both sides of the analyzed peak. SEM: operating voltage of 25 kV and a working distance of ~15.0 mm. TIMA: dot-mapping mode with a working distance of 15 mm, spot size of ~92 nm, scanning at 3 µm resolution (operating at 25 kV, 11.6 nA). LA-ICP-MS mapping: laser energy of 5 J/cm2, repetition rate of 15 Hz, spot size of 10 µm, scan speed of 40 µm/s. | NIST 610, NIST 612, and GSD-1G as external standards | [48 empty] | 1.1 | [7 empty] | 16.6 | [13 empty] | 4093 | [76 empty] | 2025 | Wang, L., Han, R., Zhang, Y., Chen, Y., Liu, D. (2026). Unraveling the redistribution of trace elements during supergene processes: A case study from the Qingshan carbonate-hosted Zn-Pb deposit, SW China. Ore Geology Reviews, 188, 107059. |  | CHN | Southwest China
| Qingshan |  | Basin hydrothermal | Mississippi Valley-type (MVT) | MVT zinc-lead | Zn, Pb | Ge, Cd, Ag | Zn, Pb, Ge, Cd, Ag | Meng et al., 2023 |  | 3910b-5-1 | 3910b-5-1 | underground mine |  |  |  |  | ore material | polished section | grab | mineral separate | [5 empty] | mineralisation | primary sulfide ores and secondary non-sulfide ores |  |  | sphalerite, pyrite, galena, hemimorphite, willemite, goethite, smithsonite, cerussite | hydrothermal (stages 1–3), supergene | massive, brecciated, replacive, infilling | colloform, oscillatory zoning, replacement, core-mantle-rim, dendritic, botryoidal, euhedral, subhedral, anhedral |  |  |  | calcite, greenockite | polished sections (150 µm thick) | LA-ICPMS, EMPA, SEM-EDS | JEOL JXA-i SP100 microprobe equipped with five wavelength-dispersive spectrometers; Tescan Mira 3 field emission scanning electron microscope equipped with an energy dispersive spectrometer; Tescan Integrated Mineral Analyzer (TIMA) system comprising a field emission scanning electron microscope (Tescan Mira 3), integrated with four energy dispersive detectors (EDAXElement) | Guangzhou Tuoyan Analytical Technology Co., Ltd., Guizhou, China (GTAT) | EPMA: 15 kV accelerating potential and a beam current of 10 or 20 nA, with a defocused beam diameter of 5 µm; peak counting times for analyzed elements varied between 10 and 40 s, background measurements at 50% of the peak counting duration on both sides of the analyzed peak. SEM: operating voltage of 25 kV and a working distance of ~15.0 mm. TIMA: dot-mapping mode with a working distance of 15 mm, spot size of ~92 nm, scanning at 3 µm resolution (operating at 25 kV, 11.6 nA). LA-ICP-MS mapping: laser energy of 5 J/cm2, repetition rate of 15 Hz, spot size of 10 µm, scan speed of 40 µm/s. | NIST 610, NIST 612, and GSD-1G as external standards | [48 empty] | 1.59 | [7 empty] | 17.1 | [13 empty] | 4769 | [76 empty] | 2025 | Wang, L., Han, R., Zhang, Y., Chen, Y., Liu, D. (2026). Unraveling the redistribution of trace elements during supergene processes: A case study from the Qingshan carbonate-hosted Zn-Pb deposit, SW China. Ore Geology Reviews, 188, 107059. |  | CHN | Southwest China
| Qingshan |  | Basin hydrothermal | Mississippi Valley-type (MVT) | MVT zinc-lead | Zn, Pb | Ge, Cd, Ag | Zn, Pb, Ge, Cd, Ag | Meng et al., 2023 |  | 3910b-6-1 | 3910b-6-1 | underground mine |  |  |  |  | ore material | polished section | grab | mineral separate | [5 empty] | mineralisation | primary sulfide ores and secondary non-sulfide ores |  |  | sphalerite, pyrite, galena, hemimorphite, willemite, goethite, smithsonite, cerussite | hydrothermal (stages 1–3), supergene | massive, brecciated, replacive, infilling | colloform, oscillatory zoning, replacement, core-mantle-rim, dendritic, botryoidal, euhedral, subhedral, anhedral |  |  |  | calcite, greenockite | polished sections (150 µm thick) | LA-ICPMS, EMPA, SEM-EDS | JEOL JXA-i SP100 microprobe equipped with five wavelength-dispersive spectrometers; Tescan Mira 3 field emission scanning electron microscope equipped with an energy dispersive spectrometer; Tescan Integrated Mineral Analyzer (TIMA) system comprising a field emission scanning electron microscope (Tescan Mira 3), integrated with four energy dispersive detectors (EDAXElement) | Guangzhou Tuoyan Analytical Technology Co., Ltd., Guizhou, China (GTAT) | EPMA: 15 kV accelerating potential and a beam current of 10 or 20 nA, with a defocused beam diameter of 5 µm; peak counting times for analyzed elements varied between 10 and 40 s, background measurements at 50% of the peak counting duration on both sides of the analyzed peak. SEM: operating voltage of 25 kV and a working distance of ~15.0 mm. TIMA: dot-mapping mode with a working distance of 15 mm, spot size of ~92 nm, scanning at 3 µm resolution (operating at 25 kV, 11.6 nA). LA-ICP-MS mapping: laser energy of 5 J/cm2, repetition rate of 15 Hz, spot size of 10 µm, scan speed of 40 µm/s. | NIST 610, NIST 612, and GSD-1G as external standards | [48 empty] | 1.24 | [7 empty] | 20.5 | [13 empty] | 3878 | [76 empty] | 2025 | Wang, L., Han, R., Zhang, Y., Chen, Y., Liu, D. (2026). Unraveling the redistribution of trace elements during supergene processes: A case study from the Qingshan carbonate-hosted Zn-Pb deposit, SW China. Ore Geology Reviews, 188, 107059. |  | CHN | Southwest China
| Qingshan |  | Basin hydrothermal | Mississippi Valley-type (MVT) | MVT zinc-lead | Zn, Pb | Ge, Cd, Ag | Zn, Pb, Ge, Cd, Ag | Meng et al., 2023 |  | 3910b-7-1 | 3910b-7-1 | underground mine |  |  |  |  | ore material | polished section | grab | mineral separate | [5 empty] | mineralisation | primary sulfide ores and secondary non-sulfide ores |  |  | sphalerite, pyrite, galena, hemimorphite, willemite, goethite, smithsonite, cerussite | hydrothermal (stages 1–3), supergene | massive, brecciated, replacive, infilling | colloform, oscillatory zoning, replacement, core-mantle-rim, dendritic, botryoidal, euhedral, subhedral, anhedral |  |  |  | calcite, greenockite | polished sections (150 µm thick) | LA-ICPMS, EMPA, SEM-EDS | JEOL JXA-i SP100 microprobe equipped with five wavelength-dispersive spectrometers; Tescan Mira 3 field emission scanning electron microscope equipped with an energy dispersive spectrometer; Tescan Integrated Mineral Analyzer (TIMA) system comprising a field emission scanning electron microscope (Tescan Mira 3), integrated with four energy dispersive detectors (EDAXElement) | Guangzhou Tuoyan Analytical Technology Co., Ltd., Guizhou, China (GTAT) | EPMA: 15 kV accelerating potential and a beam current of 10 or 20 nA, with a defocused beam diameter of 5 µm; peak counting times for analyzed elements varied between 10 and 40 s, background measurements at 50% of the peak counting duration on both sides of the analyzed peak. SEM: operating voltage of 25 kV and a working distance of ~15.0 mm. TIMA: dot-mapping mode with a working distance of 15 mm, spot size of ~92 nm, scanning at 3 µm resolution (operating at 25 kV, 11.6 nA). LA-ICP-MS mapping: laser energy of 5 J/cm2, repetition rate of 15 Hz, spot size of 10 µm, scan speed of 40 µm/s. | NIST 610, NIST 612, and GSD-1G as external standards | [48 empty] | 0.98 | [7 empty] | 20.9 | [13 empty] | 4071 | [76 empty] | 2025 | Wang, L., Han, R., Zhang, Y., Chen, Y., Liu, D. (2026). Unraveling the redistribution of trace elements during supergene processes: A case study from the Qingshan carbonate-hosted Zn-Pb deposit, SW China. Ore Geology Reviews, 188, 107059. |  | CHN | Southwest China
| Qingshan |  | Basin hydrothermal | Mississippi Valley-type (MVT) | MVT zinc-lead | Zn, Pb | Ge, Cd, Ag | Zn, Pb, Ge, Cd, Ag | Meng et al., 2023 |  | 3910b-8-1 | 3910b-8-1 | underground mine |  |  |  |  | ore material | polished section | grab | mineral separate | [5 empty] | mineralisation | primary sulfide ores and secondary non-sulfide ores |  |  | sphalerite, pyrite, galena, hemimorphite, willemite, goethite, smithsonite, cerussite | hydrothermal (stages 1–3), supergene | massive, brecciated, replacive, infilling | colloform, oscillatory zoning, replacement, core-mantle-rim, dendritic, botryoidal, euhedral, subhedral, anhedral |  |  |  | calcite, greenockite | polished sections (150 µm thick) | LA-ICPMS, EMPA, SEM-EDS | JEOL JXA-i SP100 microprobe equipped with five wavelength-dispersive spectrometers; Tescan Mira 3 field emission scanning electron microscope equipped with an energy dispersive spectrometer; Tescan Integrated Mineral Analyzer (TIMA) system comprising a field emission scanning electron microscope (Tescan Mira 3), integrated with four energy dispersive detectors (EDAXElement) | Guangzhou Tuoyan Analytical Technology Co., Ltd., Guizhou, China (GTAT) | EPMA: 15 kV accelerating potential and a beam current of 10 or 20 nA, with a defocused beam diameter of 5 µm; peak counting times for analyzed elements varied between 10 and 40 s, background measurements at 50% of the peak counting duration on both sides of the analyzed peak. SEM: operating voltage of 25 kV and a working distance of ~15.0 mm. TIMA: dot-mapping mode with a working distance of 15 mm, spot size of ~92 nm, scanning at 3 µm resolution (operating at 25 kV, 11.6 nA). LA-ICP-MS mapping: laser energy of 5 J/cm2, repetition rate of 15 Hz, spot size of 10 µm, scan speed of 40 µm/s. | NIST 610, NIST 612, and GSD-1G as external standards | [48 empty] | 1.13 | [7 empty] | 13 | [13 empty] | 4217 | [76 empty] | 2025 | Wang, L., Han, R., Zhang, Y., Chen, Y., Liu, D. (2026). Unraveling the redistribution of trace elements during supergene processes: A case study from the Qingshan carbonate-hosted Zn-Pb deposit, SW China. Ore Geology Reviews, 188, 107059. |  | CHN | Southwest China
| Qingshan |  | Basin hydrothermal | Mississippi Valley-type (MVT) | MVT zinc-lead | Zn, Pb | Ge, Cd, Ag | Zn, Pb, Ge, Cd, Ag | Meng et al., 2023 |  | 54G-1-1 | 54G-1-1 | underground mine |  |  |  |  | ore material | polished section | grab | mineral separate | [5 empty] | mineralisation | primary sulfide ores and secondary non-sulfide ores |  |  | sphalerite, pyrite, galena, hemimorphite, willemite, goethite, smithsonite, cerussite | hydrothermal (stages 1–3), supergene | massive, brecciated, replacive, infilling | colloform, oscillatory zoning, replacement, core-mantle-rim, dendritic, botryoidal, euhedral, subhedral, anhedral |  |  |  | calcite, greenockite | polished sections (150 µm thick) | LA-ICPMS, EMPA, SEM-EDS | JEOL JXA-i SP100 microprobe equipped with five wavelength-dispersive spectrometers; Tescan Mira 3 field emission scanning electron microscope equipped with an energy dispersive spectrometer; Tescan Integrated Mineral Analyzer (TIMA) system comprising a field emission scanning electron microscope (Tescan Mira 3), integrated with four energy dispersive detectors (EDAXElement) | Guangzhou Tuoyan Analytical Technology Co., Ltd., Guizhou, China (GTAT) | EPMA: 15 kV accelerating potential and a beam current of 10 or 20 nA, with a defocused beam diameter of 5 µm; peak counting times for analyzed elements varied between 10 and 40 s, background measurements at 50% of the peak counting duration on both sides of the analyzed peak. SEM: operating voltage of 25 kV and a working distance of ~15.0 mm. TIMA: dot-mapping mode with a working distance of 15 mm, spot size of ~92 nm, scanning at 3 µm resolution (operating at 25 kV, 11.6 nA). LA-ICP-MS mapping: laser energy of 5 J/cm2, repetition rate of 15 Hz, spot size of 10 µm, scan speed of 40 µm/s. | NIST 610, NIST 612, and GSD-1G as external standards | [48 empty] | 0.99 | [7 empty] | 20.8 | [13 empty] | 3374 | [76 empty] | 2025 | Wang, L., Han, R., Zhang, Y., Chen, Y., Liu, D. (2026). Unraveling the redistribution of trace elements during supergene processes: A case study from the Qingshan carbonate-hosted Zn-Pb deposit, SW China. Ore Geology Reviews, 188, 107059. |  | CHN | Southwest China
| Qingshan |  | Basin hydrothermal | Mississippi Valley-type (MVT) | MVT zinc-lead | Zn, Pb | Ge, Cd, Ag | Zn, Pb, Ge, Cd, Ag | Meng et al., 2023 |  | 54G-2-1 | 54G-2-1 | underground mine |  |  |  |  | ore material | polished section | grab | mineral separate | [5 empty] | mineralisation | primary sulfide ores and secondary non-sulfide ores |  |  | sphalerite, pyrite, galena, hemimorphite, willemite, goethite, smithsonite, cerussite | hydrothermal (stages 1–3), supergene | massive, brecciated, replacive, infilling | colloform, oscillatory zoning, replacement, core-mantle-rim, dendritic, botryoidal, euhedral, subhedral, anhedral |  |  |  | calcite, greenockite | polished sections (150 µm thick) | LA-ICPMS, EMPA, SEM-EDS | JEOL JXA-i SP100 microprobe equipped with five wavelength-dispersive spectrometers; Tescan Mira 3 field emission scanning electron microscope equipped with an energy dispersive spectrometer; Tescan Integrated Mineral Analyzer (TIMA) system comprising a field emission scanning electron microscope (Tescan Mira 3), integrated with four energy dispersive detectors (EDAXElement) | Guangzhou Tuoyan Analytical Technology Co., Ltd., Guizhou, China (GTAT) | EPMA: 15 kV accelerating potential and a beam current of 10 or 20 nA, with a defocused beam diameter of 5 µm; peak counting times for analyzed elements varied between 10 and 40 s, background measurements at 50% of the peak counting duration on both sides of the analyzed peak. SEM: operating voltage of 25 kV and a working distance of ~15.0 mm. TIMA: dot-mapping mode with a working distance of 15 mm, spot size of ~92 nm, scanning at 3 µm resolution (operating at 25 kV, 11.6 nA). LA-ICP-MS mapping: laser energy of 5 J/cm2, repetition rate of 15 Hz, spot size of 10 µm, scan speed of 40 µm/s. | NIST 610, NIST 612, and GSD-1G as external standards | [48 empty] | 1.06 | [7 empty] | 18.3 | [13 empty] | 3070 | [76 empty] | 2025 | Wang, L., Han, R., Zhang, Y., Chen, Y., Liu, D. (2026). Unraveling the redistribution of trace elements during supergene processes: A case study from the Qingshan carbonate-hosted Zn-Pb deposit, SW China. Ore Geology Reviews, 188, 107059. |  | CHN | Southwest China
| Qingshan |  | Basin hydrothermal | Mississippi Valley-type (MVT) | MVT zinc-lead | Zn, Pb | Ge, Cd, Ag | Zn, Pb, Ge, Cd, Ag | Meng et al., 2023 |  | 54G-3-1 | 54G-3-1 | underground mine |  |  |  |  | ore material | polished section | grab | mineral separate | [5 empty] | mineralisation | primary sulfide ores and secondary non-sulfide ores |  |  | sphalerite, pyrite, galena, hemimorphite, willemite, goethite, smithsonite, cerussite | hydrothermal (stages 1–3), supergene | massive, brecciated, replacive, infilling | colloform, oscillatory zoning, replacement, core-mantle-rim, dendritic, botryoidal, euhedral, subhedral, anhedral |  |  |  | calcite, greenockite | polished sections (150 µm thick) | LA-ICPMS, EMPA, SEM-EDS | JEOL JXA-i SP100 microprobe equipped with five wavelength-dispersive spectrometers; Tescan Mira 3 field emission scanning electron microscope equipped with an energy dispersive spectrometer; Tescan Integrated Mineral Analyzer (TIMA) system comprising a field emission scanning electron microscope (Tescan Mira 3), integrated with four energy dispersive detectors (EDAXElement) | Guangzhou Tuoyan Analytical Technology Co., Ltd., Guizhou, China (GTAT) | EPMA: 15 kV accelerating potential and a beam current of 10 or 20 nA, with a defocused beam diameter of 5 µm; peak counting times for analyzed elements varied between 10 and 40 s, background measurements at 50% of the peak counting duration on both sides of the analyzed peak. SEM: operating voltage of 25 kV and a working distance of ~15.0 mm. TIMA: dot-mapping mode with a working distance of 15 mm, spot size of ~92 nm, scanning at 3 µm resolution (operating at 25 kV, 11.6 nA). LA-ICP-MS mapping: laser energy of 5 J/cm2, repetition rate of 15 Hz, spot size of 10 µm, scan speed of 40 µm/s. | NIST 610, NIST 612, and GSD-1G as external standards | [48 empty] | 1.19 | [7 empty] | 9.4 | [13 empty] | 2758 | [76 empty] | 2025 | Wang, L., Han, R., Zhang, Y., Chen, Y., Liu, D. (2026). Unraveling the redistribution of trace elements during supergene processes: A case study from the Qingshan carbonate-hosted Zn-Pb deposit, SW China. Ore Geology Reviews, 188, 107059. |  | CHN | Southwest China
| Qingshan |  | Basin hydrothermal | Mississippi Valley-type (MVT) | MVT zinc-lead | Zn, Pb | Ge, Cd, Ag | Zn, Pb, Ge, Cd, Ag | Meng et al., 2023 |  | 54G-4-1 | 54G-4-1 | underground mine |  |  |  |  | ore material | polished section | grab | mineral separate | [5 empty] | mineralisation | primary sulfide ores and secondary non-sulfide ores |  |  | sphalerite, pyrite, galena, hemimorphite, willemite, goethite, smithsonite, cerussite | hydrothermal (stages 1–3), supergene | massive, brecciated, replacive, infilling | colloform, oscillatory zoning, replacement, core-mantle-rim, dendritic, botryoidal, euhedral, subhedral, anhedral |  |  |  | calcite, greenockite | polished sections (150 µm thick) | LA-ICPMS, EMPA, SEM-EDS | JEOL JXA-i SP100 microprobe equipped with five wavelength-dispersive spectrometers; Tescan Mira 3 field emission scanning electron microscope equipped with an energy dispersive spectrometer; Tescan Integrated Mineral Analyzer (TIMA) system comprising a field emission scanning electron microscope (Tescan Mira 3), integrated with four energy dispersive detectors (EDAXElement) | Guangzhou Tuoyan Analytical Technology Co., Ltd., Guizhou, China (GTAT) | EPMA: 15 kV accelerating potential and a beam current of 10 or 20 nA, with a defocused beam diameter of 5 µm; peak counting times for analyzed elements varied between 10 and 40 s, background measurements at 50% of the peak counting duration on both sides of the analyzed peak. SEM: operating voltage of 25 kV and a working distance of ~15.0 mm. TIMA: dot-mapping mode with a working distance of 15 mm, spot size of ~92 nm, scanning at 3 µm resolution (operating at 25 kV, 11.6 nA). LA-ICP-MS mapping: laser energy of 5 J/cm2, repetition rate of 15 Hz, spot size of 10 µm, scan speed of 40 µm/s. | NIST 610, NIST 612, and GSD-1G as external standards | [48 empty] | 1.02 | [7 empty] | 34.3 | [13 empty] | 2346 | [76 empty] | 2025 | Wang, L., Han, R., Zhang, Y., Chen, Y., Liu, D. (2026). Unraveling the redistribution of trace elements during supergene processes: A case study from the Qingshan carbonate-hosted Zn-Pb deposit, SW China. Ore Geology Reviews, 188, 107059. |  | CHN | Southwest China
| Qingshan |  | Basin hydrothermal | Mississippi Valley-type (MVT) | MVT zinc-lead | Zn, Pb | Ge, Cd, Ag | Zn, Pb, Ge, Cd, Ag | Meng et al., 2023 |  | 54G-5-1 | 54G-5-1 | underground mine |  |  |  |  | ore material | polished section | grab | mineral separate | [5 empty] | mineralisation | primary sulfide ores and secondary non-sulfide ores |  |  | sphalerite, pyrite, galena, hemimorphite, willemite, goethite, smithsonite, cerussite | hydrothermal (stages 1–3), supergene | massive, brecciated, replacive, infilling | colloform, oscillatory zoning, replacement, core-mantle-rim, dendritic, botryoidal, euhedral, subhedral, anhedral |  |  |  | calcite, greenockite | polished sections (150 µm thick) | LA-ICPMS, EMPA, SEM-EDS | JEOL JXA-i SP100 microprobe equipped with five wavelength-dispersive spectrometers; Tescan Mira 3 field emission scanning electron microscope equipped with an energy dispersive spectrometer; Tescan Integrated Mineral Analyzer (TIMA) system comprising a field emission scanning electron microscope (Tescan Mira 3), integrated with four energy dispersive detectors (EDAXElement) | Guangzhou Tuoyan Analytical Technology Co., Ltd., Guizhou, China (GTAT) | EPMA: 15 kV accelerating potential and a beam current of 10 or 20 nA, with a defocused beam diameter of 5 µm; peak counting times for analyzed elements varied between 10 and 40 s, background measurements at 50% of the peak counting duration on both sides of the analyzed peak. SEM: operating voltage of 25 kV and a working distance of ~15.0 mm. TIMA: dot-mapping mode with a working distance of 15 mm, spot size of ~92 nm, scanning at 3 µm resolution (operating at 25 kV, 11.6 nA). LA-ICP-MS mapping: laser energy of 5 J/cm2, repetition rate of 15 Hz, spot size of 10 µm, scan speed of 40 µm/s. | NIST 610, NIST 612, and GSD-1G as external standards | [48 empty] | 1.1 | [7 empty] | 10.3 | [13 empty] | 2651 | [76 empty] | 2025 | Wang, L., Han, R., Zhang, Y., Chen, Y., Liu, D. (2026). Unraveling the redistribution of trace elements during supergene processes: A case study from the Qingshan carbonate-hosted Zn-Pb deposit, SW China. Ore Geology Reviews, 188, 107059. |  | CHN | Southwest China
| Qingshan |  | Basin hydrothermal | Mississippi Valley-type (MVT) | MVT zinc-lead | Zn, Pb | Ge, Cd, Ag | Zn, Pb, Ge, Cd, Ag | Meng et al., 2023 |  | 54G-6-1 | 54G-6-1 | underground mine |  |  |  |  | ore material | polished section | grab | mineral separate | [5 empty] | mineralisation | primary sulfide ores and secondary non-sulfide ores |  |  | sphalerite, pyrite, galena, hemimorphite, willemite, goethite, smithsonite, cerussite | hydrothermal (stages 1–3), supergene | massive, brecciated, replacive, infilling | colloform, oscillatory zoning, replacement, core-mantle-rim, dendritic, botryoidal, euhedral, subhedral, anhedral |  |  |  | calcite, greenockite | polished sections (150 µm thick) | LA-ICPMS, EMPA, SEM-EDS | JEOL JXA-i SP100 microprobe equipped with five wavelength-dispersive spectrometers; Tescan Mira 3 field emission scanning electron microscope equipped with an energy dispersive spectrometer; Tescan Integrated Mineral Analyzer (TIMA) system comprising a field emission scanning electron microscope (Tescan Mira 3), integrated with four energy dispersive detectors (EDAXElement) | Guangzhou Tuoyan Analytical Technology Co., Ltd., Guizhou, China (GTAT) | EPMA: 15 kV accelerating potential and a beam current of 10 or 20 nA, with a defocused beam diameter of 5 µm; peak counting times for analyzed elements varied between 10 and 40 s, background measurements at 50% of the peak counting duration on both sides of the analyzed peak. SEM: operating voltage of 25 kV and a working distance of ~15.0 mm. TIMA: dot-mapping mode with a working distance of 15 mm, spot size of ~92 nm, scanning at 3 µm resolution (operating at 25 kV, 11.6 nA). LA-ICP-MS mapping: laser energy of 5 J/cm2, repetition rate of 15 Hz, spot size of 10 µm, scan speed of 40 µm/s. | NIST 610, NIST 612, and GSD-1G as external standards | [48 empty] | 1.5 | [7 empty] | 10.1 | [13 empty] | 2152 | [76 empty] | 2025 | Wang, L., Han, R., Zhang, Y., Chen, Y., Liu, D. (2026). Unraveling the redistribution of trace elements during supergene processes: A case study from the Qingshan carbonate-hosted Zn-Pb deposit, SW China. Ore Geology Reviews, 188, 107059. |  | CHN | Southwest China
| Qingshan |  | Basin hydrothermal | Mississippi Valley-type (MVT) | MVT zinc-lead | Zn, Pb | Ge, Cd, Ag | Zn, Pb, Ge, Cd, Ag | Meng et al., 2023 |  | 3375-1-1 | 3375-1-1 | underground mine |  |  |  |  | ore material | polished section | grab | mineral separate | [5 empty] | mineralisation | primary sulfide ores and secondary non-sulfide ores |  |  | sphalerite, pyrite, galena, hemimorphite, willemite, goethite, smithsonite, cerussite | hydrothermal (stages 1–3), supergene | massive, brecciated, replacive, infilling | colloform, oscillatory zoning, replacement, core-mantle-rim, dendritic, botryoidal, euhedral, subhedral, anhedral |  |  |  | calcite, greenockite | polished sections (150 µm thick) | LA-ICPMS, EMPA, SEM-EDS | JEOL JXA-i SP100 microprobe equipped with five wavelength-dispersive spectrometers; Tescan Mira 3 field emission scanning electron microscope equipped with an energy dispersive spectrometer; Tescan Integrated Mineral Analyzer (TIMA) system comprising a field emission scanning electron microscope (Tescan Mira 3), integrated with four energy dispersive detectors (EDAXElement) | Guangzhou Tuoyan Analytical Technology Co., Ltd., Guizhou, China (GTAT) | EPMA: 15 kV accelerating potential and a beam current of 10 or 20 nA, with a defocused beam diameter of 5 µm; peak counting times for analyzed elements varied between 10 and 40 s, background measurements at 50% of the peak counting duration on both sides of the analyzed peak. SEM: operating voltage of 25 kV and a working distance of ~15.0 mm. TIMA: dot-mapping mode with a working distance of 15 mm, spot size of ~92 nm, scanning at 3 µm resolution (operating at 25 kV, 11.6 nA). LA-ICP-MS mapping: laser energy of 5 J/cm2, repetition rate of 15 Hz, spot size of 10 µm, scan speed of 40 µm/s. | NIST 610, NIST 612, and GSD-1G as external standards | [48 empty] | 0.77 | [7 empty] | 1.6 | [13 empty] | 11047 | [76 empty] | 2025 | Wang, L., Han, R., Zhang, Y., Chen, Y., Liu, D. (2026). Unraveling the redistribution of trace elements during supergene processes: A case study from the Qingshan carbonate-hosted Zn-Pb deposit, SW China. Ore Geology Reviews, 188, 107059. |  | CHN | Southwest China
| Qingshan |  | Basin hydrothermal | Mississippi Valley-type (MVT) | MVT zinc-lead | Zn, Pb | Ge, Cd, Ag | Zn, Pb, Ge, Cd, Ag | Meng et al., 2023 |  | 3375-2-1 | 3375-2-1 | underground mine |  |  |  |  | ore material | polished section | grab | mineral separate | [5 empty] | mineralisation | primary sulfide ores and secondary non-sulfide ores |  |  | sphalerite, pyrite, galena, hemimorphite, willemite, goethite, smithsonite, cerussite | hydrothermal (stages 1–3), supergene | massive, brecciated, replacive, infilling | colloform, oscillatory zoning, replacement, core-mantle-rim, dendritic, botryoidal, euhedral, subhedral, anhedral |  |  |  | calcite, greenockite | polished sections (150 µm thick) | LA-ICPMS, EMPA, SEM-EDS | JEOL JXA-i SP100 microprobe equipped with five wavelength-dispersive spectrometers; Tescan Mira 3 field emission scanning electron microscope equipped with an energy dispersive spectrometer; Tescan Integrated Mineral Analyzer (TIMA) system comprising a field emission scanning electron microscope (Tescan Mira 3), integrated with four energy dispersive detectors (EDAXElement) | Guangzhou Tuoyan Analytical Technology Co., Ltd., Guizhou, China (GTAT) | EPMA: 15 kV accelerating potential and a beam current of 10 or 20 nA, with a defocused beam diameter of 5 µm; peak counting times for analyzed elements varied between 10 and 40 s, background measurements at 50% of the peak counting duration on both sides of the analyzed peak. SEM: operating voltage of 25 kV and a working distance of ~15.0 mm. TIMA: dot-mapping mode with a working distance of 15 mm, spot size of ~92 nm, scanning at 3 µm resolution (operating at 25 kV, 11.6 nA). LA-ICP-MS mapping: laser energy of 5 J/cm2, repetition rate of 15 Hz, spot size of 10 µm, scan speed of 40 µm/s. | NIST 610, NIST 612, and GSD-1G as external standards | [48 empty] | 0.76 | [7 empty] | 1 | [13 empty] | 1934 | [76 empty] | 2025 | Wang, L., Han, R., Zhang, Y., Chen, Y., Liu, D. (2026). Unraveling the redistribution of trace elements during supergene processes: A case study from the Qingshan carbonate-hosted Zn-Pb deposit, SW China. Ore Geology Reviews, 188, 107059. |  | CHN | Southwest China
| Qingshan |  | Basin hydrothermal | Mississippi Valley-type (MVT) | MVT zinc-lead | Zn, Pb | Ge, Cd, Ag | Zn, Pb, Ge, Cd, Ag | Meng et al., 2023 |  | 3375-3-1 | 3375-3-1 | underground mine |  |  |  |  | ore material | polished section | grab | mineral separate | [5 empty] | mineralisation | primary sulfide ores and secondary non-sulfide ores |  |  | sphalerite, pyrite, galena, hemimorphite, willemite, goethite, smithsonite, cerussite | hydrothermal (stages 1–3), supergene | massive, brecciated, replacive, infilling | colloform, oscillatory zoning, replacement, core-mantle-rim, dendritic, botryoidal, euhedral, subhedral, anhedral |  |  |  | calcite, greenockite | polished sections (150 µm thick) | LA-ICPMS, EMPA, SEM-EDS | JEOL JXA-i SP100 microprobe equipped with five wavelength-dispersive spectrometers; Tescan Mira 3 field emission scanning electron microscope equipped with an energy dispersive spectrometer; Tescan Integrated Mineral Analyzer (TIMA) system comprising a field emission scanning electron microscope (Tescan Mira 3), integrated with four energy dispersive detectors (EDAXElement) | Guangzhou Tuoyan Analytical Technology Co., Ltd., Guizhou, China (GTAT) | EPMA: 15 kV accelerating potential and a beam current of 10 or 20 nA, with a defocused beam diameter of 5 µm; peak counting times for analyzed elements varied between 10 and 40 s, background measurements at 50% of the peak counting duration on both sides of the analyzed peak. SEM: operating voltage of 25 kV and a working distance of ~15.0 mm. TIMA: dot-mapping mode with a working distance of 15 mm, spot size of ~92 nm, scanning at 3 µm resolution (operating at 25 kV, 11.6 nA). LA-ICP-MS mapping: laser energy of 5 J/cm2, repetition rate of 15 Hz, spot size of 10 µm, scan speed of 40 µm/s. | NIST 610, NIST 612, and GSD-1G as external standards | [48 empty] | 1.11 | [7 empty] | 2.1 | [13 empty] | 1465 | [76 empty] | 2025 | Wang, L., Han, R., Zhang, Y., Chen, Y., Liu, D. (2026). Unraveling the redistribution of trace elements during supergene processes: A case study from the Qingshan carbonate-hosted Zn-Pb deposit, SW China. Ore Geology Reviews, 188, 107059. |  | CHN | Southwest China
| Qingshan |  | Basin hydrothermal | Mississippi Valley-type (MVT) | MVT zinc-lead | Zn, Pb | Ge, Cd, Ag | Zn, Pb, Ge, Cd, Ag | Meng et al., 2023 |  | 3375-4-1 | 3375-4-1 | underground mine |  |  |  |  | ore material | polished section | grab | mineral separate | [5 empty] | mineralisation | primary sulfide ores and secondary non-sulfide ores |  |  | sphalerite, pyrite, galena, hemimorphite, willemite, goethite, smithsonite, cerussite | hydrothermal (stages 1–3), supergene | massive, brecciated, replacive, infilling | colloform, oscillatory zoning, replacement, core-mantle-rim, dendritic, botryoidal, euhedral, subhedral, anhedral |  |  |  | calcite, greenockite | polished sections (150 µm thick) | LA-ICPMS, EMPA, SEM-EDS | JEOL JXA-i SP100 microprobe equipped with five wavelength-dispersive spectrometers; Tescan Mira 3 field emission scanning electron microscope equipped with an energy dispersive spectrometer; Tescan Integrated Mineral Analyzer (TIMA) system comprising a field emission scanning electron microscope (Tescan Mira 3), integrated with four energy dispersive detectors (EDAXElement) | Guangzhou Tuoyan Analytical Technology Co., Ltd., Guizhou, China (GTAT) | EPMA: 15 kV accelerating potential and a beam current of 10 or 20 nA, with a defocused beam diameter of 5 µm; peak counting times for analyzed elements varied between 10 and 40 s, background measurements at 50% of the peak counting duration on both sides of the analyzed peak. SEM: operating voltage of 25 kV and a working distance of ~15.0 mm. TIMA: dot-mapping mode with a working distance of 15 mm, spot size of ~92 nm, scanning at 3 µm resolution (operating at 25 kV, 11.6 nA). LA-ICP-MS mapping: laser energy of 5 J/cm2, repetition rate of 15 Hz, spot size of 10 µm, scan speed of 40 µm/s. | NIST 610, NIST 612, and GSD-1G as external standards | [48 empty] | 0.88 | [7 empty] | 2.7 | [13 empty] | 23484 | [76 empty] | 2025 | Wang, L., Han, R., Zhang, Y., Chen, Y., Liu, D. (2026). Unraveling the redistribution of trace elements during supergene processes: A case study from the Qingshan carbonate-hosted Zn-Pb deposit, SW China. Ore Geology Reviews, 188, 107059. |  | CHN | Southwest China
| Qingshan |  | Basin hydrothermal | Mississippi Valley-type (MVT) | MVT zinc-lead | Zn, Pb | Ge, Cd, Ag | Zn, Pb, Ge, Cd, Ag | Meng et al., 2023 |  | 3375-5-1 | 3375-5-1 | underground mine |  |  |  |  | ore material | polished section | grab | mineral separate | [5 empty] | mineralisation | primary sulfide ores and secondary non-sulfide ores |  |  | sphalerite, pyrite, galena, hemimorphite, willemite, goethite, smithsonite, cerussite | hydrothermal (stages 1–3), supergene | massive, brecciated, replacive, infilling | colloform, oscillatory zoning, replacement, core-mantle-rim, dendritic, botryoidal, euhedral, subhedral, anhedral |  |  |  | calcite, greenockite | polished sections (150 µm thick) | LA-ICPMS, EMPA, SEM-EDS | JEOL JXA-i SP100 microprobe equipped with five wavelength-dispersive spectrometers; Tescan Mira 3 field emission scanning electron microscope equipped with an energy dispersive spectrometer; Tescan Integrated Mineral Analyzer (TIMA) system comprising a field emission scanning electron microscope (Tescan Mira 3), integrated with four energy dispersive detectors (EDAXElement) | Guangzhou Tuoyan Analytical Technology Co., Ltd., Guizhou, China (GTAT) | EPMA: 15 kV accelerating potential and a beam current of 10 or 20 nA, with a defocused beam diameter of 5 µm; peak counting times for analyzed elements varied between 10 and 40 s, background measurements at 50% of the peak counting duration on both sides of the analyzed peak. SEM: operating voltage of 25 kV and a working distance of ~15.0 mm. TIMA: dot-mapping mode with a working distance of 15 mm, spot size of ~92 nm, scanning at 3 µm resolution (operating at 25 kV, 11.6 nA). LA-ICP-MS mapping: laser energy of 5 J/cm2, repetition rate of 15 Hz, spot size of 10 µm, scan speed of 40 µm/s. | NIST 610, NIST 612, and GSD-1G as external standards | [48 empty] | 0.58 | [7 empty] | 2.1 | [13 empty] | 1713 | [76 empty] | 2025 | Wang, L., Han, R., Zhang, Y., Chen, Y., Liu, D. (2026). Unraveling the redistribution of trace elements during supergene processes: A case study from the Qingshan carbonate-hosted Zn-Pb deposit, SW China. Ore Geology Reviews, 188, 107059. |  | CHN | Southwest China
| Qingshan |  | Basin hydrothermal | Mississippi Valley-type (MVT) | MVT zinc-lead | Zn, Pb | Ge, Cd, Ag | Zn, Pb, Ge, Cd, Ag | Meng et al., 2023 |  | 3375-6-1 | 3375-6-1 | underground mine |  |  |  |  | ore material | polished section | grab | mineral separate | [5 empty] | mineralisation | primary sulfide ores and secondary non-sulfide ores |  |  | sphalerite, pyrite, galena, hemimorphite, willemite, goethite, smithsonite, cerussite | hydrothermal (stages 1–3), supergene | massive, brecciated, replacive, infilling | colloform, oscillatory zoning, replacement, core-mantle-rim, dendritic, botryoidal, euhedral, subhedral, anhedral |  |  |  | calcite, greenockite | polished sections (150 µm thick) | LA-ICPMS, EMPA, SEM-EDS | JEOL JXA-i SP100 microprobe equipped with five wavelength-dispersive spectrometers; Tescan Mira 3 field emission scanning electron microscope equipped with an energy dispersive spectrometer; Tescan Integrated Mineral Analyzer (TIMA) system comprising a field emission scanning electron microscope (Tescan Mira 3), integrated with four energy dispersive detectors (EDAXElement) | Guangzhou Tuoyan Analytical Technology Co., Ltd., Guizhou, China (GTAT) | EPMA: 15 kV accelerating potential and a beam current of 10 or 20 nA, with a defocused beam diameter of 5 µm; peak counting times for analyzed elements varied between 10 and 40 s, background measurements at 50% of the peak counting duration on both sides of the analyzed peak. SEM: operating voltage of 25 kV and a working distance of ~15.0 mm. TIMA: dot-mapping mode with a working distance of 15 mm, spot size of ~92 nm, scanning at 3 µm resolution (operating at 25 kV, 11.6 nA). LA-ICP-MS mapping: laser energy of 5 J/cm2, repetition rate of 15 Hz, spot size of 10 µm, scan speed of 40 µm/s. | NIST 610, NIST 612, and GSD-1G as external standards | [48 empty] | 0.67 | [7 empty] | 2.1 | [13 empty] | 905 | [76 empty] | 2025 | Wang, L., Han, R., Zhang, Y., Chen, Y., Liu, D. (2026). Unraveling the redistribution of trace elements during supergene processes: A case study from the Qingshan carbonate-hosted Zn-Pb deposit, SW China. Ore Geology Reviews, 188, 107059. |  | CHN | Southwest China
| Qingshan |  | Basin hydrothermal | Mississippi Valley-type (MVT) | MVT zinc-lead | Zn, Pb | Ge, Cd, Ag | Zn, Pb, Ge, Cd, Ag | Meng et al., 2023 |  | Stef-1-1 | Stef-1-1 | underground mine |  |  |  |  | ore material | polished section | grab | mineral separate | [5 empty] | mineralisation | primary sulfide ores and secondary non-sulfide ores |  |  | sphalerite, pyrite, galena, hemimorphite, willemite, goethite, smithsonite, cerussite | hydrothermal (stages 1–3), supergene | massive, brecciated, replacive, infilling | colloform, oscillatory zoning, replacement, core-mantle-rim, dendritic, botryoidal, euhedral, subhedral, anhedral |  |  |  | calcite, greenockite | polished sections (150 µm thick) | LA-ICPMS, EMPA, SEM-EDS | JEOL JXA-i SP100 microprobe equipped with five wavelength-dispersive spectrometers; Tescan Mira 3 field emission scanning electron microscope equipped with an energy dispersive spectrometer; Tescan Integrated Mineral Analyzer (TIMA) system comprising a field emission scanning electron microscope (Tescan Mira 3), integrated with four energy dispersive detectors (EDAXElement) | Guangzhou Tuoyan Analytical Technology Co., Ltd., Guizhou, China (GTAT) | EPMA: 15 kV accelerating potential and a beam current of 10 or 20 nA, with a defocused beam diameter of 5 µm; peak counting times for analyzed elements varied between 10 and 40 s, background measurements at 50% of the peak counting duration on both sides of the analyzed peak. SEM: operating voltage of 25 kV and a working distance of ~15.0 mm. TIMA: dot-mapping mode with a working distance of 15 mm, spot size of ~92 nm, scanning at 3 µm resolution (operating at 25 kV, 11.6 nA). LA-ICP-MS mapping: laser energy of 5 J/cm2, repetition rate of 15 Hz, spot size of 10 µm, scan speed of 40 µm/s. | NIST 610, NIST 612, and GSD-1G as external standards | [48 empty] | 1.43 | [7 empty] | 62.8 | [13 empty] | 5681 | [76 empty] | 2025 | Wang, L., Han, R., Zhang, Y., Chen, Y., Liu, D. (2026). Unraveling the redistribution of trace elements during supergene processes: A case study from the Qingshan carbonate-hosted Zn-Pb deposit, SW China. Ore Geology Reviews, 188, 107059. |  | CHN | Southwest China
| Qingshan |  | Basin hydrothermal | Mississippi Valley-type (MVT) | MVT zinc-lead | Zn, Pb | Ge, Cd, Ag | Zn, Pb, Ge, Cd, Ag | Meng et al., 2023 |  | Stef-2-1 | Stef-2-1 | underground mine |  |  |  |  | ore material | polished section | grab | mineral separate | [5 empty] | mineralisation | primary sulfide ores and secondary non-sulfide ores |  |  | sphalerite, pyrite, galena, hemimorphite, willemite, goethite, smithsonite, cerussite | hydrothermal (stages 1–3), supergene | massive, brecciated, replacive, infilling | colloform, oscillatory zoning, replacement, core-mantle-rim, dendritic, botryoidal, euhedral, subhedral, anhedral |  |  |  | calcite, greenockite | polished sections (150 µm thick) | LA-ICPMS, EMPA, SEM-EDS | JEOL JXA-i SP100 microprobe equipped with five wavelength-dispersive spectrometers; Tescan Mira 3 field emission scanning electron microscope equipped with an energy dispersive spectrometer; Tescan Integrated Mineral Analyzer (TIMA) system comprising a field emission scanning electron microscope (Tescan Mira 3), integrated with four energy dispersive detectors (EDAXElement) | Guangzhou Tuoyan Analytical Technology Co., Ltd., Guizhou, China (GTAT) | EPMA: 15 kV accelerating potential and a beam current of 10 or 20 nA, with a defocused beam diameter of 5 µm; peak counting times for analyzed elements varied between 10 and 40 s, background measurements at 50% of the peak counting duration on both sides of the analyzed peak. SEM: operating voltage of 25 kV and a working distance of ~15.0 mm. TIMA: dot-mapping mode with a working distance of 15 mm, spot size of ~92 nm, scanning at 3 µm resolution (operating at 25 kV, 11.6 nA). LA-ICP-MS mapping: laser energy of 5 J/cm2, repetition rate of 15 Hz, spot size of 10 µm, scan speed of 40 µm/s. | NIST 610, NIST 612, and GSD-1G as external standards | [48 empty] | 1.47 | [7 empty] | 37.7 | [13 empty] | 5300 | [76 empty] | 2025 | Wang, L., Han, R., Zhang, Y., Chen, Y., Liu, D. (2026). Unraveling the redistribution of trace elements during supergene processes: A case study from the Qingshan carbonate-hosted Zn-Pb deposit, SW China. Ore Geology Reviews, 188, 107059. |  | CHN | Southwest China
| Qingshan |  | Basin hydrothermal | Mississippi Valley-type (MVT) | MVT zinc-lead | Zn, Pb | Ge, Cd, Ag | Zn, Pb, Ge, Cd, Ag | Meng et al., 2023 |  | Stef-3-1 | Stef-3-1 | underground mine |  |  |  |  | ore material | polished section | grab | mineral separate | [5 empty] | mineralisation | primary sulfide ores and secondary non-sulfide ores |  |  | sphalerite, pyrite, galena, hemimorphite, willemite, goethite, smithsonite, cerussite | hydrothermal (stages 1–3), supergene | massive, brecciated, replacive, infilling | colloform, oscillatory zoning, replacement, core-mantle-rim, dendritic, botryoidal, euhedral, subhedral, anhedral |  |  |  | calcite, greenockite | polished sections (150 µm thick) | LA-ICPMS, EMPA, SEM-EDS | JEOL JXA-i SP100 microprobe equipped with five wavelength-dispersive spectrometers; Tescan Mira 3 field emission scanning electron microscope equipped with an energy dispersive spectrometer; Tescan Integrated Mineral Analyzer (TIMA) system comprising a field emission scanning electron microscope (Tescan Mira 3), integrated with four energy dispersive detectors (EDAXElement) | Guangzhou Tuoyan Analytical Technology Co., Ltd., Guizhou, China (GTAT) | EPMA: 15 kV accelerating potential and a beam current of 10 or 20 nA, with a defocused beam diameter of 5 µm; peak counting times for analyzed elements varied between 10 and 40 s, background measurements at 50% of the peak counting duration on both sides of the analyzed peak. SEM: operating voltage of 25 kV and a working distance of ~15.0 mm. TIMA: dot-mapping mode with a working distance of 15 mm, spot size of ~92 nm, scanning at 3 µm resolution (operating at 25 kV, 11.6 nA). LA-ICP-MS mapping: laser energy of 5 J/cm2, repetition rate of 15 Hz, spot size of 10 µm, scan speed of 40 µm/s. | NIST 610, NIST 612, and GSD-1G as external standards | [48 empty] | 1.63 | [7 empty] | 127 | [13 empty] | 5275 | [76 empty] | 2025 | Wang, L., Han, R., Zhang, Y., Chen, Y., Liu, D. (2026). Unraveling the redistribution of trace elements during supergene processes: A case study from the Qingshan carbonate-hosted Zn-Pb deposit, SW China. Ore Geology Reviews, 188, 107059. |  | CHN | Southwest China
| Qingshan |  | Basin hydrothermal | Mississippi Valley-type (MVT) | MVT zinc-lead | Zn, Pb | Ge, Cd, Ag | Zn, Pb, Ge, Cd, Ag | Meng et al., 2023 |  | Stef-4-1 | Stef-4-1 | underground mine |  |  |  |  | ore material | polished section | grab | mineral separate | [5 empty] | mineralisation | primary sulfide ores and secondary non-sulfide ores |  |  | sphalerite, pyrite, galena, hemimorphite, willemite, goethite, smithsonite, cerussite | hydrothermal (stages 1–3), supergene | massive, brecciated, replacive, infilling | colloform, oscillatory zoning, replacement, core-mantle-rim, dendritic, botryoidal, euhedral, subhedral, anhedral |  |  |  | calcite, greenockite | polished sections (150 µm thick) | LA-ICPMS, EMPA, SEM-EDS | JEOL JXA-i SP100 microprobe equipped with five wavelength-dispersive spectrometers; Tescan Mira 3 field emission scanning electron microscope equipped with an energy dispersive spectrometer; Tescan Integrated Mineral Analyzer (TIMA) system comprising a field emission scanning electron microscope (Tescan Mira 3), integrated with four energy dispersive detectors (EDAXElement) | Guangzhou Tuoyan Analytical Technology Co., Ltd., Guizhou, China (GTAT) | EPMA: 15 kV accelerating potential and a beam current of 10 or 20 nA, with a defocused beam diameter of 5 µm; peak counting times for analyzed elements varied between 10 and 40 s, background measurements at 50% of the peak counting duration on both sides of the analyzed peak. SEM: operating voltage of 25 kV and a working distance of ~15.0 mm. TIMA: dot-mapping mode with a working distance of 15 mm, spot size of ~92 nm, scanning at 3 µm resolution (operating at 25 kV, 11.6 nA). LA-ICP-MS mapping: laser energy of 5 J/cm2, repetition rate of 15 Hz, spot size of 10 µm, scan speed of 40 µm/s. | NIST 610, NIST 612, and GSD-1G as external standards | [48 empty] | 1.69 | [7 empty] | 175 | [13 empty] | 3797 | [76 empty] | 2025 | Wang, L., Han, R., Zhang, Y., Chen, Y., Liu, D. (2026). Unraveling the redistribution of trace elements during supergene processes: A case study from the Qingshan carbonate-hosted Zn-Pb deposit, SW China. Ore Geology Reviews, 188, 107059. |  | CHN | Southwest China
| Qingshan |  | Basin hydrothermal | Mississippi Valley-type (MVT) | MVT zinc-lead | Zn, Pb | Ge, Cd, Ag | Zn, Pb, Ge, Cd, Ag | Meng et al., 2023 |  | Stef-5-1 | Stef-5-1 | underground mine |  |  |  |  | ore material | polished section | grab | mineral separate | [5 empty] | mineralisation | primary sulfide ores and secondary non-sulfide ores |  |  | sphalerite, pyrite, galena, hemimorphite, willemite, goethite, smithsonite, cerussite | hydrothermal (stages 1–3), supergene | massive, brecciated, replacive, infilling | colloform, oscillatory zoning, replacement, core-mantle-rim, dendritic, botryoidal, euhedral, subhedral, anhedral |  |  |  | calcite, greenockite | polished sections (150 µm thick) | LA-ICPMS, EMPA, SEM-EDS | JEOL JXA-i SP100 microprobe equipped with five wavelength-dispersive spectrometers; Tescan Mira 3 field emission scanning electron microscope equipped with an energy dispersive spectrometer; Tescan Integrated Mineral Analyzer (TIMA) system comprising a field emission scanning electron microscope (Tescan Mira 3), integrated with four energy dispersive detectors (EDAXElement) | Guangzhou Tuoyan Analytical Technology Co., Ltd., Guizhou, China (GTAT) | EPMA: 15 kV accelerating potential and a beam current of 10 or 20 nA, with a defocused beam diameter of 5 µm; peak counting times for analyzed elements varied between 10 and 40 s, background measurements at 50% of the peak counting duration on both sides of the analyzed peak. SEM: operating voltage of 25 kV and a working distance of ~15.0 mm. TIMA: dot-mapping mode with a working distance of 15 mm, spot size of ~92 nm, scanning at 3 µm resolution (operating at 25 kV, 11.6 nA). LA-ICP-MS mapping: laser energy of 5 J/cm2, repetition rate of 15 Hz, spot size of 10 µm, scan speed of 40 µm/s. | NIST 610, NIST 612, and GSD-1G as external standards | [48 empty] | 1.76 | [7 empty] | 54.1 | [13 empty] | 4803 | [76 empty] | 2025 | Wang, L., Han, R., Zhang, Y., Chen, Y., Liu, D. (2026). Unraveling the redistribution of trace elements during supergene processes: A case study from the Qingshan carbonate-hosted Zn-Pb deposit, SW China. Ore Geology Reviews, 188, 107059. |  | CHN | Southwest China
| Qingshan |  | Basin hydrothermal | Mississippi Valley-type (MVT) | MVT zinc-lead | Zn, Pb | Ge, Cd, Ag | Zn, Pb, Ge, Cd, Ag | Meng et al., 2023 |  | Stef-6-1 | Stef-6-1 | underground mine |  |  |  |  | ore material | polished section | grab | mineral separate | [5 empty] | mineralisation | primary sulfide ores and secondary non-sulfide ores |  |  | sphalerite, pyrite, galena, hemimorphite, willemite, goethite, smithsonite, cerussite | hydrothermal (stages 1–3), supergene | massive, brecciated, replacive, infilling | colloform, oscillatory zoning, replacement, core-mantle-rim, dendritic, botryoidal, euhedral, subhedral, anhedral |  |  |  | calcite, greenockite | polished sections (150 µm thick) | LA-ICPMS, EMPA, SEM-EDS | JEOL JXA-i SP100 microprobe equipped with five wavelength-dispersive spectrometers; Tescan Mira 3 field emission scanning electron microscope equipped with an energy dispersive spectrometer; Tescan Integrated Mineral Analyzer (TIMA) system comprising a field emission scanning electron microscope (Tescan Mira 3), integrated with four energy dispersive detectors (EDAXElement) | Guangzhou Tuoyan Analytical Technology Co., Ltd., Guizhou, China (GTAT) | EPMA: 15 kV accelerating potential and a beam current of 10 or 20 nA, with a defocused beam diameter of 5 µm; peak counting times for analyzed elements varied between 10 and 40 s, background measurements at 50% of the peak counting duration on both sides of the analyzed peak. SEM: operating voltage of 25 kV and a working distance of ~15.0 mm. TIMA: dot-mapping mode with a working distance of 15 mm, spot size of ~92 nm, scanning at 3 µm resolution (operating at 25 kV, 11.6 nA). LA-ICP-MS mapping: laser energy of 5 J/cm2, repetition rate of 15 Hz, spot size of 10 µm, scan speed of 40 µm/s. | NIST 610, NIST 612, and GSD-1G as external standards | [48 empty] | 1.72 | [7 empty] | 57.4 | [13 empty] | 2909 | [76 empty] | 2025 | Wang, L., Han, R., Zhang, Y., Chen, Y., Liu, D. (2026). Unraveling the redistribution of trace elements during supergene processes: A case study from the Qingshan carbonate-hosted Zn-Pb deposit, SW China. Ore Geology Reviews, 188, 107059. |  | CHN | Southwest China
| Qingshan |  | Basin hydrothermal | Mississippi Valley-type (MVT) | MVT zinc-lead | Zn, Pb | Ge, Cd, Ag | Zn, Pb, Ge, Cd, Ag | Meng et al., 2023 |  | Baita Bihor deposit, Romania (Cook et al., 2009)-1 | Baita Bihor deposit, Romania (Cook et al., 2009)-1 | underground mine |  |  |  |  | ore material | polished section | grab | mineral separate | [5 empty] | mineralisation | primary sulfide ores and secondary non-sulfide ores |  |  | sphalerite, pyrite, galena, hemimorphite, willemite, goethite, smithsonite, cerussite | hydrothermal (stages 1–3), supergene | massive, brecciated, replacive, infilling | colloform, oscillatory zoning, replacement, core-mantle-rim, dendritic, botryoidal, euhedral, subhedral, anhedral |  |  |  | calcite, greenockite | polished sections (150 µm thick) | LA-ICPMS, EMPA, SEM-EDS | JEOL JXA-i SP100 microprobe equipped with five wavelength-dispersive spectrometers; Tescan Mira 3 field emission scanning electron microscope equipped with an energy dispersive spectrometer; Tescan Integrated Mineral Analyzer (TIMA) system comprising a field emission scanning electron microscope (Tescan Mira 3), integrated with four energy dispersive detectors (EDAXElement) | Guangzhou Tuoyan Analytical Technology Co., Ltd., Guizhou, China (GTAT) | EPMA: 15 kV accelerating potential and a beam current of 10 or 20 nA, with a defocused beam diameter of 5 µm; peak counting times for analyzed elements varied between 10 and 40 s, background measurements at 50% of the peak counting duration on both sides of the analyzed peak. SEM: operating voltage of 25 kV and a working distance of ~15.0 mm. TIMA: dot-mapping mode with a working distance of 15 mm, spot size of ~92 nm, scanning at 3 µm resolution (operating at 25 kV, 11.6 nA). LA-ICP-MS mapping: laser energy of 5 J/cm2, repetition rate of 15 Hz, spot size of 10 µm, scan speed of 40 µm/s. | NIST 610, NIST 612, and GSD-1G as external standards | [147 empty] | 2025 | Wang, L., Han, R., Zhang, Y., Chen, Y., Liu, D. (2026). Unraveling the redistribution of trace elements during supergene processes: A case study from the Qingshan carbonate-hosted Zn-Pb deposit, SW China. Ore Geology Reviews, 188, 107059. |  | CHN | Southwest China
| Qingshan |  | Basin hydrothermal | Mississippi Valley-type (MVT) | MVT zinc-lead | Zn, Pb | Ge, Cd, Ag | Zn, Pb, Ge, Cd, Ag | Meng et al., 2023 |  | Source file-7 | Source file-7 | underground mine |  |  |  |  | ore material | polished section | grab | mineral separate | [5 empty] | mineralisation | primary sulfide ores and secondary non-sulfide ores |  |  | sphalerite, pyrite, galena, hemimorphite, willemite, goethite, smithsonite, cerussite | hydrothermal (stages 1–3), supergene | massive, brecciated, replacive, infilling | colloform, oscillatory zoning, replacement, core-mantle-rim, dendritic, botryoidal, euhedral, subhedral, anhedral |  |  |  | calcite, greenockite | polished sections (150 µm thick) | LA-ICPMS, EMPA, SEM-EDS | JEOL JXA-i SP100 microprobe equipped with five wavelength-dispersive spectrometers; Tescan Mira 3 field emission scanning electron microscope equipped with an energy dispersive spectrometer; Tescan Integrated Mineral Analyzer (TIMA) system comprising a field emission scanning electron microscope (Tescan Mira 3), integrated with four energy dispersive detectors (EDAXElement) | Guangzhou Tuoyan Analytical Technology Co., Ltd., Guizhou, China (GTAT) | EPMA: 15 kV accelerating potential and a beam current of 10 or 20 nA, with a defocused beam diameter of 5 µm; peak counting times for analyzed elements varied between 10 and 40 s, background measurements at 50% of the peak counting duration on both sides of the analyzed peak. SEM: operating voltage of 25 kV and a working distance of ~15.0 mm. TIMA: dot-mapping mode with a working distance of 15 mm, spot size of ~92 nm, scanning at 3 µm resolution (operating at 25 kV, 11.6 nA). LA-ICP-MS mapping: laser energy of 5 J/cm2, repetition rate of 15 Hz, spot size of 10 µm, scan speed of 40 µm/s. | NIST 610, NIST 612, and GSD-1G as external standards | [147 empty] | 2025 | Wang, L., Han, R., Zhang, Y., Chen, Y., Liu, D. (2026). Unraveling the redistribution of trace elements during supergene processes: A case study from the Qingshan carbonate-hosted Zn-Pb deposit, SW China. Ore Geology Reviews, 188, 107059. |  | CHN | Southwest China
| Qingshan |  | Basin hydrothermal | Mississippi Valley-type (MVT) | MVT zinc-lead | Zn, Pb | Ge, Cd, Ag | Zn, Pb, Ge, Cd, Ag | Meng et al., 2023 |  | 16C-1-1 | 16C-1-1 | underground mine |  |  |  |  | ore material | polished section | grab | mineral separate | [5 empty] | mineralisation | primary sulfide ores and secondary non-sulfide ores |  |  | sphalerite, pyrite, galena, hemimorphite, willemite, goethite, smithsonite, cerussite | hydrothermal (stages 1–3), supergene | massive, brecciated, replacive, infilling | colloform, oscillatory zoning, replacement, core-mantle-rim, dendritic, botryoidal, euhedral, subhedral, anhedral |  |  |  | calcite, greenockite | polished sections (150 µm thick) | LA-ICPMS, EMPA, SEM-EDS | JEOL JXA-i SP100 microprobe equipped with five wavelength-dispersive spectrometers; Tescan Mira 3 field emission scanning electron microscope equipped with an energy dispersive spectrometer; Tescan Integrated Mineral Analyzer (TIMA) system comprising a field emission scanning electron microscope (Tescan Mira 3), integrated with four energy dispersive detectors (EDAXElement) | Guangzhou Tuoyan Analytical Technology Co., Ltd., Guizhou, China (GTAT) | EPMA: 15 kV accelerating potential and a beam current of 10 or 20 nA, with a defocused beam diameter of 5 µm; peak counting times for analyzed elements varied between 10 and 40 s, background measurements at 50% of the peak counting duration on both sides of the analyzed peak. SEM: operating voltage of 25 kV and a working distance of ~15.0 mm. TIMA: dot-mapping mode with a working distance of 15 mm, spot size of ~92 nm, scanning at 3 µm resolution (operating at 25 kV, 11.6 nA). LA-ICP-MS mapping: laser energy of 5 J/cm2, repetition rate of 15 Hz, spot size of 10 µm, scan speed of 40 µm/s. | NIST 610, NIST 612, and GSD-1G as external standards | [48 empty] | 0.86 | [7 empty] | 25.8 | [13 empty] | 3355 | [76 empty] | 2025 | Wang, L., Han, R., Zhang, Y., Chen, Y., Liu, D. (2026). Unraveling the redistribution of trace elements during supergene processes: A case study from the Qingshan carbonate-hosted Zn-Pb deposit, SW China. Ore Geology Reviews, 188, 107059. |  | CHN | Southwest China
| Qingshan |  | Basin hydrothermal | Mississippi Valley-type (MVT) | MVT zinc-lead | Zn, Pb | Ge, Cd, Ag | Zn, Pb, Ge, Cd, Ag | Meng et al., 2023 |  | 16C-2-1 | 16C-2-1 | underground mine |  |  |  |  | ore material | polished section | grab | mineral separate | [5 empty] | mineralisation | primary sulfide ores and secondary non-sulfide ores |  |  | sphalerite, pyrite, galena, hemimorphite, willemite, goethite, smithsonite, cerussite | hydrothermal (stages 1–3), supergene | massive, brecciated, replacive, infilling | colloform, oscillatory zoning, replacement, core-mantle-rim, dendritic, botryoidal, euhedral, subhedral, anhedral |  |  |  | calcite, greenockite | polished sections (150 µm thick) | LA-ICPMS, EMPA, SEM-EDS | JEOL JXA-i SP100 microprobe equipped with five wavelength-dispersive spectrometers; Tescan Mira 3 field emission scanning electron microscope equipped with an energy dispersive spectrometer; Tescan Integrated Mineral Analyzer (TIMA) system comprising a field emission scanning electron microscope (Tescan Mira 3), integrated with four energy dispersive detectors (EDAXElement) | Guangzhou Tuoyan Analytical Technology Co., Ltd., Guizhou, China (GTAT) | EPMA: 15 kV accelerating potential and a beam current of 10 or 20 nA, with a defocused beam diameter of 5 µm; peak counting times for analyzed elements varied between 10 and 40 s, background measurements at 50% of the peak counting duration on both sides of the analyzed peak. SEM: operating voltage of 25 kV and a working distance of ~15.0 mm. TIMA: dot-mapping mode with a working distance of 15 mm, spot size of ~92 nm, scanning at 3 µm resolution (operating at 25 kV, 11.6 nA). LA-ICP-MS mapping: laser energy of 5 J/cm2, repetition rate of 15 Hz, spot size of 10 µm, scan speed of 40 µm/s. | NIST 610, NIST 612, and GSD-1G as external standards | [48 empty] | 0.75 | [7 empty] | 24.9 | [13 empty] | 3054 | [76 empty] | 2025 | Wang, L., Han, R., Zhang, Y., Chen, Y., Liu, D. (2026). Unraveling the redistribution of trace elements during supergene processes: A case study from the Qingshan carbonate-hosted Zn-Pb deposit, SW China. Ore Geology Reviews, 188, 107059. |  | CHN | Southwest China
| Qingshan |  | Basin hydrothermal | Mississippi Valley-type (MVT) | MVT zinc-lead | Zn, Pb | Ge, Cd, Ag | Zn, Pb, Ge, Cd, Ag | Meng et al., 2023 |  | 16C-3-1 | 16C-3-1 | underground mine |  |  |  |  | ore material | polished section | grab | mineral separate | [5 empty] | mineralisation | primary sulfide ores and secondary non-sulfide ores |  |  | sphalerite, pyrite, galena, hemimorphite, willemite, goethite, smithsonite, cerussite | hydrothermal (stages 1–3), supergene | massive, brecciated, replacive, infilling | colloform, oscillatory zoning, replacement, core-mantle-rim, dendritic, botryoidal, euhedral, subhedral, anhedral |  |  |  | calcite, greenockite | polished sections (150 µm thick) | LA-ICPMS, EMPA, SEM-EDS | JEOL JXA-i SP100 microprobe equipped with five wavelength-dispersive spectrometers; Tescan Mira 3 field emission scanning electron microscope equipped with an energy dispersive spectrometer; Tescan Integrated Mineral Analyzer (TIMA) system comprising a field emission scanning electron microscope (Tescan Mira 3), integrated with four energy dispersive detectors (EDAXElement) | Guangzhou Tuoyan Analytical Technology Co., Ltd., Guizhou, China (GTAT) | EPMA: 15 kV accelerating potential and a beam current of 10 or 20 nA, with a defocused beam diameter of 5 µm; peak counting times for analyzed elements varied between 10 and 40 s, background measurements at 50% of the peak counting duration on both sides of the analyzed peak. SEM: operating voltage of 25 kV and a working distance of ~15.0 mm. TIMA: dot-mapping mode with a working distance of 15 mm, spot size of ~92 nm, scanning at 3 µm resolution (operating at 25 kV, 11.6 nA). LA-ICP-MS mapping: laser energy of 5 J/cm2, repetition rate of 15 Hz, spot size of 10 µm, scan speed of 40 µm/s. | NIST 610, NIST 612, and GSD-1G as external standards | [48 empty] | 0.79 | [7 empty] | 34 | [13 empty] | 3423 | [76 empty] | 2025 | Wang, L., Han, R., Zhang, Y., Chen, Y., Liu, D. (2026). Unraveling the redistribution of trace elements during supergene processes: A case study from the Qingshan carbonate-hosted Zn-Pb deposit, SW China. Ore Geology Reviews, 188, 107059. |  | CHN | Southwest China
| Qingshan |  | Basin hydrothermal | Mississippi Valley-type (MVT) | MVT zinc-lead | Zn, Pb | Ge, Cd, Ag | Zn, Pb, Ge, Cd, Ag | Meng et al., 2023 |  | 16C-4-1 | 16C-4-1 | underground mine |  |  |  |  | ore material | polished section | grab | mineral separate | [5 empty] | mineralisation | primary sulfide ores and secondary non-sulfide ores |  |  | sphalerite, pyrite, galena, hemimorphite, willemite, goethite, smithsonite, cerussite | hydrothermal (stages 1–3), supergene | massive, brecciated, replacive, infilling | colloform, oscillatory zoning, replacement, core-mantle-rim, dendritic, botryoidal, euhedral, subhedral, anhedral |  |  |  | calcite, greenockite | polished sections (150 µm thick) | LA-ICPMS, EMPA, SEM-EDS | JEOL JXA-i SP100 microprobe equipped with five wavelength-dispersive spectrometers; Tescan Mira 3 field emission scanning electron microscope equipped with an energy dispersive spectrometer; Tescan Integrated Mineral Analyzer (TIMA) system comprising a field emission scanning electron microscope (Tescan Mira 3), integrated with four energy dispersive detectors (EDAXElement) | Guangzhou Tuoyan Analytical Technology Co., Ltd., Guizhou, China (GTAT) | EPMA: 15 kV accelerating potential and a beam current of 10 or 20 nA, with a defocused beam diameter of 5 µm; peak counting times for analyzed elements varied between 10 and 40 s, background measurements at 50% of the peak counting duration on both sides of the analyzed peak. SEM: operating voltage of 25 kV and a working distance of ~15.0 mm. TIMA: dot-mapping mode with a working distance of 15 mm, spot size of ~92 nm, scanning at 3 µm resolution (operating at 25 kV, 11.6 nA). LA-ICP-MS mapping: laser energy of 5 J/cm2, repetition rate of 15 Hz, spot size of 10 µm, scan speed of 40 µm/s. | NIST 610, NIST 612, and GSD-1G as external standards | [48 empty] | 0.72 | [7 empty] | 22.1 | [13 empty] | 3601 | [76 empty] | 2025 | Wang, L., Han, R., Zhang, Y., Chen, Y., Liu, D. (2026). Unraveling the redistribution of trace elements during supergene processes: A case study from the Qingshan carbonate-hosted Zn-Pb deposit, SW China. Ore Geology Reviews, 188, 107059. |  | CHN | Southwest China
| Qingshan |  | Basin hydrothermal | Mississippi Valley-type (MVT) | MVT zinc-lead | Zn, Pb | Ge, Cd, Ag | Zn, Pb, Ge, Cd, Ag | Meng et al., 2023 |  | 16C-5-1 | 16C-5-1 | underground mine |  |  |  |  | ore material | polished section | grab | mineral separate | [5 empty] | mineralisation | primary sulfide ores and secondary non-sulfide ores |  |  | sphalerite, pyrite, galena, hemimorphite, willemite, goethite, smithsonite, cerussite | hydrothermal (stages 1–3), supergene | massive, brecciated, replacive, infilling | colloform, oscillatory zoning, replacement, core-mantle-rim, dendritic, botryoidal, euhedral, subhedral, anhedral |  |  |  | calcite, greenockite | polished sections (150 µm thick) | LA-ICPMS, EMPA, SEM-EDS | JEOL JXA-i SP100 microprobe equipped with five wavelength-dispersive spectrometers; Tescan Mira 3 field emission scanning electron microscope equipped with an energy dispersive spectrometer; Tescan Integrated Mineral Analyzer (TIMA) system comprising a field emission scanning electron microscope (Tescan Mira 3), integrated with four energy dispersive detectors (EDAXElement) | Guangzhou Tuoyan Analytical Technology Co., Ltd., Guizhou, China (GTAT) | EPMA: 15 kV accelerating potential and a beam current of 10 or 20 nA, with a defocused beam diameter of 5 µm; peak counting times for analyzed elements varied between 10 and 40 s, background measurements at 50% of the peak counting duration on both sides of the analyzed peak. SEM: operating voltage of 25 kV and a working distance of ~15.0 mm. TIMA: dot-mapping mode with a working distance of 15 mm, spot size of ~92 nm, scanning at 3 µm resolution (operating at 25 kV, 11.6 nA). LA-ICP-MS mapping: laser energy of 5 J/cm2, repetition rate of 15 Hz, spot size of 10 µm, scan speed of 40 µm/s. | NIST 610, NIST 612, and GSD-1G as external standards | [48 empty] | 0.84 | [7 empty] | 21.7 | [13 empty] | 3295 | [76 empty] | 2025 | Wang, L., Han, R., Zhang, Y., Chen, Y., Liu, D. (2026). Unraveling the redistribution of trace elements during supergene processes: A case study from the Qingshan carbonate-hosted Zn-Pb deposit, SW China. Ore Geology Reviews, 188, 107059. |  | CHN | Southwest China
| Qingshan |  | Basin hydrothermal | Mississippi Valley-type (MVT) | MVT zinc-lead | Zn, Pb | Ge, Cd, Ag | Zn, Pb, Ge, Cd, Ag | Meng et al., 2023 |  | 16C-6-1 | 16C-6-1 | underground mine |  |  |  |  | ore material | polished section | grab | mineral separate | [5 empty] | mineralisation | primary sulfide ores and secondary non-sulfide ores |  |  | sphalerite, pyrite, galena, hemimorphite, willemite, goethite, smithsonite, cerussite | hydrothermal (stages 1–3), supergene | massive, brecciated, replacive, infilling | colloform, oscillatory zoning, replacement, core-mantle-rim, dendritic, botryoidal, euhedral, subhedral, anhedral |  |  |  | calcite, greenockite | polished sections (150 µm thick) | LA-ICPMS, EMPA, SEM-EDS | JEOL JXA-i SP100 microprobe equipped with five wavelength-dispersive spectrometers; Tescan Mira 3 field emission scanning electron microscope equipped with an energy dispersive spectrometer; Tescan Integrated Mineral Analyzer (TIMA) system comprising a field emission scanning electron microscope (Tescan Mira 3), integrated with four energy dispersive detectors (EDAXElement) | Guangzhou Tuoyan Analytical Technology Co., Ltd., Guizhou, China (GTAT) | EPMA: 15 kV accelerating potential and a beam current of 10 or 20 nA, with a defocused beam diameter of 5 µm; peak counting times for analyzed elements varied between 10 and 40 s, background measurements at 50% of the peak counting duration on both sides of the analyzed peak. SEM: operating voltage of 25 kV and a working distance of ~15.0 mm. TIMA: dot-mapping mode with a working distance of 15 mm, spot size of ~92 nm, scanning at 3 µm resolution (operating at 25 kV, 11.6 nA). LA-ICP-MS mapping: laser energy of 5 J/cm2, repetition rate of 15 Hz, spot size of 10 µm, scan speed of 40 µm/s. | NIST 610, NIST 612, and GSD-1G as external standards | [48 empty] | 0.9 | [7 empty] | 16.8 | [13 empty] | 3421 | [76 empty] | 2025 | Wang, L., Han, R., Zhang, Y., Chen, Y., Liu, D. (2026). Unraveling the redistribution of trace elements during supergene processes: A case study from the Qingshan carbonate-hosted Zn-Pb deposit, SW China. Ore Geology Reviews, 188, 107059. |  | CHN | Southwest China
| Qingshan |  | Basin hydrothermal | Mississippi Valley-type (MVT) | MVT zinc-lead | Zn, Pb | Ge, Cd, Ag | Zn, Pb, Ge, Cd, Ag | Meng et al., 2023 |  | 19CB-1-1 | 19CB-1-1 | underground mine |  |  |  |  | ore material | polished section | grab | mineral separate | [5 empty] | mineralisation | primary sulfide ores and secondary non-sulfide ores |  |  | sphalerite, pyrite, galena, hemimorphite, willemite, goethite, smithsonite, cerussite | hydrothermal (stages 1–3), supergene | massive, brecciated, replacive, infilling | colloform, oscillatory zoning, replacement, core-mantle-rim, dendritic, botryoidal, euhedral, subhedral, anhedral |  |  |  | calcite, greenockite | polished sections (150 µm thick) | LA-ICPMS, EMPA, SEM-EDS | JEOL JXA-i SP100 microprobe equipped with five wavelength-dispersive spectrometers; Tescan Mira 3 field emission scanning electron microscope equipped with an energy dispersive spectrometer; Tescan Integrated Mineral Analyzer (TIMA) system comprising a field emission scanning electron microscope (Tescan Mira 3), integrated with four energy dispersive detectors (EDAXElement) | Guangzhou Tuoyan Analytical Technology Co., Ltd., Guizhou, China (GTAT) | EPMA: 15 kV accelerating potential and a beam current of 10 or 20 nA, with a defocused beam diameter of 5 µm; peak counting times for analyzed elements varied between 10 and 40 s, background measurements at 50% of the peak counting duration on both sides of the analyzed peak. SEM: operating voltage of 25 kV and a working distance of ~15.0 mm. TIMA: dot-mapping mode with a working distance of 15 mm, spot size of ~92 nm, scanning at 3 µm resolution (operating at 25 kV, 11.6 nA). LA-ICP-MS mapping: laser energy of 5 J/cm2, repetition rate of 15 Hz, spot size of 10 µm, scan speed of 40 µm/s. | NIST 610, NIST 612, and GSD-1G as external standards | [48 empty] | 0.69 | [7 empty] | 824 | [13 empty] | 1142 | [76 empty] | 2025 | Wang, L., Han, R., Zhang, Y., Chen, Y., Liu, D. (2026). Unraveling the redistribution of trace elements during supergene processes: A case study from the Qingshan carbonate-hosted Zn-Pb deposit, SW China. Ore Geology Reviews, 188, 107059. |  | CHN | Southwest China
| Qingshan |  | Basin hydrothermal | Mississippi Valley-type (MVT) | MVT zinc-lead | Zn, Pb | Ge, Cd, Ag | Zn, Pb, Ge, Cd, Ag | Meng et al., 2023 |  | 19CB-2-1 | 19CB-2-1 | underground mine |  |  |  |  | ore material | polished section | grab | mineral separate | [5 empty] | mineralisation | primary sulfide ores and secondary non-sulfide ores |  |  | sphalerite, pyrite, galena, hemimorphite, willemite, goethite, smithsonite, cerussite | hydrothermal (stages 1–3), supergene | massive, brecciated, replacive, infilling | colloform, oscillatory zoning, replacement, core-mantle-rim, dendritic, botryoidal, euhedral, subhedral, anhedral |  |  |  | calcite, greenockite | polished sections (150 µm thick) | LA-ICPMS, EMPA, SEM-EDS | JEOL JXA-i SP100 microprobe equipped with five wavelength-dispersive spectrometers; Tescan Mira 3 field emission scanning electron microscope equipped with an energy dispersive spectrometer; Tescan Integrated Mineral Analyzer (TIMA) system comprising a field emission scanning electron microscope (Tescan Mira 3), integrated with four energy dispersive detectors (EDAXElement) | Guangzhou Tuoyan Analytical Technology Co., Ltd., Guizhou, China (GTAT) | EPMA: 15 kV accelerating potential and a beam current of 10 or 20 nA, with a defocused beam diameter of 5 µm; peak counting times for analyzed elements varied between 10 and 40 s, background measurements at 50% of the peak counting duration on both sides of the analyzed peak. SEM: operating voltage of 25 kV and a working distance of ~15.0 mm. TIMA: dot-mapping mode with a working distance of 15 mm, spot size of ~92 nm, scanning at 3 µm resolution (operating at 25 kV, 11.6 nA). LA-ICP-MS mapping: laser energy of 5 J/cm2, repetition rate of 15 Hz, spot size of 10 µm, scan speed of 40 µm/s. | NIST 610, NIST 612, and GSD-1G as external standards | [48 empty] | 0.72 | [7 empty] | 867 | [13 empty] | 1115 | [76 empty] | 2025 | Wang, L., Han, R., Zhang, Y., Chen, Y., Liu, D. (2026). Unraveling the redistribution of trace elements during supergene processes: A case study from the Qingshan carbonate-hosted Zn-Pb deposit, SW China. Ore Geology Reviews, 188, 107059. |  | CHN | Southwest China
| Qingshan |  | Basin hydrothermal | Mississippi Valley-type (MVT) | MVT zinc-lead | Zn, Pb | Ge, Cd, Ag | Zn, Pb, Ge, Cd, Ag | Meng et al., 2023 |  | 19CB-3-1 | 19CB-3-1 | underground mine |  |  |  |  | ore material | polished section | grab | mineral separate | [5 empty] | mineralisation | primary sulfide ores and secondary non-sulfide ores |  |  | sphalerite, pyrite, galena, hemimorphite, willemite, goethite, smithsonite, cerussite | hydrothermal (stages 1–3), supergene | massive, brecciated, replacive, infilling | colloform, oscillatory zoning, replacement, core-mantle-rim, dendritic, botryoidal, euhedral, subhedral, anhedral |  |  |  | calcite, greenockite | polished sections (150 µm thick) | LA-ICPMS, EMPA, SEM-EDS | JEOL JXA-i SP100 microprobe equipped with five wavelength-dispersive spectrometers; Tescan Mira 3 field emission scanning electron microscope equipped with an energy dispersive spectrometer; Tescan Integrated Mineral Analyzer (TIMA) system comprising a field emission scanning electron microscope (Tescan Mira 3), integrated with four energy dispersive detectors (EDAXElement) | Guangzhou Tuoyan Analytical Technology Co., Ltd., Guizhou, China (GTAT) | EPMA: 15 kV accelerating potential and a beam current of 10 or 20 nA, with a defocused beam diameter of 5 µm; peak counting times for analyzed elements varied between 10 and 40 s, background measurements at 50% of the peak counting duration on both sides of the analyzed peak. SEM: operating voltage of 25 kV and a working distance of ~15.0 mm. TIMA: dot-mapping mode with a working distance of 15 mm, spot size of ~92 nm, scanning at 3 µm resolution (operating at 25 kV, 11.6 nA). LA-ICP-MS mapping: laser energy of 5 J/cm2, repetition rate of 15 Hz, spot size of 10 µm, scan speed of 40 µm/s. | NIST 610, NIST 612, and GSD-1G as external standards | [48 empty] | 0.8 | [7 empty] | 817 | [13 empty] | 952 | [76 empty] | 2025 | Wang, L., Han, R., Zhang, Y., Chen, Y., Liu, D. (2026). Unraveling the redistribution of trace elements during supergene processes: A case study from the Qingshan carbonate-hosted Zn-Pb deposit, SW China. Ore Geology Reviews, 188, 107059. |  | CHN | Southwest China
| Qingshan |  | Basin hydrothermal | Mississippi Valley-type (MVT) | MVT zinc-lead | Zn, Pb | Ge, Cd, Ag | Zn, Pb, Ge, Cd, Ag | Meng et al., 2023 |  | 19CB-4-1 | 19CB-4-1 | underground mine |  |  |  |  | ore material | polished section | grab | mineral separate | [5 empty] | mineralisation | primary sulfide ores and secondary non-sulfide ores |  |  | sphalerite, pyrite, galena, hemimorphite, willemite, goethite, smithsonite, cerussite | hydrothermal (stages 1–3), supergene | massive, brecciated, replacive, infilling | colloform, oscillatory zoning, replacement, core-mantle-rim, dendritic, botryoidal, euhedral, subhedral, anhedral |  |  |  | calcite, greenockite | polished sections (150 µm thick) | LA-ICPMS, EMPA, SEM-EDS | JEOL JXA-i SP100 microprobe equipped with five wavelength-dispersive spectrometers; Tescan Mira 3 field emission scanning electron microscope equipped with an energy dispersive spectrometer; Tescan Integrated Mineral Analyzer (TIMA) system comprising a field emission scanning electron microscope (Tescan Mira 3), integrated with four energy dispersive detectors (EDAXElement) | Guangzhou Tuoyan Analytical Technology Co., Ltd., Guizhou, China (GTAT) | EPMA: 15 kV accelerating potential and a beam current of 10 or 20 nA, with a defocused beam diameter of 5 µm; peak counting times for analyzed elements varied between 10 and 40 s, background measurements at 50% of the peak counting duration on both sides of the analyzed peak. SEM: operating voltage of 25 kV and a working distance of ~15.0 mm. TIMA: dot-mapping mode with a working distance of 15 mm, spot size of ~92 nm, scanning at 3 µm resolution (operating at 25 kV, 11.6 nA). LA-ICP-MS mapping: laser energy of 5 J/cm2, repetition rate of 15 Hz, spot size of 10 µm, scan speed of 40 µm/s. | NIST 610, NIST 612, and GSD-1G as external standards | [48 empty] | 0.92 | [7 empty] | 770 | [13 empty] | 841 | [76 empty] | 2025 | Wang, L., Han, R., Zhang, Y., Chen, Y., Liu, D. (2026). Unraveling the redistribution of trace elements during supergene processes: A case study from the Qingshan carbonate-hosted Zn-Pb deposit, SW China. Ore Geology Reviews, 188, 107059. |  | CHN | Southwest China
| Qingshan |  | Basin hydrothermal | Mississippi Valley-type (MVT) | MVT zinc-lead | Zn, Pb | Ge, Cd, Ag | Zn, Pb, Ge, Cd, Ag | Meng et al., 2023 |  | 19CB-5-1 | 19CB-5-1 | underground mine |  |  |  |  | ore material | polished section | grab | mineral separate | [5 empty] | mineralisation | primary sulfide ores and secondary non-sulfide ores |  |  | sphalerite, pyrite, galena, hemimorphite, willemite, goethite, smithsonite, cerussite | hydrothermal (stages 1–3), supergene | massive, brecciated, replacive, infilling | colloform, oscillatory zoning, replacement, core-mantle-rim, dendritic, botryoidal, euhedral, subhedral, anhedral |  |  |  | calcite, greenockite | polished sections (150 µm thick) | LA-ICPMS, EMPA, SEM-EDS | JEOL JXA-i SP100 microprobe equipped with five wavelength-dispersive spectrometers; Tescan Mira 3 field emission scanning electron microscope equipped with an energy dispersive spectrometer; Tescan Integrated Mineral Analyzer (TIMA) system comprising a field emission scanning electron microscope (Tescan Mira 3), integrated with four energy dispersive detectors (EDAXElement) | Guangzhou Tuoyan Analytical Technology Co., Ltd., Guizhou, China (GTAT) | EPMA: 15 kV accelerating potential and a beam current of 10 or 20 nA, with a defocused beam diameter of 5 µm; peak counting times for analyzed elements varied between 10 and 40 s, background measurements at 50% of the peak counting duration on both sides of the analyzed peak. SEM: operating voltage of 25 kV and a working distance of ~15.0 mm. TIMA: dot-mapping mode with a working distance of 15 mm, spot size of ~92 nm, scanning at 3 µm resolution (operating at 25 kV, 11.6 nA). LA-ICP-MS mapping: laser energy of 5 J/cm2, repetition rate of 15 Hz, spot size of 10 µm, scan speed of 40 µm/s. | NIST 610, NIST 612, and GSD-1G as external standards | [48 empty] | 0.82 | [7 empty] | 795 | [13 empty] | 1048 | [76 empty] | 2025 | Wang, L., Han, R., Zhang, Y., Chen, Y., Liu, D. (2026). Unraveling the redistribution of trace elements during supergene processes: A case study from the Qingshan carbonate-hosted Zn-Pb deposit, SW China. Ore Geology Reviews, 188, 107059. |  | CHN | Southwest China
| Qingshan |  | Basin hydrothermal | Mississippi Valley-type (MVT) | MVT zinc-lead | Zn, Pb | Ge, Cd, Ag | Zn, Pb, Ge, Cd, Ag | Meng et al., 2023 |  | 19CB-6-1 | 19CB-6-1 | underground mine |  |  |  |  | ore material | polished section | grab | mineral separate | [5 empty] | mineralisation | primary sulfide ores and secondary non-sulfide ores |  |  | sphalerite, pyrite, galena, hemimorphite, willemite, goethite, smithsonite, cerussite | hydrothermal (stages 1–3), supergene | massive, brecciated, replacive, infilling | colloform, oscillatory zoning, replacement, core-mantle-rim, dendritic, botryoidal, euhedral, subhedral, anhedral |  |  |  | calcite, greenockite | polished sections (150 µm thick) | LA-ICPMS, EMPA, SEM-EDS | JEOL JXA-i SP100 microprobe equipped with five wavelength-dispersive spectrometers; Tescan Mira 3 field emission scanning electron microscope equipped with an energy dispersive spectrometer; Tescan Integrated Mineral Analyzer (TIMA) system comprising a field emission scanning electron microscope (Tescan Mira 3), integrated with four energy dispersive detectors (EDAXElement) | Guangzhou Tuoyan Analytical Technology Co., Ltd., Guizhou, China (GTAT) | EPMA: 15 kV accelerating potential and a beam current of 10 or 20 nA, with a defocused beam diameter of 5 µm; peak counting times for analyzed elements varied between 10 and 40 s, background measurements at 50% of the peak counting duration on both sides of the analyzed peak. SEM: operating voltage of 25 kV and a working distance of ~15.0 mm. TIMA: dot-mapping mode with a working distance of 15 mm, spot size of ~92 nm, scanning at 3 µm resolution (operating at 25 kV, 11.6 nA). LA-ICP-MS mapping: laser energy of 5 J/cm2, repetition rate of 15 Hz, spot size of 10 µm, scan speed of 40 µm/s. | NIST 610, NIST 612, and GSD-1G as external standards | [48 empty] | 0.92 | [7 empty] | 811 | [13 empty] | 883 | [76 empty] | 2025 | Wang, L., Han, R., Zhang, Y., Chen, Y., Liu, D. (2026). Unraveling the redistribution of trace elements during supergene processes: A case study from the Qingshan carbonate-hosted Zn-Pb deposit, SW China. Ore Geology Reviews, 188, 107059. |  | CHN | Southwest China
| Qingshan |  | Basin hydrothermal | Mississippi Valley-type (MVT) | MVT zinc-lead | Zn, Pb | Ge, Cd, Ag | Zn, Pb, Ge, Cd, Ag | Meng et al., 2023 |  | BB6-1-1 | BB6-1-1 | underground mine |  |  |  |  | ore material | polished section | grab | mineral separate | [5 empty] | mineralisation | primary sulfide ores and secondary non-sulfide ores |  |  | sphalerite, pyrite, galena, hemimorphite, willemite, goethite, smithsonite, cerussite | hydrothermal (stages 1–3), supergene | massive, brecciated, replacive, infilling | colloform, oscillatory zoning, replacement, core-mantle-rim, dendritic, botryoidal, euhedral, subhedral, anhedral |  |  |  | calcite, greenockite | polished sections (150 µm thick) | LA-ICPMS, EMPA, SEM-EDS | JEOL JXA-i SP100 microprobe equipped with five wavelength-dispersive spectrometers; Tescan Mira 3 field emission scanning electron microscope equipped with an energy dispersive spectrometer; Tescan Integrated Mineral Analyzer (TIMA) system comprising a field emission scanning electron microscope (Tescan Mira 3), integrated with four energy dispersive detectors (EDAXElement) | Guangzhou Tuoyan Analytical Technology Co., Ltd., Guizhou, China (GTAT) | EPMA: 15 kV accelerating potential and a beam current of 10 or 20 nA, with a defocused beam diameter of 5 µm; peak counting times for analyzed elements varied between 10 and 40 s, background measurements at 50% of the peak counting duration on both sides of the analyzed peak. SEM: operating voltage of 25 kV and a working distance of ~15.0 mm. TIMA: dot-mapping mode with a working distance of 15 mm, spot size of ~92 nm, scanning at 3 µm resolution (operating at 25 kV, 11.6 nA). LA-ICP-MS mapping: laser energy of 5 J/cm2, repetition rate of 15 Hz, spot size of 10 µm, scan speed of 40 µm/s. | NIST 610, NIST 612, and GSD-1G as external standards | [48 empty] | 0.88 | [7 empty] | 250 | [13 empty] | 4300 | [76 empty] | 2025 | Wang, L., Han, R., Zhang, Y., Chen, Y., Liu, D. (2026). Unraveling the redistribution of trace elements during supergene processes: A case study from the Qingshan carbonate-hosted Zn-Pb deposit, SW China. Ore Geology Reviews, 188, 107059. |  | CHN | Southwest China
| Qingshan |  | Basin hydrothermal | Mississippi Valley-type (MVT) | MVT zinc-lead | Zn, Pb | Ge, Cd, Ag | Zn, Pb, Ge, Cd, Ag | Meng et al., 2023 |  | BB6-2-1 | BB6-2-1 | underground mine |  |  |  |  | ore material | polished section | grab | mineral separate | [5 empty] | mineralisation | primary sulfide ores and secondary non-sulfide ores |  |  | sphalerite, pyrite, galena, hemimorphite, willemite, goethite, smithsonite, cerussite | hydrothermal (stages 1–3), supergene | massive, brecciated, replacive, infilling | colloform, oscillatory zoning, replacement, core-mantle-rim, dendritic, botryoidal, euhedral, subhedral, anhedral |  |  |  | calcite, greenockite | polished sections (150 µm thick) | LA-ICPMS, EMPA, SEM-EDS | JEOL JXA-i SP100 microprobe equipped with five wavelength-dispersive spectrometers; Tescan Mira 3 field emission scanning electron microscope equipped with an energy dispersive spectrometer; Tescan Integrated Mineral Analyzer (TIMA) system comprising a field emission scanning electron microscope (Tescan Mira 3), integrated with four energy dispersive detectors (EDAXElement) | Guangzhou Tuoyan Analytical Technology Co., Ltd., Guizhou, China (GTAT) | EPMA: 15 kV accelerating potential and a beam current of 10 or 20 nA, with a defocused beam diameter of 5 µm; peak counting times for analyzed elements varied between 10 and 40 s, background measurements at 50% of the peak counting duration on both sides of the analyzed peak. SEM: operating voltage of 25 kV and a working distance of ~15.0 mm. TIMA: dot-mapping mode with a working distance of 15 mm, spot size of ~92 nm, scanning at 3 µm resolution (operating at 25 kV, 11.6 nA). LA-ICP-MS mapping: laser energy of 5 J/cm2, repetition rate of 15 Hz, spot size of 10 µm, scan speed of 40 µm/s. | NIST 610, NIST 612, and GSD-1G as external standards | [48 empty] | 0.8 | [7 empty] | 245 | [13 empty] | 3240 | [76 empty] | 2025 | Wang, L., Han, R., Zhang, Y., Chen, Y., Liu, D. (2026). Unraveling the redistribution of trace elements during supergene processes: A case study from the Qingshan carbonate-hosted Zn-Pb deposit, SW China. Ore Geology Reviews, 188, 107059. |  | CHN | Southwest China
| Qingshan |  | Basin hydrothermal | Mississippi Valley-type (MVT) | MVT zinc-lead | Zn, Pb | Ge, Cd, Ag | Zn, Pb, Ge, Cd, Ag | Meng et al., 2023 |  | BB6-3-1 | BB6-3-1 | underground mine |  |  |  |  | ore material | polished section | grab | mineral separate | [5 empty] | mineralisation | primary sulfide ores and secondary non-sulfide ores |  |  | sphalerite, pyrite, galena, hemimorphite, willemite, goethite, smithsonite, cerussite | hydrothermal (stages 1–3), supergene | massive, brecciated, replacive, infilling | colloform, oscillatory zoning, replacement, core-mantle-rim, dendritic, botryoidal, euhedral, subhedral, anhedral |  |  |  | calcite, greenockite | polished sections (150 µm thick) | LA-ICPMS, EMPA, SEM-EDS | JEOL JXA-i SP100 microprobe equipped with five wavelength-dispersive spectrometers; Tescan Mira 3 field emission scanning electron microscope equipped with an energy dispersive spectrometer; Tescan Integrated Mineral Analyzer (TIMA) system comprising a field emission scanning electron microscope (Tescan Mira 3), integrated with four energy dispersive detectors (EDAXElement) | Guangzhou Tuoyan Analytical Technology Co., Ltd., Guizhou, China (GTAT) | EPMA: 15 kV accelerating potential and a beam current of 10 or 20 nA, with a defocused beam diameter of 5 µm; peak counting times for analyzed elements varied between 10 and 40 s, background measurements at 50% of the peak counting duration on both sides of the analyzed peak. SEM: operating voltage of 25 kV and a working distance of ~15.0 mm. TIMA: dot-mapping mode with a working distance of 15 mm, spot size of ~92 nm, scanning at 3 µm resolution (operating at 25 kV, 11.6 nA). LA-ICP-MS mapping: laser energy of 5 J/cm2, repetition rate of 15 Hz, spot size of 10 µm, scan speed of 40 µm/s. | NIST 610, NIST 612, and GSD-1G as external standards | [48 empty] | 1.06 | [7 empty] | 235 | [13 empty] | 3182 | [76 empty] | 2025 | Wang, L., Han, R., Zhang, Y., Chen, Y., Liu, D. (2026). Unraveling the redistribution of trace elements during supergene processes: A case study from the Qingshan carbonate-hosted Zn-Pb deposit, SW China. Ore Geology Reviews, 188, 107059. |  | CHN | Southwest China
| Qingshan |  | Basin hydrothermal | Mississippi Valley-type (MVT) | MVT zinc-lead | Zn, Pb | Ge, Cd, Ag | Zn, Pb, Ge, Cd, Ag | Meng et al., 2023 |  | BB6-4-1 | BB6-4-1 | underground mine |  |  |  |  | ore material | polished section | grab | mineral separate | [5 empty] | mineralisation | primary sulfide ores and secondary non-sulfide ores |  |  | sphalerite, pyrite, galena, hemimorphite, willemite, goethite, smithsonite, cerussite | hydrothermal (stages 1–3), supergene | massive, brecciated, replacive, infilling | colloform, oscillatory zoning, replacement, core-mantle-rim, dendritic, botryoidal, euhedral, subhedral, anhedral |  |  |  | calcite, greenockite | polished sections (150 µm thick) | LA-ICPMS, EMPA, SEM-EDS | JEOL JXA-i SP100 microprobe equipped with five wavelength-dispersive spectrometers; Tescan Mira 3 field emission scanning electron microscope equipped with an energy dispersive spectrometer; Tescan Integrated Mineral Analyzer (TIMA) system comprising a field emission scanning electron microscope (Tescan Mira 3), integrated with four energy dispersive detectors (EDAXElement) | Guangzhou Tuoyan Analytical Technology Co., Ltd., Guizhou, China (GTAT) | EPMA: 15 kV accelerating potential and a beam current of 10 or 20 nA, with a defocused beam diameter of 5 µm; peak counting times for analyzed elements varied between 10 and 40 s, background measurements at 50% of the peak counting duration on both sides of the analyzed peak. SEM: operating voltage of 25 kV and a working distance of ~15.0 mm. TIMA: dot-mapping mode with a working distance of 15 mm, spot size of ~92 nm, scanning at 3 µm resolution (operating at 25 kV, 11.6 nA). LA-ICP-MS mapping: laser energy of 5 J/cm2, repetition rate of 15 Hz, spot size of 10 µm, scan speed of 40 µm/s. | NIST 610, NIST 612, and GSD-1G as external standards | [48 empty] | 1.04 | [7 empty] | 137 | [13 empty] | 3777 | [76 empty] | 2025 | Wang, L., Han, R., Zhang, Y., Chen, Y., Liu, D. (2026). Unraveling the redistribution of trace elements during supergene processes: A case study from the Qingshan carbonate-hosted Zn-Pb deposit, SW China. Ore Geology Reviews, 188, 107059. |  | CHN | Southwest China
| Qingshan |  | Basin hydrothermal | Mississippi Valley-type (MVT) | MVT zinc-lead | Zn, Pb | Ge, Cd, Ag | Zn, Pb, Ge, Cd, Ag | Meng et al., 2023 |  | BB6-5-1 | BB6-5-1 | underground mine |  |  |  |  | ore material | polished section | grab | mineral separate | [5 empty] | mineralisation | primary sulfide ores and secondary non-sulfide ores |  |  | sphalerite, pyrite, galena, hemimorphite, willemite, goethite, smithsonite, cerussite | hydrothermal (stages 1–3), supergene | massive, brecciated, replacive, infilling | colloform, oscillatory zoning, replacement, core-mantle-rim, dendritic, botryoidal, euhedral, subhedral, anhedral |  |  |  | calcite, greenockite | polished sections (150 µm thick) | LA-ICPMS, EMPA, SEM-EDS | JEOL JXA-i SP100 microprobe equipped with five wavelength-dispersive spectrometers; Tescan Mira 3 field emission scanning electron microscope equipped with an energy dispersive spectrometer; Tescan Integrated Mineral Analyzer (TIMA) system comprising a field emission scanning electron microscope (Tescan Mira 3), integrated with four energy dispersive detectors (EDAXElement) | Guangzhou Tuoyan Analytical Technology Co., Ltd., Guizhou, China (GTAT) | EPMA: 15 kV accelerating potential and a beam current of 10 or 20 nA, with a defocused beam diameter of 5 µm; peak counting times for analyzed elements varied between 10 and 40 s, background measurements at 50% of the peak counting duration on both sides of the analyzed peak. SEM: operating voltage of 25 kV and a working distance of ~15.0 mm. TIMA: dot-mapping mode with a working distance of 15 mm, spot size of ~92 nm, scanning at 3 µm resolution (operating at 25 kV, 11.6 nA). LA-ICP-MS mapping: laser energy of 5 J/cm2, repetition rate of 15 Hz, spot size of 10 µm, scan speed of 40 µm/s. | NIST 610, NIST 612, and GSD-1G as external standards | [48 empty] | 1.31 | [7 empty] | 225 | [13 empty] | 3729 | [76 empty] | 2025 | Wang, L., Han, R., Zhang, Y., Chen, Y., Liu, D. (2026). Unraveling the redistribution of trace elements during supergene processes: A case study from the Qingshan carbonate-hosted Zn-Pb deposit, SW China. Ore Geology Reviews, 188, 107059. |  | CHN | Southwest China
| Qingshan |  | Basin hydrothermal | Mississippi Valley-type (MVT) | MVT zinc-lead | Zn, Pb | Ge, Cd, Ag | Zn, Pb, Ge, Cd, Ag | Meng et al., 2023 |  | BB6-6-1 | BB6-6-1 | underground mine |  |  |  |  | ore material | polished section | grab | mineral separate | [5 empty] | mineralisation | primary sulfide ores and secondary non-sulfide ores |  |  | sphalerite, pyrite, galena, hemimorphite, willemite, goethite, smithsonite, cerussite | hydrothermal (stages 1–3), supergene | massive, brecciated, replacive, infilling | colloform, oscillatory zoning, replacement, core-mantle-rim, dendritic, botryoidal, euhedral, subhedral, anhedral |  |  |  | calcite, greenockite | polished sections (150 µm thick) | LA-ICPMS, EMPA, SEM-EDS | JEOL JXA-i SP100 microprobe equipped with five wavelength-dispersive spectrometers; Tescan Mira 3 field emission scanning electron microscope equipped with an energy dispersive spectrometer; Tescan Integrated Mineral Analyzer (TIMA) system comprising a field emission scanning electron microscope (Tescan Mira 3), integrated with four energy dispersive detectors (EDAXElement) | Guangzhou Tuoyan Analytical Technology Co., Ltd., Guizhou, China (GTAT) | EPMA: 15 kV accelerating potential and a beam current of 10 or 20 nA, with a defocused beam diameter of 5 µm; peak counting times for analyzed elements varied between 10 and 40 s, background measurements at 50% of the peak counting duration on both sides of the analyzed peak. SEM: operating voltage of 25 kV and a working distance of ~15.0 mm. TIMA: dot-mapping mode with a working distance of 15 mm, spot size of ~92 nm, scanning at 3 µm resolution (operating at 25 kV, 11.6 nA). LA-ICP-MS mapping: laser energy of 5 J/cm2, repetition rate of 15 Hz, spot size of 10 µm, scan speed of 40 µm/s. | NIST 610, NIST 612, and GSD-1G as external standards | [48 empty] | 1.23 | [7 empty] | 265 | [13 empty] | 4575 | [76 empty] | 2025 | Wang, L., Han, R., Zhang, Y., Chen, Y., Liu, D. (2026). Unraveling the redistribution of trace elements during supergene processes: A case study from the Qingshan carbonate-hosted Zn-Pb deposit, SW China. Ore Geology Reviews, 188, 107059. |  | CHN | Southwest China
| Qingshan |  | Basin hydrothermal | Mississippi Valley-type (MVT) | MVT zinc-lead | Zn, Pb | Ge, Cd, Ag | Zn, Pb, Ge, Cd, Ag | Meng et al., 2023 |  | BB6-7-1 | BB6-7-1 | underground mine |  |  |  |  | ore material | polished section | grab | mineral separate | [5 empty] | mineralisation | primary sulfide ores and secondary non-sulfide ores |  |  | sphalerite, pyrite, galena, hemimorphite, willemite, goethite, smithsonite, cerussite | hydrothermal (stages 1–3), supergene | massive, brecciated, replacive, infilling | colloform, oscillatory zoning, replacement, core-mantle-rim, dendritic, botryoidal, euhedral, subhedral, anhedral |  |  |  | calcite, greenockite | polished sections (150 µm thick) | LA-ICPMS, EMPA, SEM-EDS | JEOL JXA-i SP100 microprobe equipped with five wavelength-dispersive spectrometers; Tescan Mira 3 field emission scanning electron microscope equipped with an energy dispersive spectrometer; Tescan Integrated Mineral Analyzer (TIMA) system comprising a field emission scanning electron microscope (Tescan Mira 3), integrated with four energy dispersive detectors (EDAXElement) | Guangzhou Tuoyan Analytical Technology Co., Ltd., Guizhou, China (GTAT) | EPMA: 15 kV accelerating potential and a beam current of 10 or 20 nA, with a defocused beam diameter of 5 µm; peak counting times for analyzed elements varied between 10 and 40 s, background measurements at 50% of the peak counting duration on both sides of the analyzed peak. SEM: operating voltage of 25 kV and a working distance of ~15.0 mm. TIMA: dot-mapping mode with a working distance of 15 mm, spot size of ~92 nm, scanning at 3 µm resolution (operating at 25 kV, 11.6 nA). LA-ICP-MS mapping: laser energy of 5 J/cm2, repetition rate of 15 Hz, spot size of 10 µm, scan speed of 40 µm/s. | NIST 610, NIST 612, and GSD-1G as external standards | [48 empty] | 1.09 | [7 empty] | 248 | [13 empty] | 4382 | [76 empty] | 2025 | Wang, L., Han, R., Zhang, Y., Chen, Y., Liu, D. (2026). Unraveling the redistribution of trace elements during supergene processes: A case study from the Qingshan carbonate-hosted Zn-Pb deposit, SW China. Ore Geology Reviews, 188, 107059. |  | CHN | Southwest China
| Qingshan |  | Basin hydrothermal | Mississippi Valley-type (MVT) | MVT zinc-lead | Zn, Pb | Ge, Cd, Ag | Zn, Pb, Ge, Cd, Ag | Meng et al., 2023 |  | BB6-8-1 | BB6-8-1 | underground mine |  |  |  |  | ore material | polished section | grab | mineral separate | [5 empty] | mineralisation | primary sulfide ores and secondary non-sulfide ores |  |  | sphalerite, pyrite, galena, hemimorphite, willemite, goethite, smithsonite, cerussite | hydrothermal (stages 1–3), supergene | massive, brecciated, replacive, infilling | colloform, oscillatory zoning, replacement, core-mantle-rim, dendritic, botryoidal, euhedral, subhedral, anhedral |  |  |  | calcite, greenockite | polished sections (150 µm thick) | LA-ICPMS, EMPA, SEM-EDS | JEOL JXA-i SP100 microprobe equipped with five wavelength-dispersive spectrometers; Tescan Mira 3 field emission scanning electron microscope equipped with an energy dispersive spectrometer; Tescan Integrated Mineral Analyzer (TIMA) system comprising a field emission scanning electron microscope (Tescan Mira 3), integrated with four energy dispersive detectors (EDAXElement) | Guangzhou Tuoyan Analytical Technology Co., Ltd., Guizhou, China (GTAT) | EPMA: 15 kV accelerating potential and a beam current of 10 or 20 nA, with a defocused beam diameter of 5 µm; peak counting times for analyzed elements varied between 10 and 40 s, background measurements at 50% of the peak counting duration on both sides of the analyzed peak. SEM: operating voltage of 25 kV and a working distance of ~15.0 mm. TIMA: dot-mapping mode with a working distance of 15 mm, spot size of ~92 nm, scanning at 3 µm resolution (operating at 25 kV, 11.6 nA). LA-ICP-MS mapping: laser energy of 5 J/cm2, repetition rate of 15 Hz, spot size of 10 µm, scan speed of 40 µm/s. | NIST 610, NIST 612, and GSD-1G as external standards | [48 empty] | 1.1 | [7 empty] | 182 | [13 empty] | 3431 | [76 empty] | 2025 | Wang, L., Han, R., Zhang, Y., Chen, Y., Liu, D. (2026). Unraveling the redistribution of trace elements during supergene processes: A case study from the Qingshan carbonate-hosted Zn-Pb deposit, SW China. Ore Geology Reviews, 188, 107059. |  | CHN | Southwest China
| Qingshan |  | Basin hydrothermal | Mississippi Valley-type (MVT) | MVT zinc-lead | Zn, Pb | Ge, Cd, Ag | Zn, Pb, Ge, Cd, Ag | Meng et al., 2023 |  | BB23-1-1 | BB23-1-1 | underground mine |  |  |  |  | ore material | polished section | grab | mineral separate | [5 empty] | mineralisation | primary sulfide ores and secondary non-sulfide ores |  |  | sphalerite, pyrite, galena, hemimorphite, willemite, goethite, smithsonite, cerussite | hydrothermal (stages 1–3), supergene | massive, brecciated, replacive, infilling | colloform, oscillatory zoning, replacement, core-mantle-rim, dendritic, botryoidal, euhedral, subhedral, anhedral |  |  |  | calcite, greenockite | polished sections (150 µm thick) | LA-ICPMS, EMPA, SEM-EDS | JEOL JXA-i SP100 microprobe equipped with five wavelength-dispersive spectrometers; Tescan Mira 3 field emission scanning electron microscope equipped with an energy dispersive spectrometer; Tescan Integrated Mineral Analyzer (TIMA) system comprising a field emission scanning electron microscope (Tescan Mira 3), integrated with four energy dispersive detectors (EDAXElement) | Guangzhou Tuoyan Analytical Technology Co., Ltd., Guizhou, China (GTAT) | EPMA: 15 kV accelerating potential and a beam current of 10 or 20 nA, with a defocused beam diameter of 5 µm; peak counting times for analyzed elements varied between 10 and 40 s, background measurements at 50% of the peak counting duration on both sides of the analyzed peak. SEM: operating voltage of 25 kV and a working distance of ~15.0 mm. TIMA: dot-mapping mode with a working distance of 15 mm, spot size of ~92 nm, scanning at 3 µm resolution (operating at 25 kV, 11.6 nA). LA-ICP-MS mapping: laser energy of 5 J/cm2, repetition rate of 15 Hz, spot size of 10 µm, scan speed of 40 µm/s. | NIST 610, NIST 612, and GSD-1G as external standards | [48 empty] | 0.77 | [7 empty] | 10.3 | [13 empty] | 3602 | [76 empty] | 2025 | Wang, L., Han, R., Zhang, Y., Chen, Y., Liu, D. (2026). Unraveling the redistribution of trace elements during supergene processes: A case study from the Qingshan carbonate-hosted Zn-Pb deposit, SW China. Ore Geology Reviews, 188, 107059. |  | CHN | Southwest China
| Qingshan |  | Basin hydrothermal | Mississippi Valley-type (MVT) | MVT zinc-lead | Zn, Pb | Ge, Cd, Ag | Zn, Pb, Ge, Cd, Ag | Meng et al., 2023 |  | BB23-2-1 | BB23-2-1 | underground mine |  |  |  |  | ore material | polished section | grab | mineral separate | [5 empty] | mineralisation | primary sulfide ores and secondary non-sulfide ores |  |  | sphalerite, pyrite, galena, hemimorphite, willemite, goethite, smithsonite, cerussite | hydrothermal (stages 1–3), supergene | massive, brecciated, replacive, infilling | colloform, oscillatory zoning, replacement, core-mantle-rim, dendritic, botryoidal, euhedral, subhedral, anhedral |  |  |  | calcite, greenockite | polished sections (150 µm thick) | LA-ICPMS, EMPA, SEM-EDS | JEOL JXA-i SP100 microprobe equipped with five wavelength-dispersive spectrometers; Tescan Mira 3 field emission scanning electron microscope equipped with an energy dispersive spectrometer; Tescan Integrated Mineral Analyzer (TIMA) system comprising a field emission scanning electron microscope (Tescan Mira 3), integrated with four energy dispersive detectors (EDAXElement) | Guangzhou Tuoyan Analytical Technology Co., Ltd., Guizhou, China (GTAT) | EPMA: 15 kV accelerating potential and a beam current of 10 or 20 nA, with a defocused beam diameter of 5 µm; peak counting times for analyzed elements varied between 10 and 40 s, background measurements at 50% of the peak counting duration on both sides of the analyzed peak. SEM: operating voltage of 25 kV and a working distance of ~15.0 mm. TIMA: dot-mapping mode with a working distance of 15 mm, spot size of ~92 nm, scanning at 3 µm resolution (operating at 25 kV, 11.6 nA). LA-ICP-MS mapping: laser energy of 5 J/cm2, repetition rate of 15 Hz, spot size of 10 µm, scan speed of 40 µm/s. | NIST 610, NIST 612, and GSD-1G as external standards | [48 empty] | 0.74 | [7 empty] | 11.2 | [13 empty] | 3811 | [76 empty] | 2025 | Wang, L., Han, R., Zhang, Y., Chen, Y., Liu, D. (2026). Unraveling the redistribution of trace elements during supergene processes: A case study from the Qingshan carbonate-hosted Zn-Pb deposit, SW China. Ore Geology Reviews, 188, 107059. |  | CHN | Southwest China
| Qingshan |  | Basin hydrothermal | Mississippi Valley-type (MVT) | MVT zinc-lead | Zn, Pb | Ge, Cd, Ag | Zn, Pb, Ge, Cd, Ag | Meng et al., 2023 |  | BB23-3-1 | BB23-3-1 | underground mine |  |  |  |  | ore material | polished section | grab | mineral separate | [5 empty] | mineralisation | primary sulfide ores and secondary non-sulfide ores |  |  | sphalerite, pyrite, galena, hemimorphite, willemite, goethite, smithsonite, cerussite | hydrothermal (stages 1–3), supergene | massive, brecciated, replacive, infilling | colloform, oscillatory zoning, replacement, core-mantle-rim, dendritic, botryoidal, euhedral, subhedral, anhedral |  |  |  | calcite, greenockite | polished sections (150 µm thick) | LA-ICPMS, EMPA, SEM-EDS | JEOL JXA-i SP100 microprobe equipped with five wavelength-dispersive spectrometers; Tescan Mira 3 field emission scanning electron microscope equipped with an energy dispersive spectrometer; Tescan Integrated Mineral Analyzer (TIMA) system comprising a field emission scanning electron microscope (Tescan Mira 3), integrated with four energy dispersive detectors (EDAXElement) | Guangzhou Tuoyan Analytical Technology Co., Ltd., Guizhou, China (GTAT) | EPMA: 15 kV accelerating potential and a beam current of 10 or 20 nA, with a defocused beam diameter of 5 µm; peak counting times for analyzed elements varied between 10 and 40 s, background measurements at 50% of the peak counting duration on both sides of the analyzed peak. SEM: operating voltage of 25 kV and a working distance of ~15.0 mm. TIMA: dot-mapping mode with a working distance of 15 mm, spot size of ~92 nm, scanning at 3 µm resolution (operating at 25 kV, 11.6 nA). LA-ICP-MS mapping: laser energy of 5 J/cm2, repetition rate of 15 Hz, spot size of 10 µm, scan speed of 40 µm/s. | NIST 610, NIST 612, and GSD-1G as external standards | [48 empty] | 0.72 | [7 empty] | 12.6 | [13 empty] | 4924 | [76 empty] | 2025 | Wang, L., Han, R., Zhang, Y., Chen, Y., Liu, D. (2026). Unraveling the redistribution of trace elements during supergene processes: A case study from the Qingshan carbonate-hosted Zn-Pb deposit, SW China. Ore Geology Reviews, 188, 107059. |  | CHN | Southwest China
| Qingshan |  | Basin hydrothermal | Mississippi Valley-type (MVT) | MVT zinc-lead | Zn, Pb | Ge, Cd, Ag | Zn, Pb, Ge, Cd, Ag | Meng et al., 2023 |  | BB23-4-1 | BB23-4-1 | underground mine |  |  |  |  | ore material | polished section | grab | mineral separate | [5 empty] | mineralisation | primary sulfide ores and secondary non-sulfide ores |  |  | sphalerite, pyrite, galena, hemimorphite, willemite, goethite, smithsonite, cerussite | hydrothermal (stages 1–3), supergene | massive, brecciated, replacive, infilling | colloform, oscillatory zoning, replacement, core-mantle-rim, dendritic, botryoidal, euhedral, subhedral, anhedral |  |  |  | calcite, greenockite | polished sections (150 µm thick) | LA-ICPMS, EMPA, SEM-EDS | JEOL JXA-i SP100 microprobe equipped with five wavelength-dispersive spectrometers; Tescan Mira 3 field emission scanning electron microscope equipped with an energy dispersive spectrometer; Tescan Integrated Mineral Analyzer (TIMA) system comprising a field emission scanning electron microscope (Tescan Mira 3), integrated with four energy dispersive detectors (EDAXElement) | Guangzhou Tuoyan Analytical Technology Co., Ltd., Guizhou, China (GTAT) | EPMA: 15 kV accelerating potential and a beam current of 10 or 20 nA, with a defocused beam diameter of 5 µm; peak counting times for analyzed elements varied between 10 and 40 s, background measurements at 50% of the peak counting duration on both sides of the analyzed peak. SEM: operating voltage of 25 kV and a working distance of ~15.0 mm. TIMA: dot-mapping mode with a working distance of 15 mm, spot size of ~92 nm, scanning at 3 µm resolution (operating at 25 kV, 11.6 nA). LA-ICP-MS mapping: laser energy of 5 J/cm2, repetition rate of 15 Hz, spot size of 10 µm, scan speed of 40 µm/s. | NIST 610, NIST 612, and GSD-1G as external standards | [48 empty] | 0.87 | [7 empty] | 12.4 | [13 empty] | 3529 | [76 empty] | 2025 | Wang, L., Han, R., Zhang, Y., Chen, Y., Liu, D. (2026). Unraveling the redistribution of trace elements during supergene processes: A case study from the Qingshan carbonate-hosted Zn-Pb deposit, SW China. Ore Geology Reviews, 188, 107059. |  | CHN | Southwest China
| Qingshan |  | Basin hydrothermal | Mississippi Valley-type (MVT) | MVT zinc-lead | Zn, Pb | Ge, Cd, Ag | Zn, Pb, Ge, Cd, Ag | Meng et al., 2023 |  | BB23-5-1 | BB23-5-1 | underground mine |  |  |  |  | ore material | polished section | grab | mineral separate | [5 empty] | mineralisation | primary sulfide ores and secondary non-sulfide ores |  |  | sphalerite, pyrite, galena, hemimorphite, willemite, goethite, smithsonite, cerussite | hydrothermal (stages 1–3), supergene | massive, brecciated, replacive, infilling | colloform, oscillatory zoning, replacement, core-mantle-rim, dendritic, botryoidal, euhedral, subhedral, anhedral |  |  |  | calcite, greenockite | polished sections (150 µm thick) | LA-ICPMS, EMPA, SEM-EDS | JEOL JXA-i SP100 microprobe equipped with five wavelength-dispersive spectrometers; Tescan Mira 3 field emission scanning electron microscope equipped with an energy dispersive spectrometer; Tescan Integrated Mineral Analyzer (TIMA) system comprising a field emission scanning electron microscope (Tescan Mira 3), integrated with four energy dispersive detectors (EDAXElement) | Guangzhou Tuoyan Analytical Technology Co., Ltd., Guizhou, China (GTAT) | EPMA: 15 kV accelerating potential and a beam current of 10 or 20 nA, with a defocused beam diameter of 5 µm; peak counting times for analyzed elements varied between 10 and 40 s, background measurements at 50% of the peak counting duration on both sides of the analyzed peak. SEM: operating voltage of 25 kV and a working distance of ~15.0 mm. TIMA: dot-mapping mode with a working distance of 15 mm, spot size of ~92 nm, scanning at 3 µm resolution (operating at 25 kV, 11.6 nA). LA-ICP-MS mapping: laser energy of 5 J/cm2, repetition rate of 15 Hz, spot size of 10 µm, scan speed of 40 µm/s. | NIST 610, NIST 612, and GSD-1G as external standards | [48 empty] | 0.79 | [7 empty] | 12.5 | [13 empty] | 4562 | [76 empty] | 2025 | Wang, L., Han, R., Zhang, Y., Chen, Y., Liu, D. (2026). Unraveling the redistribution of trace elements during supergene processes: A case study from the Qingshan carbonate-hosted Zn-Pb deposit, SW China. Ore Geology Reviews, 188, 107059. |  | CHN | Southwest China
| Qingshan |  | Basin hydrothermal | Mississippi Valley-type (MVT) | MVT zinc-lead | Zn, Pb | Ge, Cd, Ag | Zn, Pb, Ge, Cd, Ag | Meng et al., 2023 |  | BB23-6-1 | BB23-6-1 | underground mine |  |  |  |  | ore material | polished section | grab | mineral separate | [5 empty] | mineralisation | primary sulfide ores and secondary non-sulfide ores |  |  | sphalerite, pyrite, galena, hemimorphite, willemite, goethite, smithsonite, cerussite | hydrothermal (stages 1–3), supergene | massive, brecciated, replacive, infilling | colloform, oscillatory zoning, replacement, core-mantle-rim, dendritic, botryoidal, euhedral, subhedral, anhedral |  |  |  | calcite, greenockite | polished sections (150 µm thick) | LA-ICPMS, EMPA, SEM-EDS | JEOL JXA-i SP100 microprobe equipped with five wavelength-dispersive spectrometers; Tescan Mira 3 field emission scanning electron microscope equipped with an energy dispersive spectrometer; Tescan Integrated Mineral Analyzer (TIMA) system comprising a field emission scanning electron microscope (Tescan Mira 3), integrated with four energy dispersive detectors (EDAXElement) | Guangzhou Tuoyan Analytical Technology Co., Ltd., Guizhou, China (GTAT) | EPMA: 15 kV accelerating potential and a beam current of 10 or 20 nA, with a defocused beam diameter of 5 µm; peak counting times for analyzed elements varied between 10 and 40 s, background measurements at 50% of the peak counting duration on both sides of the analyzed peak. SEM: operating voltage of 25 kV and a working distance of ~15.0 mm. TIMA: dot-mapping mode with a working distance of 15 mm, spot size of ~92 nm, scanning at 3 µm resolution (operating at 25 kV, 11.6 nA). LA-ICP-MS mapping: laser energy of 5 J/cm2, repetition rate of 15 Hz, spot size of 10 µm, scan speed of 40 µm/s. | NIST 610, NIST 612, and GSD-1G as external standards | [48 empty] | 0.88 | [7 empty] | 12.3 | [13 empty] | 4900 | [76 empty] | 2025 | Wang, L., Han, R., Zhang, Y., Chen, Y., Liu, D. (2026). Unraveling the redistribution of trace elements during supergene processes: A case study from the Qingshan carbonate-hosted Zn-Pb deposit, SW China. Ore Geology Reviews, 188, 107059. |  | CHN | Southwest China
| Qingshan |  | Basin hydrothermal | Mississippi Valley-type (MVT) | MVT zinc-lead | Zn, Pb | Ge, Cd, Ag | Zn, Pb, Ge, Cd, Ag | Meng et al., 2023 |  | BB23-7-1 | BB23-7-1 | underground mine |  |  |  |  | ore material | polished section | grab | mineral separate | [5 empty] | mineralisation | primary sulfide ores and secondary non-sulfide ores |  |  | sphalerite, pyrite, galena, hemimorphite, willemite, goethite, smithsonite, cerussite | hydrothermal (stages 1–3), supergene | massive, brecciated, replacive, infilling | colloform, oscillatory zoning, replacement, core-mantle-rim, dendritic, botryoidal, euhedral, subhedral, anhedral |  |  |  | calcite, greenockite | polished sections (150 µm thick) | LA-ICPMS, EMPA, SEM-EDS | JEOL JXA-i SP100 microprobe equipped with five wavelength-dispersive spectrometers; Tescan Mira 3 field emission scanning electron microscope equipped with an energy dispersive spectrometer; Tescan Integrated Mineral Analyzer (TIMA) system comprising a field emission scanning electron microscope (Tescan Mira 3), integrated with four energy dispersive detectors (EDAXElement) | Guangzhou Tuoyan Analytical Technology Co., Ltd., Guizhou, China (GTAT) | EPMA: 15 kV accelerating potential and a beam current of 10 or 20 nA, with a defocused beam diameter of 5 µm; peak counting times for analyzed elements varied between 10 and 40 s, background measurements at 50% of the peak counting duration on both sides of the analyzed peak. SEM: operating voltage of 25 kV and a working distance of ~15.0 mm. TIMA: dot-mapping mode with a working distance of 15 mm, spot size of ~92 nm, scanning at 3 µm resolution (operating at 25 kV, 11.6 nA). LA-ICP-MS mapping: laser energy of 5 J/cm2, repetition rate of 15 Hz, spot size of 10 µm, scan speed of 40 µm/s. | NIST 610, NIST 612, and GSD-1G as external standards | [48 empty] | 0.78 | [7 empty] | 12.5 | [13 empty] | 4161 | [76 empty] | 2025 | Wang, L., Han, R., Zhang, Y., Chen, Y., Liu, D. (2026). Unraveling the redistribution of trace elements during supergene processes: A case study from the Qingshan carbonate-hosted Zn-Pb deposit, SW China. Ore Geology Reviews, 188, 107059. |  | CHN | Southwest China
| Qingshan |  | Basin hydrothermal | Mississippi Valley-type (MVT) | MVT zinc-lead | Zn, Pb | Ge, Cd, Ag | Zn, Pb, Ge, Cd, Ag | Meng et al., 2023 |  | BB23-8-1 | BB23-8-1 | underground mine |  |  |  |  | ore material | polished section | grab | mineral separate | [5 empty] | mineralisation | primary sulfide ores and secondary non-sulfide ores |  |  | sphalerite, pyrite, galena, hemimorphite, willemite, goethite, smithsonite, cerussite | hydrothermal (stages 1–3), supergene | massive, brecciated, replacive, infilling | colloform, oscillatory zoning, replacement, core-mantle-rim, dendritic, botryoidal, euhedral, subhedral, anhedral |  |  |  | calcite, greenockite | polished sections (150 µm thick) | LA-ICPMS, EMPA, SEM-EDS | JEOL JXA-i SP100 microprobe equipped with five wavelength-dispersive spectrometers; Tescan Mira 3 field emission scanning electron microscope equipped with an energy dispersive spectrometer; Tescan Integrated Mineral Analyzer (TIMA) system comprising a field emission scanning electron microscope (Tescan Mira 3), integrated with four energy dispersive detectors (EDAXElement) | Guangzhou Tuoyan Analytical Technology Co., Ltd., Guizhou, China (GTAT) | EPMA: 15 kV accelerating potential and a beam current of 10 or 20 nA, with a defocused beam diameter of 5 µm; peak counting times for analyzed elements varied between 10 and 40 s, background measurements at 50% of the peak counting duration on both sides of the analyzed peak. SEM: operating voltage of 25 kV and a working distance of ~15.0 mm. TIMA: dot-mapping mode with a working distance of 15 mm, spot size of ~92 nm, scanning at 3 µm resolution (operating at 25 kV, 11.6 nA). LA-ICP-MS mapping: laser energy of 5 J/cm2, repetition rate of 15 Hz, spot size of 10 µm, scan speed of 40 µm/s. | NIST 610, NIST 612, and GSD-1G as external standards | [48 empty] | 0.74 | [7 empty] | 11.6 | [13 empty] | 4108 | [76 empty] | 2025 | Wang, L., Han, R., Zhang, Y., Chen, Y., Liu, D. (2026). Unraveling the redistribution of trace elements during supergene processes: A case study from the Qingshan carbonate-hosted Zn-Pb deposit, SW China. Ore Geology Reviews, 188, 107059. |  | CHN | Southwest China
| Qingshan |  | Basin hydrothermal | Mississippi Valley-type (MVT) | MVT zinc-lead | Zn, Pb | Ge, Cd, Ag | Zn, Pb, Ge, Cd, Ag | Meng et al., 2023 |  | BB23-9-1 | BB23-9-1 | underground mine |  |  |  |  | ore material | polished section | grab | mineral separate | [5 empty] | mineralisation | primary sulfide ores and secondary non-sulfide ores |  |  | sphalerite, pyrite, galena, hemimorphite, willemite, goethite, smithsonite, cerussite | hydrothermal (stages 1–3), supergene | massive, brecciated, replacive, infilling | colloform, oscillatory zoning, replacement, core-mantle-rim, dendritic, botryoidal, euhedral, subhedral, anhedral |  |  |  | calcite, greenockite | polished sections (150 µm thick) | LA-ICPMS, EMPA, SEM-EDS | JEOL JXA-i SP100 microprobe equipped with five wavelength-dispersive spectrometers; Tescan Mira 3 field emission scanning electron microscope equipped with an energy dispersive spectrometer; Tescan Integrated Mineral Analyzer (TIMA) system comprising a field emission scanning electron microscope (Tescan Mira 3), integrated with four energy dispersive detectors (EDAXElement) | Guangzhou Tuoyan Analytical Technology Co., Ltd., Guizhou, China (GTAT) | EPMA: 15 kV accelerating potential and a beam current of 10 or 20 nA, with a defocused beam diameter of 5 µm; peak counting times for analyzed elements varied between 10 and 40 s, background measurements at 50% of the peak counting duration on both sides of the analyzed peak. SEM: operating voltage of 25 kV and a working distance of ~15.0 mm. TIMA: dot-mapping mode with a working distance of 15 mm, spot size of ~92 nm, scanning at 3 µm resolution (operating at 25 kV, 11.6 nA). LA-ICP-MS mapping: laser energy of 5 J/cm2, repetition rate of 15 Hz, spot size of 10 µm, scan speed of 40 µm/s. | NIST 610, NIST 612, and GSD-1G as external standards | [48 empty] | 0.85 | [7 empty] | 11.1 | [13 empty] | 4183 | [76 empty] | 2025 | Wang, L., Han, R., Zhang, Y., Chen, Y., Liu, D. (2026). Unraveling the redistribution of trace elements during supergene processes: A case study from the Qingshan carbonate-hosted Zn-Pb deposit, SW China. Ore Geology Reviews, 188, 107059. |  | CHN | Southwest China
| Qingshan |  | Basin hydrothermal | Mississippi Valley-type (MVT) | MVT zinc-lead | Zn, Pb | Ge, Cd, Ag | Zn, Pb, Ge, Cd, Ag | Meng et al., 2023 |  | BB23-10-1 | BB23-10-1 | underground mine |  |  |  |  | ore material | polished section | grab | mineral separate | [5 empty] | mineralisation | primary sulfide ores and secondary non-sulfide ores |  |  | sphalerite, pyrite, galena, hemimorphite, willemite, goethite, smithsonite, cerussite | hydrothermal (stages 1–3), supergene | massive, brecciated, replacive, infilling | colloform, oscillatory zoning, replacement, core-mantle-rim, dendritic, botryoidal, euhedral, subhedral, anhedral |  |  |  | calcite, greenockite | polished sections (150 µm thick) | LA-ICPMS, EMPA, SEM-EDS | JEOL JXA-i SP100 microprobe equipped with five wavelength-dispersive spectrometers; Tescan Mira 3 field emission scanning electron microscope equipped with an energy dispersive spectrometer; Tescan Integrated Mineral Analyzer (TIMA) system comprising a field emission scanning electron microscope (Tescan Mira 3), integrated with four energy dispersive detectors (EDAXElement) | Guangzhou Tuoyan Analytical Technology Co., Ltd., Guizhou, China (GTAT) | EPMA: 15 kV accelerating potential and a beam current of 10 or 20 nA, with a defocused beam diameter of 5 µm; peak counting times for analyzed elements varied between 10 and 40 s, background measurements at 50% of the peak counting duration on both sides of the analyzed peak. SEM: operating voltage of 25 kV and a working distance of ~15.0 mm. TIMA: dot-mapping mode with a working distance of 15 mm, spot size of ~92 nm, scanning at 3 µm resolution (operating at 25 kV, 11.6 nA). LA-ICP-MS mapping: laser energy of 5 J/cm2, repetition rate of 15 Hz, spot size of 10 µm, scan speed of 40 µm/s. | NIST 610, NIST 612, and GSD-1G as external standards | [48 empty] | 0.78 | [7 empty] | 13 | [13 empty] | 4294 | [76 empty] | 2025 | Wang, L., Han, R., Zhang, Y., Chen, Y., Liu, D. (2026). Unraveling the redistribution of trace elements during supergene processes: A case study from the Qingshan carbonate-hosted Zn-Pb deposit, SW China. Ore Geology Reviews, 188, 107059. |  | CHN | Southwest China
| Qingshan |  | Basin hydrothermal | Mississippi Valley-type (MVT) | MVT zinc-lead | Zn, Pb | Ge, Cd, Ag | Zn, Pb, Ge, Cd, Ag | Meng et al., 2023 |  | Valea Seaca deposit, Romania (Cook et al., 2009)-1 | Valea Seaca deposit, Romania (Cook et al., 2009)-1 | underground mine |  |  |  |  | ore material | polished section | grab | mineral separate | [5 empty] | mineralisation | primary sulfide ores and secondary non-sulfide ores |  |  | sphalerite, pyrite, galena, hemimorphite, willemite, goethite, smithsonite, cerussite | hydrothermal (stages 1–3), supergene | massive, brecciated, replacive, infilling | colloform, oscillatory zoning, replacement, core-mantle-rim, dendritic, botryoidal, euhedral, subhedral, anhedral |  |  |  | calcite, greenockite | polished sections (150 µm thick) | LA-ICPMS, EMPA, SEM-EDS | JEOL JXA-i SP100 microprobe equipped with five wavelength-dispersive spectrometers; Tescan Mira 3 field emission scanning electron microscope equipped with an energy dispersive spectrometer; Tescan Integrated Mineral Analyzer (TIMA) system comprising a field emission scanning electron microscope (Tescan Mira 3), integrated with four energy dispersive detectors (EDAXElement) | Guangzhou Tuoyan Analytical Technology Co., Ltd., Guizhou, China (GTAT) | EPMA: 15 kV accelerating potential and a beam current of 10 or 20 nA, with a defocused beam diameter of 5 µm; peak counting times for analyzed elements varied between 10 and 40 s, background measurements at 50% of the peak counting duration on both sides of the analyzed peak. SEM: operating voltage of 25 kV and a working distance of ~15.0 mm. TIMA: dot-mapping mode with a working distance of 15 mm, spot size of ~92 nm, scanning at 3 µm resolution (operating at 25 kV, 11.6 nA). LA-ICP-MS mapping: laser energy of 5 J/cm2, repetition rate of 15 Hz, spot size of 10 µm, scan speed of 40 µm/s. | NIST 610, NIST 612, and GSD-1G as external standards | [147 empty] | 2025 | Wang, L., Han, R., Zhang, Y., Chen, Y., Liu, D. (2026). Unraveling the redistribution of trace elements during supergene processes: A case study from the Qingshan carbonate-hosted Zn-Pb deposit, SW China. Ore Geology Reviews, 188, 107059. |  | CHN | Southwest China
| Qingshan |  | Basin hydrothermal | Mississippi Valley-type (MVT) | MVT zinc-lead | Zn, Pb | Ge, Cd, Ag | Zn, Pb, Ge, Cd, Ag | Meng et al., 2023 |  | Source file-8 | Source file-8 | underground mine |  |  |  |  | ore material | polished section | grab | mineral separate | [5 empty] | mineralisation | primary sulfide ores and secondary non-sulfide ores |  |  | sphalerite, pyrite, galena, hemimorphite, willemite, goethite, smithsonite, cerussite | hydrothermal (stages 1–3), supergene | massive, brecciated, replacive, infilling | colloform, oscillatory zoning, replacement, core-mantle-rim, dendritic, botryoidal, euhedral, subhedral, anhedral |  |  |  | calcite, greenockite | polished sections (150 µm thick) | LA-ICPMS, EMPA, SEM-EDS | JEOL JXA-i SP100 microprobe equipped with five wavelength-dispersive spectrometers; Tescan Mira 3 field emission scanning electron microscope equipped with an energy dispersive spectrometer; Tescan Integrated Mineral Analyzer (TIMA) system comprising a field emission scanning electron microscope (Tescan Mira 3), integrated with four energy dispersive detectors (EDAXElement) | Guangzhou Tuoyan Analytical Technology Co., Ltd., Guizhou, China (GTAT) | EPMA: 15 kV accelerating potential and a beam current of 10 or 20 nA, with a defocused beam diameter of 5 µm; peak counting times for analyzed elements varied between 10 and 40 s, background measurements at 50% of the peak counting duration on both sides of the analyzed peak. SEM: operating voltage of 25 kV and a working distance of ~15.0 mm. TIMA: dot-mapping mode with a working distance of 15 mm, spot size of ~92 nm, scanning at 3 µm resolution (operating at 25 kV, 11.6 nA). LA-ICP-MS mapping: laser energy of 5 J/cm2, repetition rate of 15 Hz, spot size of 10 µm, scan speed of 40 µm/s. | NIST 610, NIST 612, and GSD-1G as external standards | [147 empty] | 2025 | Wang, L., Han, R., Zhang, Y., Chen, Y., Liu, D. (2026). Unraveling the redistribution of trace elements during supergene processes: A case study from the Qingshan carbonate-hosted Zn-Pb deposit, SW China. Ore Geology Reviews, 188, 107059. |  | CHN | Southwest China
| Qingshan |  | Basin hydrothermal | Mississippi Valley-type (MVT) | MVT zinc-lead | Zn, Pb | Ge, Cd, Ag | Zn, Pb, Ge, Cd, Ag | Meng et al., 2023 |  | VS1b-1-1 | VS1b-1-1 | underground mine |  |  |  |  | ore material | polished section | grab | mineral separate | [5 empty] | mineralisation | primary sulfide ores and secondary non-sulfide ores |  |  | sphalerite, pyrite, galena, hemimorphite, willemite, goethite, smithsonite, cerussite | hydrothermal (stages 1–3), supergene | massive, brecciated, replacive, infilling | colloform, oscillatory zoning, replacement, core-mantle-rim, dendritic, botryoidal, euhedral, subhedral, anhedral |  |  |  | calcite, greenockite | polished sections (150 µm thick) | LA-ICPMS, EMPA, SEM-EDS | JEOL JXA-i SP100 microprobe equipped with five wavelength-dispersive spectrometers; Tescan Mira 3 field emission scanning electron microscope equipped with an energy dispersive spectrometer; Tescan Integrated Mineral Analyzer (TIMA) system comprising a field emission scanning electron microscope (Tescan Mira 3), integrated with four energy dispersive detectors (EDAXElement) | Guangzhou Tuoyan Analytical Technology Co., Ltd., Guizhou, China (GTAT) | EPMA: 15 kV accelerating potential and a beam current of 10 or 20 nA, with a defocused beam diameter of 5 µm; peak counting times for analyzed elements varied between 10 and 40 s, background measurements at 50% of the peak counting duration on both sides of the analyzed peak. SEM: operating voltage of 25 kV and a working distance of ~15.0 mm. TIMA: dot-mapping mode with a working distance of 15 mm, spot size of ~92 nm, scanning at 3 µm resolution (operating at 25 kV, 11.6 nA). LA-ICP-MS mapping: laser energy of 5 J/cm2, repetition rate of 15 Hz, spot size of 10 µm, scan speed of 40 µm/s. | NIST 610, NIST 612, and GSD-1G as external standards | [48 empty] | 1.51 | [7 empty] | 59.2 | [13 empty] | 2109 | [76 empty] | 2025 | Wang, L., Han, R., Zhang, Y., Chen, Y., Liu, D. (2026). Unraveling the redistribution of trace elements during supergene processes: A case study from the Qingshan carbonate-hosted Zn-Pb deposit, SW China. Ore Geology Reviews, 188, 107059. |  | CHN | Southwest China
| Qingshan |  | Basin hydrothermal | Mississippi Valley-type (MVT) | MVT zinc-lead | Zn, Pb | Ge, Cd, Ag | Zn, Pb, Ge, Cd, Ag | Meng et al., 2023 |  | VS1b-2-1 | VS1b-2-1 | underground mine |  |  |  |  | ore material | polished section | grab | mineral separate | [5 empty] | mineralisation | primary sulfide ores and secondary non-sulfide ores |  |  | sphalerite, pyrite, galena, hemimorphite, willemite, goethite, smithsonite, cerussite | hydrothermal (stages 1–3), supergene | massive, brecciated, replacive, infilling | colloform, oscillatory zoning, replacement, core-mantle-rim, dendritic, botryoidal, euhedral, subhedral, anhedral |  |  |  | calcite, greenockite | polished sections (150 µm thick) | LA-ICPMS, EMPA, SEM-EDS | JEOL JXA-i SP100 microprobe equipped with five wavelength-dispersive spectrometers; Tescan Mira 3 field emission scanning electron microscope equipped with an energy dispersive spectrometer; Tescan Integrated Mineral Analyzer (TIMA) system comprising a field emission scanning electron microscope (Tescan Mira 3), integrated with four energy dispersive detectors (EDAXElement) | Guangzhou Tuoyan Analytical Technology Co., Ltd., Guizhou, China (GTAT) | EPMA: 15 kV accelerating potential and a beam current of 10 or 20 nA, with a defocused beam diameter of 5 µm; peak counting times for analyzed elements varied between 10 and 40 s, background measurements at 50% of the peak counting duration on both sides of the analyzed peak. SEM: operating voltage of 25 kV and a working distance of ~15.0 mm. TIMA: dot-mapping mode with a working distance of 15 mm, spot size of ~92 nm, scanning at 3 µm resolution (operating at 25 kV, 11.6 nA). LA-ICP-MS mapping: laser energy of 5 J/cm2, repetition rate of 15 Hz, spot size of 10 µm, scan speed of 40 µm/s. | NIST 610, NIST 612, and GSD-1G as external standards | [48 empty] | 1.09 | [7 empty] | 59.7 | [13 empty] | 1447 | [76 empty] | 2025 | Wang, L., Han, R., Zhang, Y., Chen, Y., Liu, D. (2026). Unraveling the redistribution of trace elements during supergene processes: A case study from the Qingshan carbonate-hosted Zn-Pb deposit, SW China. Ore Geology Reviews, 188, 107059. |  | CHN | Southwest China
| Qingshan |  | Basin hydrothermal | Mississippi Valley-type (MVT) | MVT zinc-lead | Zn, Pb | Ge, Cd, Ag | Zn, Pb, Ge, Cd, Ag | Meng et al., 2023 |  | VS1b-3-1 | VS1b-3-1 | underground mine |  |  |  |  | ore material | polished section | grab | mineral separate | [5 empty] | mineralisation | primary sulfide ores and secondary non-sulfide ores |  |  | sphalerite, pyrite, galena, hemimorphite, willemite, goethite, smithsonite, cerussite | hydrothermal (stages 1–3), supergene | massive, brecciated, replacive, infilling | colloform, oscillatory zoning, replacement, core-mantle-rim, dendritic, botryoidal, euhedral, subhedral, anhedral |  |  |  | calcite, greenockite | polished sections (150 µm thick) | LA-ICPMS, EMPA, SEM-EDS | JEOL JXA-i SP100 microprobe equipped with five wavelength-dispersive spectrometers; Tescan Mira 3 field emission scanning electron microscope equipped with an energy dispersive spectrometer; Tescan Integrated Mineral Analyzer (TIMA) system comprising a field emission scanning electron microscope (Tescan Mira 3), integrated with four energy dispersive detectors (EDAXElement) | Guangzhou Tuoyan Analytical Technology Co., Ltd., Guizhou, China (GTAT) | EPMA: 15 kV accelerating potential and a beam current of 10 or 20 nA, with a defocused beam diameter of 5 µm; peak counting times for analyzed elements varied between 10 and 40 s, background measurements at 50% of the peak counting duration on both sides of the analyzed peak. SEM: operating voltage of 25 kV and a working distance of ~15.0 mm. TIMA: dot-mapping mode with a working distance of 15 mm, spot size of ~92 nm, scanning at 3 µm resolution (operating at 25 kV, 11.6 nA). LA-ICP-MS mapping: laser energy of 5 J/cm2, repetition rate of 15 Hz, spot size of 10 µm, scan speed of 40 µm/s. | NIST 610, NIST 612, and GSD-1G as external standards | [48 empty] | 1.5 | [7 empty] | 21.3 | [13 empty] | 1699 | [76 empty] | 2025 | Wang, L., Han, R., Zhang, Y., Chen, Y., Liu, D. (2026). Unraveling the redistribution of trace elements during supergene processes: A case study from the Qingshan carbonate-hosted Zn-Pb deposit, SW China. Ore Geology Reviews, 188, 107059. |  | CHN | Southwest China
| Qingshan |  | Basin hydrothermal | Mississippi Valley-type (MVT) | MVT zinc-lead | Zn, Pb | Ge, Cd, Ag | Zn, Pb, Ge, Cd, Ag | Meng et al., 2023 |  | VS1b-4-1 | VS1b-4-1 | underground mine |  |  |  |  | ore material | polished section | grab | mineral separate | [5 empty] | mineralisation | primary sulfide ores and secondary non-sulfide ores |  |  | sphalerite, pyrite, galena, hemimorphite, willemite, goethite, smithsonite, cerussite | hydrothermal (stages 1–3), supergene | massive, brecciated, replacive, infilling | colloform, oscillatory zoning, replacement, core-mantle-rim, dendritic, botryoidal, euhedral, subhedral, anhedral |  |  |  | calcite, greenockite | polished sections (150 µm thick) | LA-ICPMS, EMPA, SEM-EDS | JEOL JXA-i SP100 microprobe equipped with five wavelength-dispersive spectrometers; Tescan Mira 3 field emission scanning electron microscope equipped with an energy dispersive spectrometer; Tescan Integrated Mineral Analyzer (TIMA) system comprising a field emission scanning electron microscope (Tescan Mira 3), integrated with four energy dispersive detectors (EDAXElement) | Guangzhou Tuoyan Analytical Technology Co., Ltd., Guizhou, China (GTAT) | EPMA: 15 kV accelerating potential and a beam current of 10 or 20 nA, with a defocused beam diameter of 5 µm; peak counting times for analyzed elements varied between 10 and 40 s, background measurements at 50% of the peak counting duration on both sides of the analyzed peak. SEM: operating voltage of 25 kV and a working distance of ~15.0 mm. TIMA: dot-mapping mode with a working distance of 15 mm, spot size of ~92 nm, scanning at 3 µm resolution (operating at 25 kV, 11.6 nA). LA-ICP-MS mapping: laser energy of 5 J/cm2, repetition rate of 15 Hz, spot size of 10 µm, scan speed of 40 µm/s. | NIST 610, NIST 612, and GSD-1G as external standards | [48 empty] | 1.3 | [7 empty] | 40.4 | [13 empty] | 1580 | [76 empty] | 2025 | Wang, L., Han, R., Zhang, Y., Chen, Y., Liu, D. (2026). Unraveling the redistribution of trace elements during supergene processes: A case study from the Qingshan carbonate-hosted Zn-Pb deposit, SW China. Ore Geology Reviews, 188, 107059. |  | CHN | Southwest China
| Qingshan |  | Basin hydrothermal | Mississippi Valley-type (MVT) | MVT zinc-lead | Zn, Pb | Ge, Cd, Ag | Zn, Pb, Ge, Cd, Ag | Meng et al., 2023 |  | VS1b-5-1 | VS1b-5-1 | underground mine |  |  |  |  | ore material | polished section | grab | mineral separate | [5 empty] | mineralisation | primary sulfide ores and secondary non-sulfide ores |  |  | sphalerite, pyrite, galena, hemimorphite, willemite, goethite, smithsonite, cerussite | hydrothermal (stages 1–3), supergene | massive, brecciated, replacive, infilling | colloform, oscillatory zoning, replacement, core-mantle-rim, dendritic, botryoidal, euhedral, subhedral, anhedral |  |  |  | calcite, greenockite | polished sections (150 µm thick) | LA-ICPMS, EMPA, SEM-EDS | JEOL JXA-i SP100 microprobe equipped with five wavelength-dispersive spectrometers; Tescan Mira 3 field emission scanning electron microscope equipped with an energy dispersive spectrometer; Tescan Integrated Mineral Analyzer (TIMA) system comprising a field emission scanning electron microscope (Tescan Mira 3), integrated with four energy dispersive detectors (EDAXElement) | Guangzhou Tuoyan Analytical Technology Co., Ltd., Guizhou, China (GTAT) | EPMA: 15 kV accelerating potential and a beam current of 10 or 20 nA, with a defocused beam diameter of 5 µm; peak counting times for analyzed elements varied between 10 and 40 s, background measurements at 50% of the peak counting duration on both sides of the analyzed peak. SEM: operating voltage of 25 kV and a working distance of ~15.0 mm. TIMA: dot-mapping mode with a working distance of 15 mm, spot size of ~92 nm, scanning at 3 µm resolution (operating at 25 kV, 11.6 nA). LA-ICP-MS mapping: laser energy of 5 J/cm2, repetition rate of 15 Hz, spot size of 10 µm, scan speed of 40 µm/s. | NIST 610, NIST 612, and GSD-1G as external standards | [48 empty] | 1.21 | [7 empty] | 114 | [13 empty] | 1875 | [76 empty] | 2025 | Wang, L., Han, R., Zhang, Y., Chen, Y., Liu, D. (2026). Unraveling the redistribution of trace elements during supergene processes: A case study from the Qingshan carbonate-hosted Zn-Pb deposit, SW China. Ore Geology Reviews, 188, 107059. |  | CHN | Southwest China
| Qingshan |  | Basin hydrothermal | Mississippi Valley-type (MVT) | MVT zinc-lead | Zn, Pb | Ge, Cd, Ag | Zn, Pb, Ge, Cd, Ag | Meng et al., 2023 |  | VS1b-6-1 | VS1b-6-1 | underground mine |  |  |  |  | ore material | polished section | grab | mineral separate | [5 empty] | mineralisation | primary sulfide ores and secondary non-sulfide ores |  |  | sphalerite, pyrite, galena, hemimorphite, willemite, goethite, smithsonite, cerussite | hydrothermal (stages 1–3), supergene | massive, brecciated, replacive, infilling | colloform, oscillatory zoning, replacement, core-mantle-rim, dendritic, botryoidal, euhedral, subhedral, anhedral |  |  |  | calcite, greenockite | polished sections (150 µm thick) | LA-ICPMS, EMPA, SEM-EDS | JEOL JXA-i SP100 microprobe equipped with five wavelength-dispersive spectrometers; Tescan Mira 3 field emission scanning electron microscope equipped with an energy dispersive spectrometer; Tescan Integrated Mineral Analyzer (TIMA) system comprising a field emission scanning electron microscope (Tescan Mira 3), integrated with four energy dispersive detectors (EDAXElement) | Guangzhou Tuoyan Analytical Technology Co., Ltd., Guizhou, China (GTAT) | EPMA: 15 kV accelerating potential and a beam current of 10 or 20 nA, with a defocused beam diameter of 5 µm; peak counting times for analyzed elements varied between 10 and 40 s, background measurements at 50% of the peak counting duration on both sides of the analyzed peak. SEM: operating voltage of 25 kV and a working distance of ~15.0 mm. TIMA: dot-mapping mode with a working distance of 15 mm, spot size of ~92 nm, scanning at 3 µm resolution (operating at 25 kV, 11.6 nA). LA-ICP-MS mapping: laser energy of 5 J/cm2, repetition rate of 15 Hz, spot size of 10 µm, scan speed of 40 µm/s. | NIST 610, NIST 612, and GSD-1G as external standards | [48 empty] | 1.37 | [7 empty] | 62.8 | [13 empty] | 1149 | [76 empty] | 2025 | Wang, L., Han, R., Zhang, Y., Chen, Y., Liu, D. (2026). Unraveling the redistribution of trace elements during supergene processes: A case study from the Qingshan carbonate-hosted Zn-Pb deposit, SW China. Ore Geology Reviews, 188, 107059. |  | CHN | Southwest China
| Qingshan |  | Basin hydrothermal | Mississippi Valley-type (MVT) | MVT zinc-lead | Zn, Pb | Ge, Cd, Ag | Zn, Pb, Ge, Cd, Ag | Meng et al., 2023 |  | Baisoara deposit, Romania (Cook et al., 2009)-1 | Baisoara deposit, Romania (Cook et al., 2009)-1 | underground mine |  |  |  |  | ore material | polished section | grab | mineral separate | [5 empty] | mineralisation | primary sulfide ores and secondary non-sulfide ores |  |  | sphalerite, pyrite, galena, hemimorphite, willemite, goethite, smithsonite, cerussite | hydrothermal (stages 1–3), supergene | massive, brecciated, replacive, infilling | colloform, oscillatory zoning, replacement, core-mantle-rim, dendritic, botryoidal, euhedral, subhedral, anhedral |  |  |  | calcite, greenockite | polished sections (150 µm thick) | LA-ICPMS, EMPA, SEM-EDS | JEOL JXA-i SP100 microprobe equipped with five wavelength-dispersive spectrometers; Tescan Mira 3 field emission scanning electron microscope equipped with an energy dispersive spectrometer; Tescan Integrated Mineral Analyzer (TIMA) system comprising a field emission scanning electron microscope (Tescan Mira 3), integrated with four energy dispersive detectors (EDAXElement) | Guangzhou Tuoyan Analytical Technology Co., Ltd., Guizhou, China (GTAT) | EPMA: 15 kV accelerating potential and a beam current of 10 or 20 nA, with a defocused beam diameter of 5 µm; peak counting times for analyzed elements varied between 10 and 40 s, background measurements at 50% of the peak counting duration on both sides of the analyzed peak. SEM: operating voltage of 25 kV and a working distance of ~15.0 mm. TIMA: dot-mapping mode with a working distance of 15 mm, spot size of ~92 nm, scanning at 3 µm resolution (operating at 25 kV, 11.6 nA). LA-ICP-MS mapping: laser energy of 5 J/cm2, repetition rate of 15 Hz, spot size of 10 µm, scan speed of 40 µm/s. | NIST 610, NIST 612, and GSD-1G as external standards | [147 empty] | 2025 | Wang, L., Han, R., Zhang, Y., Chen, Y., Liu, D. (2026). Unraveling the redistribution of trace elements during supergene processes: A case study from the Qingshan carbonate-hosted Zn-Pb deposit, SW China. Ore Geology Reviews, 188, 107059. |  | CHN | Southwest China
| Qingshan |  | Basin hydrothermal | Mississippi Valley-type (MVT) | MVT zinc-lead | Zn, Pb | Ge, Cd, Ag | Zn, Pb, Ge, Cd, Ag | Meng et al., 2023 |  | Source file-9 | Source file-9 | underground mine |  |  |  |  | ore material | polished section | grab | mineral separate | [5 empty] | mineralisation | primary sulfide ores and secondary non-sulfide ores |  |  | sphalerite, pyrite, galena, hemimorphite, willemite, goethite, smithsonite, cerussite | hydrothermal (stages 1–3), supergene | massive, brecciated, replacive, infilling | colloform, oscillatory zoning, replacement, core-mantle-rim, dendritic, botryoidal, euhedral, subhedral, anhedral |  |  |  | calcite, greenockite | polished sections (150 µm thick) | LA-ICPMS, EMPA, SEM-EDS | JEOL JXA-i SP100 microprobe equipped with five wavelength-dispersive spectrometers; Tescan Mira 3 field emission scanning electron microscope equipped with an energy dispersive spectrometer; Tescan Integrated Mineral Analyzer (TIMA) system comprising a field emission scanning electron microscope (Tescan Mira 3), integrated with four energy dispersive detectors (EDAXElement) | Guangzhou Tuoyan Analytical Technology Co., Ltd., Guizhou, China (GTAT) | EPMA: 15 kV accelerating potential and a beam current of 10 or 20 nA, with a defocused beam diameter of 5 µm; peak counting times for analyzed elements varied between 10 and 40 s, background measurements at 50% of the peak counting duration on both sides of the analyzed peak. SEM: operating voltage of 25 kV and a working distance of ~15.0 mm. TIMA: dot-mapping mode with a working distance of 15 mm, spot size of ~92 nm, scanning at 3 µm resolution (operating at 25 kV, 11.6 nA). LA-ICP-MS mapping: laser energy of 5 J/cm2, repetition rate of 15 Hz, spot size of 10 µm, scan speed of 40 µm/s. | NIST 610, NIST 612, and GSD-1G as external standards | [147 empty] | 2025 | Wang, L., Han, R., Zhang, Y., Chen, Y., Liu, D. (2026). Unraveling the redistribution of trace elements during supergene processes: A case study from the Qingshan carbonate-hosted Zn-Pb deposit, SW China. Ore Geology Reviews, 188, 107059. |  | CHN | Southwest China
| Qingshan |  | Basin hydrothermal | Mississippi Valley-type (MVT) | MVT zinc-lead | Zn, Pb | Ge, Cd, Ag | Zn, Pb, Ge, Cd, Ag | Meng et al., 2023 |  | Bs7a-1-1 | Bs7a-1-1 | underground mine |  |  |  |  | ore material | polished section | grab | mineral separate | [5 empty] | mineralisation | primary sulfide ores and secondary non-sulfide ores |  |  | sphalerite, pyrite, galena, hemimorphite, willemite, goethite, smithsonite, cerussite | hydrothermal (stages 1–3), supergene | massive, brecciated, replacive, infilling | colloform, oscillatory zoning, replacement, core-mantle-rim, dendritic, botryoidal, euhedral, subhedral, anhedral |  |  |  | calcite, greenockite | polished sections (150 µm thick) | LA-ICPMS, EMPA, SEM-EDS | JEOL JXA-i SP100 microprobe equipped with five wavelength-dispersive spectrometers; Tescan Mira 3 field emission scanning electron microscope equipped with an energy dispersive spectrometer; Tescan Integrated Mineral Analyzer (TIMA) system comprising a field emission scanning electron microscope (Tescan Mira 3), integrated with four energy dispersive detectors (EDAXElement) | Guangzhou Tuoyan Analytical Technology Co., Ltd., Guizhou, China (GTAT) | EPMA: 15 kV accelerating potential and a beam current of 10 or 20 nA, with a defocused beam diameter of 5 µm; peak counting times for analyzed elements varied between 10 and 40 s, background measurements at 50% of the peak counting duration on both sides of the analyzed peak. SEM: operating voltage of 25 kV and a working distance of ~15.0 mm. TIMA: dot-mapping mode with a working distance of 15 mm, spot size of ~92 nm, scanning at 3 µm resolution (operating at 25 kV, 11.6 nA). LA-ICP-MS mapping: laser energy of 5 J/cm2, repetition rate of 15 Hz, spot size of 10 µm, scan speed of 40 µm/s. | NIST 610, NIST 612, and GSD-1G as external standards | [48 empty] | 0.58 | [7 empty] | 74.8 | [13 empty] | 0.8 | [76 empty] | 2025 | Wang, L., Han, R., Zhang, Y., Chen, Y., Liu, D. (2026). Unraveling the redistribution of trace elements during supergene processes: A case study from the Qingshan carbonate-hosted Zn-Pb deposit, SW China. Ore Geology Reviews, 188, 107059. |  | CHN | Southwest China
| Qingshan |  | Basin hydrothermal | Mississippi Valley-type (MVT) | MVT zinc-lead | Zn, Pb | Ge, Cd, Ag | Zn, Pb, Ge, Cd, Ag | Meng et al., 2023 |  | Bs7a-2-1 | Bs7a-2-1 | underground mine |  |  |  |  | ore material | polished section | grab | mineral separate | [5 empty] | mineralisation | primary sulfide ores and secondary non-sulfide ores |  |  | sphalerite, pyrite, galena, hemimorphite, willemite, goethite, smithsonite, cerussite | hydrothermal (stages 1–3), supergene | massive, brecciated, replacive, infilling | colloform, oscillatory zoning, replacement, core-mantle-rim, dendritic, botryoidal, euhedral, subhedral, anhedral |  |  |  | calcite, greenockite | polished sections (150 µm thick) | LA-ICPMS, EMPA, SEM-EDS | JEOL JXA-i SP100 microprobe equipped with five wavelength-dispersive spectrometers; Tescan Mira 3 field emission scanning electron microscope equipped with an energy dispersive spectrometer; Tescan Integrated Mineral Analyzer (TIMA) system comprising a field emission scanning electron microscope (Tescan Mira 3), integrated with four energy dispersive detectors (EDAXElement) | Guangzhou Tuoyan Analytical Technology Co., Ltd., Guizhou, China (GTAT) | EPMA: 15 kV accelerating potential and a beam current of 10 or 20 nA, with a defocused beam diameter of 5 µm; peak counting times for analyzed elements varied between 10 and 40 s, background measurements at 50% of the peak counting duration on both sides of the analyzed peak. SEM: operating voltage of 25 kV and a working distance of ~15.0 mm. TIMA: dot-mapping mode with a working distance of 15 mm, spot size of ~92 nm, scanning at 3 µm resolution (operating at 25 kV, 11.6 nA). LA-ICP-MS mapping: laser energy of 5 J/cm2, repetition rate of 15 Hz, spot size of 10 µm, scan speed of 40 µm/s. | NIST 610, NIST 612, and GSD-1G as external standards | [48 empty] | 0.9 | [7 empty] | 6.3 | [13 empty] | 6.5 | [76 empty] | 2025 | Wang, L., Han, R., Zhang, Y., Chen, Y., Liu, D. (2026). Unraveling the redistribution of trace elements during supergene processes: A case study from the Qingshan carbonate-hosted Zn-Pb deposit, SW China. Ore Geology Reviews, 188, 107059. |  | CHN | Southwest China
| Qingshan |  | Basin hydrothermal | Mississippi Valley-type (MVT) | MVT zinc-lead | Zn, Pb | Ge, Cd, Ag | Zn, Pb, Ge, Cd, Ag | Meng et al., 2023 |  | Bs7a-3-1 | Bs7a-3-1 | underground mine |  |  |  |  | ore material | polished section | grab | mineral separate | [5 empty] | mineralisation | primary sulfide ores and secondary non-sulfide ores |  |  | sphalerite, pyrite, galena, hemimorphite, willemite, goethite, smithsonite, cerussite | hydrothermal (stages 1–3), supergene | massive, brecciated, replacive, infilling | colloform, oscillatory zoning, replacement, core-mantle-rim, dendritic, botryoidal, euhedral, subhedral, anhedral |  |  |  | calcite, greenockite | polished sections (150 µm thick) | LA-ICPMS, EMPA, SEM-EDS | JEOL JXA-i SP100 microprobe equipped with five wavelength-dispersive spectrometers; Tescan Mira 3 field emission scanning electron microscope equipped with an energy dispersive spectrometer; Tescan Integrated Mineral Analyzer (TIMA) system comprising a field emission scanning electron microscope (Tescan Mira 3), integrated with four energy dispersive detectors (EDAXElement) | Guangzhou Tuoyan Analytical Technology Co., Ltd., Guizhou, China (GTAT) | EPMA: 15 kV accelerating potential and a beam current of 10 or 20 nA, with a defocused beam diameter of 5 µm; peak counting times for analyzed elements varied between 10 and 40 s, background measurements at 50% of the peak counting duration on both sides of the analyzed peak. SEM: operating voltage of 25 kV and a working distance of ~15.0 mm. TIMA: dot-mapping mode with a working distance of 15 mm, spot size of ~92 nm, scanning at 3 µm resolution (operating at 25 kV, 11.6 nA). LA-ICP-MS mapping: laser energy of 5 J/cm2, repetition rate of 15 Hz, spot size of 10 µm, scan speed of 40 µm/s. | NIST 610, NIST 612, and GSD-1G as external standards | [48 empty] | 1.03 | [7 empty] | 32.6 | [13 empty] | 157 | [76 empty] | 2025 | Wang, L., Han, R., Zhang, Y., Chen, Y., Liu, D. (2026). Unraveling the redistribution of trace elements during supergene processes: A case study from the Qingshan carbonate-hosted Zn-Pb deposit, SW China. Ore Geology Reviews, 188, 107059. |  | CHN | Southwest China
| Qingshan |  | Basin hydrothermal | Mississippi Valley-type (MVT) | MVT zinc-lead | Zn, Pb | Ge, Cd, Ag | Zn, Pb, Ge, Cd, Ag | Meng et al., 2023 |  | Bs7a-4-1 | Bs7a-4-1 | underground mine |  |  |  |  | ore material | polished section | grab | mineral separate | [5 empty] | mineralisation | primary sulfide ores and secondary non-sulfide ores |  |  | sphalerite, pyrite, galena, hemimorphite, willemite, goethite, smithsonite, cerussite | hydrothermal (stages 1–3), supergene | massive, brecciated, replacive, infilling | colloform, oscillatory zoning, replacement, core-mantle-rim, dendritic, botryoidal, euhedral, subhedral, anhedral |  |  |  | calcite, greenockite | polished sections (150 µm thick) | LA-ICPMS, EMPA, SEM-EDS | JEOL JXA-i SP100 microprobe equipped with five wavelength-dispersive spectrometers; Tescan Mira 3 field emission scanning electron microscope equipped with an energy dispersive spectrometer; Tescan Integrated Mineral Analyzer (TIMA) system comprising a field emission scanning electron microscope (Tescan Mira 3), integrated with four energy dispersive detectors (EDAXElement) | Guangzhou Tuoyan Analytical Technology Co., Ltd., Guizhou, China (GTAT) | EPMA: 15 kV accelerating potential and a beam current of 10 or 20 nA, with a defocused beam diameter of 5 µm; peak counting times for analyzed elements varied between 10 and 40 s, background measurements at 50% of the peak counting duration on both sides of the analyzed peak. SEM: operating voltage of 25 kV and a working distance of ~15.0 mm. TIMA: dot-mapping mode with a working distance of 15 mm, spot size of ~92 nm, scanning at 3 µm resolution (operating at 25 kV, 11.6 nA). LA-ICP-MS mapping: laser energy of 5 J/cm2, repetition rate of 15 Hz, spot size of 10 µm, scan speed of 40 µm/s. | NIST 610, NIST 612, and GSD-1G as external standards | [48 empty] | 0.94 | [7 empty] | 56.9 | [13 empty] | 7 | [76 empty] | 2025 | Wang, L., Han, R., Zhang, Y., Chen, Y., Liu, D. (2026). Unraveling the redistribution of trace elements during supergene processes: A case study from the Qingshan carbonate-hosted Zn-Pb deposit, SW China. Ore Geology Reviews, 188, 107059. |  | CHN | Southwest China
| Qingshan |  | Basin hydrothermal | Mississippi Valley-type (MVT) | MVT zinc-lead | Zn, Pb | Ge, Cd, Ag | Zn, Pb, Ge, Cd, Ag | Meng et al., 2023 |  | Bs7a-5-1 | Bs7a-5-1 | underground mine |  |  |  |  | ore material | polished section | grab | mineral separate | [5 empty] | mineralisation | primary sulfide ores and secondary non-sulfide ores |  |  | sphalerite, pyrite, galena, hemimorphite, willemite, goethite, smithsonite, cerussite | hydrothermal (stages 1–3), supergene | massive, brecciated, replacive, infilling | colloform, oscillatory zoning, replacement, core-mantle-rim, dendritic, botryoidal, euhedral, subhedral, anhedral |  |  |  | calcite, greenockite | polished sections (150 µm thick) | LA-ICPMS, EMPA, SEM-EDS | JEOL JXA-i SP100 microprobe equipped with five wavelength-dispersive spectrometers; Tescan Mira 3 field emission scanning electron microscope equipped with an energy dispersive spectrometer; Tescan Integrated Mineral Analyzer (TIMA) system comprising a field emission scanning electron microscope (Tescan Mira 3), integrated with four energy dispersive detectors (EDAXElement) | Guangzhou Tuoyan Analytical Technology Co., Ltd., Guizhou, China (GTAT) | EPMA: 15 kV accelerating potential and a beam current of 10 or 20 nA, with a defocused beam diameter of 5 µm; peak counting times for analyzed elements varied between 10 and 40 s, background measurements at 50% of the peak counting duration on both sides of the analyzed peak. SEM: operating voltage of 25 kV and a working distance of ~15.0 mm. TIMA: dot-mapping mode with a working distance of 15 mm, spot size of ~92 nm, scanning at 3 µm resolution (operating at 25 kV, 11.6 nA). LA-ICP-MS mapping: laser energy of 5 J/cm2, repetition rate of 15 Hz, spot size of 10 µm, scan speed of 40 µm/s. | NIST 610, NIST 612, and GSD-1G as external standards | [48 empty] | 1.04 | [7 empty] | 3.2 | [13 empty] | 1191 | [76 empty] | 2025 | Wang, L., Han, R., Zhang, Y., Chen, Y., Liu, D. (2026). Unraveling the redistribution of trace elements during supergene processes: A case study from the Qingshan carbonate-hosted Zn-Pb deposit, SW China. Ore Geology Reviews, 188, 107059. |  | CHN | Southwest China
| Qingshan |  | Basin hydrothermal | Mississippi Valley-type (MVT) | MVT zinc-lead | Zn, Pb | Ge, Cd, Ag | Zn, Pb, Ge, Cd, Ag | Meng et al., 2023 |  | Bs7a-6-1 | Bs7a-6-1 | underground mine |  |  |  |  | ore material | polished section | grab | mineral separate | [5 empty] | mineralisation | primary sulfide ores and secondary non-sulfide ores |  |  | sphalerite, pyrite, galena, hemimorphite, willemite, goethite, smithsonite, cerussite | hydrothermal (stages 1–3), supergene | massive, brecciated, replacive, infilling | colloform, oscillatory zoning, replacement, core-mantle-rim, dendritic, botryoidal, euhedral, subhedral, anhedral |  |  |  | calcite, greenockite | polished sections (150 µm thick) | LA-ICPMS, EMPA, SEM-EDS | JEOL JXA-i SP100 microprobe equipped with five wavelength-dispersive spectrometers; Tescan Mira 3 field emission scanning electron microscope equipped with an energy dispersive spectrometer; Tescan Integrated Mineral Analyzer (TIMA) system comprising a field emission scanning electron microscope (Tescan Mira 3), integrated with four energy dispersive detectors (EDAXElement) | Guangzhou Tuoyan Analytical Technology Co., Ltd., Guizhou, China (GTAT) | EPMA: 15 kV accelerating potential and a beam current of 10 or 20 nA, with a defocused beam diameter of 5 µm; peak counting times for analyzed elements varied between 10 and 40 s, background measurements at 50% of the peak counting duration on both sides of the analyzed peak. SEM: operating voltage of 25 kV and a working distance of ~15.0 mm. TIMA: dot-mapping mode with a working distance of 15 mm, spot size of ~92 nm, scanning at 3 µm resolution (operating at 25 kV, 11.6 nA). LA-ICP-MS mapping: laser energy of 5 J/cm2, repetition rate of 15 Hz, spot size of 10 µm, scan speed of 40 µm/s. | NIST 610, NIST 612, and GSD-1G as external standards | [48 empty] | 0.62 | [7 empty] | 0.48 | [13 empty] | 0.9 | [76 empty] | 2025 | Wang, L., Han, R., Zhang, Y., Chen, Y., Liu, D. (2026). Unraveling the redistribution of trace elements during supergene processes: A case study from the Qingshan carbonate-hosted Zn-Pb deposit, SW China. Ore Geology Reviews, 188, 107059. |  | CHN | Southwest China
| Qingshan |  | Basin hydrothermal | Mississippi Valley-type (MVT) | MVT zinc-lead | Zn, Pb | Ge, Cd, Ag | Zn, Pb, Ge, Cd, Ag | Meng et al., 2023 |  | Bs7a-7-1 | Bs7a-7-1 | underground mine |  |  |  |  | ore material | polished section | grab | mineral separate | [5 empty] | mineralisation | primary sulfide ores and secondary non-sulfide ores |  |  | sphalerite, pyrite, galena, hemimorphite, willemite, goethite, smithsonite, cerussite | hydrothermal (stages 1–3), supergene | massive, brecciated, replacive, infilling | colloform, oscillatory zoning, replacement, core-mantle-rim, dendritic, botryoidal, euhedral, subhedral, anhedral |  |  |  | calcite, greenockite | polished sections (150 µm thick) | LA-ICPMS, EMPA, SEM-EDS | JEOL JXA-i SP100 microprobe equipped with five wavelength-dispersive spectrometers; Tescan Mira 3 field emission scanning electron microscope equipped with an energy dispersive spectrometer; Tescan Integrated Mineral Analyzer (TIMA) system comprising a field emission scanning electron microscope (Tescan Mira 3), integrated with four energy dispersive detectors (EDAXElement) | Guangzhou Tuoyan Analytical Technology Co., Ltd., Guizhou, China (GTAT) | EPMA: 15 kV accelerating potential and a beam current of 10 or 20 nA, with a defocused beam diameter of 5 µm; peak counting times for analyzed elements varied between 10 and 40 s, background measurements at 50% of the peak counting duration on both sides of the analyzed peak. SEM: operating voltage of 25 kV and a working distance of ~15.0 mm. TIMA: dot-mapping mode with a working distance of 15 mm, spot size of ~92 nm, scanning at 3 µm resolution (operating at 25 kV, 11.6 nA). LA-ICP-MS mapping: laser energy of 5 J/cm2, repetition rate of 15 Hz, spot size of 10 µm, scan speed of 40 µm/s. | NIST 610, NIST 612, and GSD-1G as external standards | [48 empty] | 1.26 | [7 empty] | 2.3 | [13 empty] | 1242 | [76 empty] | 2025 | Wang, L., Han, R., Zhang, Y., Chen, Y., Liu, D. (2026). Unraveling the redistribution of trace elements during supergene processes: A case study from the Qingshan carbonate-hosted Zn-Pb deposit, SW China. Ore Geology Reviews, 188, 107059. |  | CHN | Southwest China
| Qingshan |  | Basin hydrothermal | Mississippi Valley-type (MVT) | MVT zinc-lead | Zn, Pb | Ge, Cd, Ag | Zn, Pb, Ge, Cd, Ag | Meng et al., 2023 |  | Bs7a-8-1 | Bs7a-8-1 | underground mine |  |  |  |  | ore material | polished section | grab | mineral separate | [5 empty] | mineralisation | primary sulfide ores and secondary non-sulfide ores |  |  | sphalerite, pyrite, galena, hemimorphite, willemite, goethite, smithsonite, cerussite | hydrothermal (stages 1–3), supergene | massive, brecciated, replacive, infilling | colloform, oscillatory zoning, replacement, core-mantle-rim, dendritic, botryoidal, euhedral, subhedral, anhedral |  |  |  | calcite, greenockite | polished sections (150 µm thick) | LA-ICPMS, EMPA, SEM-EDS | JEOL JXA-i SP100 microprobe equipped with five wavelength-dispersive spectrometers; Tescan Mira 3 field emission scanning electron microscope equipped with an energy dispersive spectrometer; Tescan Integrated Mineral Analyzer (TIMA) system comprising a field emission scanning electron microscope (Tescan Mira 3), integrated with four energy dispersive detectors (EDAXElement) | Guangzhou Tuoyan Analytical Technology Co., Ltd., Guizhou, China (GTAT) | EPMA: 15 kV accelerating potential and a beam current of 10 or 20 nA, with a defocused beam diameter of 5 µm; peak counting times for analyzed elements varied between 10 and 40 s, background measurements at 50% of the peak counting duration on both sides of the analyzed peak. SEM: operating voltage of 25 kV and a working distance of ~15.0 mm. TIMA: dot-mapping mode with a working distance of 15 mm, spot size of ~92 nm, scanning at 3 µm resolution (operating at 25 kV, 11.6 nA). LA-ICP-MS mapping: laser energy of 5 J/cm2, repetition rate of 15 Hz, spot size of 10 µm, scan speed of 40 µm/s. | NIST 610, NIST 612, and GSD-1G as external standards | [48 empty] | 0.96 | [7 empty] | 1.8 | [13 empty] | 73 | [76 empty] | 2025 | Wang, L., Han, R., Zhang, Y., Chen, Y., Liu, D. (2026). Unraveling the redistribution of trace elements during supergene processes: A case study from the Qingshan carbonate-hosted Zn-Pb deposit, SW China. Ore Geology Reviews, 188, 107059. |  | CHN | Southwest China
| Qingshan |  | Basin hydrothermal | Mississippi Valley-type (MVT) | MVT zinc-lead | Zn, Pb | Ge, Cd, Ag | Zn, Pb, Ge, Cd, Ag | Meng et al., 2023 |  | Bs7a-9-1 | Bs7a-9-1 | underground mine |  |  |  |  | ore material | polished section | grab | mineral separate | [5 empty] | mineralisation | primary sulfide ores and secondary non-sulfide ores |  |  | sphalerite, pyrite, galena, hemimorphite, willemite, goethite, smithsonite, cerussite | hydrothermal (stages 1–3), supergene | massive, brecciated, replacive, infilling | colloform, oscillatory zoning, replacement, core-mantle-rim, dendritic, botryoidal, euhedral, subhedral, anhedral |  |  |  | calcite, greenockite | polished sections (150 µm thick) | LA-ICPMS, EMPA, SEM-EDS | JEOL JXA-i SP100 microprobe equipped with five wavelength-dispersive spectrometers; Tescan Mira 3 field emission scanning electron microscope equipped with an energy dispersive spectrometer; Tescan Integrated Mineral Analyzer (TIMA) system comprising a field emission scanning electron microscope (Tescan Mira 3), integrated with four energy dispersive detectors (EDAXElement) | Guangzhou Tuoyan Analytical Technology Co., Ltd., Guizhou, China (GTAT) | EPMA: 15 kV accelerating potential and a beam current of 10 or 20 nA, with a defocused beam diameter of 5 µm; peak counting times for analyzed elements varied between 10 and 40 s, background measurements at 50% of the peak counting duration on both sides of the analyzed peak. SEM: operating voltage of 25 kV and a working distance of ~15.0 mm. TIMA: dot-mapping mode with a working distance of 15 mm, spot size of ~92 nm, scanning at 3 µm resolution (operating at 25 kV, 11.6 nA). LA-ICP-MS mapping: laser energy of 5 J/cm2, repetition rate of 15 Hz, spot size of 10 µm, scan speed of 40 µm/s. | NIST 610, NIST 612, and GSD-1G as external standards | [48 empty] | 0.83 | [7 empty] | 18.8 | [13 empty] | 0.72 | [76 empty] | 2025 | Wang, L., Han, R., Zhang, Y., Chen, Y., Liu, D. (2026). Unraveling the redistribution of trace elements during supergene processes: A case study from the Qingshan carbonate-hosted Zn-Pb deposit, SW China. Ore Geology Reviews, 188, 107059. |  | CHN | Southwest China
| Qingshan |  | Basin hydrothermal | Mississippi Valley-type (MVT) | MVT zinc-lead | Zn, Pb | Ge, Cd, Ag | Zn, Pb, Ge, Cd, Ag | Meng et al., 2023 |  | Bs7a-10-1 | Bs7a-10-1 | underground mine |  |  |  |  | ore material | polished section | grab | mineral separate | [5 empty] | mineralisation | primary sulfide ores and secondary non-sulfide ores |  |  | sphalerite, pyrite, galena, hemimorphite, willemite, goethite, smithsonite, cerussite | hydrothermal (stages 1–3), supergene | massive, brecciated, replacive, infilling | colloform, oscillatory zoning, replacement, core-mantle-rim, dendritic, botryoidal, euhedral, subhedral, anhedral |  |  |  | calcite, greenockite | polished sections (150 µm thick) | LA-ICPMS, EMPA, SEM-EDS | JEOL JXA-i SP100 microprobe equipped with five wavelength-dispersive spectrometers; Tescan Mira 3 field emission scanning electron microscope equipped with an energy dispersive spectrometer; Tescan Integrated Mineral Analyzer (TIMA) system comprising a field emission scanning electron microscope (Tescan Mira 3), integrated with four energy dispersive detectors (EDAXElement) | Guangzhou Tuoyan Analytical Technology Co., Ltd., Guizhou, China (GTAT) | EPMA: 15 kV accelerating potential and a beam current of 10 or 20 nA, with a defocused beam diameter of 5 µm; peak counting times for analyzed elements varied between 10 and 40 s, background measurements at 50% of the peak counting duration on both sides of the analyzed peak. SEM: operating voltage of 25 kV and a working distance of ~15.0 mm. TIMA: dot-mapping mode with a working distance of 15 mm, spot size of ~92 nm, scanning at 3 µm resolution (operating at 25 kV, 11.6 nA). LA-ICP-MS mapping: laser energy of 5 J/cm2, repetition rate of 15 Hz, spot size of 10 µm, scan speed of 40 µm/s. | NIST 610, NIST 612, and GSD-1G as external standards | [48 empty] | 0.68 | [7 empty] | 0.89 | [13 empty] | 0.43 | [76 empty] | 2025 | Wang, L., Han, R., Zhang, Y., Chen, Y., Liu, D. (2026). Unraveling the redistribution of trace elements during supergene processes: A case study from the Qingshan carbonate-hosted Zn-Pb deposit, SW China. Ore Geology Reviews, 188, 107059. |  | CHN | Southwest China
| Qingshan |  | Basin hydrothermal | Mississippi Valley-type (MVT) | MVT zinc-lead | Zn, Pb | Ge, Cd, Ag | Zn, Pb, Ge, Cd, Ag | Meng et al., 2023 |  | Bs7a-11-1 | Bs7a-11-1 | underground mine |  |  |  |  | ore material | polished section | grab | mineral separate | [5 empty] | mineralisation | primary sulfide ores and secondary non-sulfide ores |  |  | sphalerite, pyrite, galena, hemimorphite, willemite, goethite, smithsonite, cerussite | hydrothermal (stages 1–3), supergene | massive, brecciated, replacive, infilling | colloform, oscillatory zoning, replacement, core-mantle-rim, dendritic, botryoidal, euhedral, subhedral, anhedral |  |  |  | calcite, greenockite | polished sections (150 µm thick) | LA-ICPMS, EMPA, SEM-EDS | JEOL JXA-i SP100 microprobe equipped with five wavelength-dispersive spectrometers; Tescan Mira 3 field emission scanning electron microscope equipped with an energy dispersive spectrometer; Tescan Integrated Mineral Analyzer (TIMA) system comprising a field emission scanning electron microscope (Tescan Mira 3), integrated with four energy dispersive detectors (EDAXElement) | Guangzhou Tuoyan Analytical Technology Co., Ltd., Guizhou, China (GTAT) | EPMA: 15 kV accelerating potential and a beam current of 10 or 20 nA, with a defocused beam diameter of 5 µm; peak counting times for analyzed elements varied between 10 and 40 s, background measurements at 50% of the peak counting duration on both sides of the analyzed peak. SEM: operating voltage of 25 kV and a working distance of ~15.0 mm. TIMA: dot-mapping mode with a working distance of 15 mm, spot size of ~92 nm, scanning at 3 µm resolution (operating at 25 kV, 11.6 nA). LA-ICP-MS mapping: laser energy of 5 J/cm2, repetition rate of 15 Hz, spot size of 10 µm, scan speed of 40 µm/s. | NIST 610, NIST 612, and GSD-1G as external standards | [48 empty] | 0.81 | [7 empty] | 17.9 | [13 empty] | 222 | [76 empty] | 2025 | Wang, L., Han, R., Zhang, Y., Chen, Y., Liu, D. (2026). Unraveling the redistribution of trace elements during supergene processes: A case study from the Qingshan carbonate-hosted Zn-Pb deposit, SW China. Ore Geology Reviews, 188, 107059. |  | CHN | Southwest China
| Qingshan |  | Basin hydrothermal | Mississippi Valley-type (MVT) | MVT zinc-lead | Zn, Pb | Ge, Cd, Ag | Zn, Pb, Ge, Cd, Ag | Meng et al., 2023 |  | Lefevre deposit, Canada (Cook et al., 2009)-1 | Lefevre deposit, Canada (Cook et al., 2009)-1 | underground mine |  |  |  |  | ore material | polished section | grab | mineral separate | [5 empty] | mineralisation | primary sulfide ores and secondary non-sulfide ores |  |  | sphalerite, pyrite, galena, hemimorphite, willemite, goethite, smithsonite, cerussite | hydrothermal (stages 1–3), supergene | massive, brecciated, replacive, infilling | colloform, oscillatory zoning, replacement, core-mantle-rim, dendritic, botryoidal, euhedral, subhedral, anhedral |  |  |  | calcite, greenockite | polished sections (150 µm thick) | LA-ICPMS, EMPA, SEM-EDS | JEOL JXA-i SP100 microprobe equipped with five wavelength-dispersive spectrometers; Tescan Mira 3 field emission scanning electron microscope equipped with an energy dispersive spectrometer; Tescan Integrated Mineral Analyzer (TIMA) system comprising a field emission scanning electron microscope (Tescan Mira 3), integrated with four energy dispersive detectors (EDAXElement) | Guangzhou Tuoyan Analytical Technology Co., Ltd., Guizhou, China (GTAT) | EPMA: 15 kV accelerating potential and a beam current of 10 or 20 nA, with a defocused beam diameter of 5 µm; peak counting times for analyzed elements varied between 10 and 40 s, background measurements at 50% of the peak counting duration on both sides of the analyzed peak. SEM: operating voltage of 25 kV and a working distance of ~15.0 mm. TIMA: dot-mapping mode with a working distance of 15 mm, spot size of ~92 nm, scanning at 3 µm resolution (operating at 25 kV, 11.6 nA). LA-ICP-MS mapping: laser energy of 5 J/cm2, repetition rate of 15 Hz, spot size of 10 µm, scan speed of 40 µm/s. | NIST 610, NIST 612, and GSD-1G as external standards | [147 empty] | 2025 | Wang, L., Han, R., Zhang, Y., Chen, Y., Liu, D. (2026). Unraveling the redistribution of trace elements during supergene processes: A case study from the Qingshan carbonate-hosted Zn-Pb deposit, SW China. Ore Geology Reviews, 188, 107059. |  | CHN | Southwest China
| Qingshan |  | Basin hydrothermal | Mississippi Valley-type (MVT) | MVT zinc-lead | Zn, Pb | Ge, Cd, Ag | Zn, Pb, Ge, Cd, Ag | Meng et al., 2023 |  | Source file-10 | Source file-10 | underground mine |  |  |  |  | ore material | polished section | grab | mineral separate | [5 empty] | mineralisation | primary sulfide ores and secondary non-sulfide ores |  |  | sphalerite, pyrite, galena, hemimorphite, willemite, goethite, smithsonite, cerussite | hydrothermal (stages 1–3), supergene | massive, brecciated, replacive, infilling | colloform, oscillatory zoning, replacement, core-mantle-rim, dendritic, botryoidal, euhedral, subhedral, anhedral |  |  |  | calcite, greenockite | polished sections (150 µm thick) | LA-ICPMS, EMPA, SEM-EDS | JEOL JXA-i SP100 microprobe equipped with five wavelength-dispersive spectrometers; Tescan Mira 3 field emission scanning electron microscope equipped with an energy dispersive spectrometer; Tescan Integrated Mineral Analyzer (TIMA) system comprising a field emission scanning electron microscope (Tescan Mira 3), integrated with four energy dispersive detectors (EDAXElement) | Guangzhou Tuoyan Analytical Technology Co., Ltd., Guizhou, China (GTAT) | EPMA: 15 kV accelerating potential and a beam current of 10 or 20 nA, with a defocused beam diameter of 5 µm; peak counting times for analyzed elements varied between 10 and 40 s, background measurements at 50% of the peak counting duration on both sides of the analyzed peak. SEM: operating voltage of 25 kV and a working distance of ~15.0 mm. TIMA: dot-mapping mode with a working distance of 15 mm, spot size of ~92 nm, scanning at 3 µm resolution (operating at 25 kV, 11.6 nA). LA-ICP-MS mapping: laser energy of 5 J/cm2, repetition rate of 15 Hz, spot size of 10 µm, scan speed of 40 µm/s. | NIST 610, NIST 612, and GSD-1G as external standards | [147 empty] | 2025 | Wang, L., Han, R., Zhang, Y., Chen, Y., Liu, D. (2026). Unraveling the redistribution of trace elements during supergene processes: A case study from the Qingshan carbonate-hosted Zn-Pb deposit, SW China. Ore Geology Reviews, 188, 107059. |  | CHN | Southwest China
| Qingshan |  | Basin hydrothermal | Mississippi Valley-type (MVT) | MVT zinc-lead | Zn, Pb | Ge, Cd, Ag | Zn, Pb, Ge, Cd, Ag | Meng et al., 2023 |  | L-12-1-1 | L-12-1-1 | underground mine |  |  |  |  | ore material | polished section | grab | mineral separate | [5 empty] | mineralisation | primary sulfide ores and secondary non-sulfide ores |  |  | sphalerite, pyrite, galena, hemimorphite, willemite, goethite, smithsonite, cerussite | hydrothermal (stages 1–3), supergene | massive, brecciated, replacive, infilling | colloform, oscillatory zoning, replacement, core-mantle-rim, dendritic, botryoidal, euhedral, subhedral, anhedral |  |  |  | calcite, greenockite | polished sections (150 µm thick) | LA-ICPMS, EMPA, SEM-EDS | JEOL JXA-i SP100 microprobe equipped with five wavelength-dispersive spectrometers; Tescan Mira 3 field emission scanning electron microscope equipped with an energy dispersive spectrometer; Tescan Integrated Mineral Analyzer (TIMA) system comprising a field emission scanning electron microscope (Tescan Mira 3), integrated with four energy dispersive detectors (EDAXElement) | Guangzhou Tuoyan Analytical Technology Co., Ltd., Guizhou, China (GTAT) | EPMA: 15 kV accelerating potential and a beam current of 10 or 20 nA, with a defocused beam diameter of 5 µm; peak counting times for analyzed elements varied between 10 and 40 s, background measurements at 50% of the peak counting duration on both sides of the analyzed peak. SEM: operating voltage of 25 kV and a working distance of ~15.0 mm. TIMA: dot-mapping mode with a working distance of 15 mm, spot size of ~92 nm, scanning at 3 µm resolution (operating at 25 kV, 11.6 nA). LA-ICP-MS mapping: laser energy of 5 J/cm2, repetition rate of 15 Hz, spot size of 10 µm, scan speed of 40 µm/s. | NIST 610, NIST 612, and GSD-1G as external standards | [48 empty] | 2.26 | [7 empty] | 186 | [13 empty] | 2819 | [76 empty] | 2025 | Wang, L., Han, R., Zhang, Y., Chen, Y., Liu, D. (2026). Unraveling the redistribution of trace elements during supergene processes: A case study from the Qingshan carbonate-hosted Zn-Pb deposit, SW China. Ore Geology Reviews, 188, 107059. |  | CHN | Southwest China
| Qingshan |  | Basin hydrothermal | Mississippi Valley-type (MVT) | MVT zinc-lead | Zn, Pb | Ge, Cd, Ag | Zn, Pb, Ge, Cd, Ag | Meng et al., 2023 |  | L-12-2-1 | L-12-2-1 | underground mine |  |  |  |  | ore material | polished section | grab | mineral separate | [5 empty] | mineralisation | primary sulfide ores and secondary non-sulfide ores |  |  | sphalerite, pyrite, galena, hemimorphite, willemite, goethite, smithsonite, cerussite | hydrothermal (stages 1–3), supergene | massive, brecciated, replacive, infilling | colloform, oscillatory zoning, replacement, core-mantle-rim, dendritic, botryoidal, euhedral, subhedral, anhedral |  |  |  | calcite, greenockite | polished sections (150 µm thick) | LA-ICPMS, EMPA, SEM-EDS | JEOL JXA-i SP100 microprobe equipped with five wavelength-dispersive spectrometers; Tescan Mira 3 field emission scanning electron microscope equipped with an energy dispersive spectrometer; Tescan Integrated Mineral Analyzer (TIMA) system comprising a field emission scanning electron microscope (Tescan Mira 3), integrated with four energy dispersive detectors (EDAXElement) | Guangzhou Tuoyan Analytical Technology Co., Ltd., Guizhou, China (GTAT) | EPMA: 15 kV accelerating potential and a beam current of 10 or 20 nA, with a defocused beam diameter of 5 µm; peak counting times for analyzed elements varied between 10 and 40 s, background measurements at 50% of the peak counting duration on both sides of the analyzed peak. SEM: operating voltage of 25 kV and a working distance of ~15.0 mm. TIMA: dot-mapping mode with a working distance of 15 mm, spot size of ~92 nm, scanning at 3 µm resolution (operating at 25 kV, 11.6 nA). LA-ICP-MS mapping: laser energy of 5 J/cm2, repetition rate of 15 Hz, spot size of 10 µm, scan speed of 40 µm/s. | NIST 610, NIST 612, and GSD-1G as external standards | [48 empty] | 1.97 | [7 empty] | 180 | [13 empty] | 2663 | [76 empty] | 2025 | Wang, L., Han, R., Zhang, Y., Chen, Y., Liu, D. (2026). Unraveling the redistribution of trace elements during supergene processes: A case study from the Qingshan carbonate-hosted Zn-Pb deposit, SW China. Ore Geology Reviews, 188, 107059. |  | CHN | Southwest China
| Qingshan |  | Basin hydrothermal | Mississippi Valley-type (MVT) | MVT zinc-lead | Zn, Pb | Ge, Cd, Ag | Zn, Pb, Ge, Cd, Ag | Meng et al., 2023 |  | L-12-3-1 | L-12-3-1 | underground mine |  |  |  |  | ore material | polished section | grab | mineral separate | [5 empty] | mineralisation | primary sulfide ores and secondary non-sulfide ores |  |  | sphalerite, pyrite, galena, hemimorphite, willemite, goethite, smithsonite, cerussite | hydrothermal (stages 1–3), supergene | massive, brecciated, replacive, infilling | colloform, oscillatory zoning, replacement, core-mantle-rim, dendritic, botryoidal, euhedral, subhedral, anhedral |  |  |  | calcite, greenockite | polished sections (150 µm thick) | LA-ICPMS, EMPA, SEM-EDS | JEOL JXA-i SP100 microprobe equipped with five wavelength-dispersive spectrometers; Tescan Mira 3 field emission scanning electron microscope equipped with an energy dispersive spectrometer; Tescan Integrated Mineral Analyzer (TIMA) system comprising a field emission scanning electron microscope (Tescan Mira 3), integrated with four energy dispersive detectors (EDAXElement) | Guangzhou Tuoyan Analytical Technology Co., Ltd., Guizhou, China (GTAT) | EPMA: 15 kV accelerating potential and a beam current of 10 or 20 nA, with a defocused beam diameter of 5 µm; peak counting times for analyzed elements varied between 10 and 40 s, background measurements at 50% of the peak counting duration on both sides of the analyzed peak. SEM: operating voltage of 25 kV and a working distance of ~15.0 mm. TIMA: dot-mapping mode with a working distance of 15 mm, spot size of ~92 nm, scanning at 3 µm resolution (operating at 25 kV, 11.6 nA). LA-ICP-MS mapping: laser energy of 5 J/cm2, repetition rate of 15 Hz, spot size of 10 µm, scan speed of 40 µm/s. | NIST 610, NIST 612, and GSD-1G as external standards | [48 empty] | 2.02 | [7 empty] | 172 | [13 empty] | 2396 | [76 empty] | 2025 | Wang, L., Han, R., Zhang, Y., Chen, Y., Liu, D. (2026). Unraveling the redistribution of trace elements during supergene processes: A case study from the Qingshan carbonate-hosted Zn-Pb deposit, SW China. Ore Geology Reviews, 188, 107059. |  | CHN | Southwest China
| Qingshan |  | Basin hydrothermal | Mississippi Valley-type (MVT) | MVT zinc-lead | Zn, Pb | Ge, Cd, Ag | Zn, Pb, Ge, Cd, Ag | Meng et al., 2023 |  | L-12-4-1 | L-12-4-1 | underground mine |  |  |  |  | ore material | polished section | grab | mineral separate | [5 empty] | mineralisation | primary sulfide ores and secondary non-sulfide ores |  |  | sphalerite, pyrite, galena, hemimorphite, willemite, goethite, smithsonite, cerussite | hydrothermal (stages 1–3), supergene | massive, brecciated, replacive, infilling | colloform, oscillatory zoning, replacement, core-mantle-rim, dendritic, botryoidal, euhedral, subhedral, anhedral |  |  |  | calcite, greenockite | polished sections (150 µm thick) | LA-ICPMS, EMPA, SEM-EDS | JEOL JXA-i SP100 microprobe equipped with five wavelength-dispersive spectrometers; Tescan Mira 3 field emission scanning electron microscope equipped with an energy dispersive spectrometer; Tescan Integrated Mineral Analyzer (TIMA) system comprising a field emission scanning electron microscope (Tescan Mira 3), integrated with four energy dispersive detectors (EDAXElement) | Guangzhou Tuoyan Analytical Technology Co., Ltd., Guizhou, China (GTAT) | EPMA: 15 kV accelerating potential and a beam current of 10 or 20 nA, with a defocused beam diameter of 5 µm; peak counting times for analyzed elements varied between 10 and 40 s, background measurements at 50% of the peak counting duration on both sides of the analyzed peak. SEM: operating voltage of 25 kV and a working distance of ~15.0 mm. TIMA: dot-mapping mode with a working distance of 15 mm, spot size of ~92 nm, scanning at 3 µm resolution (operating at 25 kV, 11.6 nA). LA-ICP-MS mapping: laser energy of 5 J/cm2, repetition rate of 15 Hz, spot size of 10 µm, scan speed of 40 µm/s. | NIST 610, NIST 612, and GSD-1G as external standards | [48 empty] | 2.02 | [7 empty] | 160 | [13 empty] | 2609 | [76 empty] | 2025 | Wang, L., Han, R., Zhang, Y., Chen, Y., Liu, D. (2026). Unraveling the redistribution of trace elements during supergene processes: A case study from the Qingshan carbonate-hosted Zn-Pb deposit, SW China. Ore Geology Reviews, 188, 107059. |  | CHN | Southwest China
| Qingshan |  | Basin hydrothermal | Mississippi Valley-type (MVT) | MVT zinc-lead | Zn, Pb | Ge, Cd, Ag | Zn, Pb, Ge, Cd, Ag | Meng et al., 2023 |  | L-12-5-1 | L-12-5-1 | underground mine |  |  |  |  | ore material | polished section | grab | mineral separate | [5 empty] | mineralisation | primary sulfide ores and secondary non-sulfide ores |  |  | sphalerite, pyrite, galena, hemimorphite, willemite, goethite, smithsonite, cerussite | hydrothermal (stages 1–3), supergene | massive, brecciated, replacive, infilling | colloform, oscillatory zoning, replacement, core-mantle-rim, dendritic, botryoidal, euhedral, subhedral, anhedral |  |  |  | calcite, greenockite | polished sections (150 µm thick) | LA-ICPMS, EMPA, SEM-EDS | JEOL JXA-i SP100 microprobe equipped with five wavelength-dispersive spectrometers; Tescan Mira 3 field emission scanning electron microscope equipped with an energy dispersive spectrometer; Tescan Integrated Mineral Analyzer (TIMA) system comprising a field emission scanning electron microscope (Tescan Mira 3), integrated with four energy dispersive detectors (EDAXElement) | Guangzhou Tuoyan Analytical Technology Co., Ltd., Guizhou, China (GTAT) | EPMA: 15 kV accelerating potential and a beam current of 10 or 20 nA, with a defocused beam diameter of 5 µm; peak counting times for analyzed elements varied between 10 and 40 s, background measurements at 50% of the peak counting duration on both sides of the analyzed peak. SEM: operating voltage of 25 kV and a working distance of ~15.0 mm. TIMA: dot-mapping mode with a working distance of 15 mm, spot size of ~92 nm, scanning at 3 µm resolution (operating at 25 kV, 11.6 nA). LA-ICP-MS mapping: laser energy of 5 J/cm2, repetition rate of 15 Hz, spot size of 10 µm, scan speed of 40 µm/s. | NIST 610, NIST 612, and GSD-1G as external standards | [48 empty] | 1.73 | [7 empty] | 139 | [13 empty] | 2762 | [76 empty] | 2025 | Wang, L., Han, R., Zhang, Y., Chen, Y., Liu, D. (2026). Unraveling the redistribution of trace elements during supergene processes: A case study from the Qingshan carbonate-hosted Zn-Pb deposit, SW China. Ore Geology Reviews, 188, 107059. |  | CHN | Southwest China
| Qingshan |  | Basin hydrothermal | Mississippi Valley-type (MVT) | MVT zinc-lead | Zn, Pb | Ge, Cd, Ag | Zn, Pb, Ge, Cd, Ag | Meng et al., 2023 |  | L-12-6-1 | L-12-6-1 | underground mine |  |  |  |  | ore material | polished section | grab | mineral separate | [5 empty] | mineralisation | primary sulfide ores and secondary non-sulfide ores |  |  | sphalerite, pyrite, galena, hemimorphite, willemite, goethite, smithsonite, cerussite | hydrothermal (stages 1–3), supergene | massive, brecciated, replacive, infilling | colloform, oscillatory zoning, replacement, core-mantle-rim, dendritic, botryoidal, euhedral, subhedral, anhedral |  |  |  | calcite, greenockite | polished sections (150 µm thick) | LA-ICPMS, EMPA, SEM-EDS | JEOL JXA-i SP100 microprobe equipped with five wavelength-dispersive spectrometers; Tescan Mira 3 field emission scanning electron microscope equipped with an energy dispersive spectrometer; Tescan Integrated Mineral Analyzer (TIMA) system comprising a field emission scanning electron microscope (Tescan Mira 3), integrated with four energy dispersive detectors (EDAXElement) | Guangzhou Tuoyan Analytical Technology Co., Ltd., Guizhou, China (GTAT) | EPMA: 15 kV accelerating potential and a beam current of 10 or 20 nA, with a defocused beam diameter of 5 µm; peak counting times for analyzed elements varied between 10 and 40 s, background measurements at 50% of the peak counting duration on both sides of the analyzed peak. SEM: operating voltage of 25 kV and a working distance of ~15.0 mm. TIMA: dot-mapping mode with a working distance of 15 mm, spot size of ~92 nm, scanning at 3 µm resolution (operating at 25 kV, 11.6 nA). LA-ICP-MS mapping: laser energy of 5 J/cm2, repetition rate of 15 Hz, spot size of 10 µm, scan speed of 40 µm/s. | NIST 610, NIST 612, and GSD-1G as external standards | [48 empty] | 3.58 | [7 empty] | 192 | [13 empty] | 5186 | [76 empty] | 2025 | Wang, L., Han, R., Zhang, Y., Chen, Y., Liu, D. (2026). Unraveling the redistribution of trace elements during supergene processes: A case study from the Qingshan carbonate-hosted Zn-Pb deposit, SW China. Ore Geology Reviews, 188, 107059. |  | CHN | Southwest China
| Qingshan |  | Basin hydrothermal | Mississippi Valley-type (MVT) | MVT zinc-lead | Zn, Pb | Ge, Cd, Ag | Zn, Pb, Ge, Cd, Ag | Meng et al., 2023 |  | L-12-7-1 | L-12-7-1 | underground mine |  |  |  |  | ore material | polished section | grab | mineral separate | [5 empty] | mineralisation | primary sulfide ores and secondary non-sulfide ores |  |  | sphalerite, pyrite, galena, hemimorphite, willemite, goethite, smithsonite, cerussite | hydrothermal (stages 1–3), supergene | massive, brecciated, replacive, infilling | colloform, oscillatory zoning, replacement, core-mantle-rim, dendritic, botryoidal, euhedral, subhedral, anhedral |  |  |  | calcite, greenockite | polished sections (150 µm thick) | LA-ICPMS, EMPA, SEM-EDS | JEOL JXA-i SP100 microprobe equipped with five wavelength-dispersive spectrometers; Tescan Mira 3 field emission scanning electron microscope equipped with an energy dispersive spectrometer; Tescan Integrated Mineral Analyzer (TIMA) system comprising a field emission scanning electron microscope (Tescan Mira 3), integrated with four energy dispersive detectors (EDAXElement) | Guangzhou Tuoyan Analytical Technology Co., Ltd., Guizhou, China (GTAT) | EPMA: 15 kV accelerating potential and a beam current of 10 or 20 nA, with a defocused beam diameter of 5 µm; peak counting times for analyzed elements varied between 10 and 40 s, background measurements at 50% of the peak counting duration on both sides of the analyzed peak. SEM: operating voltage of 25 kV and a working distance of ~15.0 mm. TIMA: dot-mapping mode with a working distance of 15 mm, spot size of ~92 nm, scanning at 3 µm resolution (operating at 25 kV, 11.6 nA). LA-ICP-MS mapping: laser energy of 5 J/cm2, repetition rate of 15 Hz, spot size of 10 µm, scan speed of 40 µm/s. | NIST 610, NIST 612, and GSD-1G as external standards | [48 empty] | 2.29 | [7 empty] | 203 | [13 empty] | 3148 | [76 empty] | 2025 | Wang, L., Han, R., Zhang, Y., Chen, Y., Liu, D. (2026). Unraveling the redistribution of trace elements during supergene processes: A case study from the Qingshan carbonate-hosted Zn-Pb deposit, SW China. Ore Geology Reviews, 188, 107059. |  | CHN | Southwest China
| Qingshan |  | Basin hydrothermal | Mississippi Valley-type (MVT) | MVT zinc-lead | Zn, Pb | Ge, Cd, Ag | Zn, Pb, Ge, Cd, Ag | Meng et al., 2023 |  | L-12-8-1 | L-12-8-1 | underground mine |  |  |  |  | ore material | polished section | grab | mineral separate | [5 empty] | mineralisation | primary sulfide ores and secondary non-sulfide ores |  |  | sphalerite, pyrite, galena, hemimorphite, willemite, goethite, smithsonite, cerussite | hydrothermal (stages 1–3), supergene | massive, brecciated, replacive, infilling | colloform, oscillatory zoning, replacement, core-mantle-rim, dendritic, botryoidal, euhedral, subhedral, anhedral |  |  |  | calcite, greenockite | polished sections (150 µm thick) | LA-ICPMS, EMPA, SEM-EDS | JEOL JXA-i SP100 microprobe equipped with five wavelength-dispersive spectrometers; Tescan Mira 3 field emission scanning electron microscope equipped with an energy dispersive spectrometer; Tescan Integrated Mineral Analyzer (TIMA) system comprising a field emission scanning electron microscope (Tescan Mira 3), integrated with four energy dispersive detectors (EDAXElement) | Guangzhou Tuoyan Analytical Technology Co., Ltd., Guizhou, China (GTAT) | EPMA: 15 kV accelerating potential and a beam current of 10 or 20 nA, with a defocused beam diameter of 5 µm; peak counting times for analyzed elements varied between 10 and 40 s, background measurements at 50% of the peak counting duration on both sides of the analyzed peak. SEM: operating voltage of 25 kV and a working distance of ~15.0 mm. TIMA: dot-mapping mode with a working distance of 15 mm, spot size of ~92 nm, scanning at 3 µm resolution (operating at 25 kV, 11.6 nA). LA-ICP-MS mapping: laser energy of 5 J/cm2, repetition rate of 15 Hz, spot size of 10 µm, scan speed of 40 µm/s. | NIST 610, NIST 612, and GSD-1G as external standards | [48 empty] | 2.16 | [7 empty] | 202 | [13 empty] | 2815 | [76 empty] | 2025 | Wang, L., Han, R., Zhang, Y., Chen, Y., Liu, D. (2026). Unraveling the redistribution of trace elements during supergene processes: A case study from the Qingshan carbonate-hosted Zn-Pb deposit, SW China. Ore Geology Reviews, 188, 107059. |  | CHN | Southwest China
| Qingshan |  | Basin hydrothermal | Mississippi Valley-type (MVT) | MVT zinc-lead | Zn, Pb | Ge, Cd, Ag | Zn, Pb, Ge, Cd, Ag | Meng et al., 2023 |  | Kamioka skarn deposit, Japan (Cook et al., 2009)-1 | Kamioka skarn deposit, Japan (Cook et al., 2009)-1 | underground mine |  |  |  |  | ore material | polished section | grab | mineral separate | [5 empty] | mineralisation | primary sulfide ores and secondary non-sulfide ores |  |  | sphalerite, pyrite, galena, hemimorphite, willemite, goethite, smithsonite, cerussite | hydrothermal (stages 1–3), supergene | massive, brecciated, replacive, infilling | colloform, oscillatory zoning, replacement, core-mantle-rim, dendritic, botryoidal, euhedral, subhedral, anhedral |  |  |  | calcite, greenockite | polished sections (150 µm thick) | LA-ICPMS, EMPA, SEM-EDS | JEOL JXA-i SP100 microprobe equipped with five wavelength-dispersive spectrometers; Tescan Mira 3 field emission scanning electron microscope equipped with an energy dispersive spectrometer; Tescan Integrated Mineral Analyzer (TIMA) system comprising a field emission scanning electron microscope (Tescan Mira 3), integrated with four energy dispersive detectors (EDAXElement) | Guangzhou Tuoyan Analytical Technology Co., Ltd., Guizhou, China (GTAT) | EPMA: 15 kV accelerating potential and a beam current of 10 or 20 nA, with a defocused beam diameter of 5 µm; peak counting times for analyzed elements varied between 10 and 40 s, background measurements at 50% of the peak counting duration on both sides of the analyzed peak. SEM: operating voltage of 25 kV and a working distance of ~15.0 mm. TIMA: dot-mapping mode with a working distance of 15 mm, spot size of ~92 nm, scanning at 3 µm resolution (operating at 25 kV, 11.6 nA). LA-ICP-MS mapping: laser energy of 5 J/cm2, repetition rate of 15 Hz, spot size of 10 µm, scan speed of 40 µm/s. | NIST 610, NIST 612, and GSD-1G as external standards | [147 empty] | 2025 | Wang, L., Han, R., Zhang, Y., Chen, Y., Liu, D. (2026). Unraveling the redistribution of trace elements during supergene processes: A case study from the Qingshan carbonate-hosted Zn-Pb deposit, SW China. Ore Geology Reviews, 188, 107059. |  | CHN | Southwest China
| Qingshan |  | Basin hydrothermal | Mississippi Valley-type (MVT) | MVT zinc-lead | Zn, Pb | Ge, Cd, Ag | Zn, Pb, Ge, Cd, Ag | Meng et al., 2023 |  | Source file-11 | Source file-11 | underground mine |  |  |  |  | ore material | polished section | grab | mineral separate | [5 empty] | mineralisation | primary sulfide ores and secondary non-sulfide ores |  |  | sphalerite, pyrite, galena, hemimorphite, willemite, goethite, smithsonite, cerussite | hydrothermal (stages 1–3), supergene | massive, brecciated, replacive, infilling | colloform, oscillatory zoning, replacement, core-mantle-rim, dendritic, botryoidal, euhedral, subhedral, anhedral |  |  |  | calcite, greenockite | polished sections (150 µm thick) | LA-ICPMS, EMPA, SEM-EDS | JEOL JXA-i SP100 microprobe equipped with five wavelength-dispersive spectrometers; Tescan Mira 3 field emission scanning electron microscope equipped with an energy dispersive spectrometer; Tescan Integrated Mineral Analyzer (TIMA) system comprising a field emission scanning electron microscope (Tescan Mira 3), integrated with four energy dispersive detectors (EDAXElement) | Guangzhou Tuoyan Analytical Technology Co., Ltd., Guizhou, China (GTAT) | EPMA: 15 kV accelerating potential and a beam current of 10 or 20 nA, with a defocused beam diameter of 5 µm; peak counting times for analyzed elements varied between 10 and 40 s, background measurements at 50% of the peak counting duration on both sides of the analyzed peak. SEM: operating voltage of 25 kV and a working distance of ~15.0 mm. TIMA: dot-mapping mode with a working distance of 15 mm, spot size of ~92 nm, scanning at 3 µm resolution (operating at 25 kV, 11.6 nA). LA-ICP-MS mapping: laser energy of 5 J/cm2, repetition rate of 15 Hz, spot size of 10 µm, scan speed of 40 µm/s. | NIST 610, NIST 612, and GSD-1G as external standards | [147 empty] | 2025 | Wang, L., Han, R., Zhang, Y., Chen, Y., Liu, D. (2026). Unraveling the redistribution of trace elements during supergene processes: A case study from the Qingshan carbonate-hosted Zn-Pb deposit, SW China. Ore Geology Reviews, 188, 107059. |  | CHN | Southwest China
| Qingshan |  | Basin hydrothermal | Mississippi Valley-type (MVT) | MVT zinc-lead | Zn, Pb | Ge, Cd, Ag | Zn, Pb, Ge, Cd, Ag | Meng et al., 2023 |  | Kam-1-1 | Kam-1-1 | underground mine |  |  |  |  | ore material | polished section | grab | mineral separate | [5 empty] | mineralisation | primary sulfide ores and secondary non-sulfide ores |  |  | sphalerite, pyrite, galena, hemimorphite, willemite, goethite, smithsonite, cerussite | hydrothermal (stages 1–3), supergene | massive, brecciated, replacive, infilling | colloform, oscillatory zoning, replacement, core-mantle-rim, dendritic, botryoidal, euhedral, subhedral, anhedral |  |  |  | calcite, greenockite | polished sections (150 µm thick) | LA-ICPMS, EMPA, SEM-EDS | JEOL JXA-i SP100 microprobe equipped with five wavelength-dispersive spectrometers; Tescan Mira 3 field emission scanning electron microscope equipped with an energy dispersive spectrometer; Tescan Integrated Mineral Analyzer (TIMA) system comprising a field emission scanning electron microscope (Tescan Mira 3), integrated with four energy dispersive detectors (EDAXElement) | Guangzhou Tuoyan Analytical Technology Co., Ltd., Guizhou, China (GTAT) | EPMA: 15 kV accelerating potential and a beam current of 10 or 20 nA, with a defocused beam diameter of 5 µm; peak counting times for analyzed elements varied between 10 and 40 s, background measurements at 50% of the peak counting duration on both sides of the analyzed peak. SEM: operating voltage of 25 kV and a working distance of ~15.0 mm. TIMA: dot-mapping mode with a working distance of 15 mm, spot size of ~92 nm, scanning at 3 µm resolution (operating at 25 kV, 11.6 nA). LA-ICP-MS mapping: laser energy of 5 J/cm2, repetition rate of 15 Hz, spot size of 10 µm, scan speed of 40 µm/s. | NIST 610, NIST 612, and GSD-1G as external standards | [48 empty] | 0.7 | [7 empty] | 1.37 | [13 empty] | 1457 | [76 empty] | 2025 | Wang, L., Han, R., Zhang, Y., Chen, Y., Liu, D. (2026). Unraveling the redistribution of trace elements during supergene processes: A case study from the Qingshan carbonate-hosted Zn-Pb deposit, SW China. Ore Geology Reviews, 188, 107059. |  | CHN | Southwest China
| Qingshan |  | Basin hydrothermal | Mississippi Valley-type (MVT) | MVT zinc-lead | Zn, Pb | Ge, Cd, Ag | Zn, Pb, Ge, Cd, Ag | Meng et al., 2023 |  | Kam-2-1 | Kam-2-1 | underground mine |  |  |  |  | ore material | polished section | grab | mineral separate | [5 empty] | mineralisation | primary sulfide ores and secondary non-sulfide ores |  |  | sphalerite, pyrite, galena, hemimorphite, willemite, goethite, smithsonite, cerussite | hydrothermal (stages 1–3), supergene | massive, brecciated, replacive, infilling | colloform, oscillatory zoning, replacement, core-mantle-rim, dendritic, botryoidal, euhedral, subhedral, anhedral |  |  |  | calcite, greenockite | polished sections (150 µm thick) | LA-ICPMS, EMPA, SEM-EDS | JEOL JXA-i SP100 microprobe equipped with five wavelength-dispersive spectrometers; Tescan Mira 3 field emission scanning electron microscope equipped with an energy dispersive spectrometer; Tescan Integrated Mineral Analyzer (TIMA) system comprising a field emission scanning electron microscope (Tescan Mira 3), integrated with four energy dispersive detectors (EDAXElement) | Guangzhou Tuoyan Analytical Technology Co., Ltd., Guizhou, China (GTAT) | EPMA: 15 kV accelerating potential and a beam current of 10 or 20 nA, with a defocused beam diameter of 5 µm; peak counting times for analyzed elements varied between 10 and 40 s, background measurements at 50% of the peak counting duration on both sides of the analyzed peak. SEM: operating voltage of 25 kV and a working distance of ~15.0 mm. TIMA: dot-mapping mode with a working distance of 15 mm, spot size of ~92 nm, scanning at 3 µm resolution (operating at 25 kV, 11.6 nA). LA-ICP-MS mapping: laser energy of 5 J/cm2, repetition rate of 15 Hz, spot size of 10 µm, scan speed of 40 µm/s. | NIST 610, NIST 612, and GSD-1G as external standards | [48 empty] | 0.86 | [7 empty] | 0.76 | [13 empty] | 1450 | [76 empty] | 2025 | Wang, L., Han, R., Zhang, Y., Chen, Y., Liu, D. (2026). Unraveling the redistribution of trace elements during supergene processes: A case study from the Qingshan carbonate-hosted Zn-Pb deposit, SW China. Ore Geology Reviews, 188, 107059. |  | CHN | Southwest China
| Qingshan |  | Basin hydrothermal | Mississippi Valley-type (MVT) | MVT zinc-lead | Zn, Pb | Ge, Cd, Ag | Zn, Pb, Ge, Cd, Ag | Meng et al., 2023 |  | Kam-3-1 | Kam-3-1 | underground mine |  |  |  |  | ore material | polished section | grab | mineral separate | [5 empty] | mineralisation | primary sulfide ores and secondary non-sulfide ores |  |  | sphalerite, pyrite, galena, hemimorphite, willemite, goethite, smithsonite, cerussite | hydrothermal (stages 1–3), supergene | massive, brecciated, replacive, infilling | colloform, oscillatory zoning, replacement, core-mantle-rim, dendritic, botryoidal, euhedral, subhedral, anhedral |  |  |  | calcite, greenockite | polished sections (150 µm thick) | LA-ICPMS, EMPA, SEM-EDS | JEOL JXA-i SP100 microprobe equipped with five wavelength-dispersive spectrometers; Tescan Mira 3 field emission scanning electron microscope equipped with an energy dispersive spectrometer; Tescan Integrated Mineral Analyzer (TIMA) system comprising a field emission scanning electron microscope (Tescan Mira 3), integrated with four energy dispersive detectors (EDAXElement) | Guangzhou Tuoyan Analytical Technology Co., Ltd., Guizhou, China (GTAT) | EPMA: 15 kV accelerating potential and a beam current of 10 or 20 nA, with a defocused beam diameter of 5 µm; peak counting times for analyzed elements varied between 10 and 40 s, background measurements at 50% of the peak counting duration on both sides of the analyzed peak. SEM: operating voltage of 25 kV and a working distance of ~15.0 mm. TIMA: dot-mapping mode with a working distance of 15 mm, spot size of ~92 nm, scanning at 3 µm resolution (operating at 25 kV, 11.6 nA). LA-ICP-MS mapping: laser energy of 5 J/cm2, repetition rate of 15 Hz, spot size of 10 µm, scan speed of 40 µm/s. | NIST 610, NIST 612, and GSD-1G as external standards | [48 empty] | 0.84 | [7 empty] | 1.01 | [13 empty] | 1353 | [76 empty] | 2025 | Wang, L., Han, R., Zhang, Y., Chen, Y., Liu, D. (2026). Unraveling the redistribution of trace elements during supergene processes: A case study from the Qingshan carbonate-hosted Zn-Pb deposit, SW China. Ore Geology Reviews, 188, 107059. |  | CHN | Southwest China
| Qingshan |  | Basin hydrothermal | Mississippi Valley-type (MVT) | MVT zinc-lead | Zn, Pb | Ge, Cd, Ag | Zn, Pb, Ge, Cd, Ag | Meng et al., 2023 |  | Kam-4-1 | Kam-4-1 | underground mine |  |  |  |  | ore material | polished section | grab | mineral separate | [5 empty] | mineralisation | primary sulfide ores and secondary non-sulfide ores |  |  | sphalerite, pyrite, galena, hemimorphite, willemite, goethite, smithsonite, cerussite | hydrothermal (stages 1–3), supergene | massive, brecciated, replacive, infilling | colloform, oscillatory zoning, replacement, core-mantle-rim, dendritic, botryoidal, euhedral, subhedral, anhedral |  |  |  | calcite, greenockite | polished sections (150 µm thick) | LA-ICPMS, EMPA, SEM-EDS | JEOL JXA-i SP100 microprobe equipped with five wavelength-dispersive spectrometers; Tescan Mira 3 field emission scanning electron microscope equipped with an energy dispersive spectrometer; Tescan Integrated Mineral Analyzer (TIMA) system comprising a field emission scanning electron microscope (Tescan Mira 3), integrated with four energy dispersive detectors (EDAXElement) | Guangzhou Tuoyan Analytical Technology Co., Ltd., Guizhou, China (GTAT) | EPMA: 15 kV accelerating potential and a beam current of 10 or 20 nA, with a defocused beam diameter of 5 µm; peak counting times for analyzed elements varied between 10 and 40 s, background measurements at 50% of the peak counting duration on both sides of the analyzed peak. SEM: operating voltage of 25 kV and a working distance of ~15.0 mm. TIMA: dot-mapping mode with a working distance of 15 mm, spot size of ~92 nm, scanning at 3 µm resolution (operating at 25 kV, 11.6 nA). LA-ICP-MS mapping: laser energy of 5 J/cm2, repetition rate of 15 Hz, spot size of 10 µm, scan speed of 40 µm/s. | NIST 610, NIST 612, and GSD-1G as external standards | [48 empty] | 0.84 | [7 empty] | 0.96 | [13 empty] | 1440 | [76 empty] | 2025 | Wang, L., Han, R., Zhang, Y., Chen, Y., Liu, D. (2026). Unraveling the redistribution of trace elements during supergene processes: A case study from the Qingshan carbonate-hosted Zn-Pb deposit, SW China. Ore Geology Reviews, 188, 107059. |  | CHN | Southwest China
| Qingshan |  | Basin hydrothermal | Mississippi Valley-type (MVT) | MVT zinc-lead | Zn, Pb | Ge, Cd, Ag | Zn, Pb, Ge, Cd, Ag | Meng et al., 2023 |  | Kam-5-1 | Kam-5-1 | underground mine |  |  |  |  | ore material | polished section | grab | mineral separate | [5 empty] | mineralisation | primary sulfide ores and secondary non-sulfide ores |  |  | sphalerite, pyrite, galena, hemimorphite, willemite, goethite, smithsonite, cerussite | hydrothermal (stages 1–3), supergene | massive, brecciated, replacive, infilling | colloform, oscillatory zoning, replacement, core-mantle-rim, dendritic, botryoidal, euhedral, subhedral, anhedral |  |  |  | calcite, greenockite | polished sections (150 µm thick) | LA-ICPMS, EMPA, SEM-EDS | JEOL JXA-i SP100 microprobe equipped with five wavelength-dispersive spectrometers; Tescan Mira 3 field emission scanning electron microscope equipped with an energy dispersive spectrometer; Tescan Integrated Mineral Analyzer (TIMA) system comprising a field emission scanning electron microscope (Tescan Mira 3), integrated with four energy dispersive detectors (EDAXElement) | Guangzhou Tuoyan Analytical Technology Co., Ltd., Guizhou, China (GTAT) | EPMA: 15 kV accelerating potential and a beam current of 10 or 20 nA, with a defocused beam diameter of 5 µm; peak counting times for analyzed elements varied between 10 and 40 s, background measurements at 50% of the peak counting duration on both sides of the analyzed peak. SEM: operating voltage of 25 kV and a working distance of ~15.0 mm. TIMA: dot-mapping mode with a working distance of 15 mm, spot size of ~92 nm, scanning at 3 µm resolution (operating at 25 kV, 11.6 nA). LA-ICP-MS mapping: laser energy of 5 J/cm2, repetition rate of 15 Hz, spot size of 10 µm, scan speed of 40 µm/s. | NIST 610, NIST 612, and GSD-1G as external standards | [48 empty] | 0.85 | [7 empty] | 0.99 | [13 empty] | 1460 | [76 empty] | 2025 | Wang, L., Han, R., Zhang, Y., Chen, Y., Liu, D. (2026). Unraveling the redistribution of trace elements during supergene processes: A case study from the Qingshan carbonate-hosted Zn-Pb deposit, SW China. Ore Geology Reviews, 188, 107059. |  | CHN | Southwest China
| Qingshan |  | Basin hydrothermal | Mississippi Valley-type (MVT) | MVT zinc-lead | Zn, Pb | Ge, Cd, Ag | Zn, Pb, Ge, Cd, Ag | Meng et al., 2023 |  | Kam-6-1 | Kam-6-1 | underground mine |  |  |  |  | ore material | polished section | grab | mineral separate | [5 empty] | mineralisation | primary sulfide ores and secondary non-sulfide ores |  |  | sphalerite, pyrite, galena, hemimorphite, willemite, goethite, smithsonite, cerussite | hydrothermal (stages 1–3), supergene | massive, brecciated, replacive, infilling | colloform, oscillatory zoning, replacement, core-mantle-rim, dendritic, botryoidal, euhedral, subhedral, anhedral |  |  |  | calcite, greenockite | polished sections (150 µm thick) | LA-ICPMS, EMPA, SEM-EDS | JEOL JXA-i SP100 microprobe equipped with five wavelength-dispersive spectrometers; Tescan Mira 3 field emission scanning electron microscope equipped with an energy dispersive spectrometer; Tescan Integrated Mineral Analyzer (TIMA) system comprising a field emission scanning electron microscope (Tescan Mira 3), integrated with four energy dispersive detectors (EDAXElement) | Guangzhou Tuoyan Analytical Technology Co., Ltd., Guizhou, China (GTAT) | EPMA: 15 kV accelerating potential and a beam current of 10 or 20 nA, with a defocused beam diameter of 5 µm; peak counting times for analyzed elements varied between 10 and 40 s, background measurements at 50% of the peak counting duration on both sides of the analyzed peak. SEM: operating voltage of 25 kV and a working distance of ~15.0 mm. TIMA: dot-mapping mode with a working distance of 15 mm, spot size of ~92 nm, scanning at 3 µm resolution (operating at 25 kV, 11.6 nA). LA-ICP-MS mapping: laser energy of 5 J/cm2, repetition rate of 15 Hz, spot size of 10 µm, scan speed of 40 µm/s. | NIST 610, NIST 612, and GSD-1G as external standards | [48 empty] | 0.87 | [7 empty] | 1.23 | [13 empty] | 1289 | [76 empty] | 2025 | Wang, L., Han, R., Zhang, Y., Chen, Y., Liu, D. (2026). Unraveling the redistribution of trace elements during supergene processes: A case study from the Qingshan carbonate-hosted Zn-Pb deposit, SW China. Ore Geology Reviews, 188, 107059. |  | CHN | Southwest China
| Qingshan |  | Basin hydrothermal | Mississippi Valley-type (MVT) | MVT zinc-lead | Zn, Pb | Ge, Cd, Ag | Zn, Pb, Ge, Cd, Ag | Meng et al., 2023 |  | Kam-7-1 | Kam-7-1 | underground mine |  |  |  |  | ore material | polished section | grab | mineral separate | [5 empty] | mineralisation | primary sulfide ores and secondary non-sulfide ores |  |  | sphalerite, pyrite, galena, hemimorphite, willemite, goethite, smithsonite, cerussite | hydrothermal (stages 1–3), supergene | massive, brecciated, replacive, infilling | colloform, oscillatory zoning, replacement, core-mantle-rim, dendritic, botryoidal, euhedral, subhedral, anhedral |  |  |  | calcite, greenockite | polished sections (150 µm thick) | LA-ICPMS, EMPA, SEM-EDS | JEOL JXA-i SP100 microprobe equipped with five wavelength-dispersive spectrometers; Tescan Mira 3 field emission scanning electron microscope equipped with an energy dispersive spectrometer; Tescan Integrated Mineral Analyzer (TIMA) system comprising a field emission scanning electron microscope (Tescan Mira 3), integrated with four energy dispersive detectors (EDAXElement) | Guangzhou Tuoyan Analytical Technology Co., Ltd., Guizhou, China (GTAT) | EPMA: 15 kV accelerating potential and a beam current of 10 or 20 nA, with a defocused beam diameter of 5 µm; peak counting times for analyzed elements varied between 10 and 40 s, background measurements at 50% of the peak counting duration on both sides of the analyzed peak. SEM: operating voltage of 25 kV and a working distance of ~15.0 mm. TIMA: dot-mapping mode with a working distance of 15 mm, spot size of ~92 nm, scanning at 3 µm resolution (operating at 25 kV, 11.6 nA). LA-ICP-MS mapping: laser energy of 5 J/cm2, repetition rate of 15 Hz, spot size of 10 µm, scan speed of 40 µm/s. | NIST 610, NIST 612, and GSD-1G as external standards | [48 empty] | 0.86 | [7 empty] | 0.85 | [13 empty] | 1340 | [76 empty] | 2025 | Wang, L., Han, R., Zhang, Y., Chen, Y., Liu, D. (2026). Unraveling the redistribution of trace elements during supergene processes: A case study from the Qingshan carbonate-hosted Zn-Pb deposit, SW China. Ore Geology Reviews, 188, 107059. |  | CHN | Southwest China
| Qingshan |  | Basin hydrothermal | Mississippi Valley-type (MVT) | MVT zinc-lead | Zn, Pb | Ge, Cd, Ag | Zn, Pb, Ge, Cd, Ag | Meng et al., 2023 |  | Kam-8-1 | Kam-8-1 | underground mine |  |  |  |  | ore material | polished section | grab | mineral separate | [5 empty] | mineralisation | primary sulfide ores and secondary non-sulfide ores |  |  | sphalerite, pyrite, galena, hemimorphite, willemite, goethite, smithsonite, cerussite | hydrothermal (stages 1–3), supergene | massive, brecciated, replacive, infilling | colloform, oscillatory zoning, replacement, core-mantle-rim, dendritic, botryoidal, euhedral, subhedral, anhedral |  |  |  | calcite, greenockite | polished sections (150 µm thick) | LA-ICPMS, EMPA, SEM-EDS | JEOL JXA-i SP100 microprobe equipped with five wavelength-dispersive spectrometers; Tescan Mira 3 field emission scanning electron microscope equipped with an energy dispersive spectrometer; Tescan Integrated Mineral Analyzer (TIMA) system comprising a field emission scanning electron microscope (Tescan Mira 3), integrated with four energy dispersive detectors (EDAXElement) | Guangzhou Tuoyan Analytical Technology Co., Ltd., Guizhou, China (GTAT) | EPMA: 15 kV accelerating potential and a beam current of 10 or 20 nA, with a defocused beam diameter of 5 µm; peak counting times for analyzed elements varied between 10 and 40 s, background measurements at 50% of the peak counting duration on both sides of the analyzed peak. SEM: operating voltage of 25 kV and a working distance of ~15.0 mm. TIMA: dot-mapping mode with a working distance of 15 mm, spot size of ~92 nm, scanning at 3 µm resolution (operating at 25 kV, 11.6 nA). LA-ICP-MS mapping: laser energy of 5 J/cm2, repetition rate of 15 Hz, spot size of 10 µm, scan speed of 40 µm/s. | NIST 610, NIST 612, and GSD-1G as external standards | [48 empty] | 0.83 | [7 empty] | 0.78 | [13 empty] | 1249 | [76 empty] | 2025 | Wang, L., Han, R., Zhang, Y., Chen, Y., Liu, D. (2026). Unraveling the redistribution of trace elements during supergene processes: A case study from the Qingshan carbonate-hosted Zn-Pb deposit, SW China. Ore Geology Reviews, 188, 107059. |  | CHN | Southwest China
| Qingshan |  | Basin hydrothermal | Mississippi Valley-type (MVT) | MVT zinc-lead | Zn, Pb | Ge, Cd, Ag | Zn, Pb, Ge, Cd, Ag | Meng et al., 2023 |  | Hetaoping skarn deposit, Yunnan, China (Ye et al., 2011)-1 | Hetaoping skarn deposit, Yunnan, China (Ye et al., 2011)-1 | underground mine |  |  |  |  | ore material | polished section | grab | mineral separate | [5 empty] | mineralisation | primary sulfide ores and secondary non-sulfide ores |  |  | sphalerite, pyrite, galena, hemimorphite, willemite, goethite, smithsonite, cerussite | hydrothermal (stages 1–3), supergene | massive, brecciated, replacive, infilling | colloform, oscillatory zoning, replacement, core-mantle-rim, dendritic, botryoidal, euhedral, subhedral, anhedral |  |  |  | calcite, greenockite | polished sections (150 µm thick) | LA-ICPMS, EMPA, SEM-EDS | JEOL JXA-i SP100 microprobe equipped with five wavelength-dispersive spectrometers; Tescan Mira 3 field emission scanning electron microscope equipped with an energy dispersive spectrometer; Tescan Integrated Mineral Analyzer (TIMA) system comprising a field emission scanning electron microscope (Tescan Mira 3), integrated with four energy dispersive detectors (EDAXElement) | Guangzhou Tuoyan Analytical Technology Co., Ltd., Guizhou, China (GTAT) | EPMA: 15 kV accelerating potential and a beam current of 10 or 20 nA, with a defocused beam diameter of 5 µm; peak counting times for analyzed elements varied between 10 and 40 s, background measurements at 50% of the peak counting duration on both sides of the analyzed peak. SEM: operating voltage of 25 kV and a working distance of ~15.0 mm. TIMA: dot-mapping mode with a working distance of 15 mm, spot size of ~92 nm, scanning at 3 µm resolution (operating at 25 kV, 11.6 nA). LA-ICP-MS mapping: laser energy of 5 J/cm2, repetition rate of 15 Hz, spot size of 10 µm, scan speed of 40 µm/s. | NIST 610, NIST 612, and GSD-1G as external standards | [147 empty] | 2025 | Wang, L., Han, R., Zhang, Y., Chen, Y., Liu, D. (2026). Unraveling the redistribution of trace elements during supergene processes: A case study from the Qingshan carbonate-hosted Zn-Pb deposit, SW China. Ore Geology Reviews, 188, 107059. |  | CHN | Southwest China
| Qingshan |  | Basin hydrothermal | Mississippi Valley-type (MVT) | MVT zinc-lead | Zn, Pb | Ge, Cd, Ag | Zn, Pb, Ge, Cd, Ag | Meng et al., 2023 |  | Source file-12 | Source file-12 | underground mine |  |  |  |  | ore material | polished section | grab | mineral separate | [5 empty] | mineralisation | primary sulfide ores and secondary non-sulfide ores |  |  | sphalerite, pyrite, galena, hemimorphite, willemite, goethite, smithsonite, cerussite | hydrothermal (stages 1–3), supergene | massive, brecciated, replacive, infilling | colloform, oscillatory zoning, replacement, core-mantle-rim, dendritic, botryoidal, euhedral, subhedral, anhedral |  |  |  | calcite, greenockite | polished sections (150 µm thick) | LA-ICPMS, EMPA, SEM-EDS | JEOL JXA-i SP100 microprobe equipped with five wavelength-dispersive spectrometers; Tescan Mira 3 field emission scanning electron microscope equipped with an energy dispersive spectrometer; Tescan Integrated Mineral Analyzer (TIMA) system comprising a field emission scanning electron microscope (Tescan Mira 3), integrated with four energy dispersive detectors (EDAXElement) | Guangzhou Tuoyan Analytical Technology Co., Ltd., Guizhou, China (GTAT) | EPMA: 15 kV accelerating potential and a beam current of 10 or 20 nA, with a defocused beam diameter of 5 µm; peak counting times for analyzed elements varied between 10 and 40 s, background measurements at 50% of the peak counting duration on both sides of the analyzed peak. SEM: operating voltage of 25 kV and a working distance of ~15.0 mm. TIMA: dot-mapping mode with a working distance of 15 mm, spot size of ~92 nm, scanning at 3 µm resolution (operating at 25 kV, 11.6 nA). LA-ICP-MS mapping: laser energy of 5 J/cm2, repetition rate of 15 Hz, spot size of 10 µm, scan speed of 40 µm/s. | NIST 610, NIST 612, and GSD-1G as external standards | [147 empty] | 2025 | Wang, L., Han, R., Zhang, Y., Chen, Y., Liu, D. (2026). Unraveling the redistribution of trace elements during supergene processes: A case study from the Qingshan carbonate-hosted Zn-Pb deposit, SW China. Ore Geology Reviews, 188, 107059. |  | CHN | Southwest China
| Qingshan |  | Basin hydrothermal | Mississippi Valley-type (MVT) | MVT zinc-lead | Zn, Pb | Ge, Cd, Ag | Zn, Pb, Ge, Cd, Ag | Meng et al., 2023 |  | HTP27.1-1 | HTP27.1-1 | underground mine |  |  |  |  | ore material | polished section | grab | mineral separate | [5 empty] | mineralisation | primary sulfide ores and secondary non-sulfide ores |  |  | sphalerite, pyrite, galena, hemimorphite, willemite, goethite, smithsonite, cerussite | hydrothermal (stages 1–3), supergene | massive, brecciated, replacive, infilling | colloform, oscillatory zoning, replacement, core-mantle-rim, dendritic, botryoidal, euhedral, subhedral, anhedral |  |  |  | calcite, greenockite | polished sections (150 µm thick) | LA-ICPMS, EMPA, SEM-EDS | JEOL JXA-i SP100 microprobe equipped with five wavelength-dispersive spectrometers; Tescan Mira 3 field emission scanning electron microscope equipped with an energy dispersive spectrometer; Tescan Integrated Mineral Analyzer (TIMA) system comprising a field emission scanning electron microscope (Tescan Mira 3), integrated with four energy dispersive detectors (EDAXElement) | Guangzhou Tuoyan Analytical Technology Co., Ltd., Guizhou, China (GTAT) | EPMA: 15 kV accelerating potential and a beam current of 10 or 20 nA, with a defocused beam diameter of 5 µm; peak counting times for analyzed elements varied between 10 and 40 s, background measurements at 50% of the peak counting duration on both sides of the analyzed peak. SEM: operating voltage of 25 kV and a working distance of ~15.0 mm. TIMA: dot-mapping mode with a working distance of 15 mm, spot size of ~92 nm, scanning at 3 µm resolution (operating at 25 kV, 11.6 nA). LA-ICP-MS mapping: laser energy of 5 J/cm2, repetition rate of 15 Hz, spot size of 10 µm, scan speed of 40 µm/s. | NIST 610, NIST 612, and GSD-1G as external standards | [48 empty] | 2.61 | [7 empty] | 0.015 | [13 empty] | 2844 | [76 empty] | 2025 | Wang, L., Han, R., Zhang, Y., Chen, Y., Liu, D. (2026). Unraveling the redistribution of trace elements during supergene processes: A case study from the Qingshan carbonate-hosted Zn-Pb deposit, SW China. Ore Geology Reviews, 188, 107059. |  | CHN | Southwest China
| Qingshan |  | Basin hydrothermal | Mississippi Valley-type (MVT) | MVT zinc-lead | Zn, Pb | Ge, Cd, Ag | Zn, Pb, Ge, Cd, Ag | Meng et al., 2023 |  | HTP27.2-1 | HTP27.2-1 | underground mine |  |  |  |  | ore material | polished section | grab | mineral separate | [5 empty] | mineralisation | primary sulfide ores and secondary non-sulfide ores |  |  | sphalerite, pyrite, galena, hemimorphite, willemite, goethite, smithsonite, cerussite | hydrothermal (stages 1–3), supergene | massive, brecciated, replacive, infilling | colloform, oscillatory zoning, replacement, core-mantle-rim, dendritic, botryoidal, euhedral, subhedral, anhedral |  |  |  | calcite, greenockite | polished sections (150 µm thick) | LA-ICPMS, EMPA, SEM-EDS | JEOL JXA-i SP100 microprobe equipped with five wavelength-dispersive spectrometers; Tescan Mira 3 field emission scanning electron microscope equipped with an energy dispersive spectrometer; Tescan Integrated Mineral Analyzer (TIMA) system comprising a field emission scanning electron microscope (Tescan Mira 3), integrated with four energy dispersive detectors (EDAXElement) | Guangzhou Tuoyan Analytical Technology Co., Ltd., Guizhou, China (GTAT) | EPMA: 15 kV accelerating potential and a beam current of 10 or 20 nA, with a defocused beam diameter of 5 µm; peak counting times for analyzed elements varied between 10 and 40 s, background measurements at 50% of the peak counting duration on both sides of the analyzed peak. SEM: operating voltage of 25 kV and a working distance of ~15.0 mm. TIMA: dot-mapping mode with a working distance of 15 mm, spot size of ~92 nm, scanning at 3 µm resolution (operating at 25 kV, 11.6 nA). LA-ICP-MS mapping: laser energy of 5 J/cm2, repetition rate of 15 Hz, spot size of 10 µm, scan speed of 40 µm/s. | NIST 610, NIST 612, and GSD-1G as external standards | [48 empty] | 2.6 | [7 empty] | 0.011 | [13 empty] | 2839 | [76 empty] | 2025 | Wang, L., Han, R., Zhang, Y., Chen, Y., Liu, D. (2026). Unraveling the redistribution of trace elements during supergene processes: A case study from the Qingshan carbonate-hosted Zn-Pb deposit, SW China. Ore Geology Reviews, 188, 107059. |  | CHN | Southwest China
| Qingshan |  | Basin hydrothermal | Mississippi Valley-type (MVT) | MVT zinc-lead | Zn, Pb | Ge, Cd, Ag | Zn, Pb, Ge, Cd, Ag | Meng et al., 2023 |  | HTP27.3-1 | HTP27.3-1 | underground mine |  |  |  |  | ore material | polished section | grab | mineral separate | [5 empty] | mineralisation | primary sulfide ores and secondary non-sulfide ores |  |  | sphalerite, pyrite, galena, hemimorphite, willemite, goethite, smithsonite, cerussite | hydrothermal (stages 1–3), supergene | massive, brecciated, replacive, infilling | colloform, oscillatory zoning, replacement, core-mantle-rim, dendritic, botryoidal, euhedral, subhedral, anhedral |  |  |  | calcite, greenockite | polished sections (150 µm thick) | LA-ICPMS, EMPA, SEM-EDS | JEOL JXA-i SP100 microprobe equipped with five wavelength-dispersive spectrometers; Tescan Mira 3 field emission scanning electron microscope equipped with an energy dispersive spectrometer; Tescan Integrated Mineral Analyzer (TIMA) system comprising a field emission scanning electron microscope (Tescan Mira 3), integrated with four energy dispersive detectors (EDAXElement) | Guangzhou Tuoyan Analytical Technology Co., Ltd., Guizhou, China (GTAT) | EPMA: 15 kV accelerating potential and a beam current of 10 or 20 nA, with a defocused beam diameter of 5 µm; peak counting times for analyzed elements varied between 10 and 40 s, background measurements at 50% of the peak counting duration on both sides of the analyzed peak. SEM: operating voltage of 25 kV and a working distance of ~15.0 mm. TIMA: dot-mapping mode with a working distance of 15 mm, spot size of ~92 nm, scanning at 3 µm resolution (operating at 25 kV, 11.6 nA). LA-ICP-MS mapping: laser energy of 5 J/cm2, repetition rate of 15 Hz, spot size of 10 µm, scan speed of 40 µm/s. | NIST 610, NIST 612, and GSD-1G as external standards | [48 empty] | 2.83 | [7 empty] | 0.01 | [13 empty] | 2818 | [76 empty] | 2025 | Wang, L., Han, R., Zhang, Y., Chen, Y., Liu, D. (2026). Unraveling the redistribution of trace elements during supergene processes: A case study from the Qingshan carbonate-hosted Zn-Pb deposit, SW China. Ore Geology Reviews, 188, 107059. |  | CHN | Southwest China
| Qingshan |  | Basin hydrothermal | Mississippi Valley-type (MVT) | MVT zinc-lead | Zn, Pb | Ge, Cd, Ag | Zn, Pb, Ge, Cd, Ag | Meng et al., 2023 |  | HTP27.4-1 | HTP27.4-1 | underground mine |  |  |  |  | ore material | polished section | grab | mineral separate | [5 empty] | mineralisation | primary sulfide ores and secondary non-sulfide ores |  |  | sphalerite, pyrite, galena, hemimorphite, willemite, goethite, smithsonite, cerussite | hydrothermal (stages 1–3), supergene | massive, brecciated, replacive, infilling | colloform, oscillatory zoning, replacement, core-mantle-rim, dendritic, botryoidal, euhedral, subhedral, anhedral |  |  |  | calcite, greenockite | polished sections (150 µm thick) | LA-ICPMS, EMPA, SEM-EDS | JEOL JXA-i SP100 microprobe equipped with five wavelength-dispersive spectrometers; Tescan Mira 3 field emission scanning electron microscope equipped with an energy dispersive spectrometer; Tescan Integrated Mineral Analyzer (TIMA) system comprising a field emission scanning electron microscope (Tescan Mira 3), integrated with four energy dispersive detectors (EDAXElement) | Guangzhou Tuoyan Analytical Technology Co., Ltd., Guizhou, China (GTAT) | EPMA: 15 kV accelerating potential and a beam current of 10 or 20 nA, with a defocused beam diameter of 5 µm; peak counting times for analyzed elements varied between 10 and 40 s, background measurements at 50% of the peak counting duration on both sides of the analyzed peak. SEM: operating voltage of 25 kV and a working distance of ~15.0 mm. TIMA: dot-mapping mode with a working distance of 15 mm, spot size of ~92 nm, scanning at 3 µm resolution (operating at 25 kV, 11.6 nA). LA-ICP-MS mapping: laser energy of 5 J/cm2, repetition rate of 15 Hz, spot size of 10 µm, scan speed of 40 µm/s. | NIST 610, NIST 612, and GSD-1G as external standards | [48 empty] | 2.64 | [7 empty] | 0.013 | [13 empty] | 2819 | [76 empty] | 2025 | Wang, L., Han, R., Zhang, Y., Chen, Y., Liu, D. (2026). Unraveling the redistribution of trace elements during supergene processes: A case study from the Qingshan carbonate-hosted Zn-Pb deposit, SW China. Ore Geology Reviews, 188, 107059. |  | CHN | Southwest China
| Qingshan |  | Basin hydrothermal | Mississippi Valley-type (MVT) | MVT zinc-lead | Zn, Pb | Ge, Cd, Ag | Zn, Pb, Ge, Cd, Ag | Meng et al., 2023 |  | HTP27.5-1 | HTP27.5-1 | underground mine |  |  |  |  | ore material | polished section | grab | mineral separate | [5 empty] | mineralisation | primary sulfide ores and secondary non-sulfide ores |  |  | sphalerite, pyrite, galena, hemimorphite, willemite, goethite, smithsonite, cerussite | hydrothermal (stages 1–3), supergene | massive, brecciated, replacive, infilling | colloform, oscillatory zoning, replacement, core-mantle-rim, dendritic, botryoidal, euhedral, subhedral, anhedral |  |  |  | calcite, greenockite | polished sections (150 µm thick) | LA-ICPMS, EMPA, SEM-EDS | JEOL JXA-i SP100 microprobe equipped with five wavelength-dispersive spectrometers; Tescan Mira 3 field emission scanning electron microscope equipped with an energy dispersive spectrometer; Tescan Integrated Mineral Analyzer (TIMA) system comprising a field emission scanning electron microscope (Tescan Mira 3), integrated with four energy dispersive detectors (EDAXElement) | Guangzhou Tuoyan Analytical Technology Co., Ltd., Guizhou, China (GTAT) | EPMA: 15 kV accelerating potential and a beam current of 10 or 20 nA, with a defocused beam diameter of 5 µm; peak counting times for analyzed elements varied between 10 and 40 s, background measurements at 50% of the peak counting duration on both sides of the analyzed peak. SEM: operating voltage of 25 kV and a working distance of ~15.0 mm. TIMA: dot-mapping mode with a working distance of 15 mm, spot size of ~92 nm, scanning at 3 µm resolution (operating at 25 kV, 11.6 nA). LA-ICP-MS mapping: laser energy of 5 J/cm2, repetition rate of 15 Hz, spot size of 10 µm, scan speed of 40 µm/s. | NIST 610, NIST 612, and GSD-1G as external standards | [48 empty] | 2.75 | [7 empty] | 0.009 | [13 empty] | 2822 | [76 empty] | 2025 | Wang, L., Han, R., Zhang, Y., Chen, Y., Liu, D. (2026). Unraveling the redistribution of trace elements during supergene processes: A case study from the Qingshan carbonate-hosted Zn-Pb deposit, SW China. Ore Geology Reviews, 188, 107059. |  | CHN | Southwest China
| Qingshan |  | Basin hydrothermal | Mississippi Valley-type (MVT) | MVT zinc-lead | Zn, Pb | Ge, Cd, Ag | Zn, Pb, Ge, Cd, Ag | Meng et al., 2023 |  | HTP27.6-1 | HTP27.6-1 | underground mine |  |  |  |  | ore material | polished section | grab | mineral separate | [5 empty] | mineralisation | primary sulfide ores and secondary non-sulfide ores |  |  | sphalerite, pyrite, galena, hemimorphite, willemite, goethite, smithsonite, cerussite | hydrothermal (stages 1–3), supergene | massive, brecciated, replacive, infilling | colloform, oscillatory zoning, replacement, core-mantle-rim, dendritic, botryoidal, euhedral, subhedral, anhedral |  |  |  | calcite, greenockite | polished sections (150 µm thick) | LA-ICPMS, EMPA, SEM-EDS | JEOL JXA-i SP100 microprobe equipped with five wavelength-dispersive spectrometers; Tescan Mira 3 field emission scanning electron microscope equipped with an energy dispersive spectrometer; Tescan Integrated Mineral Analyzer (TIMA) system comprising a field emission scanning electron microscope (Tescan Mira 3), integrated with four energy dispersive detectors (EDAXElement) | Guangzhou Tuoyan Analytical Technology Co., Ltd., Guizhou, China (GTAT) | EPMA: 15 kV accelerating potential and a beam current of 10 or 20 nA, with a defocused beam diameter of 5 µm; peak counting times for analyzed elements varied between 10 and 40 s, background measurements at 50% of the peak counting duration on both sides of the analyzed peak. SEM: operating voltage of 25 kV and a working distance of ~15.0 mm. TIMA: dot-mapping mode with a working distance of 15 mm, spot size of ~92 nm, scanning at 3 µm resolution (operating at 25 kV, 11.6 nA). LA-ICP-MS mapping: laser energy of 5 J/cm2, repetition rate of 15 Hz, spot size of 10 µm, scan speed of 40 µm/s. | NIST 610, NIST 612, and GSD-1G as external standards | [48 empty] | 2.7 | [7 empty] | 0.007 | [13 empty] | 2830 | [76 empty] | 2025 | Wang, L., Han, R., Zhang, Y., Chen, Y., Liu, D. (2026). Unraveling the redistribution of trace elements during supergene processes: A case study from the Qingshan carbonate-hosted Zn-Pb deposit, SW China. Ore Geology Reviews, 188, 107059. |  | CHN | Southwest China
| Qingshan |  | Basin hydrothermal | Mississippi Valley-type (MVT) | MVT zinc-lead | Zn, Pb | Ge, Cd, Ag | Zn, Pb, Ge, Cd, Ag | Meng et al., 2023 |  | HTP27.7-1 | HTP27.7-1 | underground mine |  |  |  |  | ore material | polished section | grab | mineral separate | [5 empty] | mineralisation | primary sulfide ores and secondary non-sulfide ores |  |  | sphalerite, pyrite, galena, hemimorphite, willemite, goethite, smithsonite, cerussite | hydrothermal (stages 1–3), supergene | massive, brecciated, replacive, infilling | colloform, oscillatory zoning, replacement, core-mantle-rim, dendritic, botryoidal, euhedral, subhedral, anhedral |  |  |  | calcite, greenockite | polished sections (150 µm thick) | LA-ICPMS, EMPA, SEM-EDS | JEOL JXA-i SP100 microprobe equipped with five wavelength-dispersive spectrometers; Tescan Mira 3 field emission scanning electron microscope equipped with an energy dispersive spectrometer; Tescan Integrated Mineral Analyzer (TIMA) system comprising a field emission scanning electron microscope (Tescan Mira 3), integrated with four energy dispersive detectors (EDAXElement) | Guangzhou Tuoyan Analytical Technology Co., Ltd., Guizhou, China (GTAT) | EPMA: 15 kV accelerating potential and a beam current of 10 or 20 nA, with a defocused beam diameter of 5 µm; peak counting times for analyzed elements varied between 10 and 40 s, background measurements at 50% of the peak counting duration on both sides of the analyzed peak. SEM: operating voltage of 25 kV and a working distance of ~15.0 mm. TIMA: dot-mapping mode with a working distance of 15 mm, spot size of ~92 nm, scanning at 3 µm resolution (operating at 25 kV, 11.6 nA). LA-ICP-MS mapping: laser energy of 5 J/cm2, repetition rate of 15 Hz, spot size of 10 µm, scan speed of 40 µm/s. | NIST 610, NIST 612, and GSD-1G as external standards | [48 empty] | 2.8 | [7 empty] | 0.007 | [13 empty] | 2819 | [76 empty] | 2025 | Wang, L., Han, R., Zhang, Y., Chen, Y., Liu, D. (2026). Unraveling the redistribution of trace elements during supergene processes: A case study from the Qingshan carbonate-hosted Zn-Pb deposit, SW China. Ore Geology Reviews, 188, 107059. |  | CHN | Southwest China
| Qingshan |  | Basin hydrothermal | Mississippi Valley-type (MVT) | MVT zinc-lead | Zn, Pb | Ge, Cd, Ag | Zn, Pb, Ge, Cd, Ag | Meng et al., 2023 |  | HTP27.8-1 | HTP27.8-1 | underground mine |  |  |  |  | ore material | polished section | grab | mineral separate | [5 empty] | mineralisation | primary sulfide ores and secondary non-sulfide ores |  |  | sphalerite, pyrite, galena, hemimorphite, willemite, goethite, smithsonite, cerussite | hydrothermal (stages 1–3), supergene | massive, brecciated, replacive, infilling | colloform, oscillatory zoning, replacement, core-mantle-rim, dendritic, botryoidal, euhedral, subhedral, anhedral |  |  |  | calcite, greenockite | polished sections (150 µm thick) | LA-ICPMS, EMPA, SEM-EDS | JEOL JXA-i SP100 microprobe equipped with five wavelength-dispersive spectrometers; Tescan Mira 3 field emission scanning electron microscope equipped with an energy dispersive spectrometer; Tescan Integrated Mineral Analyzer (TIMA) system comprising a field emission scanning electron microscope (Tescan Mira 3), integrated with four energy dispersive detectors (EDAXElement) | Guangzhou Tuoyan Analytical Technology Co., Ltd., Guizhou, China (GTAT) | EPMA: 15 kV accelerating potential and a beam current of 10 or 20 nA, with a defocused beam diameter of 5 µm; peak counting times for analyzed elements varied between 10 and 40 s, background measurements at 50% of the peak counting duration on both sides of the analyzed peak. SEM: operating voltage of 25 kV and a working distance of ~15.0 mm. TIMA: dot-mapping mode with a working distance of 15 mm, spot size of ~92 nm, scanning at 3 µm resolution (operating at 25 kV, 11.6 nA). LA-ICP-MS mapping: laser energy of 5 J/cm2, repetition rate of 15 Hz, spot size of 10 µm, scan speed of 40 µm/s. | NIST 610, NIST 612, and GSD-1G as external standards | [48 empty] | 2.64 | [7 empty] | 0.009 | [13 empty] | 2866 | [76 empty] | 2025 | Wang, L., Han, R., Zhang, Y., Chen, Y., Liu, D. (2026). Unraveling the redistribution of trace elements during supergene processes: A case study from the Qingshan carbonate-hosted Zn-Pb deposit, SW China. Ore Geology Reviews, 188, 107059. |  | CHN | Southwest China
| Qingshan |  | Basin hydrothermal | Mississippi Valley-type (MVT) | MVT zinc-lead | Zn, Pb | Ge, Cd, Ag | Zn, Pb, Ge, Cd, Ag | Meng et al., 2023 |  | 174HTP1-1 | 174HTP1-1 | underground mine |  |  |  |  | ore material | polished section | grab | mineral separate | [5 empty] | mineralisation | primary sulfide ores and secondary non-sulfide ores |  |  | sphalerite, pyrite, galena, hemimorphite, willemite, goethite, smithsonite, cerussite | hydrothermal (stages 1–3), supergene | massive, brecciated, replacive, infilling | colloform, oscillatory zoning, replacement, core-mantle-rim, dendritic, botryoidal, euhedral, subhedral, anhedral |  |  |  | calcite, greenockite | polished sections (150 µm thick) | LA-ICPMS, EMPA, SEM-EDS | JEOL JXA-i SP100 microprobe equipped with five wavelength-dispersive spectrometers; Tescan Mira 3 field emission scanning electron microscope equipped with an energy dispersive spectrometer; Tescan Integrated Mineral Analyzer (TIMA) system comprising a field emission scanning electron microscope (Tescan Mira 3), integrated with four energy dispersive detectors (EDAXElement) | Guangzhou Tuoyan Analytical Technology Co., Ltd., Guizhou, China (GTAT) | EPMA: 15 kV accelerating potential and a beam current of 10 or 20 nA, with a defocused beam diameter of 5 µm; peak counting times for analyzed elements varied between 10 and 40 s, background measurements at 50% of the peak counting duration on both sides of the analyzed peak. SEM: operating voltage of 25 kV and a working distance of ~15.0 mm. TIMA: dot-mapping mode with a working distance of 15 mm, spot size of ~92 nm, scanning at 3 µm resolution (operating at 25 kV, 11.6 nA). LA-ICP-MS mapping: laser energy of 5 J/cm2, repetition rate of 15 Hz, spot size of 10 µm, scan speed of 40 µm/s. | NIST 610, NIST 612, and GSD-1G as external standards | [48 empty] | 3.11 | [7 empty] | 0.158 | [13 empty] | 5438 | [76 empty] | 2025 | Wang, L., Han, R., Zhang, Y., Chen, Y., Liu, D. (2026). Unraveling the redistribution of trace elements during supergene processes: A case study from the Qingshan carbonate-hosted Zn-Pb deposit, SW China. Ore Geology Reviews, 188, 107059. |  | CHN | Southwest China
| Qingshan |  | Basin hydrothermal | Mississippi Valley-type (MVT) | MVT zinc-lead | Zn, Pb | Ge, Cd, Ag | Zn, Pb, Ge, Cd, Ag | Meng et al., 2023 |  | 174HTP2-1 | 174HTP2-1 | underground mine |  |  |  |  | ore material | polished section | grab | mineral separate | [5 empty] | mineralisation | primary sulfide ores and secondary non-sulfide ores |  |  | sphalerite, pyrite, galena, hemimorphite, willemite, goethite, smithsonite, cerussite | hydrothermal (stages 1–3), supergene | massive, brecciated, replacive, infilling | colloform, oscillatory zoning, replacement, core-mantle-rim, dendritic, botryoidal, euhedral, subhedral, anhedral |  |  |  | calcite, greenockite | polished sections (150 µm thick) | LA-ICPMS, EMPA, SEM-EDS | JEOL JXA-i SP100 microprobe equipped with five wavelength-dispersive spectrometers; Tescan Mira 3 field emission scanning electron microscope equipped with an energy dispersive spectrometer; Tescan Integrated Mineral Analyzer (TIMA) system comprising a field emission scanning electron microscope (Tescan Mira 3), integrated with four energy dispersive detectors (EDAXElement) | Guangzhou Tuoyan Analytical Technology Co., Ltd., Guizhou, China (GTAT) | EPMA: 15 kV accelerating potential and a beam current of 10 or 20 nA, with a defocused beam diameter of 5 µm; peak counting times for analyzed elements varied between 10 and 40 s, background measurements at 50% of the peak counting duration on both sides of the analyzed peak. SEM: operating voltage of 25 kV and a working distance of ~15.0 mm. TIMA: dot-mapping mode with a working distance of 15 mm, spot size of ~92 nm, scanning at 3 µm resolution (operating at 25 kV, 11.6 nA). LA-ICP-MS mapping: laser energy of 5 J/cm2, repetition rate of 15 Hz, spot size of 10 µm, scan speed of 40 µm/s. | NIST 610, NIST 612, and GSD-1G as external standards | [48 empty] | 3.26 | [7 empty] | 0.179 | [13 empty] | 4339 | [76 empty] | 2025 | Wang, L., Han, R., Zhang, Y., Chen, Y., Liu, D. (2026). Unraveling the redistribution of trace elements during supergene processes: A case study from the Qingshan carbonate-hosted Zn-Pb deposit, SW China. Ore Geology Reviews, 188, 107059. |  | CHN | Southwest China
| Qingshan |  | Basin hydrothermal | Mississippi Valley-type (MVT) | MVT zinc-lead | Zn, Pb | Ge, Cd, Ag | Zn, Pb, Ge, Cd, Ag | Meng et al., 2023 |  | 174HTP3-1 | 174HTP3-1 | underground mine |  |  |  |  | ore material | polished section | grab | mineral separate | [5 empty] | mineralisation | primary sulfide ores and secondary non-sulfide ores |  |  | sphalerite, pyrite, galena, hemimorphite, willemite, goethite, smithsonite, cerussite | hydrothermal (stages 1–3), supergene | massive, brecciated, replacive, infilling | colloform, oscillatory zoning, replacement, core-mantle-rim, dendritic, botryoidal, euhedral, subhedral, anhedral |  |  |  | calcite, greenockite | polished sections (150 µm thick) | LA-ICPMS, EMPA, SEM-EDS | JEOL JXA-i SP100 microprobe equipped with five wavelength-dispersive spectrometers; Tescan Mira 3 field emission scanning electron microscope equipped with an energy dispersive spectrometer; Tescan Integrated Mineral Analyzer (TIMA) system comprising a field emission scanning electron microscope (Tescan Mira 3), integrated with four energy dispersive detectors (EDAXElement) | Guangzhou Tuoyan Analytical Technology Co., Ltd., Guizhou, China (GTAT) | EPMA: 15 kV accelerating potential and a beam current of 10 or 20 nA, with a defocused beam diameter of 5 µm; peak counting times for analyzed elements varied between 10 and 40 s, background measurements at 50% of the peak counting duration on both sides of the analyzed peak. SEM: operating voltage of 25 kV and a working distance of ~15.0 mm. TIMA: dot-mapping mode with a working distance of 15 mm, spot size of ~92 nm, scanning at 3 µm resolution (operating at 25 kV, 11.6 nA). LA-ICP-MS mapping: laser energy of 5 J/cm2, repetition rate of 15 Hz, spot size of 10 µm, scan speed of 40 µm/s. | NIST 610, NIST 612, and GSD-1G as external standards | [48 empty] | 3.03 | [7 empty] | 0.104 | [13 empty] | 5578 | [76 empty] | 2025 | Wang, L., Han, R., Zhang, Y., Chen, Y., Liu, D. (2026). Unraveling the redistribution of trace elements during supergene processes: A case study from the Qingshan carbonate-hosted Zn-Pb deposit, SW China. Ore Geology Reviews, 188, 107059. |  | CHN | Southwest China
| Qingshan |  | Basin hydrothermal | Mississippi Valley-type (MVT) | MVT zinc-lead | Zn, Pb | Ge, Cd, Ag | Zn, Pb, Ge, Cd, Ag | Meng et al., 2023 |  | 174HTP4-1 | 174HTP4-1 | underground mine |  |  |  |  | ore material | polished section | grab | mineral separate | [5 empty] | mineralisation | primary sulfide ores and secondary non-sulfide ores |  |  | sphalerite, pyrite, galena, hemimorphite, willemite, goethite, smithsonite, cerussite | hydrothermal (stages 1–3), supergene | massive, brecciated, replacive, infilling | colloform, oscillatory zoning, replacement, core-mantle-rim, dendritic, botryoidal, euhedral, subhedral, anhedral |  |  |  | calcite, greenockite | polished sections (150 µm thick) | LA-ICPMS, EMPA, SEM-EDS | JEOL JXA-i SP100 microprobe equipped with five wavelength-dispersive spectrometers; Tescan Mira 3 field emission scanning electron microscope equipped with an energy dispersive spectrometer; Tescan Integrated Mineral Analyzer (TIMA) system comprising a field emission scanning electron microscope (Tescan Mira 3), integrated with four energy dispersive detectors (EDAXElement) | Guangzhou Tuoyan Analytical Technology Co., Ltd., Guizhou, China (GTAT) | EPMA: 15 kV accelerating potential and a beam current of 10 or 20 nA, with a defocused beam diameter of 5 µm; peak counting times for analyzed elements varied between 10 and 40 s, background measurements at 50% of the peak counting duration on both sides of the analyzed peak. SEM: operating voltage of 25 kV and a working distance of ~15.0 mm. TIMA: dot-mapping mode with a working distance of 15 mm, spot size of ~92 nm, scanning at 3 µm resolution (operating at 25 kV, 11.6 nA). LA-ICP-MS mapping: laser energy of 5 J/cm2, repetition rate of 15 Hz, spot size of 10 µm, scan speed of 40 µm/s. | NIST 610, NIST 612, and GSD-1G as external standards | [48 empty] | 2.76 | [7 empty] | 0.09 | [13 empty] | 5366 | [76 empty] | 2025 | Wang, L., Han, R., Zhang, Y., Chen, Y., Liu, D. (2026). Unraveling the redistribution of trace elements during supergene processes: A case study from the Qingshan carbonate-hosted Zn-Pb deposit, SW China. Ore Geology Reviews, 188, 107059. |  | CHN | Southwest China
| Qingshan |  | Basin hydrothermal | Mississippi Valley-type (MVT) | MVT zinc-lead | Zn, Pb | Ge, Cd, Ag | Zn, Pb, Ge, Cd, Ag | Meng et al., 2023 |  | 174HTP5-1 | 174HTP5-1 | underground mine |  |  |  |  | ore material | polished section | grab | mineral separate | [5 empty] | mineralisation | primary sulfide ores and secondary non-sulfide ores |  |  | sphalerite, pyrite, galena, hemimorphite, willemite, goethite, smithsonite, cerussite | hydrothermal (stages 1–3), supergene | massive, brecciated, replacive, infilling | colloform, oscillatory zoning, replacement, core-mantle-rim, dendritic, botryoidal, euhedral, subhedral, anhedral |  |  |  | calcite, greenockite | polished sections (150 µm thick) | LA-ICPMS, EMPA, SEM-EDS | JEOL JXA-i SP100 microprobe equipped with five wavelength-dispersive spectrometers; Tescan Mira 3 field emission scanning electron microscope equipped with an energy dispersive spectrometer; Tescan Integrated Mineral Analyzer (TIMA) system comprising a field emission scanning electron microscope (Tescan Mira 3), integrated with four energy dispersive detectors (EDAXElement) | Guangzhou Tuoyan Analytical Technology Co., Ltd., Guizhou, China (GTAT) | EPMA: 15 kV accelerating potential and a beam current of 10 or 20 nA, with a defocused beam diameter of 5 µm; peak counting times for analyzed elements varied between 10 and 40 s, background measurements at 50% of the peak counting duration on both sides of the analyzed peak. SEM: operating voltage of 25 kV and a working distance of ~15.0 mm. TIMA: dot-mapping mode with a working distance of 15 mm, spot size of ~92 nm, scanning at 3 µm resolution (operating at 25 kV, 11.6 nA). LA-ICP-MS mapping: laser energy of 5 J/cm2, repetition rate of 15 Hz, spot size of 10 µm, scan speed of 40 µm/s. | NIST 610, NIST 612, and GSD-1G as external standards | [48 empty] | 3.15 | [7 empty] | 0.136 | [13 empty] | 4840 | [76 empty] | 2025 | Wang, L., Han, R., Zhang, Y., Chen, Y., Liu, D. (2026). Unraveling the redistribution of trace elements during supergene processes: A case study from the Qingshan carbonate-hosted Zn-Pb deposit, SW China. Ore Geology Reviews, 188, 107059. |  | CHN | Southwest China
| Qingshan |  | Basin hydrothermal | Mississippi Valley-type (MVT) | MVT zinc-lead | Zn, Pb | Ge, Cd, Ag | Zn, Pb, Ge, Cd, Ag | Meng et al., 2023 |  | 174HTP6-1 | 174HTP6-1 | underground mine |  |  |  |  | ore material | polished section | grab | mineral separate | [5 empty] | mineralisation | primary sulfide ores and secondary non-sulfide ores |  |  | sphalerite, pyrite, galena, hemimorphite, willemite, goethite, smithsonite, cerussite | hydrothermal (stages 1–3), supergene | massive, brecciated, replacive, infilling | colloform, oscillatory zoning, replacement, core-mantle-rim, dendritic, botryoidal, euhedral, subhedral, anhedral |  |  |  | calcite, greenockite | polished sections (150 µm thick) | LA-ICPMS, EMPA, SEM-EDS | JEOL JXA-i SP100 microprobe equipped with five wavelength-dispersive spectrometers; Tescan Mira 3 field emission scanning electron microscope equipped with an energy dispersive spectrometer; Tescan Integrated Mineral Analyzer (TIMA) system comprising a field emission scanning electron microscope (Tescan Mira 3), integrated with four energy dispersive detectors (EDAXElement) | Guangzhou Tuoyan Analytical Technology Co., Ltd., Guizhou, China (GTAT) | EPMA: 15 kV accelerating potential and a beam current of 10 or 20 nA, with a defocused beam diameter of 5 µm; peak counting times for analyzed elements varied between 10 and 40 s, background measurements at 50% of the peak counting duration on both sides of the analyzed peak. SEM: operating voltage of 25 kV and a working distance of ~15.0 mm. TIMA: dot-mapping mode with a working distance of 15 mm, spot size of ~92 nm, scanning at 3 µm resolution (operating at 25 kV, 11.6 nA). LA-ICP-MS mapping: laser energy of 5 J/cm2, repetition rate of 15 Hz, spot size of 10 µm, scan speed of 40 µm/s. | NIST 610, NIST 612, and GSD-1G as external standards | [48 empty] | 3.26 | [7 empty] | 0.153 | [13 empty] | 5232 | [76 empty] | 2025 | Wang, L., Han, R., Zhang, Y., Chen, Y., Liu, D. (2026). Unraveling the redistribution of trace elements during supergene processes: A case study from the Qingshan carbonate-hosted Zn-Pb deposit, SW China. Ore Geology Reviews, 188, 107059. |  | CHN | Southwest China
| Qingshan |  | Basin hydrothermal | Mississippi Valley-type (MVT) | MVT zinc-lead | Zn, Pb | Ge, Cd, Ag | Zn, Pb, Ge, Cd, Ag | Meng et al., 2023 |  | 174HTP7-1 | 174HTP7-1 | underground mine |  |  |  |  | ore material | polished section | grab | mineral separate | [5 empty] | mineralisation | primary sulfide ores and secondary non-sulfide ores |  |  | sphalerite, pyrite, galena, hemimorphite, willemite, goethite, smithsonite, cerussite | hydrothermal (stages 1–3), supergene | massive, brecciated, replacive, infilling | colloform, oscillatory zoning, replacement, core-mantle-rim, dendritic, botryoidal, euhedral, subhedral, anhedral |  |  |  | calcite, greenockite | polished sections (150 µm thick) | LA-ICPMS, EMPA, SEM-EDS | JEOL JXA-i SP100 microprobe equipped with five wavelength-dispersive spectrometers; Tescan Mira 3 field emission scanning electron microscope equipped with an energy dispersive spectrometer; Tescan Integrated Mineral Analyzer (TIMA) system comprising a field emission scanning electron microscope (Tescan Mira 3), integrated with four energy dispersive detectors (EDAXElement) | Guangzhou Tuoyan Analytical Technology Co., Ltd., Guizhou, China (GTAT) | EPMA: 15 kV accelerating potential and a beam current of 10 or 20 nA, with a defocused beam diameter of 5 µm; peak counting times for analyzed elements varied between 10 and 40 s, background measurements at 50% of the peak counting duration on both sides of the analyzed peak. SEM: operating voltage of 25 kV and a working distance of ~15.0 mm. TIMA: dot-mapping mode with a working distance of 15 mm, spot size of ~92 nm, scanning at 3 µm resolution (operating at 25 kV, 11.6 nA). LA-ICP-MS mapping: laser energy of 5 J/cm2, repetition rate of 15 Hz, spot size of 10 µm, scan speed of 40 µm/s. | NIST 610, NIST 612, and GSD-1G as external standards | [48 empty] | 2.85 | [7 empty] | 0.133 | [13 empty] | 4359 | [76 empty] | 2025 | Wang, L., Han, R., Zhang, Y., Chen, Y., Liu, D. (2026). Unraveling the redistribution of trace elements during supergene processes: A case study from the Qingshan carbonate-hosted Zn-Pb deposit, SW China. Ore Geology Reviews, 188, 107059. |  | CHN | Southwest China
| Qingshan |  | Basin hydrothermal | Mississippi Valley-type (MVT) | MVT zinc-lead | Zn, Pb | Ge, Cd, Ag | Zn, Pb, Ge, Cd, Ag | Meng et al., 2023 |  | 174HTP8-1 | 174HTP8-1 | underground mine |  |  |  |  | ore material | polished section | grab | mineral separate | [5 empty] | mineralisation | primary sulfide ores and secondary non-sulfide ores |  |  | sphalerite, pyrite, galena, hemimorphite, willemite, goethite, smithsonite, cerussite | hydrothermal (stages 1–3), supergene | massive, brecciated, replacive, infilling | colloform, oscillatory zoning, replacement, core-mantle-rim, dendritic, botryoidal, euhedral, subhedral, anhedral |  |  |  | calcite, greenockite | polished sections (150 µm thick) | LA-ICPMS, EMPA, SEM-EDS | JEOL JXA-i SP100 microprobe equipped with five wavelength-dispersive spectrometers; Tescan Mira 3 field emission scanning electron microscope equipped with an energy dispersive spectrometer; Tescan Integrated Mineral Analyzer (TIMA) system comprising a field emission scanning electron microscope (Tescan Mira 3), integrated with four energy dispersive detectors (EDAXElement) | Guangzhou Tuoyan Analytical Technology Co., Ltd., Guizhou, China (GTAT) | EPMA: 15 kV accelerating potential and a beam current of 10 or 20 nA, with a defocused beam diameter of 5 µm; peak counting times for analyzed elements varied between 10 and 40 s, background measurements at 50% of the peak counting duration on both sides of the analyzed peak. SEM: operating voltage of 25 kV and a working distance of ~15.0 mm. TIMA: dot-mapping mode with a working distance of 15 mm, spot size of ~92 nm, scanning at 3 µm resolution (operating at 25 kV, 11.6 nA). LA-ICP-MS mapping: laser energy of 5 J/cm2, repetition rate of 15 Hz, spot size of 10 µm, scan speed of 40 µm/s. | NIST 610, NIST 612, and GSD-1G as external standards | [48 empty] | 2.85 | [7 empty] | 0.119 | [13 empty] | 5766 | [76 empty] | 2025 | Wang, L., Han, R., Zhang, Y., Chen, Y., Liu, D. (2026). Unraveling the redistribution of trace elements during supergene processes: A case study from the Qingshan carbonate-hosted Zn-Pb deposit, SW China. Ore Geology Reviews, 188, 107059. |  | CHN | Southwest China
| Qingshan |  | Basin hydrothermal | Mississippi Valley-type (MVT) | MVT zinc-lead | Zn, Pb | Ge, Cd, Ag | Zn, Pb, Ge, Cd, Ag | Meng et al., 2023 |  | 163HTP1-1 | 163HTP1-1 | underground mine |  |  |  |  | ore material | polished section | grab | mineral separate | [5 empty] | mineralisation | primary sulfide ores and secondary non-sulfide ores |  |  | sphalerite, pyrite, galena, hemimorphite, willemite, goethite, smithsonite, cerussite | hydrothermal (stages 1–3), supergene | massive, brecciated, replacive, infilling | colloform, oscillatory zoning, replacement, core-mantle-rim, dendritic, botryoidal, euhedral, subhedral, anhedral |  |  |  | calcite, greenockite | polished sections (150 µm thick) | LA-ICPMS, EMPA, SEM-EDS | JEOL JXA-i SP100 microprobe equipped with five wavelength-dispersive spectrometers; Tescan Mira 3 field emission scanning electron microscope equipped with an energy dispersive spectrometer; Tescan Integrated Mineral Analyzer (TIMA) system comprising a field emission scanning electron microscope (Tescan Mira 3), integrated with four energy dispersive detectors (EDAXElement) | Guangzhou Tuoyan Analytical Technology Co., Ltd., Guizhou, China (GTAT) | EPMA: 15 kV accelerating potential and a beam current of 10 or 20 nA, with a defocused beam diameter of 5 µm; peak counting times for analyzed elements varied between 10 and 40 s, background measurements at 50% of the peak counting duration on both sides of the analyzed peak. SEM: operating voltage of 25 kV and a working distance of ~15.0 mm. TIMA: dot-mapping mode with a working distance of 15 mm, spot size of ~92 nm, scanning at 3 µm resolution (operating at 25 kV, 11.6 nA). LA-ICP-MS mapping: laser energy of 5 J/cm2, repetition rate of 15 Hz, spot size of 10 µm, scan speed of 40 µm/s. | NIST 610, NIST 612, and GSD-1G as external standards | [48 empty] | 3.1 | [7 empty] | 0.002 | [13 empty] | 1295 | [76 empty] | 2025 | Wang, L., Han, R., Zhang, Y., Chen, Y., Liu, D. (2026). Unraveling the redistribution of trace elements during supergene processes: A case study from the Qingshan carbonate-hosted Zn-Pb deposit, SW China. Ore Geology Reviews, 188, 107059. |  | CHN | Southwest China
| Qingshan |  | Basin hydrothermal | Mississippi Valley-type (MVT) | MVT zinc-lead | Zn, Pb | Ge, Cd, Ag | Zn, Pb, Ge, Cd, Ag | Meng et al., 2023 |  | 163HTP2-1 | 163HTP2-1 | underground mine |  |  |  |  | ore material | polished section | grab | mineral separate | [5 empty] | mineralisation | primary sulfide ores and secondary non-sulfide ores |  |  | sphalerite, pyrite, galena, hemimorphite, willemite, goethite, smithsonite, cerussite | hydrothermal (stages 1–3), supergene | massive, brecciated, replacive, infilling | colloform, oscillatory zoning, replacement, core-mantle-rim, dendritic, botryoidal, euhedral, subhedral, anhedral |  |  |  | calcite, greenockite | polished sections (150 µm thick) | LA-ICPMS, EMPA, SEM-EDS | JEOL JXA-i SP100 microprobe equipped with five wavelength-dispersive spectrometers; Tescan Mira 3 field emission scanning electron microscope equipped with an energy dispersive spectrometer; Tescan Integrated Mineral Analyzer (TIMA) system comprising a field emission scanning electron microscope (Tescan Mira 3), integrated with four energy dispersive detectors (EDAXElement) | Guangzhou Tuoyan Analytical Technology Co., Ltd., Guizhou, China (GTAT) | EPMA: 15 kV accelerating potential and a beam current of 10 or 20 nA, with a defocused beam diameter of 5 µm; peak counting times for analyzed elements varied between 10 and 40 s, background measurements at 50% of the peak counting duration on both sides of the analyzed peak. SEM: operating voltage of 25 kV and a working distance of ~15.0 mm. TIMA: dot-mapping mode with a working distance of 15 mm, spot size of ~92 nm, scanning at 3 µm resolution (operating at 25 kV, 11.6 nA). LA-ICP-MS mapping: laser energy of 5 J/cm2, repetition rate of 15 Hz, spot size of 10 µm, scan speed of 40 µm/s. | NIST 610, NIST 612, and GSD-1G as external standards | [48 empty] | 2.62 | [7 empty] | 0.005 | [13 empty] | 1241 | [76 empty] | 2025 | Wang, L., Han, R., Zhang, Y., Chen, Y., Liu, D. (2026). Unraveling the redistribution of trace elements during supergene processes: A case study from the Qingshan carbonate-hosted Zn-Pb deposit, SW China. Ore Geology Reviews, 188, 107059. |  | CHN | Southwest China
| Qingshan |  | Basin hydrothermal | Mississippi Valley-type (MVT) | MVT zinc-lead | Zn, Pb | Ge, Cd, Ag | Zn, Pb, Ge, Cd, Ag | Meng et al., 2023 |  | 163HTP3-1 | 163HTP3-1 | underground mine |  |  |  |  | ore material | polished section | grab | mineral separate | [5 empty] | mineralisation | primary sulfide ores and secondary non-sulfide ores |  |  | sphalerite, pyrite, galena, hemimorphite, willemite, goethite, smithsonite, cerussite | hydrothermal (stages 1–3), supergene | massive, brecciated, replacive, infilling | colloform, oscillatory zoning, replacement, core-mantle-rim, dendritic, botryoidal, euhedral, subhedral, anhedral |  |  |  | calcite, greenockite | polished sections (150 µm thick) | LA-ICPMS, EMPA, SEM-EDS | JEOL JXA-i SP100 microprobe equipped with five wavelength-dispersive spectrometers; Tescan Mira 3 field emission scanning electron microscope equipped with an energy dispersive spectrometer; Tescan Integrated Mineral Analyzer (TIMA) system comprising a field emission scanning electron microscope (Tescan Mira 3), integrated with four energy dispersive detectors (EDAXElement) | Guangzhou Tuoyan Analytical Technology Co., Ltd., Guizhou, China (GTAT) | EPMA: 15 kV accelerating potential and a beam current of 10 or 20 nA, with a defocused beam diameter of 5 µm; peak counting times for analyzed elements varied between 10 and 40 s, background measurements at 50% of the peak counting duration on both sides of the analyzed peak. SEM: operating voltage of 25 kV and a working distance of ~15.0 mm. TIMA: dot-mapping mode with a working distance of 15 mm, spot size of ~92 nm, scanning at 3 µm resolution (operating at 25 kV, 11.6 nA). LA-ICP-MS mapping: laser energy of 5 J/cm2, repetition rate of 15 Hz, spot size of 10 µm, scan speed of 40 µm/s. | NIST 610, NIST 612, and GSD-1G as external standards | [48 empty] | 2.78 | [7 empty] | 0.004 | [13 empty] | 1247 | [76 empty] | 2025 | Wang, L., Han, R., Zhang, Y., Chen, Y., Liu, D. (2026). Unraveling the redistribution of trace elements during supergene processes: A case study from the Qingshan carbonate-hosted Zn-Pb deposit, SW China. Ore Geology Reviews, 188, 107059. |  | CHN | Southwest China
| Qingshan |  | Basin hydrothermal | Mississippi Valley-type (MVT) | MVT zinc-lead | Zn, Pb | Ge, Cd, Ag | Zn, Pb, Ge, Cd, Ag | Meng et al., 2023 |  | 163HTP4-1 | 163HTP4-1 | underground mine |  |  |  |  | ore material | polished section | grab | mineral separate | [5 empty] | mineralisation | primary sulfide ores and secondary non-sulfide ores |  |  | sphalerite, pyrite, galena, hemimorphite, willemite, goethite, smithsonite, cerussite | hydrothermal (stages 1–3), supergene | massive, brecciated, replacive, infilling | colloform, oscillatory zoning, replacement, core-mantle-rim, dendritic, botryoidal, euhedral, subhedral, anhedral |  |  |  | calcite, greenockite | polished sections (150 µm thick) | LA-ICPMS, EMPA, SEM-EDS | JEOL JXA-i SP100 microprobe equipped with five wavelength-dispersive spectrometers; Tescan Mira 3 field emission scanning electron microscope equipped with an energy dispersive spectrometer; Tescan Integrated Mineral Analyzer (TIMA) system comprising a field emission scanning electron microscope (Tescan Mira 3), integrated with four energy dispersive detectors (EDAXElement) | Guangzhou Tuoyan Analytical Technology Co., Ltd., Guizhou, China (GTAT) | EPMA: 15 kV accelerating potential and a beam current of 10 or 20 nA, with a defocused beam diameter of 5 µm; peak counting times for analyzed elements varied between 10 and 40 s, background measurements at 50% of the peak counting duration on both sides of the analyzed peak. SEM: operating voltage of 25 kV and a working distance of ~15.0 mm. TIMA: dot-mapping mode with a working distance of 15 mm, spot size of ~92 nm, scanning at 3 µm resolution (operating at 25 kV, 11.6 nA). LA-ICP-MS mapping: laser energy of 5 J/cm2, repetition rate of 15 Hz, spot size of 10 µm, scan speed of 40 µm/s. | NIST 610, NIST 612, and GSD-1G as external standards | [48 empty] | 2.51 | [7 empty] | 0.004 | [13 empty] | 1272 | [76 empty] | 2025 | Wang, L., Han, R., Zhang, Y., Chen, Y., Liu, D. (2026). Unraveling the redistribution of trace elements during supergene processes: A case study from the Qingshan carbonate-hosted Zn-Pb deposit, SW China. Ore Geology Reviews, 188, 107059. |  | CHN | Southwest China
| Qingshan |  | Basin hydrothermal | Mississippi Valley-type (MVT) | MVT zinc-lead | Zn, Pb | Ge, Cd, Ag | Zn, Pb, Ge, Cd, Ag | Meng et al., 2023 |  | 163HTP5-1 | 163HTP5-1 | underground mine |  |  |  |  | ore material | polished section | grab | mineral separate | [5 empty] | mineralisation | primary sulfide ores and secondary non-sulfide ores |  |  | sphalerite, pyrite, galena, hemimorphite, willemite, goethite, smithsonite, cerussite | hydrothermal (stages 1–3), supergene | massive, brecciated, replacive, infilling | colloform, oscillatory zoning, replacement, core-mantle-rim, dendritic, botryoidal, euhedral, subhedral, anhedral |  |  |  | calcite, greenockite | polished sections (150 µm thick) | LA-ICPMS, EMPA, SEM-EDS | JEOL JXA-i SP100 microprobe equipped with five wavelength-dispersive spectrometers; Tescan Mira 3 field emission scanning electron microscope equipped with an energy dispersive spectrometer; Tescan Integrated Mineral Analyzer (TIMA) system comprising a field emission scanning electron microscope (Tescan Mira 3), integrated with four energy dispersive detectors (EDAXElement) | Guangzhou Tuoyan Analytical Technology Co., Ltd., Guizhou, China (GTAT) | EPMA: 15 kV accelerating potential and a beam current of 10 or 20 nA, with a defocused beam diameter of 5 µm; peak counting times for analyzed elements varied between 10 and 40 s, background measurements at 50% of the peak counting duration on both sides of the analyzed peak. SEM: operating voltage of 25 kV and a working distance of ~15.0 mm. TIMA: dot-mapping mode with a working distance of 15 mm, spot size of ~92 nm, scanning at 3 µm resolution (operating at 25 kV, 11.6 nA). LA-ICP-MS mapping: laser energy of 5 J/cm2, repetition rate of 15 Hz, spot size of 10 µm, scan speed of 40 µm/s. | NIST 610, NIST 612, and GSD-1G as external standards | [48 empty] | 2.79 | [7 empty] | 0.003 | [13 empty] | 1260 | [76 empty] | 2025 | Wang, L., Han, R., Zhang, Y., Chen, Y., Liu, D. (2026). Unraveling the redistribution of trace elements during supergene processes: A case study from the Qingshan carbonate-hosted Zn-Pb deposit, SW China. Ore Geology Reviews, 188, 107059. |  | CHN | Southwest China
| Qingshan |  | Basin hydrothermal | Mississippi Valley-type (MVT) | MVT zinc-lead | Zn, Pb | Ge, Cd, Ag | Zn, Pb, Ge, Cd, Ag | Meng et al., 2023 |  | 163HTP6-1 | 163HTP6-1 | underground mine |  |  |  |  | ore material | polished section | grab | mineral separate | [5 empty] | mineralisation | primary sulfide ores and secondary non-sulfide ores |  |  | sphalerite, pyrite, galena, hemimorphite, willemite, goethite, smithsonite, cerussite | hydrothermal (stages 1–3), supergene | massive, brecciated, replacive, infilling | colloform, oscillatory zoning, replacement, core-mantle-rim, dendritic, botryoidal, euhedral, subhedral, anhedral |  |  |  | calcite, greenockite | polished sections (150 µm thick) | LA-ICPMS, EMPA, SEM-EDS | JEOL JXA-i SP100 microprobe equipped with five wavelength-dispersive spectrometers; Tescan Mira 3 field emission scanning electron microscope equipped with an energy dispersive spectrometer; Tescan Integrated Mineral Analyzer (TIMA) system comprising a field emission scanning electron microscope (Tescan Mira 3), integrated with four energy dispersive detectors (EDAXElement) | Guangzhou Tuoyan Analytical Technology Co., Ltd., Guizhou, China (GTAT) | EPMA: 15 kV accelerating potential and a beam current of 10 or 20 nA, with a defocused beam diameter of 5 µm; peak counting times for analyzed elements varied between 10 and 40 s, background measurements at 50% of the peak counting duration on both sides of the analyzed peak. SEM: operating voltage of 25 kV and a working distance of ~15.0 mm. TIMA: dot-mapping mode with a working distance of 15 mm, spot size of ~92 nm, scanning at 3 µm resolution (operating at 25 kV, 11.6 nA). LA-ICP-MS mapping: laser energy of 5 J/cm2, repetition rate of 15 Hz, spot size of 10 µm, scan speed of 40 µm/s. | NIST 610, NIST 612, and GSD-1G as external standards | [48 empty] | 2.88 | [7 empty] | 0.002 | [13 empty] | 1296 | [76 empty] | 2025 | Wang, L., Han, R., Zhang, Y., Chen, Y., Liu, D. (2026). Unraveling the redistribution of trace elements during supergene processes: A case study from the Qingshan carbonate-hosted Zn-Pb deposit, SW China. Ore Geology Reviews, 188, 107059. |  | CHN | Southwest China
| Qingshan |  | Basin hydrothermal | Mississippi Valley-type (MVT) | MVT zinc-lead | Zn, Pb | Ge, Cd, Ag | Zn, Pb, Ge, Cd, Ag | Meng et al., 2023 |  | 163HTP7-1 | 163HTP7-1 | underground mine |  |  |  |  | ore material | polished section | grab | mineral separate | [5 empty] | mineralisation | primary sulfide ores and secondary non-sulfide ores |  |  | sphalerite, pyrite, galena, hemimorphite, willemite, goethite, smithsonite, cerussite | hydrothermal (stages 1–3), supergene | massive, brecciated, replacive, infilling | colloform, oscillatory zoning, replacement, core-mantle-rim, dendritic, botryoidal, euhedral, subhedral, anhedral |  |  |  | calcite, greenockite | polished sections (150 µm thick) | LA-ICPMS, EMPA, SEM-EDS | JEOL JXA-i SP100 microprobe equipped with five wavelength-dispersive spectrometers; Tescan Mira 3 field emission scanning electron microscope equipped with an energy dispersive spectrometer; Tescan Integrated Mineral Analyzer (TIMA) system comprising a field emission scanning electron microscope (Tescan Mira 3), integrated with four energy dispersive detectors (EDAXElement) | Guangzhou Tuoyan Analytical Technology Co., Ltd., Guizhou, China (GTAT) | EPMA: 15 kV accelerating potential and a beam current of 10 or 20 nA, with a defocused beam diameter of 5 µm; peak counting times for analyzed elements varied between 10 and 40 s, background measurements at 50% of the peak counting duration on both sides of the analyzed peak. SEM: operating voltage of 25 kV and a working distance of ~15.0 mm. TIMA: dot-mapping mode with a working distance of 15 mm, spot size of ~92 nm, scanning at 3 µm resolution (operating at 25 kV, 11.6 nA). LA-ICP-MS mapping: laser energy of 5 J/cm2, repetition rate of 15 Hz, spot size of 10 µm, scan speed of 40 µm/s. | NIST 610, NIST 612, and GSD-1G as external standards | [48 empty] | 2.95 | [7 empty] | 0.002 | [13 empty] | 1325 | [76 empty] | 2025 | Wang, L., Han, R., Zhang, Y., Chen, Y., Liu, D. (2026). Unraveling the redistribution of trace elements during supergene processes: A case study from the Qingshan carbonate-hosted Zn-Pb deposit, SW China. Ore Geology Reviews, 188, 107059. |  | CHN | Southwest China
| Qingshan |  | Basin hydrothermal | Mississippi Valley-type (MVT) | MVT zinc-lead | Zn, Pb | Ge, Cd, Ag | Zn, Pb, Ge, Cd, Ag | Meng et al., 2023 |  | 163HTP8-1 | 163HTP8-1 | underground mine |  |  |  |  | ore material | polished section | grab | mineral separate | [5 empty] | mineralisation | primary sulfide ores and secondary non-sulfide ores |  |  | sphalerite, pyrite, galena, hemimorphite, willemite, goethite, smithsonite, cerussite | hydrothermal (stages 1–3), supergene | massive, brecciated, replacive, infilling | colloform, oscillatory zoning, replacement, core-mantle-rim, dendritic, botryoidal, euhedral, subhedral, anhedral |  |  |  | calcite, greenockite | polished sections (150 µm thick) | LA-ICPMS, EMPA, SEM-EDS | JEOL JXA-i SP100 microprobe equipped with five wavelength-dispersive spectrometers; Tescan Mira 3 field emission scanning electron microscope equipped with an energy dispersive spectrometer; Tescan Integrated Mineral Analyzer (TIMA) system comprising a field emission scanning electron microscope (Tescan Mira 3), integrated with four energy dispersive detectors (EDAXElement) | Guangzhou Tuoyan Analytical Technology Co., Ltd., Guizhou, China (GTAT) | EPMA: 15 kV accelerating potential and a beam current of 10 or 20 nA, with a defocused beam diameter of 5 µm; peak counting times for analyzed elements varied between 10 and 40 s, background measurements at 50% of the peak counting duration on both sides of the analyzed peak. SEM: operating voltage of 25 kV and a working distance of ~15.0 mm. TIMA: dot-mapping mode with a working distance of 15 mm, spot size of ~92 nm, scanning at 3 µm resolution (operating at 25 kV, 11.6 nA). LA-ICP-MS mapping: laser energy of 5 J/cm2, repetition rate of 15 Hz, spot size of 10 µm, scan speed of 40 µm/s. | NIST 610, NIST 612, and GSD-1G as external standards | [48 empty] | 2.73 | [7 empty] | 0.001 | [13 empty] | 1250 | [76 empty] | 2025 | Wang, L., Han, R., Zhang, Y., Chen, Y., Liu, D. (2026). Unraveling the redistribution of trace elements during supergene processes: A case study from the Qingshan carbonate-hosted Zn-Pb deposit, SW China. Ore Geology Reviews, 188, 107059. |  | CHN | Southwest China
| Qingshan |  | Basin hydrothermal | Mississippi Valley-type (MVT) | MVT zinc-lead | Zn, Pb | Ge, Cd, Ag | Zn, Pb, Ge, Cd, Ag | Meng et al., 2023 |  | Luziyuan skarn deposit, Yunnan, China (Ye et al., 2011)-1 | Luziyuan skarn deposit, Yunnan, China (Ye et al., 2011)-1 | underground mine |  |  |  |  | ore material | polished section | grab | mineral separate | [5 empty] | mineralisation | primary sulfide ores and secondary non-sulfide ores |  |  | sphalerite, pyrite, galena, hemimorphite, willemite, goethite, smithsonite, cerussite | hydrothermal (stages 1–3), supergene | massive, brecciated, replacive, infilling | colloform, oscillatory zoning, replacement, core-mantle-rim, dendritic, botryoidal, euhedral, subhedral, anhedral |  |  |  | calcite, greenockite | polished sections (150 µm thick) | LA-ICPMS, EMPA, SEM-EDS | JEOL JXA-i SP100 microprobe equipped with five wavelength-dispersive spectrometers; Tescan Mira 3 field emission scanning electron microscope equipped with an energy dispersive spectrometer; Tescan Integrated Mineral Analyzer (TIMA) system comprising a field emission scanning electron microscope (Tescan Mira 3), integrated with four energy dispersive detectors (EDAXElement) | Guangzhou Tuoyan Analytical Technology Co., Ltd., Guizhou, China (GTAT) | EPMA: 15 kV accelerating potential and a beam current of 10 or 20 nA, with a defocused beam diameter of 5 µm; peak counting times for analyzed elements varied between 10 and 40 s, background measurements at 50% of the peak counting duration on both sides of the analyzed peak. SEM: operating voltage of 25 kV and a working distance of ~15.0 mm. TIMA: dot-mapping mode with a working distance of 15 mm, spot size of ~92 nm, scanning at 3 µm resolution (operating at 25 kV, 11.6 nA). LA-ICP-MS mapping: laser energy of 5 J/cm2, repetition rate of 15 Hz, spot size of 10 µm, scan speed of 40 µm/s. | NIST 610, NIST 612, and GSD-1G as external standards | [147 empty] | 2025 | Wang, L., Han, R., Zhang, Y., Chen, Y., Liu, D. (2026). Unraveling the redistribution of trace elements during supergene processes: A case study from the Qingshan carbonate-hosted Zn-Pb deposit, SW China. Ore Geology Reviews, 188, 107059. |  | CHN | Southwest China
| Qingshan |  | Basin hydrothermal | Mississippi Valley-type (MVT) | MVT zinc-lead | Zn, Pb | Ge, Cd, Ag | Zn, Pb, Ge, Cd, Ag | Meng et al., 2023 |  | Source file-13 | Source file-13 | underground mine |  |  |  |  | ore material | polished section | grab | mineral separate | [5 empty] | mineralisation | primary sulfide ores and secondary non-sulfide ores |  |  | sphalerite, pyrite, galena, hemimorphite, willemite, goethite, smithsonite, cerussite | hydrothermal (stages 1–3), supergene | massive, brecciated, replacive, infilling | colloform, oscillatory zoning, replacement, core-mantle-rim, dendritic, botryoidal, euhedral, subhedral, anhedral |  |  |  | calcite, greenockite | polished sections (150 µm thick) | LA-ICPMS, EMPA, SEM-EDS | JEOL JXA-i SP100 microprobe equipped with five wavelength-dispersive spectrometers; Tescan Mira 3 field emission scanning electron microscope equipped with an energy dispersive spectrometer; Tescan Integrated Mineral Analyzer (TIMA) system comprising a field emission scanning electron microscope (Tescan Mira 3), integrated with four energy dispersive detectors (EDAXElement) | Guangzhou Tuoyan Analytical Technology Co., Ltd., Guizhou, China (GTAT) | EPMA: 15 kV accelerating potential and a beam current of 10 or 20 nA, with a defocused beam diameter of 5 µm; peak counting times for analyzed elements varied between 10 and 40 s, background measurements at 50% of the peak counting duration on both sides of the analyzed peak. SEM: operating voltage of 25 kV and a working distance of ~15.0 mm. TIMA: dot-mapping mode with a working distance of 15 mm, spot size of ~92 nm, scanning at 3 µm resolution (operating at 25 kV, 11.6 nA). LA-ICP-MS mapping: laser energy of 5 J/cm2, repetition rate of 15 Hz, spot size of 10 µm, scan speed of 40 µm/s. | NIST 610, NIST 612, and GSD-1G as external standards | [147 empty] | 2025 | Wang, L., Han, R., Zhang, Y., Chen, Y., Liu, D. (2026). Unraveling the redistribution of trace elements during supergene processes: A case study from the Qingshan carbonate-hosted Zn-Pb deposit, SW China. Ore Geology Reviews, 188, 107059. |  | CHN | Southwest China
| Qingshan |  | Basin hydrothermal | Mississippi Valley-type (MVT) | MVT zinc-lead | Zn, Pb | Ge, Cd, Ag | Zn, Pb, Ge, Cd, Ag | Meng et al., 2023 |  | 47LZY1-1 | 47LZY1-1 | underground mine |  |  |  |  | ore material | polished section | grab | mineral separate | [5 empty] | mineralisation | primary sulfide ores and secondary non-sulfide ores |  |  | sphalerite, pyrite, galena, hemimorphite, willemite, goethite, smithsonite, cerussite | hydrothermal (stages 1–3), supergene | massive, brecciated, replacive, infilling | colloform, oscillatory zoning, replacement, core-mantle-rim, dendritic, botryoidal, euhedral, subhedral, anhedral |  |  |  | calcite, greenockite | polished sections (150 µm thick) | LA-ICPMS, EMPA, SEM-EDS | JEOL JXA-i SP100 microprobe equipped with five wavelength-dispersive spectrometers; Tescan Mira 3 field emission scanning electron microscope equipped with an energy dispersive spectrometer; Tescan Integrated Mineral Analyzer (TIMA) system comprising a field emission scanning electron microscope (Tescan Mira 3), integrated with four energy dispersive detectors (EDAXElement) | Guangzhou Tuoyan Analytical Technology Co., Ltd., Guizhou, China (GTAT) | EPMA: 15 kV accelerating potential and a beam current of 10 or 20 nA, with a defocused beam diameter of 5 µm; peak counting times for analyzed elements varied between 10 and 40 s, background measurements at 50% of the peak counting duration on both sides of the analyzed peak. SEM: operating voltage of 25 kV and a working distance of ~15.0 mm. TIMA: dot-mapping mode with a working distance of 15 mm, spot size of ~92 nm, scanning at 3 µm resolution (operating at 25 kV, 11.6 nA). LA-ICP-MS mapping: laser energy of 5 J/cm2, repetition rate of 15 Hz, spot size of 10 µm, scan speed of 40 µm/s. | NIST 610, NIST 612, and GSD-1G as external standards | [48 empty] | 3.3 | [7 empty] | 0.112 | [13 empty] | 1251 | [76 empty] | 2025 | Wang, L., Han, R., Zhang, Y., Chen, Y., Liu, D. (2026). Unraveling the redistribution of trace elements during supergene processes: A case study from the Qingshan carbonate-hosted Zn-Pb deposit, SW China. Ore Geology Reviews, 188, 107059. |  | CHN | Southwest China
| Qingshan |  | Basin hydrothermal | Mississippi Valley-type (MVT) | MVT zinc-lead | Zn, Pb | Ge, Cd, Ag | Zn, Pb, Ge, Cd, Ag | Meng et al., 2023 |  | 47LZY2-1 | 47LZY2-1 | underground mine |  |  |  |  | ore material | polished section | grab | mineral separate | [5 empty] | mineralisation | primary sulfide ores and secondary non-sulfide ores |  |  | sphalerite, pyrite, galena, hemimorphite, willemite, goethite, smithsonite, cerussite | hydrothermal (stages 1–3), supergene | massive, brecciated, replacive, infilling | colloform, oscillatory zoning, replacement, core-mantle-rim, dendritic, botryoidal, euhedral, subhedral, anhedral |  |  |  | calcite, greenockite | polished sections (150 µm thick) | LA-ICPMS, EMPA, SEM-EDS | JEOL JXA-i SP100 microprobe equipped with five wavelength-dispersive spectrometers; Tescan Mira 3 field emission scanning electron microscope equipped with an energy dispersive spectrometer; Tescan Integrated Mineral Analyzer (TIMA) system comprising a field emission scanning electron microscope (Tescan Mira 3), integrated with four energy dispersive detectors (EDAXElement) | Guangzhou Tuoyan Analytical Technology Co., Ltd., Guizhou, China (GTAT) | EPMA: 15 kV accelerating potential and a beam current of 10 or 20 nA, with a defocused beam diameter of 5 µm; peak counting times for analyzed elements varied between 10 and 40 s, background measurements at 50% of the peak counting duration on both sides of the analyzed peak. SEM: operating voltage of 25 kV and a working distance of ~15.0 mm. TIMA: dot-mapping mode with a working distance of 15 mm, spot size of ~92 nm, scanning at 3 µm resolution (operating at 25 kV, 11.6 nA). LA-ICP-MS mapping: laser energy of 5 J/cm2, repetition rate of 15 Hz, spot size of 10 µm, scan speed of 40 µm/s. | NIST 610, NIST 612, and GSD-1G as external standards | [48 empty] | 2.9 | [7 empty] | 0.106 | [13 empty] | 1241 | [76 empty] | 2025 | Wang, L., Han, R., Zhang, Y., Chen, Y., Liu, D. (2026). Unraveling the redistribution of trace elements during supergene processes: A case study from the Qingshan carbonate-hosted Zn-Pb deposit, SW China. Ore Geology Reviews, 188, 107059. |  | CHN | Southwest China
| Qingshan |  | Basin hydrothermal | Mississippi Valley-type (MVT) | MVT zinc-lead | Zn, Pb | Ge, Cd, Ag | Zn, Pb, Ge, Cd, Ag | Meng et al., 2023 |  | 47LZY3-1 | 47LZY3-1 | underground mine |  |  |  |  | ore material | polished section | grab | mineral separate | [5 empty] | mineralisation | primary sulfide ores and secondary non-sulfide ores |  |  | sphalerite, pyrite, galena, hemimorphite, willemite, goethite, smithsonite, cerussite | hydrothermal (stages 1–3), supergene | massive, brecciated, replacive, infilling | colloform, oscillatory zoning, replacement, core-mantle-rim, dendritic, botryoidal, euhedral, subhedral, anhedral |  |  |  | calcite, greenockite | polished sections (150 µm thick) | LA-ICPMS, EMPA, SEM-EDS | JEOL JXA-i SP100 microprobe equipped with five wavelength-dispersive spectrometers; Tescan Mira 3 field emission scanning electron microscope equipped with an energy dispersive spectrometer; Tescan Integrated Mineral Analyzer (TIMA) system comprising a field emission scanning electron microscope (Tescan Mira 3), integrated with four energy dispersive detectors (EDAXElement) | Guangzhou Tuoyan Analytical Technology Co., Ltd., Guizhou, China (GTAT) | EPMA: 15 kV accelerating potential and a beam current of 10 or 20 nA, with a defocused beam diameter of 5 µm; peak counting times for analyzed elements varied between 10 and 40 s, background measurements at 50% of the peak counting duration on both sides of the analyzed peak. SEM: operating voltage of 25 kV and a working distance of ~15.0 mm. TIMA: dot-mapping mode with a working distance of 15 mm, spot size of ~92 nm, scanning at 3 µm resolution (operating at 25 kV, 11.6 nA). LA-ICP-MS mapping: laser energy of 5 J/cm2, repetition rate of 15 Hz, spot size of 10 µm, scan speed of 40 µm/s. | NIST 610, NIST 612, and GSD-1G as external standards | [48 empty] | 2.82 | [7 empty] | 0.117 | [13 empty] | 1392 | [76 empty] | 2025 | Wang, L., Han, R., Zhang, Y., Chen, Y., Liu, D. (2026). Unraveling the redistribution of trace elements during supergene processes: A case study from the Qingshan carbonate-hosted Zn-Pb deposit, SW China. Ore Geology Reviews, 188, 107059. |  | CHN | Southwest China
| Qingshan |  | Basin hydrothermal | Mississippi Valley-type (MVT) | MVT zinc-lead | Zn, Pb | Ge, Cd, Ag | Zn, Pb, Ge, Cd, Ag | Meng et al., 2023 |  | 47LZY4-1 | 47LZY4-1 | underground mine |  |  |  |  | ore material | polished section | grab | mineral separate | [5 empty] | mineralisation | primary sulfide ores and secondary non-sulfide ores |  |  | sphalerite, pyrite, galena, hemimorphite, willemite, goethite, smithsonite, cerussite | hydrothermal (stages 1–3), supergene | massive, brecciated, replacive, infilling | colloform, oscillatory zoning, replacement, core-mantle-rim, dendritic, botryoidal, euhedral, subhedral, anhedral |  |  |  | calcite, greenockite | polished sections (150 µm thick) | LA-ICPMS, EMPA, SEM-EDS | JEOL JXA-i SP100 microprobe equipped with five wavelength-dispersive spectrometers; Tescan Mira 3 field emission scanning electron microscope equipped with an energy dispersive spectrometer; Tescan Integrated Mineral Analyzer (TIMA) system comprising a field emission scanning electron microscope (Tescan Mira 3), integrated with four energy dispersive detectors (EDAXElement) | Guangzhou Tuoyan Analytical Technology Co., Ltd., Guizhou, China (GTAT) | EPMA: 15 kV accelerating potential and a beam current of 10 or 20 nA, with a defocused beam diameter of 5 µm; peak counting times for analyzed elements varied between 10 and 40 s, background measurements at 50% of the peak counting duration on both sides of the analyzed peak. SEM: operating voltage of 25 kV and a working distance of ~15.0 mm. TIMA: dot-mapping mode with a working distance of 15 mm, spot size of ~92 nm, scanning at 3 µm resolution (operating at 25 kV, 11.6 nA). LA-ICP-MS mapping: laser energy of 5 J/cm2, repetition rate of 15 Hz, spot size of 10 µm, scan speed of 40 µm/s. | NIST 610, NIST 612, and GSD-1G as external standards | [48 empty] | 2.69 | [7 empty] | 0.11 | [13 empty] | 1553 | [76 empty] | 2025 | Wang, L., Han, R., Zhang, Y., Chen, Y., Liu, D. (2026). Unraveling the redistribution of trace elements during supergene processes: A case study from the Qingshan carbonate-hosted Zn-Pb deposit, SW China. Ore Geology Reviews, 188, 107059. |  | CHN | Southwest China
| Qingshan |  | Basin hydrothermal | Mississippi Valley-type (MVT) | MVT zinc-lead | Zn, Pb | Ge, Cd, Ag | Zn, Pb, Ge, Cd, Ag | Meng et al., 2023 |  | 47LZY5-1 | 47LZY5-1 | underground mine |  |  |  |  | ore material | polished section | grab | mineral separate | [5 empty] | mineralisation | primary sulfide ores and secondary non-sulfide ores |  |  | sphalerite, pyrite, galena, hemimorphite, willemite, goethite, smithsonite, cerussite | hydrothermal (stages 1–3), supergene | massive, brecciated, replacive, infilling | colloform, oscillatory zoning, replacement, core-mantle-rim, dendritic, botryoidal, euhedral, subhedral, anhedral |  |  |  | calcite, greenockite | polished sections (150 µm thick) | LA-ICPMS, EMPA, SEM-EDS | JEOL JXA-i SP100 microprobe equipped with five wavelength-dispersive spectrometers; Tescan Mira 3 field emission scanning electron microscope equipped with an energy dispersive spectrometer; Tescan Integrated Mineral Analyzer (TIMA) system comprising a field emission scanning electron microscope (Tescan Mira 3), integrated with four energy dispersive detectors (EDAXElement) | Guangzhou Tuoyan Analytical Technology Co., Ltd., Guizhou, China (GTAT) | EPMA: 15 kV accelerating potential and a beam current of 10 or 20 nA, with a defocused beam diameter of 5 µm; peak counting times for analyzed elements varied between 10 and 40 s, background measurements at 50% of the peak counting duration on both sides of the analyzed peak. SEM: operating voltage of 25 kV and a working distance of ~15.0 mm. TIMA: dot-mapping mode with a working distance of 15 mm, spot size of ~92 nm, scanning at 3 µm resolution (operating at 25 kV, 11.6 nA). LA-ICP-MS mapping: laser energy of 5 J/cm2, repetition rate of 15 Hz, spot size of 10 µm, scan speed of 40 µm/s. | NIST 610, NIST 612, and GSD-1G as external standards | [48 empty] | 2.82 | [7 empty] | 0.117 | [13 empty] | 1252 | [76 empty] | 2025 | Wang, L., Han, R., Zhang, Y., Chen, Y., Liu, D. (2026). Unraveling the redistribution of trace elements during supergene processes: A case study from the Qingshan carbonate-hosted Zn-Pb deposit, SW China. Ore Geology Reviews, 188, 107059. |  | CHN | Southwest China
| Qingshan |  | Basin hydrothermal | Mississippi Valley-type (MVT) | MVT zinc-lead | Zn, Pb | Ge, Cd, Ag | Zn, Pb, Ge, Cd, Ag | Meng et al., 2023 |  | 47LZY6-1 | 47LZY6-1 | underground mine |  |  |  |  | ore material | polished section | grab | mineral separate | [5 empty] | mineralisation | primary sulfide ores and secondary non-sulfide ores |  |  | sphalerite, pyrite, galena, hemimorphite, willemite, goethite, smithsonite, cerussite | hydrothermal (stages 1–3), supergene | massive, brecciated, replacive, infilling | colloform, oscillatory zoning, replacement, core-mantle-rim, dendritic, botryoidal, euhedral, subhedral, anhedral |  |  |  | calcite, greenockite | polished sections (150 µm thick) | LA-ICPMS, EMPA, SEM-EDS | JEOL JXA-i SP100 microprobe equipped with five wavelength-dispersive spectrometers; Tescan Mira 3 field emission scanning electron microscope equipped with an energy dispersive spectrometer; Tescan Integrated Mineral Analyzer (TIMA) system comprising a field emission scanning electron microscope (Tescan Mira 3), integrated with four energy dispersive detectors (EDAXElement) | Guangzhou Tuoyan Analytical Technology Co., Ltd., Guizhou, China (GTAT) | EPMA: 15 kV accelerating potential and a beam current of 10 or 20 nA, with a defocused beam diameter of 5 µm; peak counting times for analyzed elements varied between 10 and 40 s, background measurements at 50% of the peak counting duration on both sides of the analyzed peak. SEM: operating voltage of 25 kV and a working distance of ~15.0 mm. TIMA: dot-mapping mode with a working distance of 15 mm, spot size of ~92 nm, scanning at 3 µm resolution (operating at 25 kV, 11.6 nA). LA-ICP-MS mapping: laser energy of 5 J/cm2, repetition rate of 15 Hz, spot size of 10 µm, scan speed of 40 µm/s. | NIST 610, NIST 612, and GSD-1G as external standards | [48 empty] | 2.9 | [7 empty] | 0.11 | [13 empty] | 2143 | [76 empty] | 2025 | Wang, L., Han, R., Zhang, Y., Chen, Y., Liu, D. (2026). Unraveling the redistribution of trace elements during supergene processes: A case study from the Qingshan carbonate-hosted Zn-Pb deposit, SW China. Ore Geology Reviews, 188, 107059. |  | CHN | Southwest China
| Qingshan |  | Basin hydrothermal | Mississippi Valley-type (MVT) | MVT zinc-lead | Zn, Pb | Ge, Cd, Ag | Zn, Pb, Ge, Cd, Ag | Meng et al., 2023 |  | 47LZY7-1 | 47LZY7-1 | underground mine |  |  |  |  | ore material | polished section | grab | mineral separate | [5 empty] | mineralisation | primary sulfide ores and secondary non-sulfide ores |  |  | sphalerite, pyrite, galena, hemimorphite, willemite, goethite, smithsonite, cerussite | hydrothermal (stages 1–3), supergene | massive, brecciated, replacive, infilling | colloform, oscillatory zoning, replacement, core-mantle-rim, dendritic, botryoidal, euhedral, subhedral, anhedral |  |  |  | calcite, greenockite | polished sections (150 µm thick) | LA-ICPMS, EMPA, SEM-EDS | JEOL JXA-i SP100 microprobe equipped with five wavelength-dispersive spectrometers; Tescan Mira 3 field emission scanning electron microscope equipped with an energy dispersive spectrometer; Tescan Integrated Mineral Analyzer (TIMA) system comprising a field emission scanning electron microscope (Tescan Mira 3), integrated with four energy dispersive detectors (EDAXElement) | Guangzhou Tuoyan Analytical Technology Co., Ltd., Guizhou, China (GTAT) | EPMA: 15 kV accelerating potential and a beam current of 10 or 20 nA, with a defocused beam diameter of 5 µm; peak counting times for analyzed elements varied between 10 and 40 s, background measurements at 50% of the peak counting duration on both sides of the analyzed peak. SEM: operating voltage of 25 kV and a working distance of ~15.0 mm. TIMA: dot-mapping mode with a working distance of 15 mm, spot size of ~92 nm, scanning at 3 µm resolution (operating at 25 kV, 11.6 nA). LA-ICP-MS mapping: laser energy of 5 J/cm2, repetition rate of 15 Hz, spot size of 10 µm, scan speed of 40 µm/s. | NIST 610, NIST 612, and GSD-1G as external standards | [48 empty] | 2.7 | [7 empty] | 0.111 | [13 empty] | 1431 | [76 empty] | 2025 | Wang, L., Han, R., Zhang, Y., Chen, Y., Liu, D. (2026). Unraveling the redistribution of trace elements during supergene processes: A case study from the Qingshan carbonate-hosted Zn-Pb deposit, SW China. Ore Geology Reviews, 188, 107059. |  | CHN | Southwest China
| Qingshan |  | Basin hydrothermal | Mississippi Valley-type (MVT) | MVT zinc-lead | Zn, Pb | Ge, Cd, Ag | Zn, Pb, Ge, Cd, Ag | Meng et al., 2023 |  | 47LZY8-1 | 47LZY8-1 | underground mine |  |  |  |  | ore material | polished section | grab | mineral separate | [5 empty] | mineralisation | primary sulfide ores and secondary non-sulfide ores |  |  | sphalerite, pyrite, galena, hemimorphite, willemite, goethite, smithsonite, cerussite | hydrothermal (stages 1–3), supergene | massive, brecciated, replacive, infilling | colloform, oscillatory zoning, replacement, core-mantle-rim, dendritic, botryoidal, euhedral, subhedral, anhedral |  |  |  | calcite, greenockite | polished sections (150 µm thick) | LA-ICPMS, EMPA, SEM-EDS | JEOL JXA-i SP100 microprobe equipped with five wavelength-dispersive spectrometers; Tescan Mira 3 field emission scanning electron microscope equipped with an energy dispersive spectrometer; Tescan Integrated Mineral Analyzer (TIMA) system comprising a field emission scanning electron microscope (Tescan Mira 3), integrated with four energy dispersive detectors (EDAXElement) | Guangzhou Tuoyan Analytical Technology Co., Ltd., Guizhou, China (GTAT) | EPMA: 15 kV accelerating potential and a beam current of 10 or 20 nA, with a defocused beam diameter of 5 µm; peak counting times for analyzed elements varied between 10 and 40 s, background measurements at 50% of the peak counting duration on both sides of the analyzed peak. SEM: operating voltage of 25 kV and a working distance of ~15.0 mm. TIMA: dot-mapping mode with a working distance of 15 mm, spot size of ~92 nm, scanning at 3 µm resolution (operating at 25 kV, 11.6 nA). LA-ICP-MS mapping: laser energy of 5 J/cm2, repetition rate of 15 Hz, spot size of 10 µm, scan speed of 40 µm/s. | NIST 610, NIST 612, and GSD-1G as external standards | [48 empty] | 2.77 | [7 empty] | 0.109 | [13 empty] | 1430 | [76 empty] | 2025 | Wang, L., Han, R., Zhang, Y., Chen, Y., Liu, D. (2026). Unraveling the redistribution of trace elements during supergene processes: A case study from the Qingshan carbonate-hosted Zn-Pb deposit, SW China. Ore Geology Reviews, 188, 107059. |  | CHN | Southwest China
| Qingshan |  | Basin hydrothermal | Mississippi Valley-type (MVT) | MVT zinc-lead | Zn, Pb | Ge, Cd, Ag | Zn, Pb, Ge, Cd, Ag | Meng et al., 2023 |  | 29LZY1-1 | 29LZY1-1 | underground mine |  |  |  |  | ore material | polished section | grab | mineral separate | [5 empty] | mineralisation | primary sulfide ores and secondary non-sulfide ores |  |  | sphalerite, pyrite, galena, hemimorphite, willemite, goethite, smithsonite, cerussite | hydrothermal (stages 1–3), supergene | massive, brecciated, replacive, infilling | colloform, oscillatory zoning, replacement, core-mantle-rim, dendritic, botryoidal, euhedral, subhedral, anhedral |  |  |  | calcite, greenockite | polished sections (150 µm thick) | LA-ICPMS, EMPA, SEM-EDS | JEOL JXA-i SP100 microprobe equipped with five wavelength-dispersive spectrometers; Tescan Mira 3 field emission scanning electron microscope equipped with an energy dispersive spectrometer; Tescan Integrated Mineral Analyzer (TIMA) system comprising a field emission scanning electron microscope (Tescan Mira 3), integrated with four energy dispersive detectors (EDAXElement) | Guangzhou Tuoyan Analytical Technology Co., Ltd., Guizhou, China (GTAT) | EPMA: 15 kV accelerating potential and a beam current of 10 or 20 nA, with a defocused beam diameter of 5 µm; peak counting times for analyzed elements varied between 10 and 40 s, background measurements at 50% of the peak counting duration on both sides of the analyzed peak. SEM: operating voltage of 25 kV and a working distance of ~15.0 mm. TIMA: dot-mapping mode with a working distance of 15 mm, spot size of ~92 nm, scanning at 3 µm resolution (operating at 25 kV, 11.6 nA). LA-ICP-MS mapping: laser energy of 5 J/cm2, repetition rate of 15 Hz, spot size of 10 µm, scan speed of 40 µm/s. | NIST 610, NIST 612, and GSD-1G as external standards | [48 empty] | 2.8 | [7 empty] | 0.06 | [13 empty] | 601 | [76 empty] | 2025 | Wang, L., Han, R., Zhang, Y., Chen, Y., Liu, D. (2026). Unraveling the redistribution of trace elements during supergene processes: A case study from the Qingshan carbonate-hosted Zn-Pb deposit, SW China. Ore Geology Reviews, 188, 107059. |  | CHN | Southwest China
| Qingshan |  | Basin hydrothermal | Mississippi Valley-type (MVT) | MVT zinc-lead | Zn, Pb | Ge, Cd, Ag | Zn, Pb, Ge, Cd, Ag | Meng et al., 2023 |  | 29LZY2-1 | 29LZY2-1 | underground mine |  |  |  |  | ore material | polished section | grab | mineral separate | [5 empty] | mineralisation | primary sulfide ores and secondary non-sulfide ores |  |  | sphalerite, pyrite, galena, hemimorphite, willemite, goethite, smithsonite, cerussite | hydrothermal (stages 1–3), supergene | massive, brecciated, replacive, infilling | colloform, oscillatory zoning, replacement, core-mantle-rim, dendritic, botryoidal, euhedral, subhedral, anhedral |  |  |  | calcite, greenockite | polished sections (150 µm thick) | LA-ICPMS, EMPA, SEM-EDS | JEOL JXA-i SP100 microprobe equipped with five wavelength-dispersive spectrometers; Tescan Mira 3 field emission scanning electron microscope equipped with an energy dispersive spectrometer; Tescan Integrated Mineral Analyzer (TIMA) system comprising a field emission scanning electron microscope (Tescan Mira 3), integrated with four energy dispersive detectors (EDAXElement) | Guangzhou Tuoyan Analytical Technology Co., Ltd., Guizhou, China (GTAT) | EPMA: 15 kV accelerating potential and a beam current of 10 or 20 nA, with a defocused beam diameter of 5 µm; peak counting times for analyzed elements varied between 10 and 40 s, background measurements at 50% of the peak counting duration on both sides of the analyzed peak. SEM: operating voltage of 25 kV and a working distance of ~15.0 mm. TIMA: dot-mapping mode with a working distance of 15 mm, spot size of ~92 nm, scanning at 3 µm resolution (operating at 25 kV, 11.6 nA). LA-ICP-MS mapping: laser energy of 5 J/cm2, repetition rate of 15 Hz, spot size of 10 µm, scan speed of 40 µm/s. | NIST 610, NIST 612, and GSD-1G as external standards | [48 empty] | 2.96 | [7 empty] | 0.047 | [13 empty] | 684 | [76 empty] | 2025 | Wang, L., Han, R., Zhang, Y., Chen, Y., Liu, D. (2026). Unraveling the redistribution of trace elements during supergene processes: A case study from the Qingshan carbonate-hosted Zn-Pb deposit, SW China. Ore Geology Reviews, 188, 107059. |  | CHN | Southwest China
| Qingshan |  | Basin hydrothermal | Mississippi Valley-type (MVT) | MVT zinc-lead | Zn, Pb | Ge, Cd, Ag | Zn, Pb, Ge, Cd, Ag | Meng et al., 2023 |  | 29LZY3-1 | 29LZY3-1 | underground mine |  |  |  |  | ore material | polished section | grab | mineral separate | [5 empty] | mineralisation | primary sulfide ores and secondary non-sulfide ores |  |  | sphalerite, pyrite, galena, hemimorphite, willemite, goethite, smithsonite, cerussite | hydrothermal (stages 1–3), supergene | massive, brecciated, replacive, infilling | colloform, oscillatory zoning, replacement, core-mantle-rim, dendritic, botryoidal, euhedral, subhedral, anhedral |  |  |  | calcite, greenockite | polished sections (150 µm thick) | LA-ICPMS, EMPA, SEM-EDS | JEOL JXA-i SP100 microprobe equipped with five wavelength-dispersive spectrometers; Tescan Mira 3 field emission scanning electron microscope equipped with an energy dispersive spectrometer; Tescan Integrated Mineral Analyzer (TIMA) system comprising a field emission scanning electron microscope (Tescan Mira 3), integrated with four energy dispersive detectors (EDAXElement) | Guangzhou Tuoyan Analytical Technology Co., Ltd., Guizhou, China (GTAT) | EPMA: 15 kV accelerating potential and a beam current of 10 or 20 nA, with a defocused beam diameter of 5 µm; peak counting times for analyzed elements varied between 10 and 40 s, background measurements at 50% of the peak counting duration on both sides of the analyzed peak. SEM: operating voltage of 25 kV and a working distance of ~15.0 mm. TIMA: dot-mapping mode with a working distance of 15 mm, spot size of ~92 nm, scanning at 3 µm resolution (operating at 25 kV, 11.6 nA). LA-ICP-MS mapping: laser energy of 5 J/cm2, repetition rate of 15 Hz, spot size of 10 µm, scan speed of 40 µm/s. | NIST 610, NIST 612, and GSD-1G as external standards | [48 empty] | 3.19 | [7 empty] | 0.023 | [13 empty] | 658 | [76 empty] | 2025 | Wang, L., Han, R., Zhang, Y., Chen, Y., Liu, D. (2026). Unraveling the redistribution of trace elements during supergene processes: A case study from the Qingshan carbonate-hosted Zn-Pb deposit, SW China. Ore Geology Reviews, 188, 107059. |  | CHN | Southwest China
| Qingshan |  | Basin hydrothermal | Mississippi Valley-type (MVT) | MVT zinc-lead | Zn, Pb | Ge, Cd, Ag | Zn, Pb, Ge, Cd, Ag | Meng et al., 2023 |  | 29LZY4-1 | 29LZY4-1 | underground mine |  |  |  |  | ore material | polished section | grab | mineral separate | [5 empty] | mineralisation | primary sulfide ores and secondary non-sulfide ores |  |  | sphalerite, pyrite, galena, hemimorphite, willemite, goethite, smithsonite, cerussite | hydrothermal (stages 1–3), supergene | massive, brecciated, replacive, infilling | colloform, oscillatory zoning, replacement, core-mantle-rim, dendritic, botryoidal, euhedral, subhedral, anhedral |  |  |  | calcite, greenockite | polished sections (150 µm thick) | LA-ICPMS, EMPA, SEM-EDS | JEOL JXA-i SP100 microprobe equipped with five wavelength-dispersive spectrometers; Tescan Mira 3 field emission scanning electron microscope equipped with an energy dispersive spectrometer; Tescan Integrated Mineral Analyzer (TIMA) system comprising a field emission scanning electron microscope (Tescan Mira 3), integrated with four energy dispersive detectors (EDAXElement) | Guangzhou Tuoyan Analytical Technology Co., Ltd., Guizhou, China (GTAT) | EPMA: 15 kV accelerating potential and a beam current of 10 or 20 nA, with a defocused beam diameter of 5 µm; peak counting times for analyzed elements varied between 10 and 40 s, background measurements at 50% of the peak counting duration on both sides of the analyzed peak. SEM: operating voltage of 25 kV and a working distance of ~15.0 mm. TIMA: dot-mapping mode with a working distance of 15 mm, spot size of ~92 nm, scanning at 3 µm resolution (operating at 25 kV, 11.6 nA). LA-ICP-MS mapping: laser energy of 5 J/cm2, repetition rate of 15 Hz, spot size of 10 µm, scan speed of 40 µm/s. | NIST 610, NIST 612, and GSD-1G as external standards | [48 empty] | 2.57 | [7 empty] | 0.069 | [13 empty] | 635 | [76 empty] | 2025 | Wang, L., Han, R., Zhang, Y., Chen, Y., Liu, D. (2026). Unraveling the redistribution of trace elements during supergene processes: A case study from the Qingshan carbonate-hosted Zn-Pb deposit, SW China. Ore Geology Reviews, 188, 107059. |  | CHN | Southwest China
| Qingshan |  | Basin hydrothermal | Mississippi Valley-type (MVT) | MVT zinc-lead | Zn, Pb | Ge, Cd, Ag | Zn, Pb, Ge, Cd, Ag | Meng et al., 2023 |  | 29LZY5-1 | 29LZY5-1 | underground mine |  |  |  |  | ore material | polished section | grab | mineral separate | [5 empty] | mineralisation | primary sulfide ores and secondary non-sulfide ores |  |  | sphalerite, pyrite, galena, hemimorphite, willemite, goethite, smithsonite, cerussite | hydrothermal (stages 1–3), supergene | massive, brecciated, replacive, infilling | colloform, oscillatory zoning, replacement, core-mantle-rim, dendritic, botryoidal, euhedral, subhedral, anhedral |  |  |  | calcite, greenockite | polished sections (150 µm thick) | LA-ICPMS, EMPA, SEM-EDS | JEOL JXA-i SP100 microprobe equipped with five wavelength-dispersive spectrometers; Tescan Mira 3 field emission scanning electron microscope equipped with an energy dispersive spectrometer; Tescan Integrated Mineral Analyzer (TIMA) system comprising a field emission scanning electron microscope (Tescan Mira 3), integrated with four energy dispersive detectors (EDAXElement) | Guangzhou Tuoyan Analytical Technology Co., Ltd., Guizhou, China (GTAT) | EPMA: 15 kV accelerating potential and a beam current of 10 or 20 nA, with a defocused beam diameter of 5 µm; peak counting times for analyzed elements varied between 10 and 40 s, background measurements at 50% of the peak counting duration on both sides of the analyzed peak. SEM: operating voltage of 25 kV and a working distance of ~15.0 mm. TIMA: dot-mapping mode with a working distance of 15 mm, spot size of ~92 nm, scanning at 3 µm resolution (operating at 25 kV, 11.6 nA). LA-ICP-MS mapping: laser energy of 5 J/cm2, repetition rate of 15 Hz, spot size of 10 µm, scan speed of 40 µm/s. | NIST 610, NIST 612, and GSD-1G as external standards | [48 empty] | 3.73 | [7 empty] | 0.024 | [13 empty] | 737 | [76 empty] | 2025 | Wang, L., Han, R., Zhang, Y., Chen, Y., Liu, D. (2026). Unraveling the redistribution of trace elements during supergene processes: A case study from the Qingshan carbonate-hosted Zn-Pb deposit, SW China. Ore Geology Reviews, 188, 107059. |  | CHN | Southwest China
| Qingshan |  | Basin hydrothermal | Mississippi Valley-type (MVT) | MVT zinc-lead | Zn, Pb | Ge, Cd, Ag | Zn, Pb, Ge, Cd, Ag | Meng et al., 2023 |  | 29LZY6-1 | 29LZY6-1 | underground mine |  |  |  |  | ore material | polished section | grab | mineral separate | [5 empty] | mineralisation | primary sulfide ores and secondary non-sulfide ores |  |  | sphalerite, pyrite, galena, hemimorphite, willemite, goethite, smithsonite, cerussite | hydrothermal (stages 1–3), supergene | massive, brecciated, replacive, infilling | colloform, oscillatory zoning, replacement, core-mantle-rim, dendritic, botryoidal, euhedral, subhedral, anhedral |  |  |  | calcite, greenockite | polished sections (150 µm thick) | LA-ICPMS, EMPA, SEM-EDS | JEOL JXA-i SP100 microprobe equipped with five wavelength-dispersive spectrometers; Tescan Mira 3 field emission scanning electron microscope equipped with an energy dispersive spectrometer; Tescan Integrated Mineral Analyzer (TIMA) system comprising a field emission scanning electron microscope (Tescan Mira 3), integrated with four energy dispersive detectors (EDAXElement) | Guangzhou Tuoyan Analytical Technology Co., Ltd., Guizhou, China (GTAT) | EPMA: 15 kV accelerating potential and a beam current of 10 or 20 nA, with a defocused beam diameter of 5 µm; peak counting times for analyzed elements varied between 10 and 40 s, background measurements at 50% of the peak counting duration on both sides of the analyzed peak. SEM: operating voltage of 25 kV and a working distance of ~15.0 mm. TIMA: dot-mapping mode with a working distance of 15 mm, spot size of ~92 nm, scanning at 3 µm resolution (operating at 25 kV, 11.6 nA). LA-ICP-MS mapping: laser energy of 5 J/cm2, repetition rate of 15 Hz, spot size of 10 µm, scan speed of 40 µm/s. | NIST 610, NIST 612, and GSD-1G as external standards | [48 empty] | 3.21 | [7 empty] | 0.071 | [13 empty] | 630 | [76 empty] | 2025 | Wang, L., Han, R., Zhang, Y., Chen, Y., Liu, D. (2026). Unraveling the redistribution of trace elements during supergene processes: A case study from the Qingshan carbonate-hosted Zn-Pb deposit, SW China. Ore Geology Reviews, 188, 107059. |  | CHN | Southwest China
| Qingshan |  | Basin hydrothermal | Mississippi Valley-type (MVT) | MVT zinc-lead | Zn, Pb | Ge, Cd, Ag | Zn, Pb, Ge, Cd, Ag | Meng et al., 2023 |  | 29LZY7-1 | 29LZY7-1 | underground mine |  |  |  |  | ore material | polished section | grab | mineral separate | [5 empty] | mineralisation | primary sulfide ores and secondary non-sulfide ores |  |  | sphalerite, pyrite, galena, hemimorphite, willemite, goethite, smithsonite, cerussite | hydrothermal (stages 1–3), supergene | massive, brecciated, replacive, infilling | colloform, oscillatory zoning, replacement, core-mantle-rim, dendritic, botryoidal, euhedral, subhedral, anhedral |  |  |  | calcite, greenockite | polished sections (150 µm thick) | LA-ICPMS, EMPA, SEM-EDS | JEOL JXA-i SP100 microprobe equipped with five wavelength-dispersive spectrometers; Tescan Mira 3 field emission scanning electron microscope equipped with an energy dispersive spectrometer; Tescan Integrated Mineral Analyzer (TIMA) system comprising a field emission scanning electron microscope (Tescan Mira 3), integrated with four energy dispersive detectors (EDAXElement) | Guangzhou Tuoyan Analytical Technology Co., Ltd., Guizhou, China (GTAT) | EPMA: 15 kV accelerating potential and a beam current of 10 or 20 nA, with a defocused beam diameter of 5 µm; peak counting times for analyzed elements varied between 10 and 40 s, background measurements at 50% of the peak counting duration on both sides of the analyzed peak. SEM: operating voltage of 25 kV and a working distance of ~15.0 mm. TIMA: dot-mapping mode with a working distance of 15 mm, spot size of ~92 nm, scanning at 3 µm resolution (operating at 25 kV, 11.6 nA). LA-ICP-MS mapping: laser energy of 5 J/cm2, repetition rate of 15 Hz, spot size of 10 µm, scan speed of 40 µm/s. | NIST 610, NIST 612, and GSD-1G as external standards | [48 empty] | 3.63 | [7 empty] | 0.012 | [13 empty] | 642 | [76 empty] | 2025 | Wang, L., Han, R., Zhang, Y., Chen, Y., Liu, D. (2026). Unraveling the redistribution of trace elements during supergene processes: A case study from the Qingshan carbonate-hosted Zn-Pb deposit, SW China. Ore Geology Reviews, 188, 107059. |  | CHN | Southwest China
| Qingshan |  | Basin hydrothermal | Mississippi Valley-type (MVT) | MVT zinc-lead | Zn, Pb | Ge, Cd, Ag | Zn, Pb, Ge, Cd, Ag | Meng et al., 2023 |  | 29LZY8-1 | 29LZY8-1 | underground mine |  |  |  |  | ore material | polished section | grab | mineral separate | [5 empty] | mineralisation | primary sulfide ores and secondary non-sulfide ores |  |  | sphalerite, pyrite, galena, hemimorphite, willemite, goethite, smithsonite, cerussite | hydrothermal (stages 1–3), supergene | massive, brecciated, replacive, infilling | colloform, oscillatory zoning, replacement, core-mantle-rim, dendritic, botryoidal, euhedral, subhedral, anhedral |  |  |  | calcite, greenockite | polished sections (150 µm thick) | LA-ICPMS, EMPA, SEM-EDS | JEOL JXA-i SP100 microprobe equipped with five wavelength-dispersive spectrometers; Tescan Mira 3 field emission scanning electron microscope equipped with an energy dispersive spectrometer; Tescan Integrated Mineral Analyzer (TIMA) system comprising a field emission scanning electron microscope (Tescan Mira 3), integrated with four energy dispersive detectors (EDAXElement) | Guangzhou Tuoyan Analytical Technology Co., Ltd., Guizhou, China (GTAT) | EPMA: 15 kV accelerating potential and a beam current of 10 or 20 nA, with a defocused beam diameter of 5 µm; peak counting times for analyzed elements varied between 10 and 40 s, background measurements at 50% of the peak counting duration on both sides of the analyzed peak. SEM: operating voltage of 25 kV and a working distance of ~15.0 mm. TIMA: dot-mapping mode with a working distance of 15 mm, spot size of ~92 nm, scanning at 3 µm resolution (operating at 25 kV, 11.6 nA). LA-ICP-MS mapping: laser energy of 5 J/cm2, repetition rate of 15 Hz, spot size of 10 µm, scan speed of 40 µm/s. | NIST 610, NIST 612, and GSD-1G as external standards | [48 empty] | 2.53 | [7 empty] | 0.053 | [13 empty] | 645 | [76 empty] | 2025 | Wang, L., Han, R., Zhang, Y., Chen, Y., Liu, D. (2026). Unraveling the redistribution of trace elements during supergene processes: A case study from the Qingshan carbonate-hosted Zn-Pb deposit, SW China. Ore Geology Reviews, 188, 107059. |  | CHN | Southwest China
| Qingshan |  | Basin hydrothermal | Mississippi Valley-type (MVT) | MVT zinc-lead | Zn, Pb | Ge, Cd, Ag | Zn, Pb, Ge, Cd, Ag | Meng et al., 2023 |  | LZY61.1-1 | LZY61.1-1 | underground mine |  |  |  |  | ore material | polished section | grab | mineral separate | [5 empty] | mineralisation | primary sulfide ores and secondary non-sulfide ores |  |  | sphalerite, pyrite, galena, hemimorphite, willemite, goethite, smithsonite, cerussite | hydrothermal (stages 1–3), supergene | massive, brecciated, replacive, infilling | colloform, oscillatory zoning, replacement, core-mantle-rim, dendritic, botryoidal, euhedral, subhedral, anhedral |  |  |  | calcite, greenockite | polished sections (150 µm thick) | LA-ICPMS, EMPA, SEM-EDS | JEOL JXA-i SP100 microprobe equipped with five wavelength-dispersive spectrometers; Tescan Mira 3 field emission scanning electron microscope equipped with an energy dispersive spectrometer; Tescan Integrated Mineral Analyzer (TIMA) system comprising a field emission scanning electron microscope (Tescan Mira 3), integrated with four energy dispersive detectors (EDAXElement) | Guangzhou Tuoyan Analytical Technology Co., Ltd., Guizhou, China (GTAT) | EPMA: 15 kV accelerating potential and a beam current of 10 or 20 nA, with a defocused beam diameter of 5 µm; peak counting times for analyzed elements varied between 10 and 40 s, background measurements at 50% of the peak counting duration on both sides of the analyzed peak. SEM: operating voltage of 25 kV and a working distance of ~15.0 mm. TIMA: dot-mapping mode with a working distance of 15 mm, spot size of ~92 nm, scanning at 3 µm resolution (operating at 25 kV, 11.6 nA). LA-ICP-MS mapping: laser energy of 5 J/cm2, repetition rate of 15 Hz, spot size of 10 µm, scan speed of 40 µm/s. | NIST 610, NIST 612, and GSD-1G as external standards | [48 empty] | 2.93 | [7 empty] | 0.007 | [13 empty] | 1105 | [76 empty] | 2025 | Wang, L., Han, R., Zhang, Y., Chen, Y., Liu, D. (2026). Unraveling the redistribution of trace elements during supergene processes: A case study from the Qingshan carbonate-hosted Zn-Pb deposit, SW China. Ore Geology Reviews, 188, 107059. |  | CHN | Southwest China
| Qingshan |  | Basin hydrothermal | Mississippi Valley-type (MVT) | MVT zinc-lead | Zn, Pb | Ge, Cd, Ag | Zn, Pb, Ge, Cd, Ag | Meng et al., 2023 |  | LZY61.2-1 | LZY61.2-1 | underground mine |  |  |  |  | ore material | polished section | grab | mineral separate | [5 empty] | mineralisation | primary sulfide ores and secondary non-sulfide ores |  |  | sphalerite, pyrite, galena, hemimorphite, willemite, goethite, smithsonite, cerussite | hydrothermal (stages 1–3), supergene | massive, brecciated, replacive, infilling | colloform, oscillatory zoning, replacement, core-mantle-rim, dendritic, botryoidal, euhedral, subhedral, anhedral |  |  |  | calcite, greenockite | polished sections (150 µm thick) | LA-ICPMS, EMPA, SEM-EDS | JEOL JXA-i SP100 microprobe equipped with five wavelength-dispersive spectrometers; Tescan Mira 3 field emission scanning electron microscope equipped with an energy dispersive spectrometer; Tescan Integrated Mineral Analyzer (TIMA) system comprising a field emission scanning electron microscope (Tescan Mira 3), integrated with four energy dispersive detectors (EDAXElement) | Guangzhou Tuoyan Analytical Technology Co., Ltd., Guizhou, China (GTAT) | EPMA: 15 kV accelerating potential and a beam current of 10 or 20 nA, with a defocused beam diameter of 5 µm; peak counting times for analyzed elements varied between 10 and 40 s, background measurements at 50% of the peak counting duration on both sides of the analyzed peak. SEM: operating voltage of 25 kV and a working distance of ~15.0 mm. TIMA: dot-mapping mode with a working distance of 15 mm, spot size of ~92 nm, scanning at 3 µm resolution (operating at 25 kV, 11.6 nA). LA-ICP-MS mapping: laser energy of 5 J/cm2, repetition rate of 15 Hz, spot size of 10 µm, scan speed of 40 µm/s. | NIST 610, NIST 612, and GSD-1G as external standards | [48 empty] | 2.93 | [7 empty] | 0.01 | [13 empty] | 1085 | [76 empty] | 2025 | Wang, L., Han, R., Zhang, Y., Chen, Y., Liu, D. (2026). Unraveling the redistribution of trace elements during supergene processes: A case study from the Qingshan carbonate-hosted Zn-Pb deposit, SW China. Ore Geology Reviews, 188, 107059. |  | CHN | Southwest China
| Qingshan |  | Basin hydrothermal | Mississippi Valley-type (MVT) | MVT zinc-lead | Zn, Pb | Ge, Cd, Ag | Zn, Pb, Ge, Cd, Ag | Meng et al., 2023 |  | LZY61.3-1 | LZY61.3-1 | underground mine |  |  |  |  | ore material | polished section | grab | mineral separate | [5 empty] | mineralisation | primary sulfide ores and secondary non-sulfide ores |  |  | sphalerite, pyrite, galena, hemimorphite, willemite, goethite, smithsonite, cerussite | hydrothermal (stages 1–3), supergene | massive, brecciated, replacive, infilling | colloform, oscillatory zoning, replacement, core-mantle-rim, dendritic, botryoidal, euhedral, subhedral, anhedral |  |  |  | calcite, greenockite | polished sections (150 µm thick) | LA-ICPMS, EMPA, SEM-EDS | JEOL JXA-i SP100 microprobe equipped with five wavelength-dispersive spectrometers; Tescan Mira 3 field emission scanning electron microscope equipped with an energy dispersive spectrometer; Tescan Integrated Mineral Analyzer (TIMA) system comprising a field emission scanning electron microscope (Tescan Mira 3), integrated with four energy dispersive detectors (EDAXElement) | Guangzhou Tuoyan Analytical Technology Co., Ltd., Guizhou, China (GTAT) | EPMA: 15 kV accelerating potential and a beam current of 10 or 20 nA, with a defocused beam diameter of 5 µm; peak counting times for analyzed elements varied between 10 and 40 s, background measurements at 50% of the peak counting duration on both sides of the analyzed peak. SEM: operating voltage of 25 kV and a working distance of ~15.0 mm. TIMA: dot-mapping mode with a working distance of 15 mm, spot size of ~92 nm, scanning at 3 µm resolution (operating at 25 kV, 11.6 nA). LA-ICP-MS mapping: laser energy of 5 J/cm2, repetition rate of 15 Hz, spot size of 10 µm, scan speed of 40 µm/s. | NIST 610, NIST 612, and GSD-1G as external standards | [48 empty] | 3.15 | [7 empty] | 0.005 | [13 empty] | 1021 | [76 empty] | 2025 | Wang, L., Han, R., Zhang, Y., Chen, Y., Liu, D. (2026). Unraveling the redistribution of trace elements during supergene processes: A case study from the Qingshan carbonate-hosted Zn-Pb deposit, SW China. Ore Geology Reviews, 188, 107059. |  | CHN | Southwest China
| Qingshan |  | Basin hydrothermal | Mississippi Valley-type (MVT) | MVT zinc-lead | Zn, Pb | Ge, Cd, Ag | Zn, Pb, Ge, Cd, Ag | Meng et al., 2023 |  | LZY61.4-1 | LZY61.4-1 | underground mine |  |  |  |  | ore material | polished section | grab | mineral separate | [5 empty] | mineralisation | primary sulfide ores and secondary non-sulfide ores |  |  | sphalerite, pyrite, galena, hemimorphite, willemite, goethite, smithsonite, cerussite | hydrothermal (stages 1–3), supergene | massive, brecciated, replacive, infilling | colloform, oscillatory zoning, replacement, core-mantle-rim, dendritic, botryoidal, euhedral, subhedral, anhedral |  |  |  | calcite, greenockite | polished sections (150 µm thick) | LA-ICPMS, EMPA, SEM-EDS | JEOL JXA-i SP100 microprobe equipped with five wavelength-dispersive spectrometers; Tescan Mira 3 field emission scanning electron microscope equipped with an energy dispersive spectrometer; Tescan Integrated Mineral Analyzer (TIMA) system comprising a field emission scanning electron microscope (Tescan Mira 3), integrated with four energy dispersive detectors (EDAXElement) | Guangzhou Tuoyan Analytical Technology Co., Ltd., Guizhou, China (GTAT) | EPMA: 15 kV accelerating potential and a beam current of 10 or 20 nA, with a defocused beam diameter of 5 µm; peak counting times for analyzed elements varied between 10 and 40 s, background measurements at 50% of the peak counting duration on both sides of the analyzed peak. SEM: operating voltage of 25 kV and a working distance of ~15.0 mm. TIMA: dot-mapping mode with a working distance of 15 mm, spot size of ~92 nm, scanning at 3 µm resolution (operating at 25 kV, 11.6 nA). LA-ICP-MS mapping: laser energy of 5 J/cm2, repetition rate of 15 Hz, spot size of 10 µm, scan speed of 40 µm/s. | NIST 610, NIST 612, and GSD-1G as external standards | [48 empty] | 3.06 | [7 empty] | 0.007 | [13 empty] | 1036 | [76 empty] | 2025 | Wang, L., Han, R., Zhang, Y., Chen, Y., Liu, D. (2026). Unraveling the redistribution of trace elements during supergene processes: A case study from the Qingshan carbonate-hosted Zn-Pb deposit, SW China. Ore Geology Reviews, 188, 107059. |  | CHN | Southwest China
| Qingshan |  | Basin hydrothermal | Mississippi Valley-type (MVT) | MVT zinc-lead | Zn, Pb | Ge, Cd, Ag | Zn, Pb, Ge, Cd, Ag | Meng et al., 2023 |  | LZY61.5-1 | LZY61.5-1 | underground mine |  |  |  |  | ore material | polished section | grab | mineral separate | [5 empty] | mineralisation | primary sulfide ores and secondary non-sulfide ores |  |  | sphalerite, pyrite, galena, hemimorphite, willemite, goethite, smithsonite, cerussite | hydrothermal (stages 1–3), supergene | massive, brecciated, replacive, infilling | colloform, oscillatory zoning, replacement, core-mantle-rim, dendritic, botryoidal, euhedral, subhedral, anhedral |  |  |  | calcite, greenockite | polished sections (150 µm thick) | LA-ICPMS, EMPA, SEM-EDS | JEOL JXA-i SP100 microprobe equipped with five wavelength-dispersive spectrometers; Tescan Mira 3 field emission scanning electron microscope equipped with an energy dispersive spectrometer; Tescan Integrated Mineral Analyzer (TIMA) system comprising a field emission scanning electron microscope (Tescan Mira 3), integrated with four energy dispersive detectors (EDAXElement) | Guangzhou Tuoyan Analytical Technology Co., Ltd., Guizhou, China (GTAT) | EPMA: 15 kV accelerating potential and a beam current of 10 or 20 nA, with a defocused beam diameter of 5 µm; peak counting times for analyzed elements varied between 10 and 40 s, background measurements at 50% of the peak counting duration on both sides of the analyzed peak. SEM: operating voltage of 25 kV and a working distance of ~15.0 mm. TIMA: dot-mapping mode with a working distance of 15 mm, spot size of ~92 nm, scanning at 3 µm resolution (operating at 25 kV, 11.6 nA). LA-ICP-MS mapping: laser energy of 5 J/cm2, repetition rate of 15 Hz, spot size of 10 µm, scan speed of 40 µm/s. | NIST 610, NIST 612, and GSD-1G as external standards | [48 empty] | 2.98 | [7 empty] | 0.008 | [13 empty] | 996 | [76 empty] | 2025 | Wang, L., Han, R., Zhang, Y., Chen, Y., Liu, D. (2026). Unraveling the redistribution of trace elements during supergene processes: A case study from the Qingshan carbonate-hosted Zn-Pb deposit, SW China. Ore Geology Reviews, 188, 107059. |  | CHN | Southwest China
| Qingshan |  | Basin hydrothermal | Mississippi Valley-type (MVT) | MVT zinc-lead | Zn, Pb | Ge, Cd, Ag | Zn, Pb, Ge, Cd, Ag | Meng et al., 2023 |  | LZY61.6-1 | LZY61.6-1 | underground mine |  |  |  |  | ore material | polished section | grab | mineral separate | [5 empty] | mineralisation | primary sulfide ores and secondary non-sulfide ores |  |  | sphalerite, pyrite, galena, hemimorphite, willemite, goethite, smithsonite, cerussite | hydrothermal (stages 1–3), supergene | massive, brecciated, replacive, infilling | colloform, oscillatory zoning, replacement, core-mantle-rim, dendritic, botryoidal, euhedral, subhedral, anhedral |  |  |  | calcite, greenockite | polished sections (150 µm thick) | LA-ICPMS, EMPA, SEM-EDS | JEOL JXA-i SP100 microprobe equipped with five wavelength-dispersive spectrometers; Tescan Mira 3 field emission scanning electron microscope equipped with an energy dispersive spectrometer; Tescan Integrated Mineral Analyzer (TIMA) system comprising a field emission scanning electron microscope (Tescan Mira 3), integrated with four energy dispersive detectors (EDAXElement) | Guangzhou Tuoyan Analytical Technology Co., Ltd., Guizhou, China (GTAT) | EPMA: 15 kV accelerating potential and a beam current of 10 or 20 nA, with a defocused beam diameter of 5 µm; peak counting times for analyzed elements varied between 10 and 40 s, background measurements at 50% of the peak counting duration on both sides of the analyzed peak. SEM: operating voltage of 25 kV and a working distance of ~15.0 mm. TIMA: dot-mapping mode with a working distance of 15 mm, spot size of ~92 nm, scanning at 3 µm resolution (operating at 25 kV, 11.6 nA). LA-ICP-MS mapping: laser energy of 5 J/cm2, repetition rate of 15 Hz, spot size of 10 µm, scan speed of 40 µm/s. | NIST 610, NIST 612, and GSD-1G as external standards | [48 empty] | 3.13 | [7 empty] | 0.008 | [13 empty] | 1008 | [76 empty] | 2025 | Wang, L., Han, R., Zhang, Y., Chen, Y., Liu, D. (2026). Unraveling the redistribution of trace elements during supergene processes: A case study from the Qingshan carbonate-hosted Zn-Pb deposit, SW China. Ore Geology Reviews, 188, 107059. |  | CHN | Southwest China
| Qingshan |  | Basin hydrothermal | Mississippi Valley-type (MVT) | MVT zinc-lead | Zn, Pb | Ge, Cd, Ag | Zn, Pb, Ge, Cd, Ag | Meng et al., 2023 |  | LZY61.7-1 | LZY61.7-1 | underground mine |  |  |  |  | ore material | polished section | grab | mineral separate | [5 empty] | mineralisation | primary sulfide ores and secondary non-sulfide ores |  |  | sphalerite, pyrite, galena, hemimorphite, willemite, goethite, smithsonite, cerussite | hydrothermal (stages 1–3), supergene | massive, brecciated, replacive, infilling | colloform, oscillatory zoning, replacement, core-mantle-rim, dendritic, botryoidal, euhedral, subhedral, anhedral |  |  |  | calcite, greenockite | polished sections (150 µm thick) | LA-ICPMS, EMPA, SEM-EDS | JEOL JXA-i SP100 microprobe equipped with five wavelength-dispersive spectrometers; Tescan Mira 3 field emission scanning electron microscope equipped with an energy dispersive spectrometer; Tescan Integrated Mineral Analyzer (TIMA) system comprising a field emission scanning electron microscope (Tescan Mira 3), integrated with four energy dispersive detectors (EDAXElement) | Guangzhou Tuoyan Analytical Technology Co., Ltd., Guizhou, China (GTAT) | EPMA: 15 kV accelerating potential and a beam current of 10 or 20 nA, with a defocused beam diameter of 5 µm; peak counting times for analyzed elements varied between 10 and 40 s, background measurements at 50% of the peak counting duration on both sides of the analyzed peak. SEM: operating voltage of 25 kV and a working distance of ~15.0 mm. TIMA: dot-mapping mode with a working distance of 15 mm, spot size of ~92 nm, scanning at 3 µm resolution (operating at 25 kV, 11.6 nA). LA-ICP-MS mapping: laser energy of 5 J/cm2, repetition rate of 15 Hz, spot size of 10 µm, scan speed of 40 µm/s. | NIST 610, NIST 612, and GSD-1G as external standards | [48 empty] | 3.08 | [7 empty] | 0.01 | [13 empty] | 1223 | [76 empty] | 2025 | Wang, L., Han, R., Zhang, Y., Chen, Y., Liu, D. (2026). Unraveling the redistribution of trace elements during supergene processes: A case study from the Qingshan carbonate-hosted Zn-Pb deposit, SW China. Ore Geology Reviews, 188, 107059. |  | CHN | Southwest China
| Qingshan |  | Basin hydrothermal | Mississippi Valley-type (MVT) | MVT zinc-lead | Zn, Pb | Ge, Cd, Ag | Zn, Pb, Ge, Cd, Ag | Meng et al., 2023 |  | LZY61.8-1 | LZY61.8-1 | underground mine |  |  |  |  | ore material | polished section | grab | mineral separate | [5 empty] | mineralisation | primary sulfide ores and secondary non-sulfide ores |  |  | sphalerite, pyrite, galena, hemimorphite, willemite, goethite, smithsonite, cerussite | hydrothermal (stages 1–3), supergene | massive, brecciated, replacive, infilling | colloform, oscillatory zoning, replacement, core-mantle-rim, dendritic, botryoidal, euhedral, subhedral, anhedral |  |  |  | calcite, greenockite | polished sections (150 µm thick) | LA-ICPMS, EMPA, SEM-EDS | JEOL JXA-i SP100 microprobe equipped with five wavelength-dispersive spectrometers; Tescan Mira 3 field emission scanning electron microscope equipped with an energy dispersive spectrometer; Tescan Integrated Mineral Analyzer (TIMA) system comprising a field emission scanning electron microscope (Tescan Mira 3), integrated with four energy dispersive detectors (EDAXElement) | Guangzhou Tuoyan Analytical Technology Co., Ltd., Guizhou, China (GTAT) | EPMA: 15 kV accelerating potential and a beam current of 10 or 20 nA, with a defocused beam diameter of 5 µm; peak counting times for analyzed elements varied between 10 and 40 s, background measurements at 50% of the peak counting duration on both sides of the analyzed peak. SEM: operating voltage of 25 kV and a working distance of ~15.0 mm. TIMA: dot-mapping mode with a working distance of 15 mm, spot size of ~92 nm, scanning at 3 µm resolution (operating at 25 kV, 11.6 nA). LA-ICP-MS mapping: laser energy of 5 J/cm2, repetition rate of 15 Hz, spot size of 10 µm, scan speed of 40 µm/s. | NIST 610, NIST 612, and GSD-1G as external standards | [48 empty] | 2.93 | [7 empty] | 0.006 | [13 empty] | 1270 | [76 empty] | 2025 | Wang, L., Han, R., Zhang, Y., Chen, Y., Liu, D. (2026). Unraveling the redistribution of trace elements during supergene processes: A case study from the Qingshan carbonate-hosted Zn-Pb deposit, SW China. Ore Geology Reviews, 188, 107059. |  | CHN | Southwest China
| Qingshan |  | Basin hydrothermal | Mississippi Valley-type (MVT) | MVT zinc-lead | Zn, Pb | Ge, Cd, Ag | Zn, Pb, Ge, Cd, Ag | Meng et al., 2023 |  | Volcanogenic massive sulfide (VMS)-1 | Volcanogenic massive sulfide (VMS)-1 | underground mine |  |  |  |  | ore material | polished section | grab | mineral separate | [5 empty] | mineralisation | primary sulfide ores and secondary non-sulfide ores |  |  | sphalerite, pyrite, galena, hemimorphite, willemite, goethite, smithsonite, cerussite | hydrothermal (stages 1–3), supergene | massive, brecciated, replacive, infilling | colloform, oscillatory zoning, replacement, core-mantle-rim, dendritic, botryoidal, euhedral, subhedral, anhedral |  |  |  | calcite, greenockite | polished sections (150 µm thick) | LA-ICPMS, EMPA, SEM-EDS | JEOL JXA-i SP100 microprobe equipped with five wavelength-dispersive spectrometers; Tescan Mira 3 field emission scanning electron microscope equipped with an energy dispersive spectrometer; Tescan Integrated Mineral Analyzer (TIMA) system comprising a field emission scanning electron microscope (Tescan Mira 3), integrated with four energy dispersive detectors (EDAXElement) | Guangzhou Tuoyan Analytical Technology Co., Ltd., Guizhou, China (GTAT) | EPMA: 15 kV accelerating potential and a beam current of 10 or 20 nA, with a defocused beam diameter of 5 µm; peak counting times for analyzed elements varied between 10 and 40 s, background measurements at 50% of the peak counting duration on both sides of the analyzed peak. SEM: operating voltage of 25 kV and a working distance of ~15.0 mm. TIMA: dot-mapping mode with a working distance of 15 mm, spot size of ~92 nm, scanning at 3 µm resolution (operating at 25 kV, 11.6 nA). LA-ICP-MS mapping: laser energy of 5 J/cm2, repetition rate of 15 Hz, spot size of 10 µm, scan speed of 40 µm/s. | NIST 610, NIST 612, and GSD-1G as external standards | [147 empty] | 2025 | Wang, L., Han, R., Zhang, Y., Chen, Y., Liu, D. (2026). Unraveling the redistribution of trace elements during supergene processes: A case study from the Qingshan carbonate-hosted Zn-Pb deposit, SW China. Ore Geology Reviews, 188, 107059. |  | CHN | Southwest China
| Qingshan |  | Basin hydrothermal | Mississippi Valley-type (MVT) | MVT zinc-lead | Zn, Pb | Ge, Cd, Ag | Zn, Pb, Ge, Cd, Ag | Meng et al., 2023 |  | Vorata deposit, Romania (Cook et al., 2009)-1 | Vorata deposit, Romania (Cook et al., 2009)-1 | underground mine |  |  |  |  | ore material | polished section | grab | mineral separate | [5 empty] | mineralisation | primary sulfide ores and secondary non-sulfide ores |  |  | sphalerite, pyrite, galena, hemimorphite, willemite, goethite, smithsonite, cerussite | hydrothermal (stages 1–3), supergene | massive, brecciated, replacive, infilling | colloform, oscillatory zoning, replacement, core-mantle-rim, dendritic, botryoidal, euhedral, subhedral, anhedral |  |  |  | calcite, greenockite | polished sections (150 µm thick) | LA-ICPMS, EMPA, SEM-EDS | JEOL JXA-i SP100 microprobe equipped with five wavelength-dispersive spectrometers; Tescan Mira 3 field emission scanning electron microscope equipped with an energy dispersive spectrometer; Tescan Integrated Mineral Analyzer (TIMA) system comprising a field emission scanning electron microscope (Tescan Mira 3), integrated with four energy dispersive detectors (EDAXElement) | Guangzhou Tuoyan Analytical Technology Co., Ltd., Guizhou, China (GTAT) | EPMA: 15 kV accelerating potential and a beam current of 10 or 20 nA, with a defocused beam diameter of 5 µm; peak counting times for analyzed elements varied between 10 and 40 s, background measurements at 50% of the peak counting duration on both sides of the analyzed peak. SEM: operating voltage of 25 kV and a working distance of ~15.0 mm. TIMA: dot-mapping mode with a working distance of 15 mm, spot size of ~92 nm, scanning at 3 µm resolution (operating at 25 kV, 11.6 nA). LA-ICP-MS mapping: laser energy of 5 J/cm2, repetition rate of 15 Hz, spot size of 10 µm, scan speed of 40 µm/s. | NIST 610, NIST 612, and GSD-1G as external standards | [147 empty] | 2025 | Wang, L., Han, R., Zhang, Y., Chen, Y., Liu, D. (2026). Unraveling the redistribution of trace elements during supergene processes: A case study from the Qingshan carbonate-hosted Zn-Pb deposit, SW China. Ore Geology Reviews, 188, 107059. |  | CHN | Southwest China
| Qingshan |  | Basin hydrothermal | Mississippi Valley-type (MVT) | MVT zinc-lead | Zn, Pb | Ge, Cd, Ag | Zn, Pb, Ge, Cd, Ag | Meng et al., 2023 |  | Source file-14 | Source file-14 | underground mine |  |  |  |  | ore material | polished section | grab | mineral separate | [5 empty] | mineralisation | primary sulfide ores and secondary non-sulfide ores |  |  | sphalerite, pyrite, galena, hemimorphite, willemite, goethite, smithsonite, cerussite | hydrothermal (stages 1–3), supergene | massive, brecciated, replacive, infilling | colloform, oscillatory zoning, replacement, core-mantle-rim, dendritic, botryoidal, euhedral, subhedral, anhedral |  |  |  | calcite, greenockite | polished sections (150 µm thick) | LA-ICPMS, EMPA, SEM-EDS | JEOL JXA-i SP100 microprobe equipped with five wavelength-dispersive spectrometers; Tescan Mira 3 field emission scanning electron microscope equipped with an energy dispersive spectrometer; Tescan Integrated Mineral Analyzer (TIMA) system comprising a field emission scanning electron microscope (Tescan Mira 3), integrated with four energy dispersive detectors (EDAXElement) | Guangzhou Tuoyan Analytical Technology Co., Ltd., Guizhou, China (GTAT) | EPMA: 15 kV accelerating potential and a beam current of 10 or 20 nA, with a defocused beam diameter of 5 µm; peak counting times for analyzed elements varied between 10 and 40 s, background measurements at 50% of the peak counting duration on both sides of the analyzed peak. SEM: operating voltage of 25 kV and a working distance of ~15.0 mm. TIMA: dot-mapping mode with a working distance of 15 mm, spot size of ~92 nm, scanning at 3 µm resolution (operating at 25 kV, 11.6 nA). LA-ICP-MS mapping: laser energy of 5 J/cm2, repetition rate of 15 Hz, spot size of 10 µm, scan speed of 40 µm/s. | NIST 610, NIST 612, and GSD-1G as external standards | [147 empty] | 2025 | Wang, L., Han, R., Zhang, Y., Chen, Y., Liu, D. (2026). Unraveling the redistribution of trace elements during supergene processes: A case study from the Qingshan carbonate-hosted Zn-Pb deposit, SW China. Ore Geology Reviews, 188, 107059. |  | CHN | Southwest China
| Qingshan |  | Basin hydrothermal | Mississippi Valley-type (MVT) | MVT zinc-lead | Zn, Pb | Ge, Cd, Ag | Zn, Pb, Ge, Cd, Ag | Meng et al., 2023 |  | DMV-1-1 | DMV-1-1 | underground mine |  |  |  |  | ore material | polished section | grab | mineral separate | [5 empty] | mineralisation | primary sulfide ores and secondary non-sulfide ores |  |  | sphalerite, pyrite, galena, hemimorphite, willemite, goethite, smithsonite, cerussite | hydrothermal (stages 1–3), supergene | massive, brecciated, replacive, infilling | colloform, oscillatory zoning, replacement, core-mantle-rim, dendritic, botryoidal, euhedral, subhedral, anhedral |  |  |  | calcite, greenockite | polished sections (150 µm thick) | LA-ICPMS, EMPA, SEM-EDS | JEOL JXA-i SP100 microprobe equipped with five wavelength-dispersive spectrometers; Tescan Mira 3 field emission scanning electron microscope equipped with an energy dispersive spectrometer; Tescan Integrated Mineral Analyzer (TIMA) system comprising a field emission scanning electron microscope (Tescan Mira 3), integrated with four energy dispersive detectors (EDAXElement) | Guangzhou Tuoyan Analytical Technology Co., Ltd., Guizhou, China (GTAT) | EPMA: 15 kV accelerating potential and a beam current of 10 or 20 nA, with a defocused beam diameter of 5 µm; peak counting times for analyzed elements varied between 10 and 40 s, background measurements at 50% of the peak counting duration on both sides of the analyzed peak. SEM: operating voltage of 25 kV and a working distance of ~15.0 mm. TIMA: dot-mapping mode with a working distance of 15 mm, spot size of ~92 nm, scanning at 3 µm resolution (operating at 25 kV, 11.6 nA). LA-ICP-MS mapping: laser energy of 5 J/cm2, repetition rate of 15 Hz, spot size of 10 µm, scan speed of 40 µm/s. | NIST 610, NIST 612, and GSD-1G as external standards | [48 empty] | 18.5 | [21 empty] | 585 | [76 empty] | 2025 | Wang, L., Han, R., Zhang, Y., Chen, Y., Liu, D. (2026). Unraveling the redistribution of trace elements during supergene processes: A case study from the Qingshan carbonate-hosted Zn-Pb deposit, SW China. Ore Geology Reviews, 188, 107059. |  | CHN | Southwest China
| Qingshan |  | Basin hydrothermal | Mississippi Valley-type (MVT) | MVT zinc-lead | Zn, Pb | Ge, Cd, Ag | Zn, Pb, Ge, Cd, Ag | Meng et al., 2023 |  | DMV-2-1 | DMV-2-1 | underground mine |  |  |  |  | ore material | polished section | grab | mineral separate | [5 empty] | mineralisation | primary sulfide ores and secondary non-sulfide ores |  |  | sphalerite, pyrite, galena, hemimorphite, willemite, goethite, smithsonite, cerussite | hydrothermal (stages 1–3), supergene | massive, brecciated, replacive, infilling | colloform, oscillatory zoning, replacement, core-mantle-rim, dendritic, botryoidal, euhedral, subhedral, anhedral |  |  |  | calcite, greenockite | polished sections (150 µm thick) | LA-ICPMS, EMPA, SEM-EDS | JEOL JXA-i SP100 microprobe equipped with five wavelength-dispersive spectrometers; Tescan Mira 3 field emission scanning electron microscope equipped with an energy dispersive spectrometer; Tescan Integrated Mineral Analyzer (TIMA) system comprising a field emission scanning electron microscope (Tescan Mira 3), integrated with four energy dispersive detectors (EDAXElement) | Guangzhou Tuoyan Analytical Technology Co., Ltd., Guizhou, China (GTAT) | EPMA: 15 kV accelerating potential and a beam current of 10 or 20 nA, with a defocused beam diameter of 5 µm; peak counting times for analyzed elements varied between 10 and 40 s, background measurements at 50% of the peak counting duration on both sides of the analyzed peak. SEM: operating voltage of 25 kV and a working distance of ~15.0 mm. TIMA: dot-mapping mode with a working distance of 15 mm, spot size of ~92 nm, scanning at 3 µm resolution (operating at 25 kV, 11.6 nA). LA-ICP-MS mapping: laser energy of 5 J/cm2, repetition rate of 15 Hz, spot size of 10 µm, scan speed of 40 µm/s. | NIST 610, NIST 612, and GSD-1G as external standards | [48 empty] | 9.3 | [21 empty] | 616 | [76 empty] | 2025 | Wang, L., Han, R., Zhang, Y., Chen, Y., Liu, D. (2026). Unraveling the redistribution of trace elements during supergene processes: A case study from the Qingshan carbonate-hosted Zn-Pb deposit, SW China. Ore Geology Reviews, 188, 107059. |  | CHN | Southwest China
| Qingshan |  | Basin hydrothermal | Mississippi Valley-type (MVT) | MVT zinc-lead | Zn, Pb | Ge, Cd, Ag | Zn, Pb, Ge, Cd, Ag | Meng et al., 2023 |  | DMV-3-1 | DMV-3-1 | underground mine |  |  |  |  | ore material | polished section | grab | mineral separate | [5 empty] | mineralisation | primary sulfide ores and secondary non-sulfide ores |  |  | sphalerite, pyrite, galena, hemimorphite, willemite, goethite, smithsonite, cerussite | hydrothermal (stages 1–3), supergene | massive, brecciated, replacive, infilling | colloform, oscillatory zoning, replacement, core-mantle-rim, dendritic, botryoidal, euhedral, subhedral, anhedral |  |  |  | calcite, greenockite | polished sections (150 µm thick) | LA-ICPMS, EMPA, SEM-EDS | JEOL JXA-i SP100 microprobe equipped with five wavelength-dispersive spectrometers; Tescan Mira 3 field emission scanning electron microscope equipped with an energy dispersive spectrometer; Tescan Integrated Mineral Analyzer (TIMA) system comprising a field emission scanning electron microscope (Tescan Mira 3), integrated with four energy dispersive detectors (EDAXElement) | Guangzhou Tuoyan Analytical Technology Co., Ltd., Guizhou, China (GTAT) | EPMA: 15 kV accelerating potential and a beam current of 10 or 20 nA, with a defocused beam diameter of 5 µm; peak counting times for analyzed elements varied between 10 and 40 s, background measurements at 50% of the peak counting duration on both sides of the analyzed peak. SEM: operating voltage of 25 kV and a working distance of ~15.0 mm. TIMA: dot-mapping mode with a working distance of 15 mm, spot size of ~92 nm, scanning at 3 µm resolution (operating at 25 kV, 11.6 nA). LA-ICP-MS mapping: laser energy of 5 J/cm2, repetition rate of 15 Hz, spot size of 10 µm, scan speed of 40 µm/s. | NIST 610, NIST 612, and GSD-1G as external standards | [48 empty] | 23.4 | [21 empty] | 753 | [76 empty] | 2025 | Wang, L., Han, R., Zhang, Y., Chen, Y., Liu, D. (2026). Unraveling the redistribution of trace elements during supergene processes: A case study from the Qingshan carbonate-hosted Zn-Pb deposit, SW China. Ore Geology Reviews, 188, 107059. |  | CHN | Southwest China
| Qingshan |  | Basin hydrothermal | Mississippi Valley-type (MVT) | MVT zinc-lead | Zn, Pb | Ge, Cd, Ag | Zn, Pb, Ge, Cd, Ag | Meng et al., 2023 |  | DMV-4-1 | DMV-4-1 | underground mine |  |  |  |  | ore material | polished section | grab | mineral separate | [5 empty] | mineralisation | primary sulfide ores and secondary non-sulfide ores |  |  | sphalerite, pyrite, galena, hemimorphite, willemite, goethite, smithsonite, cerussite | hydrothermal (stages 1–3), supergene | massive, brecciated, replacive, infilling | colloform, oscillatory zoning, replacement, core-mantle-rim, dendritic, botryoidal, euhedral, subhedral, anhedral |  |  |  | calcite, greenockite | polished sections (150 µm thick) | LA-ICPMS, EMPA, SEM-EDS | JEOL JXA-i SP100 microprobe equipped with five wavelength-dispersive spectrometers; Tescan Mira 3 field emission scanning electron microscope equipped with an energy dispersive spectrometer; Tescan Integrated Mineral Analyzer (TIMA) system comprising a field emission scanning electron microscope (Tescan Mira 3), integrated with four energy dispersive detectors (EDAXElement) | Guangzhou Tuoyan Analytical Technology Co., Ltd., Guizhou, China (GTAT) | EPMA: 15 kV accelerating potential and a beam current of 10 or 20 nA, with a defocused beam diameter of 5 µm; peak counting times for analyzed elements varied between 10 and 40 s, background measurements at 50% of the peak counting duration on both sides of the analyzed peak. SEM: operating voltage of 25 kV and a working distance of ~15.0 mm. TIMA: dot-mapping mode with a working distance of 15 mm, spot size of ~92 nm, scanning at 3 µm resolution (operating at 25 kV, 11.6 nA). LA-ICP-MS mapping: laser energy of 5 J/cm2, repetition rate of 15 Hz, spot size of 10 µm, scan speed of 40 µm/s. | NIST 610, NIST 612, and GSD-1G as external standards | [48 empty] | 2.73 | [21 empty] | 761 | [76 empty] | 2025 | Wang, L., Han, R., Zhang, Y., Chen, Y., Liu, D. (2026). Unraveling the redistribution of trace elements during supergene processes: A case study from the Qingshan carbonate-hosted Zn-Pb deposit, SW China. Ore Geology Reviews, 188, 107059. |  | CHN | Southwest China
| Qingshan |  | Basin hydrothermal | Mississippi Valley-type (MVT) | MVT zinc-lead | Zn, Pb | Ge, Cd, Ag | Zn, Pb, Ge, Cd, Ag | Meng et al., 2023 |  | DMV-5-1 | DMV-5-1 | underground mine |  |  |  |  | ore material | polished section | grab | mineral separate | [5 empty] | mineralisation | primary sulfide ores and secondary non-sulfide ores |  |  | sphalerite, pyrite, galena, hemimorphite, willemite, goethite, smithsonite, cerussite | hydrothermal (stages 1–3), supergene | massive, brecciated, replacive, infilling | colloform, oscillatory zoning, replacement, core-mantle-rim, dendritic, botryoidal, euhedral, subhedral, anhedral |  |  |  | calcite, greenockite | polished sections (150 µm thick) | LA-ICPMS, EMPA, SEM-EDS | JEOL JXA-i SP100 microprobe equipped with five wavelength-dispersive spectrometers; Tescan Mira 3 field emission scanning electron microscope equipped with an energy dispersive spectrometer; Tescan Integrated Mineral Analyzer (TIMA) system comprising a field emission scanning electron microscope (Tescan Mira 3), integrated with four energy dispersive detectors (EDAXElement) | Guangzhou Tuoyan Analytical Technology Co., Ltd., Guizhou, China (GTAT) | EPMA: 15 kV accelerating potential and a beam current of 10 or 20 nA, with a defocused beam diameter of 5 µm; peak counting times for analyzed elements varied between 10 and 40 s, background measurements at 50% of the peak counting duration on both sides of the analyzed peak. SEM: operating voltage of 25 kV and a working distance of ~15.0 mm. TIMA: dot-mapping mode with a working distance of 15 mm, spot size of ~92 nm, scanning at 3 µm resolution (operating at 25 kV, 11.6 nA). LA-ICP-MS mapping: laser energy of 5 J/cm2, repetition rate of 15 Hz, spot size of 10 µm, scan speed of 40 µm/s. | NIST 610, NIST 612, and GSD-1G as external standards | [48 empty] | 6.77 | [21 empty] | 367 | [76 empty] | 2025 | Wang, L., Han, R., Zhang, Y., Chen, Y., Liu, D. (2026). Unraveling the redistribution of trace elements during supergene processes: A case study from the Qingshan carbonate-hosted Zn-Pb deposit, SW China. Ore Geology Reviews, 188, 107059. |  | CHN | Southwest China
| Qingshan |  | Basin hydrothermal | Mississippi Valley-type (MVT) | MVT zinc-lead | Zn, Pb | Ge, Cd, Ag | Zn, Pb, Ge, Cd, Ag | Meng et al., 2023 |  | DMV-6-1 | DMV-6-1 | underground mine |  |  |  |  | ore material | polished section | grab | mineral separate | [5 empty] | mineralisation | primary sulfide ores and secondary non-sulfide ores |  |  | sphalerite, pyrite, galena, hemimorphite, willemite, goethite, smithsonite, cerussite | hydrothermal (stages 1–3), supergene | massive, brecciated, replacive, infilling | colloform, oscillatory zoning, replacement, core-mantle-rim, dendritic, botryoidal, euhedral, subhedral, anhedral |  |  |  | calcite, greenockite | polished sections (150 µm thick) | LA-ICPMS, EMPA, SEM-EDS | JEOL JXA-i SP100 microprobe equipped with five wavelength-dispersive spectrometers; Tescan Mira 3 field emission scanning electron microscope equipped with an energy dispersive spectrometer; Tescan Integrated Mineral Analyzer (TIMA) system comprising a field emission scanning electron microscope (Tescan Mira 3), integrated with four energy dispersive detectors (EDAXElement) | Guangzhou Tuoyan Analytical Technology Co., Ltd., Guizhou, China (GTAT) | EPMA: 15 kV accelerating potential and a beam current of 10 or 20 nA, with a defocused beam diameter of 5 µm; peak counting times for analyzed elements varied between 10 and 40 s, background measurements at 50% of the peak counting duration on both sides of the analyzed peak. SEM: operating voltage of 25 kV and a working distance of ~15.0 mm. TIMA: dot-mapping mode with a working distance of 15 mm, spot size of ~92 nm, scanning at 3 µm resolution (operating at 25 kV, 11.6 nA). LA-ICP-MS mapping: laser energy of 5 J/cm2, repetition rate of 15 Hz, spot size of 10 µm, scan speed of 40 µm/s. | NIST 610, NIST 612, and GSD-1G as external standards | [48 empty] | 9.15 | [21 empty] | 443 | [76 empty] | 2025 | Wang, L., Han, R., Zhang, Y., Chen, Y., Liu, D. (2026). Unraveling the redistribution of trace elements during supergene processes: A case study from the Qingshan carbonate-hosted Zn-Pb deposit, SW China. Ore Geology Reviews, 188, 107059. |  | CHN | Southwest China
| Qingshan |  | Basin hydrothermal | Mississippi Valley-type (MVT) | MVT zinc-lead | Zn, Pb | Ge, Cd, Ag | Zn, Pb, Ge, Cd, Ag | Meng et al., 2023 |  | DMV-7-1 | DMV-7-1 | underground mine |  |  |  |  | ore material | polished section | grab | mineral separate | [5 empty] | mineralisation | primary sulfide ores and secondary non-sulfide ores |  |  | sphalerite, pyrite, galena, hemimorphite, willemite, goethite, smithsonite, cerussite | hydrothermal (stages 1–3), supergene | massive, brecciated, replacive, infilling | colloform, oscillatory zoning, replacement, core-mantle-rim, dendritic, botryoidal, euhedral, subhedral, anhedral |  |  |  | calcite, greenockite | polished sections (150 µm thick) | LA-ICPMS, EMPA, SEM-EDS | JEOL JXA-i SP100 microprobe equipped with five wavelength-dispersive spectrometers; Tescan Mira 3 field emission scanning electron microscope equipped with an energy dispersive spectrometer; Tescan Integrated Mineral Analyzer (TIMA) system comprising a field emission scanning electron microscope (Tescan Mira 3), integrated with four energy dispersive detectors (EDAXElement) | Guangzhou Tuoyan Analytical Technology Co., Ltd., Guizhou, China (GTAT) | EPMA: 15 kV accelerating potential and a beam current of 10 or 20 nA, with a defocused beam diameter of 5 µm; peak counting times for analyzed elements varied between 10 and 40 s, background measurements at 50% of the peak counting duration on both sides of the analyzed peak. SEM: operating voltage of 25 kV and a working distance of ~15.0 mm. TIMA: dot-mapping mode with a working distance of 15 mm, spot size of ~92 nm, scanning at 3 µm resolution (operating at 25 kV, 11.6 nA). LA-ICP-MS mapping: laser energy of 5 J/cm2, repetition rate of 15 Hz, spot size of 10 µm, scan speed of 40 µm/s. | NIST 610, NIST 612, and GSD-1G as external standards | [48 empty] | 8.64 | [7 empty] | 0.06 | [13 empty] | 165 | [76 empty] | 2025 | Wang, L., Han, R., Zhang, Y., Chen, Y., Liu, D. (2026). Unraveling the redistribution of trace elements during supergene processes: A case study from the Qingshan carbonate-hosted Zn-Pb deposit, SW China. Ore Geology Reviews, 188, 107059. |  | CHN | Southwest China
| Qingshan |  | Basin hydrothermal | Mississippi Valley-type (MVT) | MVT zinc-lead | Zn, Pb | Ge, Cd, Ag | Zn, Pb, Ge, Cd, Ag | Meng et al., 2023 |  | DMV-8-1 | DMV-8-1 | underground mine |  |  |  |  | ore material | polished section | grab | mineral separate | [5 empty] | mineralisation | primary sulfide ores and secondary non-sulfide ores |  |  | sphalerite, pyrite, galena, hemimorphite, willemite, goethite, smithsonite, cerussite | hydrothermal (stages 1–3), supergene | massive, brecciated, replacive, infilling | colloform, oscillatory zoning, replacement, core-mantle-rim, dendritic, botryoidal, euhedral, subhedral, anhedral |  |  |  | calcite, greenockite | polished sections (150 µm thick) | LA-ICPMS, EMPA, SEM-EDS | JEOL JXA-i SP100 microprobe equipped with five wavelength-dispersive spectrometers; Tescan Mira 3 field emission scanning electron microscope equipped with an energy dispersive spectrometer; Tescan Integrated Mineral Analyzer (TIMA) system comprising a field emission scanning electron microscope (Tescan Mira 3), integrated with four energy dispersive detectors (EDAXElement) | Guangzhou Tuoyan Analytical Technology Co., Ltd., Guizhou, China (GTAT) | EPMA: 15 kV accelerating potential and a beam current of 10 or 20 nA, with a defocused beam diameter of 5 µm; peak counting times for analyzed elements varied between 10 and 40 s, background measurements at 50% of the peak counting duration on both sides of the analyzed peak. SEM: operating voltage of 25 kV and a working distance of ~15.0 mm. TIMA: dot-mapping mode with a working distance of 15 mm, spot size of ~92 nm, scanning at 3 µm resolution (operating at 25 kV, 11.6 nA). LA-ICP-MS mapping: laser energy of 5 J/cm2, repetition rate of 15 Hz, spot size of 10 µm, scan speed of 40 µm/s. | NIST 610, NIST 612, and GSD-1G as external standards | [48 empty] | 2.99 | [7 empty] | 0.04 | [13 empty] | 557 | [76 empty] | 2025 | Wang, L., Han, R., Zhang, Y., Chen, Y., Liu, D. (2026). Unraveling the redistribution of trace elements during supergene processes: A case study from the Qingshan carbonate-hosted Zn-Pb deposit, SW China. Ore Geology Reviews, 188, 107059. |  | CHN | Southwest China
| Qingshan |  | Basin hydrothermal | Mississippi Valley-type (MVT) | MVT zinc-lead | Zn, Pb | Ge, Cd, Ag | Zn, Pb, Ge, Cd, Ag | Meng et al., 2023 |  | Eskay Creek deposit, Canada (Cook et al., 2009)-1 | Eskay Creek deposit, Canada (Cook et al., 2009)-1 | underground mine |  |  |  |  | ore material | polished section | grab | mineral separate | [5 empty] | mineralisation | primary sulfide ores and secondary non-sulfide ores |  |  | sphalerite, pyrite, galena, hemimorphite, willemite, goethite, smithsonite, cerussite | hydrothermal (stages 1–3), supergene | massive, brecciated, replacive, infilling | colloform, oscillatory zoning, replacement, core-mantle-rim, dendritic, botryoidal, euhedral, subhedral, anhedral |  |  |  | calcite, greenockite | polished sections (150 µm thick) | LA-ICPMS, EMPA, SEM-EDS | JEOL JXA-i SP100 microprobe equipped with five wavelength-dispersive spectrometers; Tescan Mira 3 field emission scanning electron microscope equipped with an energy dispersive spectrometer; Tescan Integrated Mineral Analyzer (TIMA) system comprising a field emission scanning electron microscope (Tescan Mira 3), integrated with four energy dispersive detectors (EDAXElement) | Guangzhou Tuoyan Analytical Technology Co., Ltd., Guizhou, China (GTAT) | EPMA: 15 kV accelerating potential and a beam current of 10 or 20 nA, with a defocused beam diameter of 5 µm; peak counting times for analyzed elements varied between 10 and 40 s, background measurements at 50% of the peak counting duration on both sides of the analyzed peak. SEM: operating voltage of 25 kV and a working distance of ~15.0 mm. TIMA: dot-mapping mode with a working distance of 15 mm, spot size of ~92 nm, scanning at 3 µm resolution (operating at 25 kV, 11.6 nA). LA-ICP-MS mapping: laser energy of 5 J/cm2, repetition rate of 15 Hz, spot size of 10 µm, scan speed of 40 µm/s. | NIST 610, NIST 612, and GSD-1G as external standards | [147 empty] | 2025 | Wang, L., Han, R., Zhang, Y., Chen, Y., Liu, D. (2026). Unraveling the redistribution of trace elements during supergene processes: A case study from the Qingshan carbonate-hosted Zn-Pb deposit, SW China. Ore Geology Reviews, 188, 107059. |  | CHN | Southwest China
| Qingshan |  | Basin hydrothermal | Mississippi Valley-type (MVT) | MVT zinc-lead | Zn, Pb | Ge, Cd, Ag | Zn, Pb, Ge, Cd, Ag | Meng et al., 2023 |  | Source file-15 | Source file-15 | underground mine |  |  |  |  | ore material | polished section | grab | mineral separate | [5 empty] | mineralisation | primary sulfide ores and secondary non-sulfide ores |  |  | sphalerite, pyrite, galena, hemimorphite, willemite, goethite, smithsonite, cerussite | hydrothermal (stages 1–3), supergene | massive, brecciated, replacive, infilling | colloform, oscillatory zoning, replacement, core-mantle-rim, dendritic, botryoidal, euhedral, subhedral, anhedral |  |  |  | calcite, greenockite | polished sections (150 µm thick) | LA-ICPMS, EMPA, SEM-EDS | JEOL JXA-i SP100 microprobe equipped with five wavelength-dispersive spectrometers; Tescan Mira 3 field emission scanning electron microscope equipped with an energy dispersive spectrometer; Tescan Integrated Mineral Analyzer (TIMA) system comprising a field emission scanning electron microscope (Tescan Mira 3), integrated with four energy dispersive detectors (EDAXElement) | Guangzhou Tuoyan Analytical Technology Co., Ltd., Guizhou, China (GTAT) | EPMA: 15 kV accelerating potential and a beam current of 10 or 20 nA, with a defocused beam diameter of 5 µm; peak counting times for analyzed elements varied between 10 and 40 s, background measurements at 50% of the peak counting duration on both sides of the analyzed peak. SEM: operating voltage of 25 kV and a working distance of ~15.0 mm. TIMA: dot-mapping mode with a working distance of 15 mm, spot size of ~92 nm, scanning at 3 µm resolution (operating at 25 kV, 11.6 nA). LA-ICP-MS mapping: laser energy of 5 J/cm2, repetition rate of 15 Hz, spot size of 10 µm, scan speed of 40 µm/s. | NIST 610, NIST 612, and GSD-1G as external standards | [147 empty] | 2025 | Wang, L., Han, R., Zhang, Y., Chen, Y., Liu, D. (2026). Unraveling the redistribution of trace elements during supergene processes: A case study from the Qingshan carbonate-hosted Zn-Pb deposit, SW China. Ore Geology Reviews, 188, 107059. |  | CHN | Southwest China
| Qingshan |  | Basin hydrothermal | Mississippi Valley-type (MVT) | MVT zinc-lead | Zn, Pb | Ge, Cd, Ag | Zn, Pb, Ge, Cd, Ag | Meng et al., 2023 |  | P5-1-1 | P5-1-1 | underground mine |  |  |  |  | ore material | polished section | grab | mineral separate | [5 empty] | mineralisation | primary sulfide ores and secondary non-sulfide ores |  |  | sphalerite, pyrite, galena, hemimorphite, willemite, goethite, smithsonite, cerussite | hydrothermal (stages 1–3), supergene | massive, brecciated, replacive, infilling | colloform, oscillatory zoning, replacement, core-mantle-rim, dendritic, botryoidal, euhedral, subhedral, anhedral |  |  |  | calcite, greenockite | polished sections (150 µm thick) | LA-ICPMS, EMPA, SEM-EDS | JEOL JXA-i SP100 microprobe equipped with five wavelength-dispersive spectrometers; Tescan Mira 3 field emission scanning electron microscope equipped with an energy dispersive spectrometer; Tescan Integrated Mineral Analyzer (TIMA) system comprising a field emission scanning electron microscope (Tescan Mira 3), integrated with four energy dispersive detectors (EDAXElement) | Guangzhou Tuoyan Analytical Technology Co., Ltd., Guizhou, China (GTAT) | EPMA: 15 kV accelerating potential and a beam current of 10 or 20 nA, with a defocused beam diameter of 5 µm; peak counting times for analyzed elements varied between 10 and 40 s, background measurements at 50% of the peak counting duration on both sides of the analyzed peak. SEM: operating voltage of 25 kV and a working distance of ~15.0 mm. TIMA: dot-mapping mode with a working distance of 15 mm, spot size of ~92 nm, scanning at 3 µm resolution (operating at 25 kV, 11.6 nA). LA-ICP-MS mapping: laser energy of 5 J/cm2, repetition rate of 15 Hz, spot size of 10 µm, scan speed of 40 µm/s. | NIST 610, NIST 612, and GSD-1G as external standards | [48 empty] | 0.93 | [7 empty] | 0.6 | [13 empty] | 3525 | [76 empty] | 2025 | Wang, L., Han, R., Zhang, Y., Chen, Y., Liu, D. (2026). Unraveling the redistribution of trace elements during supergene processes: A case study from the Qingshan carbonate-hosted Zn-Pb deposit, SW China. Ore Geology Reviews, 188, 107059. |  | CHN | Southwest China
| Qingshan |  | Basin hydrothermal | Mississippi Valley-type (MVT) | MVT zinc-lead | Zn, Pb | Ge, Cd, Ag | Zn, Pb, Ge, Cd, Ag | Meng et al., 2023 |  | P5-2-1 | P5-2-1 | underground mine |  |  |  |  | ore material | polished section | grab | mineral separate | [5 empty] | mineralisation | primary sulfide ores and secondary non-sulfide ores |  |  | sphalerite, pyrite, galena, hemimorphite, willemite, goethite, smithsonite, cerussite | hydrothermal (stages 1–3), supergene | massive, brecciated, replacive, infilling | colloform, oscillatory zoning, replacement, core-mantle-rim, dendritic, botryoidal, euhedral, subhedral, anhedral |  |  |  | calcite, greenockite | polished sections (150 µm thick) | LA-ICPMS, EMPA, SEM-EDS | JEOL JXA-i SP100 microprobe equipped with five wavelength-dispersive spectrometers; Tescan Mira 3 field emission scanning electron microscope equipped with an energy dispersive spectrometer; Tescan Integrated Mineral Analyzer (TIMA) system comprising a field emission scanning electron microscope (Tescan Mira 3), integrated with four energy dispersive detectors (EDAXElement) | Guangzhou Tuoyan Analytical Technology Co., Ltd., Guizhou, China (GTAT) | EPMA: 15 kV accelerating potential and a beam current of 10 or 20 nA, with a defocused beam diameter of 5 µm; peak counting times for analyzed elements varied between 10 and 40 s, background measurements at 50% of the peak counting duration on both sides of the analyzed peak. SEM: operating voltage of 25 kV and a working distance of ~15.0 mm. TIMA: dot-mapping mode with a working distance of 15 mm, spot size of ~92 nm, scanning at 3 µm resolution (operating at 25 kV, 11.6 nA). LA-ICP-MS mapping: laser energy of 5 J/cm2, repetition rate of 15 Hz, spot size of 10 µm, scan speed of 40 µm/s. | NIST 610, NIST 612, and GSD-1G as external standards | [48 empty] | 1 | [7 empty] | 0.4 | [13 empty] | 3369 | [76 empty] | 2025 | Wang, L., Han, R., Zhang, Y., Chen, Y., Liu, D. (2026). Unraveling the redistribution of trace elements during supergene processes: A case study from the Qingshan carbonate-hosted Zn-Pb deposit, SW China. Ore Geology Reviews, 188, 107059. |  | CHN | Southwest China
| Qingshan |  | Basin hydrothermal | Mississippi Valley-type (MVT) | MVT zinc-lead | Zn, Pb | Ge, Cd, Ag | Zn, Pb, Ge, Cd, Ag | Meng et al., 2023 |  | P5-3-1 | P5-3-1 | underground mine |  |  |  |  | ore material | polished section | grab | mineral separate | [5 empty] | mineralisation | primary sulfide ores and secondary non-sulfide ores |  |  | sphalerite, pyrite, galena, hemimorphite, willemite, goethite, smithsonite, cerussite | hydrothermal (stages 1–3), supergene | massive, brecciated, replacive, infilling | colloform, oscillatory zoning, replacement, core-mantle-rim, dendritic, botryoidal, euhedral, subhedral, anhedral |  |  |  | calcite, greenockite | polished sections (150 µm thick) | LA-ICPMS, EMPA, SEM-EDS | JEOL JXA-i SP100 microprobe equipped with five wavelength-dispersive spectrometers; Tescan Mira 3 field emission scanning electron microscope equipped with an energy dispersive spectrometer; Tescan Integrated Mineral Analyzer (TIMA) system comprising a field emission scanning electron microscope (Tescan Mira 3), integrated with four energy dispersive detectors (EDAXElement) | Guangzhou Tuoyan Analytical Technology Co., Ltd., Guizhou, China (GTAT) | EPMA: 15 kV accelerating potential and a beam current of 10 or 20 nA, with a defocused beam diameter of 5 µm; peak counting times for analyzed elements varied between 10 and 40 s, background measurements at 50% of the peak counting duration on both sides of the analyzed peak. SEM: operating voltage of 25 kV and a working distance of ~15.0 mm. TIMA: dot-mapping mode with a working distance of 15 mm, spot size of ~92 nm, scanning at 3 µm resolution (operating at 25 kV, 11.6 nA). LA-ICP-MS mapping: laser energy of 5 J/cm2, repetition rate of 15 Hz, spot size of 10 µm, scan speed of 40 µm/s. | NIST 610, NIST 612, and GSD-1G as external standards | [48 empty] | 1.02 | [7 empty] | 0.1 | [13 empty] | 3379 | [76 empty] | 2025 | Wang, L., Han, R., Zhang, Y., Chen, Y., Liu, D. (2026). Unraveling the redistribution of trace elements during supergene processes: A case study from the Qingshan carbonate-hosted Zn-Pb deposit, SW China. Ore Geology Reviews, 188, 107059. |  | CHN | Southwest China
| Qingshan |  | Basin hydrothermal | Mississippi Valley-type (MVT) | MVT zinc-lead | Zn, Pb | Ge, Cd, Ag | Zn, Pb, Ge, Cd, Ag | Meng et al., 2023 |  | P5-4-1 | P5-4-1 | underground mine |  |  |  |  | ore material | polished section | grab | mineral separate | [5 empty] | mineralisation | primary sulfide ores and secondary non-sulfide ores |  |  | sphalerite, pyrite, galena, hemimorphite, willemite, goethite, smithsonite, cerussite | hydrothermal (stages 1–3), supergene | massive, brecciated, replacive, infilling | colloform, oscillatory zoning, replacement, core-mantle-rim, dendritic, botryoidal, euhedral, subhedral, anhedral |  |  |  | calcite, greenockite | polished sections (150 µm thick) | LA-ICPMS, EMPA, SEM-EDS | JEOL JXA-i SP100 microprobe equipped with five wavelength-dispersive spectrometers; Tescan Mira 3 field emission scanning electron microscope equipped with an energy dispersive spectrometer; Tescan Integrated Mineral Analyzer (TIMA) system comprising a field emission scanning electron microscope (Tescan Mira 3), integrated with four energy dispersive detectors (EDAXElement) | Guangzhou Tuoyan Analytical Technology Co., Ltd., Guizhou, China (GTAT) | EPMA: 15 kV accelerating potential and a beam current of 10 or 20 nA, with a defocused beam diameter of 5 µm; peak counting times for analyzed elements varied between 10 and 40 s, background measurements at 50% of the peak counting duration on both sides of the analyzed peak. SEM: operating voltage of 25 kV and a working distance of ~15.0 mm. TIMA: dot-mapping mode with a working distance of 15 mm, spot size of ~92 nm, scanning at 3 µm resolution (operating at 25 kV, 11.6 nA). LA-ICP-MS mapping: laser energy of 5 J/cm2, repetition rate of 15 Hz, spot size of 10 µm, scan speed of 40 µm/s. | NIST 610, NIST 612, and GSD-1G as external standards | [48 empty] | 0.73 | [7 empty] | 0.9 | [13 empty] | 3377 | [76 empty] | 2025 | Wang, L., Han, R., Zhang, Y., Chen, Y., Liu, D. (2026). Unraveling the redistribution of trace elements during supergene processes: A case study from the Qingshan carbonate-hosted Zn-Pb deposit, SW China. Ore Geology Reviews, 188, 107059. |  | CHN | Southwest China
| Qingshan |  | Basin hydrothermal | Mississippi Valley-type (MVT) | MVT zinc-lead | Zn, Pb | Ge, Cd, Ag | Zn, Pb, Ge, Cd, Ag | Meng et al., 2023 |  | P5-5-1 | P5-5-1 | underground mine |  |  |  |  | ore material | polished section | grab | mineral separate | [5 empty] | mineralisation | primary sulfide ores and secondary non-sulfide ores |  |  | sphalerite, pyrite, galena, hemimorphite, willemite, goethite, smithsonite, cerussite | hydrothermal (stages 1–3), supergene | massive, brecciated, replacive, infilling | colloform, oscillatory zoning, replacement, core-mantle-rim, dendritic, botryoidal, euhedral, subhedral, anhedral |  |  |  | calcite, greenockite | polished sections (150 µm thick) | LA-ICPMS, EMPA, SEM-EDS | JEOL JXA-i SP100 microprobe equipped with five wavelength-dispersive spectrometers; Tescan Mira 3 field emission scanning electron microscope equipped with an energy dispersive spectrometer; Tescan Integrated Mineral Analyzer (TIMA) system comprising a field emission scanning electron microscope (Tescan Mira 3), integrated with four energy dispersive detectors (EDAXElement) | Guangzhou Tuoyan Analytical Technology Co., Ltd., Guizhou, China (GTAT) | EPMA: 15 kV accelerating potential and a beam current of 10 or 20 nA, with a defocused beam diameter of 5 µm; peak counting times for analyzed elements varied between 10 and 40 s, background measurements at 50% of the peak counting duration on both sides of the analyzed peak. SEM: operating voltage of 25 kV and a working distance of ~15.0 mm. TIMA: dot-mapping mode with a working distance of 15 mm, spot size of ~92 nm, scanning at 3 µm resolution (operating at 25 kV, 11.6 nA). LA-ICP-MS mapping: laser energy of 5 J/cm2, repetition rate of 15 Hz, spot size of 10 µm, scan speed of 40 µm/s. | NIST 610, NIST 612, and GSD-1G as external standards | [48 empty] | 1.47 | [7 empty] | 0.1 | [13 empty] | 2652 | [76 empty] | 2025 | Wang, L., Han, R., Zhang, Y., Chen, Y., Liu, D. (2026). Unraveling the redistribution of trace elements during supergene processes: A case study from the Qingshan carbonate-hosted Zn-Pb deposit, SW China. Ore Geology Reviews, 188, 107059. |  | CHN | Southwest China
| Qingshan |  | Basin hydrothermal | Mississippi Valley-type (MVT) | MVT zinc-lead | Zn, Pb | Ge, Cd, Ag | Zn, Pb, Ge, Cd, Ag | Meng et al., 2023 |  | P5-6-1 | P5-6-1 | underground mine |  |  |  |  | ore material | polished section | grab | mineral separate | [5 empty] | mineralisation | primary sulfide ores and secondary non-sulfide ores |  |  | sphalerite, pyrite, galena, hemimorphite, willemite, goethite, smithsonite, cerussite | hydrothermal (stages 1–3), supergene | massive, brecciated, replacive, infilling | colloform, oscillatory zoning, replacement, core-mantle-rim, dendritic, botryoidal, euhedral, subhedral, anhedral |  |  |  | calcite, greenockite | polished sections (150 µm thick) | LA-ICPMS, EMPA, SEM-EDS | JEOL JXA-i SP100 microprobe equipped with five wavelength-dispersive spectrometers; Tescan Mira 3 field emission scanning electron microscope equipped with an energy dispersive spectrometer; Tescan Integrated Mineral Analyzer (TIMA) system comprising a field emission scanning electron microscope (Tescan Mira 3), integrated with four energy dispersive detectors (EDAXElement) | Guangzhou Tuoyan Analytical Technology Co., Ltd., Guizhou, China (GTAT) | EPMA: 15 kV accelerating potential and a beam current of 10 or 20 nA, with a defocused beam diameter of 5 µm; peak counting times for analyzed elements varied between 10 and 40 s, background measurements at 50% of the peak counting duration on both sides of the analyzed peak. SEM: operating voltage of 25 kV and a working distance of ~15.0 mm. TIMA: dot-mapping mode with a working distance of 15 mm, spot size of ~92 nm, scanning at 3 µm resolution (operating at 25 kV, 11.6 nA). LA-ICP-MS mapping: laser energy of 5 J/cm2, repetition rate of 15 Hz, spot size of 10 µm, scan speed of 40 µm/s. | NIST 610, NIST 612, and GSD-1G as external standards | [48 empty] | 1.34 | [7 empty] | 0.1 | [13 empty] | 3409 | [76 empty] | 2025 | Wang, L., Han, R., Zhang, Y., Chen, Y., Liu, D. (2026). Unraveling the redistribution of trace elements during supergene processes: A case study from the Qingshan carbonate-hosted Zn-Pb deposit, SW China. Ore Geology Reviews, 188, 107059. |  | CHN | Southwest China
| Qingshan |  | Basin hydrothermal | Mississippi Valley-type (MVT) | MVT zinc-lead | Zn, Pb | Ge, Cd, Ag | Zn, Pb, Ge, Cd, Ag | Meng et al., 2023 |  | P5-7-1 | P5-7-1 | underground mine |  |  |  |  | ore material | polished section | grab | mineral separate | [5 empty] | mineralisation | primary sulfide ores and secondary non-sulfide ores |  |  | sphalerite, pyrite, galena, hemimorphite, willemite, goethite, smithsonite, cerussite | hydrothermal (stages 1–3), supergene | massive, brecciated, replacive, infilling | colloform, oscillatory zoning, replacement, core-mantle-rim, dendritic, botryoidal, euhedral, subhedral, anhedral |  |  |  | calcite, greenockite | polished sections (150 µm thick) | LA-ICPMS, EMPA, SEM-EDS | JEOL JXA-i SP100 microprobe equipped with five wavelength-dispersive spectrometers; Tescan Mira 3 field emission scanning electron microscope equipped with an energy dispersive spectrometer; Tescan Integrated Mineral Analyzer (TIMA) system comprising a field emission scanning electron microscope (Tescan Mira 3), integrated with four energy dispersive detectors (EDAXElement) | Guangzhou Tuoyan Analytical Technology Co., Ltd., Guizhou, China (GTAT) | EPMA: 15 kV accelerating potential and a beam current of 10 or 20 nA, with a defocused beam diameter of 5 µm; peak counting times for analyzed elements varied between 10 and 40 s, background measurements at 50% of the peak counting duration on both sides of the analyzed peak. SEM: operating voltage of 25 kV and a working distance of ~15.0 mm. TIMA: dot-mapping mode with a working distance of 15 mm, spot size of ~92 nm, scanning at 3 µm resolution (operating at 25 kV, 11.6 nA). LA-ICP-MS mapping: laser energy of 5 J/cm2, repetition rate of 15 Hz, spot size of 10 µm, scan speed of 40 µm/s. | NIST 610, NIST 612, and GSD-1G as external standards | [48 empty] | 0.8 | [7 empty] | 13.7 | [13 empty] | 3336 | [76 empty] | 2025 | Wang, L., Han, R., Zhang, Y., Chen, Y., Liu, D. (2026). Unraveling the redistribution of trace elements during supergene processes: A case study from the Qingshan carbonate-hosted Zn-Pb deposit, SW China. Ore Geology Reviews, 188, 107059. |  | CHN | Southwest China
| Qingshan |  | Basin hydrothermal | Mississippi Valley-type (MVT) | MVT zinc-lead | Zn, Pb | Ge, Cd, Ag | Zn, Pb, Ge, Cd, Ag | Meng et al., 2023 |  | P5-8-1 | P5-8-1 | underground mine |  |  |  |  | ore material | polished section | grab | mineral separate | [5 empty] | mineralisation | primary sulfide ores and secondary non-sulfide ores |  |  | sphalerite, pyrite, galena, hemimorphite, willemite, goethite, smithsonite, cerussite | hydrothermal (stages 1–3), supergene | massive, brecciated, replacive, infilling | colloform, oscillatory zoning, replacement, core-mantle-rim, dendritic, botryoidal, euhedral, subhedral, anhedral |  |  |  | calcite, greenockite | polished sections (150 µm thick) | LA-ICPMS, EMPA, SEM-EDS | JEOL JXA-i SP100 microprobe equipped with five wavelength-dispersive spectrometers; Tescan Mira 3 field emission scanning electron microscope equipped with an energy dispersive spectrometer; Tescan Integrated Mineral Analyzer (TIMA) system comprising a field emission scanning electron microscope (Tescan Mira 3), integrated with four energy dispersive detectors (EDAXElement) | Guangzhou Tuoyan Analytical Technology Co., Ltd., Guizhou, China (GTAT) | EPMA: 15 kV accelerating potential and a beam current of 10 or 20 nA, with a defocused beam diameter of 5 µm; peak counting times for analyzed elements varied between 10 and 40 s, background measurements at 50% of the peak counting duration on both sides of the analyzed peak. SEM: operating voltage of 25 kV and a working distance of ~15.0 mm. TIMA: dot-mapping mode with a working distance of 15 mm, spot size of ~92 nm, scanning at 3 µm resolution (operating at 25 kV, 11.6 nA). LA-ICP-MS mapping: laser energy of 5 J/cm2, repetition rate of 15 Hz, spot size of 10 µm, scan speed of 40 µm/s. | NIST 610, NIST 612, and GSD-1G as external standards | [48 empty] | 1.59 | [7 empty] | 0.1 | [13 empty] | 2303 | [76 empty] | 2025 | Wang, L., Han, R., Zhang, Y., Chen, Y., Liu, D. (2026). Unraveling the redistribution of trace elements during supergene processes: A case study from the Qingshan carbonate-hosted Zn-Pb deposit, SW China. Ore Geology Reviews, 188, 107059. |  | CHN | Southwest China
| Qingshan |  | Basin hydrothermal | Mississippi Valley-type (MVT) | MVT zinc-lead | Zn, Pb | Ge, Cd, Ag | Zn, Pb, Ge, Cd, Ag | Meng et al., 2023 |  | P5-9-1 | P5-9-1 | underground mine |  |  |  |  | ore material | polished section | grab | mineral separate | [5 empty] | mineralisation | primary sulfide ores and secondary non-sulfide ores |  |  | sphalerite, pyrite, galena, hemimorphite, willemite, goethite, smithsonite, cerussite | hydrothermal (stages 1–3), supergene | massive, brecciated, replacive, infilling | colloform, oscillatory zoning, replacement, core-mantle-rim, dendritic, botryoidal, euhedral, subhedral, anhedral |  |  |  | calcite, greenockite | polished sections (150 µm thick) | LA-ICPMS, EMPA, SEM-EDS | JEOL JXA-i SP100 microprobe equipped with five wavelength-dispersive spectrometers; Tescan Mira 3 field emission scanning electron microscope equipped with an energy dispersive spectrometer; Tescan Integrated Mineral Analyzer (TIMA) system comprising a field emission scanning electron microscope (Tescan Mira 3), integrated with four energy dispersive detectors (EDAXElement) | Guangzhou Tuoyan Analytical Technology Co., Ltd., Guizhou, China (GTAT) | EPMA: 15 kV accelerating potential and a beam current of 10 or 20 nA, with a defocused beam diameter of 5 µm; peak counting times for analyzed elements varied between 10 and 40 s, background measurements at 50% of the peak counting duration on both sides of the analyzed peak. SEM: operating voltage of 25 kV and a working distance of ~15.0 mm. TIMA: dot-mapping mode with a working distance of 15 mm, spot size of ~92 nm, scanning at 3 µm resolution (operating at 25 kV, 11.6 nA). LA-ICP-MS mapping: laser energy of 5 J/cm2, repetition rate of 15 Hz, spot size of 10 µm, scan speed of 40 µm/s. | NIST 610, NIST 612, and GSD-1G as external standards | [48 empty] | 0.92 | [7 empty] | 0.4 | [13 empty] | 3521 | [76 empty] | 2025 | Wang, L., Han, R., Zhang, Y., Chen, Y., Liu, D. (2026). Unraveling the redistribution of trace elements during supergene processes: A case study from the Qingshan carbonate-hosted Zn-Pb deposit, SW China. Ore Geology Reviews, 188, 107059. |  | CHN | Southwest China
| Qingshan |  | Basin hydrothermal | Mississippi Valley-type (MVT) | MVT zinc-lead | Zn, Pb | Ge, Cd, Ag | Zn, Pb, Ge, Cd, Ag | Meng et al., 2023 |  | P5-10-1 | P5-10-1 | underground mine |  |  |  |  | ore material | polished section | grab | mineral separate | [5 empty] | mineralisation | primary sulfide ores and secondary non-sulfide ores |  |  | sphalerite, pyrite, galena, hemimorphite, willemite, goethite, smithsonite, cerussite | hydrothermal (stages 1–3), supergene | massive, brecciated, replacive, infilling | colloform, oscillatory zoning, replacement, core-mantle-rim, dendritic, botryoidal, euhedral, subhedral, anhedral |  |  |  | calcite, greenockite | polished sections (150 µm thick) | LA-ICPMS, EMPA, SEM-EDS | JEOL JXA-i SP100 microprobe equipped with five wavelength-dispersive spectrometers; Tescan Mira 3 field emission scanning electron microscope equipped with an energy dispersive spectrometer; Tescan Integrated Mineral Analyzer (TIMA) system comprising a field emission scanning electron microscope (Tescan Mira 3), integrated with four energy dispersive detectors (EDAXElement) | Guangzhou Tuoyan Analytical Technology Co., Ltd., Guizhou, China (GTAT) | EPMA: 15 kV accelerating potential and a beam current of 10 or 20 nA, with a defocused beam diameter of 5 µm; peak counting times for analyzed elements varied between 10 and 40 s, background measurements at 50% of the peak counting duration on both sides of the analyzed peak. SEM: operating voltage of 25 kV and a working distance of ~15.0 mm. TIMA: dot-mapping mode with a working distance of 15 mm, spot size of ~92 nm, scanning at 3 µm resolution (operating at 25 kV, 11.6 nA). LA-ICP-MS mapping: laser energy of 5 J/cm2, repetition rate of 15 Hz, spot size of 10 µm, scan speed of 40 µm/s. | NIST 610, NIST 612, and GSD-1G as external standards | [48 empty] | 13.68 | [7 empty] | 0.1 | [13 empty] | 3266 | [76 empty] | 2025 | Wang, L., Han, R., Zhang, Y., Chen, Y., Liu, D. (2026). Unraveling the redistribution of trace elements during supergene processes: A case study from the Qingshan carbonate-hosted Zn-Pb deposit, SW China. Ore Geology Reviews, 188, 107059. |  | CHN | Southwest China
| Qingshan |  | Basin hydrothermal | Mississippi Valley-type (MVT) | MVT zinc-lead | Zn, Pb | Ge, Cd, Ag | Zn, Pb, Ge, Cd, Ag | Meng et al., 2023 |  | P5-11-1 | P5-11-1 | underground mine |  |  |  |  | ore material | polished section | grab | mineral separate | [5 empty] | mineralisation | primary sulfide ores and secondary non-sulfide ores |  |  | sphalerite, pyrite, galena, hemimorphite, willemite, goethite, smithsonite, cerussite | hydrothermal (stages 1–3), supergene | massive, brecciated, replacive, infilling | colloform, oscillatory zoning, replacement, core-mantle-rim, dendritic, botryoidal, euhedral, subhedral, anhedral |  |  |  | calcite, greenockite | polished sections (150 µm thick) | LA-ICPMS, EMPA, SEM-EDS | JEOL JXA-i SP100 microprobe equipped with five wavelength-dispersive spectrometers; Tescan Mira 3 field emission scanning electron microscope equipped with an energy dispersive spectrometer; Tescan Integrated Mineral Analyzer (TIMA) system comprising a field emission scanning electron microscope (Tescan Mira 3), integrated with four energy dispersive detectors (EDAXElement) | Guangzhou Tuoyan Analytical Technology Co., Ltd., Guizhou, China (GTAT) | EPMA: 15 kV accelerating potential and a beam current of 10 or 20 nA, with a defocused beam diameter of 5 µm; peak counting times for analyzed elements varied between 10 and 40 s, background measurements at 50% of the peak counting duration on both sides of the analyzed peak. SEM: operating voltage of 25 kV and a working distance of ~15.0 mm. TIMA: dot-mapping mode with a working distance of 15 mm, spot size of ~92 nm, scanning at 3 µm resolution (operating at 25 kV, 11.6 nA). LA-ICP-MS mapping: laser energy of 5 J/cm2, repetition rate of 15 Hz, spot size of 10 µm, scan speed of 40 µm/s. | NIST 610, NIST 612, and GSD-1G as external standards | [48 empty] | 0.47 | [7 empty] | 0.3 | [13 empty] | 4744 | [76 empty] | 2025 | Wang, L., Han, R., Zhang, Y., Chen, Y., Liu, D. (2026). Unraveling the redistribution of trace elements during supergene processes: A case study from the Qingshan carbonate-hosted Zn-Pb deposit, SW China. Ore Geology Reviews, 188, 107059. |  | CHN | Southwest China
| Qingshan |  | Basin hydrothermal | Mississippi Valley-type (MVT) | MVT zinc-lead | Zn, Pb | Ge, Cd, Ag | Zn, Pb, Ge, Cd, Ag | Meng et al., 2023 |  | P5-12-1 | P5-12-1 | underground mine |  |  |  |  | ore material | polished section | grab | mineral separate | [5 empty] | mineralisation | primary sulfide ores and secondary non-sulfide ores |  |  | sphalerite, pyrite, galena, hemimorphite, willemite, goethite, smithsonite, cerussite | hydrothermal (stages 1–3), supergene | massive, brecciated, replacive, infilling | colloform, oscillatory zoning, replacement, core-mantle-rim, dendritic, botryoidal, euhedral, subhedral, anhedral |  |  |  | calcite, greenockite | polished sections (150 µm thick) | LA-ICPMS, EMPA, SEM-EDS | JEOL JXA-i SP100 microprobe equipped with five wavelength-dispersive spectrometers; Tescan Mira 3 field emission scanning electron microscope equipped with an energy dispersive spectrometer; Tescan Integrated Mineral Analyzer (TIMA) system comprising a field emission scanning electron microscope (Tescan Mira 3), integrated with four energy dispersive detectors (EDAXElement) | Guangzhou Tuoyan Analytical Technology Co., Ltd., Guizhou, China (GTAT) | EPMA: 15 kV accelerating potential and a beam current of 10 or 20 nA, with a defocused beam diameter of 5 µm; peak counting times for analyzed elements varied between 10 and 40 s, background measurements at 50% of the peak counting duration on both sides of the analyzed peak. SEM: operating voltage of 25 kV and a working distance of ~15.0 mm. TIMA: dot-mapping mode with a working distance of 15 mm, spot size of ~92 nm, scanning at 3 µm resolution (operating at 25 kV, 11.6 nA). LA-ICP-MS mapping: laser energy of 5 J/cm2, repetition rate of 15 Hz, spot size of 10 µm, scan speed of 40 µm/s. | NIST 610, NIST 612, and GSD-1G as external standards | [48 empty] | 1.01 | [7 empty] | 0.1 | [13 empty] | 2296 | [76 empty] | 2025 | Wang, L., Han, R., Zhang, Y., Chen, Y., Liu, D. (2026). Unraveling the redistribution of trace elements during supergene processes: A case study from the Qingshan carbonate-hosted Zn-Pb deposit, SW China. Ore Geology Reviews, 188, 107059. |  | CHN | Southwest China
| Qingshan |  | Basin hydrothermal | Mississippi Valley-type (MVT) | MVT zinc-lead | Zn, Pb | Ge, Cd, Ag | Zn, Pb, Ge, Cd, Ag | Meng et al., 2023 |  | Sauda deposit, Norway (Cook et al., 2009)-1 | Sauda deposit, Norway (Cook et al., 2009)-1 | underground mine |  |  |  |  | ore material | polished section | grab | mineral separate | [5 empty] | mineralisation | primary sulfide ores and secondary non-sulfide ores |  |  | sphalerite, pyrite, galena, hemimorphite, willemite, goethite, smithsonite, cerussite | hydrothermal (stages 1–3), supergene | massive, brecciated, replacive, infilling | colloform, oscillatory zoning, replacement, core-mantle-rim, dendritic, botryoidal, euhedral, subhedral, anhedral |  |  |  | calcite, greenockite | polished sections (150 µm thick) | LA-ICPMS, EMPA, SEM-EDS | JEOL JXA-i SP100 microprobe equipped with five wavelength-dispersive spectrometers; Tescan Mira 3 field emission scanning electron microscope equipped with an energy dispersive spectrometer; Tescan Integrated Mineral Analyzer (TIMA) system comprising a field emission scanning electron microscope (Tescan Mira 3), integrated with four energy dispersive detectors (EDAXElement) | Guangzhou Tuoyan Analytical Technology Co., Ltd., Guizhou, China (GTAT) | EPMA: 15 kV accelerating potential and a beam current of 10 or 20 nA, with a defocused beam diameter of 5 µm; peak counting times for analyzed elements varied between 10 and 40 s, background measurements at 50% of the peak counting duration on both sides of the analyzed peak. SEM: operating voltage of 25 kV and a working distance of ~15.0 mm. TIMA: dot-mapping mode with a working distance of 15 mm, spot size of ~92 nm, scanning at 3 µm resolution (operating at 25 kV, 11.6 nA). LA-ICP-MS mapping: laser energy of 5 J/cm2, repetition rate of 15 Hz, spot size of 10 µm, scan speed of 40 µm/s. | NIST 610, NIST 612, and GSD-1G as external standards | [147 empty] | 2025 | Wang, L., Han, R., Zhang, Y., Chen, Y., Liu, D. (2026). Unraveling the redistribution of trace elements during supergene processes: A case study from the Qingshan carbonate-hosted Zn-Pb deposit, SW China. Ore Geology Reviews, 188, 107059. |  | CHN | Southwest China
| Qingshan |  | Basin hydrothermal | Mississippi Valley-type (MVT) | MVT zinc-lead | Zn, Pb | Ge, Cd, Ag | Zn, Pb, Ge, Cd, Ag | Meng et al., 2023 |  | Source file-16 | Source file-16 | underground mine |  |  |  |  | ore material | polished section | grab | mineral separate | [5 empty] | mineralisation | primary sulfide ores and secondary non-sulfide ores |  |  | sphalerite, pyrite, galena, hemimorphite, willemite, goethite, smithsonite, cerussite | hydrothermal (stages 1–3), supergene | massive, brecciated, replacive, infilling | colloform, oscillatory zoning, replacement, core-mantle-rim, dendritic, botryoidal, euhedral, subhedral, anhedral |  |  |  | calcite, greenockite | polished sections (150 µm thick) | LA-ICPMS, EMPA, SEM-EDS | JEOL JXA-i SP100 microprobe equipped with five wavelength-dispersive spectrometers; Tescan Mira 3 field emission scanning electron microscope equipped with an energy dispersive spectrometer; Tescan Integrated Mineral Analyzer (TIMA) system comprising a field emission scanning electron microscope (Tescan Mira 3), integrated with four energy dispersive detectors (EDAXElement) | Guangzhou Tuoyan Analytical Technology Co., Ltd., Guizhou, China (GTAT) | EPMA: 15 kV accelerating potential and a beam current of 10 or 20 nA, with a defocused beam diameter of 5 µm; peak counting times for analyzed elements varied between 10 and 40 s, background measurements at 50% of the peak counting duration on both sides of the analyzed peak. SEM: operating voltage of 25 kV and a working distance of ~15.0 mm. TIMA: dot-mapping mode with a working distance of 15 mm, spot size of ~92 nm, scanning at 3 µm resolution (operating at 25 kV, 11.6 nA). LA-ICP-MS mapping: laser energy of 5 J/cm2, repetition rate of 15 Hz, spot size of 10 µm, scan speed of 40 µm/s. | NIST 610, NIST 612, and GSD-1G as external standards | [147 empty] | 2025 | Wang, L., Han, R., Zhang, Y., Chen, Y., Liu, D. (2026). Unraveling the redistribution of trace elements during supergene processes: A case study from the Qingshan carbonate-hosted Zn-Pb deposit, SW China. Ore Geology Reviews, 188, 107059. |  | CHN | Southwest China
| Qingshan |  | Basin hydrothermal | Mississippi Valley-type (MVT) | MVT zinc-lead | Zn, Pb | Ge, Cd, Ag | Zn, Pb, Ge, Cd, Ag | Meng et al., 2023 |  | Sa-1-1-1 | Sa-1-1-1 | underground mine |  |  |  |  | ore material | polished section | grab | mineral separate | [5 empty] | mineralisation | primary sulfide ores and secondary non-sulfide ores |  |  | sphalerite, pyrite, galena, hemimorphite, willemite, goethite, smithsonite, cerussite | hydrothermal (stages 1–3), supergene | massive, brecciated, replacive, infilling | colloform, oscillatory zoning, replacement, core-mantle-rim, dendritic, botryoidal, euhedral, subhedral, anhedral |  |  |  | calcite, greenockite | polished sections (150 µm thick) | LA-ICPMS, EMPA, SEM-EDS | JEOL JXA-i SP100 microprobe equipped with five wavelength-dispersive spectrometers; Tescan Mira 3 field emission scanning electron microscope equipped with an energy dispersive spectrometer; Tescan Integrated Mineral Analyzer (TIMA) system comprising a field emission scanning electron microscope (Tescan Mira 3), integrated with four energy dispersive detectors (EDAXElement) | Guangzhou Tuoyan Analytical Technology Co., Ltd., Guizhou, China (GTAT) | EPMA: 15 kV accelerating potential and a beam current of 10 or 20 nA, with a defocused beam diameter of 5 µm; peak counting times for analyzed elements varied between 10 and 40 s, background measurements at 50% of the peak counting duration on both sides of the analyzed peak. SEM: operating voltage of 25 kV and a working distance of ~15.0 mm. TIMA: dot-mapping mode with a working distance of 15 mm, spot size of ~92 nm, scanning at 3 µm resolution (operating at 25 kV, 11.6 nA). LA-ICP-MS mapping: laser energy of 5 J/cm2, repetition rate of 15 Hz, spot size of 10 µm, scan speed of 40 µm/s. | NIST 610, NIST 612, and GSD-1G as external standards | [48 empty] | 1.43 | [7 empty] | 42 | [13 empty] | 1449 | [76 empty] | 2025 | Wang, L., Han, R., Zhang, Y., Chen, Y., Liu, D. (2026). Unraveling the redistribution of trace elements during supergene processes: A case study from the Qingshan carbonate-hosted Zn-Pb deposit, SW China. Ore Geology Reviews, 188, 107059. |  | CHN | Southwest China
| Qingshan |  | Basin hydrothermal | Mississippi Valley-type (MVT) | MVT zinc-lead | Zn, Pb | Ge, Cd, Ag | Zn, Pb, Ge, Cd, Ag | Meng et al., 2023 |  | Sa-1-2-1 | Sa-1-2-1 | underground mine |  |  |  |  | ore material | polished section | grab | mineral separate | [5 empty] | mineralisation | primary sulfide ores and secondary non-sulfide ores |  |  | sphalerite, pyrite, galena, hemimorphite, willemite, goethite, smithsonite, cerussite | hydrothermal (stages 1–3), supergene | massive, brecciated, replacive, infilling | colloform, oscillatory zoning, replacement, core-mantle-rim, dendritic, botryoidal, euhedral, subhedral, anhedral |  |  |  | calcite, greenockite | polished sections (150 µm thick) | LA-ICPMS, EMPA, SEM-EDS | JEOL JXA-i SP100 microprobe equipped with five wavelength-dispersive spectrometers; Tescan Mira 3 field emission scanning electron microscope equipped with an energy dispersive spectrometer; Tescan Integrated Mineral Analyzer (TIMA) system comprising a field emission scanning electron microscope (Tescan Mira 3), integrated with four energy dispersive detectors (EDAXElement) | Guangzhou Tuoyan Analytical Technology Co., Ltd., Guizhou, China (GTAT) | EPMA: 15 kV accelerating potential and a beam current of 10 or 20 nA, with a defocused beam diameter of 5 µm; peak counting times for analyzed elements varied between 10 and 40 s, background measurements at 50% of the peak counting duration on both sides of the analyzed peak. SEM: operating voltage of 25 kV and a working distance of ~15.0 mm. TIMA: dot-mapping mode with a working distance of 15 mm, spot size of ~92 nm, scanning at 3 µm resolution (operating at 25 kV, 11.6 nA). LA-ICP-MS mapping: laser energy of 5 J/cm2, repetition rate of 15 Hz, spot size of 10 µm, scan speed of 40 µm/s. | NIST 610, NIST 612, and GSD-1G as external standards | [48 empty] | 0.9 | [7 empty] | 30 | [13 empty] | 898 | [76 empty] | 2025 | Wang, L., Han, R., Zhang, Y., Chen, Y., Liu, D. (2026). Unraveling the redistribution of trace elements during supergene processes: A case study from the Qingshan carbonate-hosted Zn-Pb deposit, SW China. Ore Geology Reviews, 188, 107059. |  | CHN | Southwest China
| Qingshan |  | Basin hydrothermal | Mississippi Valley-type (MVT) | MVT zinc-lead | Zn, Pb | Ge, Cd, Ag | Zn, Pb, Ge, Cd, Ag | Meng et al., 2023 |  | Sa-1-3-1 | Sa-1-3-1 | underground mine |  |  |  |  | ore material | polished section | grab | mineral separate | [5 empty] | mineralisation | primary sulfide ores and secondary non-sulfide ores |  |  | sphalerite, pyrite, galena, hemimorphite, willemite, goethite, smithsonite, cerussite | hydrothermal (stages 1–3), supergene | massive, brecciated, replacive, infilling | colloform, oscillatory zoning, replacement, core-mantle-rim, dendritic, botryoidal, euhedral, subhedral, anhedral |  |  |  | calcite, greenockite | polished sections (150 µm thick) | LA-ICPMS, EMPA, SEM-EDS | JEOL JXA-i SP100 microprobe equipped with five wavelength-dispersive spectrometers; Tescan Mira 3 field emission scanning electron microscope equipped with an energy dispersive spectrometer; Tescan Integrated Mineral Analyzer (TIMA) system comprising a field emission scanning electron microscope (Tescan Mira 3), integrated with four energy dispersive detectors (EDAXElement) | Guangzhou Tuoyan Analytical Technology Co., Ltd., Guizhou, China (GTAT) | EPMA: 15 kV accelerating potential and a beam current of 10 or 20 nA, with a defocused beam diameter of 5 µm; peak counting times for analyzed elements varied between 10 and 40 s, background measurements at 50% of the peak counting duration on both sides of the analyzed peak. SEM: operating voltage of 25 kV and a working distance of ~15.0 mm. TIMA: dot-mapping mode with a working distance of 15 mm, spot size of ~92 nm, scanning at 3 µm resolution (operating at 25 kV, 11.6 nA). LA-ICP-MS mapping: laser energy of 5 J/cm2, repetition rate of 15 Hz, spot size of 10 µm, scan speed of 40 µm/s. | NIST 610, NIST 612, and GSD-1G as external standards | [48 empty] | 0.99 | [7 empty] | 30 | [13 empty] | 892 | [76 empty] | 2025 | Wang, L., Han, R., Zhang, Y., Chen, Y., Liu, D. (2026). Unraveling the redistribution of trace elements during supergene processes: A case study from the Qingshan carbonate-hosted Zn-Pb deposit, SW China. Ore Geology Reviews, 188, 107059. |  | CHN | Southwest China
| Qingshan |  | Basin hydrothermal | Mississippi Valley-type (MVT) | MVT zinc-lead | Zn, Pb | Ge, Cd, Ag | Zn, Pb, Ge, Cd, Ag | Meng et al., 2023 |  | Sa-1-4-1 | Sa-1-4-1 | underground mine |  |  |  |  | ore material | polished section | grab | mineral separate | [5 empty] | mineralisation | primary sulfide ores and secondary non-sulfide ores |  |  | sphalerite, pyrite, galena, hemimorphite, willemite, goethite, smithsonite, cerussite | hydrothermal (stages 1–3), supergene | massive, brecciated, replacive, infilling | colloform, oscillatory zoning, replacement, core-mantle-rim, dendritic, botryoidal, euhedral, subhedral, anhedral |  |  |  | calcite, greenockite | polished sections (150 µm thick) | LA-ICPMS, EMPA, SEM-EDS | JEOL JXA-i SP100 microprobe equipped with five wavelength-dispersive spectrometers; Tescan Mira 3 field emission scanning electron microscope equipped with an energy dispersive spectrometer; Tescan Integrated Mineral Analyzer (TIMA) system comprising a field emission scanning electron microscope (Tescan Mira 3), integrated with four energy dispersive detectors (EDAXElement) | Guangzhou Tuoyan Analytical Technology Co., Ltd., Guizhou, China (GTAT) | EPMA: 15 kV accelerating potential and a beam current of 10 or 20 nA, with a defocused beam diameter of 5 µm; peak counting times for analyzed elements varied between 10 and 40 s, background measurements at 50% of the peak counting duration on both sides of the analyzed peak. SEM: operating voltage of 25 kV and a working distance of ~15.0 mm. TIMA: dot-mapping mode with a working distance of 15 mm, spot size of ~92 nm, scanning at 3 µm resolution (operating at 25 kV, 11.6 nA). LA-ICP-MS mapping: laser energy of 5 J/cm2, repetition rate of 15 Hz, spot size of 10 µm, scan speed of 40 µm/s. | NIST 610, NIST 612, and GSD-1G as external standards | [48 empty] | 0.94 | [7 empty] | 29 | [13 empty] | 923 | [76 empty] | 2025 | Wang, L., Han, R., Zhang, Y., Chen, Y., Liu, D. (2026). Unraveling the redistribution of trace elements during supergene processes: A case study from the Qingshan carbonate-hosted Zn-Pb deposit, SW China. Ore Geology Reviews, 188, 107059. |  | CHN | Southwest China
| Qingshan |  | Basin hydrothermal | Mississippi Valley-type (MVT) | MVT zinc-lead | Zn, Pb | Ge, Cd, Ag | Zn, Pb, Ge, Cd, Ag | Meng et al., 2023 |  | Sa-1-5-1 | Sa-1-5-1 | underground mine |  |  |  |  | ore material | polished section | grab | mineral separate | [5 empty] | mineralisation | primary sulfide ores and secondary non-sulfide ores |  |  | sphalerite, pyrite, galena, hemimorphite, willemite, goethite, smithsonite, cerussite | hydrothermal (stages 1–3), supergene | massive, brecciated, replacive, infilling | colloform, oscillatory zoning, replacement, core-mantle-rim, dendritic, botryoidal, euhedral, subhedral, anhedral |  |  |  | calcite, greenockite | polished sections (150 µm thick) | LA-ICPMS, EMPA, SEM-EDS | JEOL JXA-i SP100 microprobe equipped with five wavelength-dispersive spectrometers; Tescan Mira 3 field emission scanning electron microscope equipped with an energy dispersive spectrometer; Tescan Integrated Mineral Analyzer (TIMA) system comprising a field emission scanning electron microscope (Tescan Mira 3), integrated with four energy dispersive detectors (EDAXElement) | Guangzhou Tuoyan Analytical Technology Co., Ltd., Guizhou, China (GTAT) | EPMA: 15 kV accelerating potential and a beam current of 10 or 20 nA, with a defocused beam diameter of 5 µm; peak counting times for analyzed elements varied between 10 and 40 s, background measurements at 50% of the peak counting duration on both sides of the analyzed peak. SEM: operating voltage of 25 kV and a working distance of ~15.0 mm. TIMA: dot-mapping mode with a working distance of 15 mm, spot size of ~92 nm, scanning at 3 µm resolution (operating at 25 kV, 11.6 nA). LA-ICP-MS mapping: laser energy of 5 J/cm2, repetition rate of 15 Hz, spot size of 10 µm, scan speed of 40 µm/s. | NIST 610, NIST 612, and GSD-1G as external standards | [48 empty] | 1.1 | [7 empty] | 27 | [13 empty] | 941 | [76 empty] | 2025 | Wang, L., Han, R., Zhang, Y., Chen, Y., Liu, D. (2026). Unraveling the redistribution of trace elements during supergene processes: A case study from the Qingshan carbonate-hosted Zn-Pb deposit, SW China. Ore Geology Reviews, 188, 107059. |  | CHN | Southwest China
| Qingshan |  | Basin hydrothermal | Mississippi Valley-type (MVT) | MVT zinc-lead | Zn, Pb | Ge, Cd, Ag | Zn, Pb, Ge, Cd, Ag | Meng et al., 2023 |  | Sa-1-6-1 | Sa-1-6-1 | underground mine |  |  |  |  | ore material | polished section | grab | mineral separate | [5 empty] | mineralisation | primary sulfide ores and secondary non-sulfide ores |  |  | sphalerite, pyrite, galena, hemimorphite, willemite, goethite, smithsonite, cerussite | hydrothermal (stages 1–3), supergene | massive, brecciated, replacive, infilling | colloform, oscillatory zoning, replacement, core-mantle-rim, dendritic, botryoidal, euhedral, subhedral, anhedral |  |  |  | calcite, greenockite | polished sections (150 µm thick) | LA-ICPMS, EMPA, SEM-EDS | JEOL JXA-i SP100 microprobe equipped with five wavelength-dispersive spectrometers; Tescan Mira 3 field emission scanning electron microscope equipped with an energy dispersive spectrometer; Tescan Integrated Mineral Analyzer (TIMA) system comprising a field emission scanning electron microscope (Tescan Mira 3), integrated with four energy dispersive detectors (EDAXElement) | Guangzhou Tuoyan Analytical Technology Co., Ltd., Guizhou, China (GTAT) | EPMA: 15 kV accelerating potential and a beam current of 10 or 20 nA, with a defocused beam diameter of 5 µm; peak counting times for analyzed elements varied between 10 and 40 s, background measurements at 50% of the peak counting duration on both sides of the analyzed peak. SEM: operating voltage of 25 kV and a working distance of ~15.0 mm. TIMA: dot-mapping mode with a working distance of 15 mm, spot size of ~92 nm, scanning at 3 µm resolution (operating at 25 kV, 11.6 nA). LA-ICP-MS mapping: laser energy of 5 J/cm2, repetition rate of 15 Hz, spot size of 10 µm, scan speed of 40 µm/s. | NIST 610, NIST 612, and GSD-1G as external standards | [48 empty] | 0.86 | [7 empty] | 28 | [13 empty] | 919 | [76 empty] | 2025 | Wang, L., Han, R., Zhang, Y., Chen, Y., Liu, D. (2026). Unraveling the redistribution of trace elements during supergene processes: A case study from the Qingshan carbonate-hosted Zn-Pb deposit, SW China. Ore Geology Reviews, 188, 107059. |  | CHN | Southwest China
| Qingshan |  | Basin hydrothermal | Mississippi Valley-type (MVT) | MVT zinc-lead | Zn, Pb | Ge, Cd, Ag | Zn, Pb, Ge, Cd, Ag | Meng et al., 2023 |  | Sa-1-7-1 | Sa-1-7-1 | underground mine |  |  |  |  | ore material | polished section | grab | mineral separate | [5 empty] | mineralisation | primary sulfide ores and secondary non-sulfide ores |  |  | sphalerite, pyrite, galena, hemimorphite, willemite, goethite, smithsonite, cerussite | hydrothermal (stages 1–3), supergene | massive, brecciated, replacive, infilling | colloform, oscillatory zoning, replacement, core-mantle-rim, dendritic, botryoidal, euhedral, subhedral, anhedral |  |  |  | calcite, greenockite | polished sections (150 µm thick) | LA-ICPMS, EMPA, SEM-EDS | JEOL JXA-i SP100 microprobe equipped with five wavelength-dispersive spectrometers; Tescan Mira 3 field emission scanning electron microscope equipped with an energy dispersive spectrometer; Tescan Integrated Mineral Analyzer (TIMA) system comprising a field emission scanning electron microscope (Tescan Mira 3), integrated with four energy dispersive detectors (EDAXElement) | Guangzhou Tuoyan Analytical Technology Co., Ltd., Guizhou, China (GTAT) | EPMA: 15 kV accelerating potential and a beam current of 10 or 20 nA, with a defocused beam diameter of 5 µm; peak counting times for analyzed elements varied between 10 and 40 s, background measurements at 50% of the peak counting duration on both sides of the analyzed peak. SEM: operating voltage of 25 kV and a working distance of ~15.0 mm. TIMA: dot-mapping mode with a working distance of 15 mm, spot size of ~92 nm, scanning at 3 µm resolution (operating at 25 kV, 11.6 nA). LA-ICP-MS mapping: laser energy of 5 J/cm2, repetition rate of 15 Hz, spot size of 10 µm, scan speed of 40 µm/s. | NIST 610, NIST 612, and GSD-1G as external standards | [48 empty] | 1.07 | [7 empty] | 28 | [13 empty] | 934 | [76 empty] | 2025 | Wang, L., Han, R., Zhang, Y., Chen, Y., Liu, D. (2026). Unraveling the redistribution of trace elements during supergene processes: A case study from the Qingshan carbonate-hosted Zn-Pb deposit, SW China. Ore Geology Reviews, 188, 107059. |  | CHN | Southwest China
| Qingshan |  | Basin hydrothermal | Mississippi Valley-type (MVT) | MVT zinc-lead | Zn, Pb | Ge, Cd, Ag | Zn, Pb, Ge, Cd, Ag | Meng et al., 2023 |  | Sa-1-8-1 | Sa-1-8-1 | underground mine |  |  |  |  | ore material | polished section | grab | mineral separate | [5 empty] | mineralisation | primary sulfide ores and secondary non-sulfide ores |  |  | sphalerite, pyrite, galena, hemimorphite, willemite, goethite, smithsonite, cerussite | hydrothermal (stages 1–3), supergene | massive, brecciated, replacive, infilling | colloform, oscillatory zoning, replacement, core-mantle-rim, dendritic, botryoidal, euhedral, subhedral, anhedral |  |  |  | calcite, greenockite | polished sections (150 µm thick) | LA-ICPMS, EMPA, SEM-EDS | JEOL JXA-i SP100 microprobe equipped with five wavelength-dispersive spectrometers; Tescan Mira 3 field emission scanning electron microscope equipped with an energy dispersive spectrometer; Tescan Integrated Mineral Analyzer (TIMA) system comprising a field emission scanning electron microscope (Tescan Mira 3), integrated with four energy dispersive detectors (EDAXElement) | Guangzhou Tuoyan Analytical Technology Co., Ltd., Guizhou, China (GTAT) | EPMA: 15 kV accelerating potential and a beam current of 10 or 20 nA, with a defocused beam diameter of 5 µm; peak counting times for analyzed elements varied between 10 and 40 s, background measurements at 50% of the peak counting duration on both sides of the analyzed peak. SEM: operating voltage of 25 kV and a working distance of ~15.0 mm. TIMA: dot-mapping mode with a working distance of 15 mm, spot size of ~92 nm, scanning at 3 µm resolution (operating at 25 kV, 11.6 nA). LA-ICP-MS mapping: laser energy of 5 J/cm2, repetition rate of 15 Hz, spot size of 10 µm, scan speed of 40 µm/s. | NIST 610, NIST 612, and GSD-1G as external standards | [48 empty] | 0.91 | [7 empty] | 28 | [13 empty] | 874 | [76 empty] | 2025 | Wang, L., Han, R., Zhang, Y., Chen, Y., Liu, D. (2026). Unraveling the redistribution of trace elements during supergene processes: A case study from the Qingshan carbonate-hosted Zn-Pb deposit, SW China. Ore Geology Reviews, 188, 107059. |  | CHN | Southwest China
| Qingshan |  | Basin hydrothermal | Mississippi Valley-type (MVT) | MVT zinc-lead | Zn, Pb | Ge, Cd, Ag | Zn, Pb, Ge, Cd, Ag | Meng et al., 2023 |  | Sa-1-9-1 | Sa-1-9-1 | underground mine |  |  |  |  | ore material | polished section | grab | mineral separate | [5 empty] | mineralisation | primary sulfide ores and secondary non-sulfide ores |  |  | sphalerite, pyrite, galena, hemimorphite, willemite, goethite, smithsonite, cerussite | hydrothermal (stages 1–3), supergene | massive, brecciated, replacive, infilling | colloform, oscillatory zoning, replacement, core-mantle-rim, dendritic, botryoidal, euhedral, subhedral, anhedral |  |  |  | calcite, greenockite | polished sections (150 µm thick) | LA-ICPMS, EMPA, SEM-EDS | JEOL JXA-i SP100 microprobe equipped with five wavelength-dispersive spectrometers; Tescan Mira 3 field emission scanning electron microscope equipped with an energy dispersive spectrometer; Tescan Integrated Mineral Analyzer (TIMA) system comprising a field emission scanning electron microscope (Tescan Mira 3), integrated with four energy dispersive detectors (EDAXElement) | Guangzhou Tuoyan Analytical Technology Co., Ltd., Guizhou, China (GTAT) | EPMA: 15 kV accelerating potential and a beam current of 10 or 20 nA, with a defocused beam diameter of 5 µm; peak counting times for analyzed elements varied between 10 and 40 s, background measurements at 50% of the peak counting duration on both sides of the analyzed peak. SEM: operating voltage of 25 kV and a working distance of ~15.0 mm. TIMA: dot-mapping mode with a working distance of 15 mm, spot size of ~92 nm, scanning at 3 µm resolution (operating at 25 kV, 11.6 nA). LA-ICP-MS mapping: laser energy of 5 J/cm2, repetition rate of 15 Hz, spot size of 10 µm, scan speed of 40 µm/s. | NIST 610, NIST 612, and GSD-1G as external standards | [48 empty] | 1.06 | [7 empty] | 27 | [13 empty] | 940 | [76 empty] | 2025 | Wang, L., Han, R., Zhang, Y., Chen, Y., Liu, D. (2026). Unraveling the redistribution of trace elements during supergene processes: A case study from the Qingshan carbonate-hosted Zn-Pb deposit, SW China. Ore Geology Reviews, 188, 107059. |  | CHN | Southwest China
| Qingshan |  | Basin hydrothermal | Mississippi Valley-type (MVT) | MVT zinc-lead | Zn, Pb | Ge, Cd, Ag | Zn, Pb, Ge, Cd, Ag | Meng et al., 2023 |  | Sa-1-10-1 | Sa-1-10-1 | underground mine |  |  |  |  | ore material | polished section | grab | mineral separate | [5 empty] | mineralisation | primary sulfide ores and secondary non-sulfide ores |  |  | sphalerite, pyrite, galena, hemimorphite, willemite, goethite, smithsonite, cerussite | hydrothermal (stages 1–3), supergene | massive, brecciated, replacive, infilling | colloform, oscillatory zoning, replacement, core-mantle-rim, dendritic, botryoidal, euhedral, subhedral, anhedral |  |  |  | calcite, greenockite | polished sections (150 µm thick) | LA-ICPMS, EMPA, SEM-EDS | JEOL JXA-i SP100 microprobe equipped with five wavelength-dispersive spectrometers; Tescan Mira 3 field emission scanning electron microscope equipped with an energy dispersive spectrometer; Tescan Integrated Mineral Analyzer (TIMA) system comprising a field emission scanning electron microscope (Tescan Mira 3), integrated with four energy dispersive detectors (EDAXElement) | Guangzhou Tuoyan Analytical Technology Co., Ltd., Guizhou, China (GTAT) | EPMA: 15 kV accelerating potential and a beam current of 10 or 20 nA, with a defocused beam diameter of 5 µm; peak counting times for analyzed elements varied between 10 and 40 s, background measurements at 50% of the peak counting duration on both sides of the analyzed peak. SEM: operating voltage of 25 kV and a working distance of ~15.0 mm. TIMA: dot-mapping mode with a working distance of 15 mm, spot size of ~92 nm, scanning at 3 µm resolution (operating at 25 kV, 11.6 nA). LA-ICP-MS mapping: laser energy of 5 J/cm2, repetition rate of 15 Hz, spot size of 10 µm, scan speed of 40 µm/s. | NIST 610, NIST 612, and GSD-1G as external standards | [48 empty] | 1.04 | [7 empty] | 28 | [13 empty] | 925 | [76 empty] | 2025 | Wang, L., Han, R., Zhang, Y., Chen, Y., Liu, D. (2026). Unraveling the redistribution of trace elements during supergene processes: A case study from the Qingshan carbonate-hosted Zn-Pb deposit, SW China. Ore Geology Reviews, 188, 107059. |  | CHN | Southwest China
| Qingshan |  | Basin hydrothermal | Mississippi Valley-type (MVT) | MVT zinc-lead | Zn, Pb | Ge, Cd, Ag | Zn, Pb, Ge, Cd, Ag | Meng et al., 2023 |  | Laochang deposit, Yunnan, China (Ye et al., 2011)-1 | Laochang deposit, Yunnan, China (Ye et al., 2011)-1 | underground mine |  |  |  |  | ore material | polished section | grab | mineral separate | [5 empty] | mineralisation | primary sulfide ores and secondary non-sulfide ores |  |  | sphalerite, pyrite, galena, hemimorphite, willemite, goethite, smithsonite, cerussite | hydrothermal (stages 1–3), supergene | massive, brecciated, replacive, infilling | colloform, oscillatory zoning, replacement, core-mantle-rim, dendritic, botryoidal, euhedral, subhedral, anhedral |  |  |  | calcite, greenockite | polished sections (150 µm thick) | LA-ICPMS, EMPA, SEM-EDS | JEOL JXA-i SP100 microprobe equipped with five wavelength-dispersive spectrometers; Tescan Mira 3 field emission scanning electron microscope equipped with an energy dispersive spectrometer; Tescan Integrated Mineral Analyzer (TIMA) system comprising a field emission scanning electron microscope (Tescan Mira 3), integrated with four energy dispersive detectors (EDAXElement) | Guangzhou Tuoyan Analytical Technology Co., Ltd., Guizhou, China (GTAT) | EPMA: 15 kV accelerating potential and a beam current of 10 or 20 nA, with a defocused beam diameter of 5 µm; peak counting times for analyzed elements varied between 10 and 40 s, background measurements at 50% of the peak counting duration on both sides of the analyzed peak. SEM: operating voltage of 25 kV and a working distance of ~15.0 mm. TIMA: dot-mapping mode with a working distance of 15 mm, spot size of ~92 nm, scanning at 3 µm resolution (operating at 25 kV, 11.6 nA). LA-ICP-MS mapping: laser energy of 5 J/cm2, repetition rate of 15 Hz, spot size of 10 µm, scan speed of 40 µm/s. | NIST 610, NIST 612, and GSD-1G as external standards | [147 empty] | 2025 | Wang, L., Han, R., Zhang, Y., Chen, Y., Liu, D. (2026). Unraveling the redistribution of trace elements during supergene processes: A case study from the Qingshan carbonate-hosted Zn-Pb deposit, SW China. Ore Geology Reviews, 188, 107059. |  | CHN | Southwest China
| Qingshan |  | Basin hydrothermal | Mississippi Valley-type (MVT) | MVT zinc-lead | Zn, Pb | Ge, Cd, Ag | Zn, Pb, Ge, Cd, Ag | Meng et al., 2023 |  | Source file-17 | Source file-17 | underground mine |  |  |  |  | ore material | polished section | grab | mineral separate | [5 empty] | mineralisation | primary sulfide ores and secondary non-sulfide ores |  |  | sphalerite, pyrite, galena, hemimorphite, willemite, goethite, smithsonite, cerussite | hydrothermal (stages 1–3), supergene | massive, brecciated, replacive, infilling | colloform, oscillatory zoning, replacement, core-mantle-rim, dendritic, botryoidal, euhedral, subhedral, anhedral |  |  |  | calcite, greenockite | polished sections (150 µm thick) | LA-ICPMS, EMPA, SEM-EDS | JEOL JXA-i SP100 microprobe equipped with five wavelength-dispersive spectrometers; Tescan Mira 3 field emission scanning electron microscope equipped with an energy dispersive spectrometer; Tescan Integrated Mineral Analyzer (TIMA) system comprising a field emission scanning electron microscope (Tescan Mira 3), integrated with four energy dispersive detectors (EDAXElement) | Guangzhou Tuoyan Analytical Technology Co., Ltd., Guizhou, China (GTAT) | EPMA: 15 kV accelerating potential and a beam current of 10 or 20 nA, with a defocused beam diameter of 5 µm; peak counting times for analyzed elements varied between 10 and 40 s, background measurements at 50% of the peak counting duration on both sides of the analyzed peak. SEM: operating voltage of 25 kV and a working distance of ~15.0 mm. TIMA: dot-mapping mode with a working distance of 15 mm, spot size of ~92 nm, scanning at 3 µm resolution (operating at 25 kV, 11.6 nA). LA-ICP-MS mapping: laser energy of 5 J/cm2, repetition rate of 15 Hz, spot size of 10 µm, scan speed of 40 µm/s. | NIST 610, NIST 612, and GSD-1G as external standards | [147 empty] | 2025 | Wang, L., Han, R., Zhang, Y., Chen, Y., Liu, D. (2026). Unraveling the redistribution of trace elements during supergene processes: A case study from the Qingshan carbonate-hosted Zn-Pb deposit, SW China. Ore Geology Reviews, 188, 107059. |  | CHN | Southwest China
| Qingshan |  | Basin hydrothermal | Mississippi Valley-type (MVT) | MVT zinc-lead | Zn, Pb | Ge, Cd, Ag | Zn, Pb, Ge, Cd, Ag | Meng et al., 2023 |  | 9LC1-1 | 9LC1-1 | underground mine |  |  |  |  | ore material | polished section | grab | mineral separate | [5 empty] | mineralisation | primary sulfide ores and secondary non-sulfide ores |  |  | sphalerite, pyrite, galena, hemimorphite, willemite, goethite, smithsonite, cerussite | hydrothermal (stages 1–3), supergene | massive, brecciated, replacive, infilling | colloform, oscillatory zoning, replacement, core-mantle-rim, dendritic, botryoidal, euhedral, subhedral, anhedral |  |  |  | calcite, greenockite | polished sections (150 µm thick) | LA-ICPMS, EMPA, SEM-EDS | JEOL JXA-i SP100 microprobe equipped with five wavelength-dispersive spectrometers; Tescan Mira 3 field emission scanning electron microscope equipped with an energy dispersive spectrometer; Tescan Integrated Mineral Analyzer (TIMA) system comprising a field emission scanning electron microscope (Tescan Mira 3), integrated with four energy dispersive detectors (EDAXElement) | Guangzhou Tuoyan Analytical Technology Co., Ltd., Guizhou, China (GTAT) | EPMA: 15 kV accelerating potential and a beam current of 10 or 20 nA, with a defocused beam diameter of 5 µm; peak counting times for analyzed elements varied between 10 and 40 s, background measurements at 50% of the peak counting duration on both sides of the analyzed peak. SEM: operating voltage of 25 kV and a working distance of ~15.0 mm. TIMA: dot-mapping mode with a working distance of 15 mm, spot size of ~92 nm, scanning at 3 µm resolution (operating at 25 kV, 11.6 nA). LA-ICP-MS mapping: laser energy of 5 J/cm2, repetition rate of 15 Hz, spot size of 10 µm, scan speed of 40 µm/s. | NIST 610, NIST 612, and GSD-1G as external standards | [48 empty] | 2.83 | [7 empty] | 191 | [13 empty] | 2626 | [76 empty] | 2025 | Wang, L., Han, R., Zhang, Y., Chen, Y., Liu, D. (2026). Unraveling the redistribution of trace elements during supergene processes: A case study from the Qingshan carbonate-hosted Zn-Pb deposit, SW China. Ore Geology Reviews, 188, 107059. |  | CHN | Southwest China
| Qingshan |  | Basin hydrothermal | Mississippi Valley-type (MVT) | MVT zinc-lead | Zn, Pb | Ge, Cd, Ag | Zn, Pb, Ge, Cd, Ag | Meng et al., 2023 |  | 9LC2-1 | 9LC2-1 | underground mine |  |  |  |  | ore material | polished section | grab | mineral separate | [5 empty] | mineralisation | primary sulfide ores and secondary non-sulfide ores |  |  | sphalerite, pyrite, galena, hemimorphite, willemite, goethite, smithsonite, cerussite | hydrothermal (stages 1–3), supergene | massive, brecciated, replacive, infilling | colloform, oscillatory zoning, replacement, core-mantle-rim, dendritic, botryoidal, euhedral, subhedral, anhedral |  |  |  | calcite, greenockite | polished sections (150 µm thick) | LA-ICPMS, EMPA, SEM-EDS | JEOL JXA-i SP100 microprobe equipped with five wavelength-dispersive spectrometers; Tescan Mira 3 field emission scanning electron microscope equipped with an energy dispersive spectrometer; Tescan Integrated Mineral Analyzer (TIMA) system comprising a field emission scanning electron microscope (Tescan Mira 3), integrated with four energy dispersive detectors (EDAXElement) | Guangzhou Tuoyan Analytical Technology Co., Ltd., Guizhou, China (GTAT) | EPMA: 15 kV accelerating potential and a beam current of 10 or 20 nA, with a defocused beam diameter of 5 µm; peak counting times for analyzed elements varied between 10 and 40 s, background measurements at 50% of the peak counting duration on both sides of the analyzed peak. SEM: operating voltage of 25 kV and a working distance of ~15.0 mm. TIMA: dot-mapping mode with a working distance of 15 mm, spot size of ~92 nm, scanning at 3 µm resolution (operating at 25 kV, 11.6 nA). LA-ICP-MS mapping: laser energy of 5 J/cm2, repetition rate of 15 Hz, spot size of 10 µm, scan speed of 40 µm/s. | NIST 610, NIST 612, and GSD-1G as external standards | [48 empty] | 2.52 | [7 empty] | 188 | [13 empty] | 2660 | [76 empty] | 2025 | Wang, L., Han, R., Zhang, Y., Chen, Y., Liu, D. (2026). Unraveling the redistribution of trace elements during supergene processes: A case study from the Qingshan carbonate-hosted Zn-Pb deposit, SW China. Ore Geology Reviews, 188, 107059. |  | CHN | Southwest China
| Qingshan |  | Basin hydrothermal | Mississippi Valley-type (MVT) | MVT zinc-lead | Zn, Pb | Ge, Cd, Ag | Zn, Pb, Ge, Cd, Ag | Meng et al., 2023 |  | 9LC3-1 | 9LC3-1 | underground mine |  |  |  |  | ore material | polished section | grab | mineral separate | [5 empty] | mineralisation | primary sulfide ores and secondary non-sulfide ores |  |  | sphalerite, pyrite, galena, hemimorphite, willemite, goethite, smithsonite, cerussite | hydrothermal (stages 1–3), supergene | massive, brecciated, replacive, infilling | colloform, oscillatory zoning, replacement, core-mantle-rim, dendritic, botryoidal, euhedral, subhedral, anhedral |  |  |  | calcite, greenockite | polished sections (150 µm thick) | LA-ICPMS, EMPA, SEM-EDS | JEOL JXA-i SP100 microprobe equipped with five wavelength-dispersive spectrometers; Tescan Mira 3 field emission scanning electron microscope equipped with an energy dispersive spectrometer; Tescan Integrated Mineral Analyzer (TIMA) system comprising a field emission scanning electron microscope (Tescan Mira 3), integrated with four energy dispersive detectors (EDAXElement) | Guangzhou Tuoyan Analytical Technology Co., Ltd., Guizhou, China (GTAT) | EPMA: 15 kV accelerating potential and a beam current of 10 or 20 nA, with a defocused beam diameter of 5 µm; peak counting times for analyzed elements varied between 10 and 40 s, background measurements at 50% of the peak counting duration on both sides of the analyzed peak. SEM: operating voltage of 25 kV and a working distance of ~15.0 mm. TIMA: dot-mapping mode with a working distance of 15 mm, spot size of ~92 nm, scanning at 3 µm resolution (operating at 25 kV, 11.6 nA). LA-ICP-MS mapping: laser energy of 5 J/cm2, repetition rate of 15 Hz, spot size of 10 µm, scan speed of 40 µm/s. | NIST 610, NIST 612, and GSD-1G as external standards | [48 empty] | 2.98 | [7 empty] | 184 | [13 empty] | 2707 | [76 empty] | 2025 | Wang, L., Han, R., Zhang, Y., Chen, Y., Liu, D. (2026). Unraveling the redistribution of trace elements during supergene processes: A case study from the Qingshan carbonate-hosted Zn-Pb deposit, SW China. Ore Geology Reviews, 188, 107059. |  | CHN | Southwest China
| Qingshan |  | Basin hydrothermal | Mississippi Valley-type (MVT) | MVT zinc-lead | Zn, Pb | Ge, Cd, Ag | Zn, Pb, Ge, Cd, Ag | Meng et al., 2023 |  | 9LC4-1 | 9LC4-1 | underground mine |  |  |  |  | ore material | polished section | grab | mineral separate | [5 empty] | mineralisation | primary sulfide ores and secondary non-sulfide ores |  |  | sphalerite, pyrite, galena, hemimorphite, willemite, goethite, smithsonite, cerussite | hydrothermal (stages 1–3), supergene | massive, brecciated, replacive, infilling | colloform, oscillatory zoning, replacement, core-mantle-rim, dendritic, botryoidal, euhedral, subhedral, anhedral |  |  |  | calcite, greenockite | polished sections (150 µm thick) | LA-ICPMS, EMPA, SEM-EDS | JEOL JXA-i SP100 microprobe equipped with five wavelength-dispersive spectrometers; Tescan Mira 3 field emission scanning electron microscope equipped with an energy dispersive spectrometer; Tescan Integrated Mineral Analyzer (TIMA) system comprising a field emission scanning electron microscope (Tescan Mira 3), integrated with four energy dispersive detectors (EDAXElement) | Guangzhou Tuoyan Analytical Technology Co., Ltd., Guizhou, China (GTAT) | EPMA: 15 kV accelerating potential and a beam current of 10 or 20 nA, with a defocused beam diameter of 5 µm; peak counting times for analyzed elements varied between 10 and 40 s, background measurements at 50% of the peak counting duration on both sides of the analyzed peak. SEM: operating voltage of 25 kV and a working distance of ~15.0 mm. TIMA: dot-mapping mode with a working distance of 15 mm, spot size of ~92 nm, scanning at 3 µm resolution (operating at 25 kV, 11.6 nA). LA-ICP-MS mapping: laser energy of 5 J/cm2, repetition rate of 15 Hz, spot size of 10 µm, scan speed of 40 µm/s. | NIST 610, NIST 612, and GSD-1G as external standards | [48 empty] | 3.57 | [7 empty] | 232 | [13 empty] | 2844 | [76 empty] | 2025 | Wang, L., Han, R., Zhang, Y., Chen, Y., Liu, D. (2026). Unraveling the redistribution of trace elements during supergene processes: A case study from the Qingshan carbonate-hosted Zn-Pb deposit, SW China. Ore Geology Reviews, 188, 107059. |  | CHN | Southwest China
| Qingshan |  | Basin hydrothermal | Mississippi Valley-type (MVT) | MVT zinc-lead | Zn, Pb | Ge, Cd, Ag | Zn, Pb, Ge, Cd, Ag | Meng et al., 2023 |  | 9LC5-1 | 9LC5-1 | underground mine |  |  |  |  | ore material | polished section | grab | mineral separate | [5 empty] | mineralisation | primary sulfide ores and secondary non-sulfide ores |  |  | sphalerite, pyrite, galena, hemimorphite, willemite, goethite, smithsonite, cerussite | hydrothermal (stages 1–3), supergene | massive, brecciated, replacive, infilling | colloform, oscillatory zoning, replacement, core-mantle-rim, dendritic, botryoidal, euhedral, subhedral, anhedral |  |  |  | calcite, greenockite | polished sections (150 µm thick) | LA-ICPMS, EMPA, SEM-EDS | JEOL JXA-i SP100 microprobe equipped with five wavelength-dispersive spectrometers; Tescan Mira 3 field emission scanning electron microscope equipped with an energy dispersive spectrometer; Tescan Integrated Mineral Analyzer (TIMA) system comprising a field emission scanning electron microscope (Tescan Mira 3), integrated with four energy dispersive detectors (EDAXElement) | Guangzhou Tuoyan Analytical Technology Co., Ltd., Guizhou, China (GTAT) | EPMA: 15 kV accelerating potential and a beam current of 10 or 20 nA, with a defocused beam diameter of 5 µm; peak counting times for analyzed elements varied between 10 and 40 s, background measurements at 50% of the peak counting duration on both sides of the analyzed peak. SEM: operating voltage of 25 kV and a working distance of ~15.0 mm. TIMA: dot-mapping mode with a working distance of 15 mm, spot size of ~92 nm, scanning at 3 µm resolution (operating at 25 kV, 11.6 nA). LA-ICP-MS mapping: laser energy of 5 J/cm2, repetition rate of 15 Hz, spot size of 10 µm, scan speed of 40 µm/s. | NIST 610, NIST 612, and GSD-1G as external standards | [48 empty] | 4.94 | [7 empty] | 230 | [13 empty] | 2845 | [76 empty] | 2025 | Wang, L., Han, R., Zhang, Y., Chen, Y., Liu, D. (2026). Unraveling the redistribution of trace elements during supergene processes: A case study from the Qingshan carbonate-hosted Zn-Pb deposit, SW China. Ore Geology Reviews, 188, 107059. |  | CHN | Southwest China
| Qingshan |  | Basin hydrothermal | Mississippi Valley-type (MVT) | MVT zinc-lead | Zn, Pb | Ge, Cd, Ag | Zn, Pb, Ge, Cd, Ag | Meng et al., 2023 |  | 9LC6-1 | 9LC6-1 | underground mine |  |  |  |  | ore material | polished section | grab | mineral separate | [5 empty] | mineralisation | primary sulfide ores and secondary non-sulfide ores |  |  | sphalerite, pyrite, galena, hemimorphite, willemite, goethite, smithsonite, cerussite | hydrothermal (stages 1–3), supergene | massive, brecciated, replacive, infilling | colloform, oscillatory zoning, replacement, core-mantle-rim, dendritic, botryoidal, euhedral, subhedral, anhedral |  |  |  | calcite, greenockite | polished sections (150 µm thick) | LA-ICPMS, EMPA, SEM-EDS | JEOL JXA-i SP100 microprobe equipped with five wavelength-dispersive spectrometers; Tescan Mira 3 field emission scanning electron microscope equipped with an energy dispersive spectrometer; Tescan Integrated Mineral Analyzer (TIMA) system comprising a field emission scanning electron microscope (Tescan Mira 3), integrated with four energy dispersive detectors (EDAXElement) | Guangzhou Tuoyan Analytical Technology Co., Ltd., Guizhou, China (GTAT) | EPMA: 15 kV accelerating potential and a beam current of 10 or 20 nA, with a defocused beam diameter of 5 µm; peak counting times for analyzed elements varied between 10 and 40 s, background measurements at 50% of the peak counting duration on both sides of the analyzed peak. SEM: operating voltage of 25 kV and a working distance of ~15.0 mm. TIMA: dot-mapping mode with a working distance of 15 mm, spot size of ~92 nm, scanning at 3 µm resolution (operating at 25 kV, 11.6 nA). LA-ICP-MS mapping: laser energy of 5 J/cm2, repetition rate of 15 Hz, spot size of 10 µm, scan speed of 40 µm/s. | NIST 610, NIST 612, and GSD-1G as external standards | [48 empty] | 3.6 | [7 empty] | 196 | [13 empty] | 2761 | [76 empty] | 2025 | Wang, L., Han, R., Zhang, Y., Chen, Y., Liu, D. (2026). Unraveling the redistribution of trace elements during supergene processes: A case study from the Qingshan carbonate-hosted Zn-Pb deposit, SW China. Ore Geology Reviews, 188, 107059. |  | CHN | Southwest China
| Qingshan |  | Basin hydrothermal | Mississippi Valley-type (MVT) | MVT zinc-lead | Zn, Pb | Ge, Cd, Ag | Zn, Pb, Ge, Cd, Ag | Meng et al., 2023 |  | 9LC7-1 | 9LC7-1 | underground mine |  |  |  |  | ore material | polished section | grab | mineral separate | [5 empty] | mineralisation | primary sulfide ores and secondary non-sulfide ores |  |  | sphalerite, pyrite, galena, hemimorphite, willemite, goethite, smithsonite, cerussite | hydrothermal (stages 1–3), supergene | massive, brecciated, replacive, infilling | colloform, oscillatory zoning, replacement, core-mantle-rim, dendritic, botryoidal, euhedral, subhedral, anhedral |  |  |  | calcite, greenockite | polished sections (150 µm thick) | LA-ICPMS, EMPA, SEM-EDS | JEOL JXA-i SP100 microprobe equipped with five wavelength-dispersive spectrometers; Tescan Mira 3 field emission scanning electron microscope equipped with an energy dispersive spectrometer; Tescan Integrated Mineral Analyzer (TIMA) system comprising a field emission scanning electron microscope (Tescan Mira 3), integrated with four energy dispersive detectors (EDAXElement) | Guangzhou Tuoyan Analytical Technology Co., Ltd., Guizhou, China (GTAT) | EPMA: 15 kV accelerating potential and a beam current of 10 or 20 nA, with a defocused beam diameter of 5 µm; peak counting times for analyzed elements varied between 10 and 40 s, background measurements at 50% of the peak counting duration on both sides of the analyzed peak. SEM: operating voltage of 25 kV and a working distance of ~15.0 mm. TIMA: dot-mapping mode with a working distance of 15 mm, spot size of ~92 nm, scanning at 3 µm resolution (operating at 25 kV, 11.6 nA). LA-ICP-MS mapping: laser energy of 5 J/cm2, repetition rate of 15 Hz, spot size of 10 µm, scan speed of 40 µm/s. | NIST 610, NIST 612, and GSD-1G as external standards | [48 empty] | 2.93 | [7 empty] | 206 | [13 empty] | 2879 | [76 empty] | 2025 | Wang, L., Han, R., Zhang, Y., Chen, Y., Liu, D. (2026). Unraveling the redistribution of trace elements during supergene processes: A case study from the Qingshan carbonate-hosted Zn-Pb deposit, SW China. Ore Geology Reviews, 188, 107059. |  | CHN | Southwest China
| Qingshan |  | Basin hydrothermal | Mississippi Valley-type (MVT) | MVT zinc-lead | Zn, Pb | Ge, Cd, Ag | Zn, Pb, Ge, Cd, Ag | Meng et al., 2023 |  | 9LC8-1 | 9LC8-1 | underground mine |  |  |  |  | ore material | polished section | grab | mineral separate | [5 empty] | mineralisation | primary sulfide ores and secondary non-sulfide ores |  |  | sphalerite, pyrite, galena, hemimorphite, willemite, goethite, smithsonite, cerussite | hydrothermal (stages 1–3), supergene | massive, brecciated, replacive, infilling | colloform, oscillatory zoning, replacement, core-mantle-rim, dendritic, botryoidal, euhedral, subhedral, anhedral |  |  |  | calcite, greenockite | polished sections (150 µm thick) | LA-ICPMS, EMPA, SEM-EDS | JEOL JXA-i SP100 microprobe equipped with five wavelength-dispersive spectrometers; Tescan Mira 3 field emission scanning electron microscope equipped with an energy dispersive spectrometer; Tescan Integrated Mineral Analyzer (TIMA) system comprising a field emission scanning electron microscope (Tescan Mira 3), integrated with four energy dispersive detectors (EDAXElement) | Guangzhou Tuoyan Analytical Technology Co., Ltd., Guizhou, China (GTAT) | EPMA: 15 kV accelerating potential and a beam current of 10 or 20 nA, with a defocused beam diameter of 5 µm; peak counting times for analyzed elements varied between 10 and 40 s, background measurements at 50% of the peak counting duration on both sides of the analyzed peak. SEM: operating voltage of 25 kV and a working distance of ~15.0 mm. TIMA: dot-mapping mode with a working distance of 15 mm, spot size of ~92 nm, scanning at 3 µm resolution (operating at 25 kV, 11.6 nA). LA-ICP-MS mapping: laser energy of 5 J/cm2, repetition rate of 15 Hz, spot size of 10 µm, scan speed of 40 µm/s. | NIST 610, NIST 612, and GSD-1G as external standards | [48 empty] | 3.64 | [7 empty] | 193 | [13 empty] | 2711 | [76 empty] | 2025 | Wang, L., Han, R., Zhang, Y., Chen, Y., Liu, D. (2026). Unraveling the redistribution of trace elements during supergene processes: A case study from the Qingshan carbonate-hosted Zn-Pb deposit, SW China. Ore Geology Reviews, 188, 107059. |  | CHN | Southwest China
| Qingshan |  | Basin hydrothermal | Mississippi Valley-type (MVT) | MVT zinc-lead | Zn, Pb | Ge, Cd, Ag | Zn, Pb, Ge, Cd, Ag | Meng et al., 2023 |  | 9LC9-1 | 9LC9-1 | underground mine |  |  |  |  | ore material | polished section | grab | mineral separate | [5 empty] | mineralisation | primary sulfide ores and secondary non-sulfide ores |  |  | sphalerite, pyrite, galena, hemimorphite, willemite, goethite, smithsonite, cerussite | hydrothermal (stages 1–3), supergene | massive, brecciated, replacive, infilling | colloform, oscillatory zoning, replacement, core-mantle-rim, dendritic, botryoidal, euhedral, subhedral, anhedral |  |  |  | calcite, greenockite | polished sections (150 µm thick) | LA-ICPMS, EMPA, SEM-EDS | JEOL JXA-i SP100 microprobe equipped with five wavelength-dispersive spectrometers; Tescan Mira 3 field emission scanning electron microscope equipped with an energy dispersive spectrometer; Tescan Integrated Mineral Analyzer (TIMA) system comprising a field emission scanning electron microscope (Tescan Mira 3), integrated with four energy dispersive detectors (EDAXElement) | Guangzhou Tuoyan Analytical Technology Co., Ltd., Guizhou, China (GTAT) | EPMA: 15 kV accelerating potential and a beam current of 10 or 20 nA, with a defocused beam diameter of 5 µm; peak counting times for analyzed elements varied between 10 and 40 s, background measurements at 50% of the peak counting duration on both sides of the analyzed peak. SEM: operating voltage of 25 kV and a working distance of ~15.0 mm. TIMA: dot-mapping mode with a working distance of 15 mm, spot size of ~92 nm, scanning at 3 µm resolution (operating at 25 kV, 11.6 nA). LA-ICP-MS mapping: laser energy of 5 J/cm2, repetition rate of 15 Hz, spot size of 10 µm, scan speed of 40 µm/s. | NIST 610, NIST 612, and GSD-1G as external standards | [48 empty] | 2.76 | [7 empty] | 179 | [13 empty] | 2678 | [76 empty] | 2025 | Wang, L., Han, R., Zhang, Y., Chen, Y., Liu, D. (2026). Unraveling the redistribution of trace elements during supergene processes: A case study from the Qingshan carbonate-hosted Zn-Pb deposit, SW China. Ore Geology Reviews, 188, 107059. |  | CHN | Southwest China
| Qingshan |  | Basin hydrothermal | Mississippi Valley-type (MVT) | MVT zinc-lead | Zn, Pb | Ge, Cd, Ag | Zn, Pb, Ge, Cd, Ag | Meng et al., 2023 |  | 9LC10-1 | 9LC10-1 | underground mine |  |  |  |  | ore material | polished section | grab | mineral separate | [5 empty] | mineralisation | primary sulfide ores and secondary non-sulfide ores |  |  | sphalerite, pyrite, galena, hemimorphite, willemite, goethite, smithsonite, cerussite | hydrothermal (stages 1–3), supergene | massive, brecciated, replacive, infilling | colloform, oscillatory zoning, replacement, core-mantle-rim, dendritic, botryoidal, euhedral, subhedral, anhedral |  |  |  | calcite, greenockite | polished sections (150 µm thick) | LA-ICPMS, EMPA, SEM-EDS | JEOL JXA-i SP100 microprobe equipped with five wavelength-dispersive spectrometers; Tescan Mira 3 field emission scanning electron microscope equipped with an energy dispersive spectrometer; Tescan Integrated Mineral Analyzer (TIMA) system comprising a field emission scanning electron microscope (Tescan Mira 3), integrated with four energy dispersive detectors (EDAXElement) | Guangzhou Tuoyan Analytical Technology Co., Ltd., Guizhou, China (GTAT) | EPMA: 15 kV accelerating potential and a beam current of 10 or 20 nA, with a defocused beam diameter of 5 µm; peak counting times for analyzed elements varied between 10 and 40 s, background measurements at 50% of the peak counting duration on both sides of the analyzed peak. SEM: operating voltage of 25 kV and a working distance of ~15.0 mm. TIMA: dot-mapping mode with a working distance of 15 mm, spot size of ~92 nm, scanning at 3 µm resolution (operating at 25 kV, 11.6 nA). LA-ICP-MS mapping: laser energy of 5 J/cm2, repetition rate of 15 Hz, spot size of 10 µm, scan speed of 40 µm/s. | NIST 610, NIST 612, and GSD-1G as external standards | [48 empty] | 3.13 | [7 empty] | 176 | [13 empty] | 2690 | [76 empty] | 2025 | Wang, L., Han, R., Zhang, Y., Chen, Y., Liu, D. (2026). Unraveling the redistribution of trace elements during supergene processes: A case study from the Qingshan carbonate-hosted Zn-Pb deposit, SW China. Ore Geology Reviews, 188, 107059. |  | CHN | Southwest China
| Qingshan |  | Basin hydrothermal | Mississippi Valley-type (MVT) | MVT zinc-lead | Zn, Pb | Ge, Cd, Ag | Zn, Pb, Ge, Cd, Ag | Meng et al., 2023 |  | 9LC11-1 | 9LC11-1 | underground mine |  |  |  |  | ore material | polished section | grab | mineral separate | [5 empty] | mineralisation | primary sulfide ores and secondary non-sulfide ores |  |  | sphalerite, pyrite, galena, hemimorphite, willemite, goethite, smithsonite, cerussite | hydrothermal (stages 1–3), supergene | massive, brecciated, replacive, infilling | colloform, oscillatory zoning, replacement, core-mantle-rim, dendritic, botryoidal, euhedral, subhedral, anhedral |  |  |  | calcite, greenockite | polished sections (150 µm thick) | LA-ICPMS, EMPA, SEM-EDS | JEOL JXA-i SP100 microprobe equipped with five wavelength-dispersive spectrometers; Tescan Mira 3 field emission scanning electron microscope equipped with an energy dispersive spectrometer; Tescan Integrated Mineral Analyzer (TIMA) system comprising a field emission scanning electron microscope (Tescan Mira 3), integrated with four energy dispersive detectors (EDAXElement) | Guangzhou Tuoyan Analytical Technology Co., Ltd., Guizhou, China (GTAT) | EPMA: 15 kV accelerating potential and a beam current of 10 or 20 nA, with a defocused beam diameter of 5 µm; peak counting times for analyzed elements varied between 10 and 40 s, background measurements at 50% of the peak counting duration on both sides of the analyzed peak. SEM: operating voltage of 25 kV and a working distance of ~15.0 mm. TIMA: dot-mapping mode with a working distance of 15 mm, spot size of ~92 nm, scanning at 3 µm resolution (operating at 25 kV, 11.6 nA). LA-ICP-MS mapping: laser energy of 5 J/cm2, repetition rate of 15 Hz, spot size of 10 µm, scan speed of 40 µm/s. | NIST 610, NIST 612, and GSD-1G as external standards | [48 empty] | 7.13 | [7 empty] | 183 | [13 empty] | 2645 | [76 empty] | 2025 | Wang, L., Han, R., Zhang, Y., Chen, Y., Liu, D. (2026). Unraveling the redistribution of trace elements during supergene processes: A case study from the Qingshan carbonate-hosted Zn-Pb deposit, SW China. Ore Geology Reviews, 188, 107059. |  | CHN | Southwest China
| Qingshan |  | Basin hydrothermal | Mississippi Valley-type (MVT) | MVT zinc-lead | Zn, Pb | Ge, Cd, Ag | Zn, Pb, Ge, Cd, Ag | Meng et al., 2023 |  | 9LC12-1 | 9LC12-1 | underground mine |  |  |  |  | ore material | polished section | grab | mineral separate | [5 empty] | mineralisation | primary sulfide ores and secondary non-sulfide ores |  |  | sphalerite, pyrite, galena, hemimorphite, willemite, goethite, smithsonite, cerussite | hydrothermal (stages 1–3), supergene | massive, brecciated, replacive, infilling | colloform, oscillatory zoning, replacement, core-mantle-rim, dendritic, botryoidal, euhedral, subhedral, anhedral |  |  |  | calcite, greenockite | polished sections (150 µm thick) | LA-ICPMS, EMPA, SEM-EDS | JEOL JXA-i SP100 microprobe equipped with five wavelength-dispersive spectrometers; Tescan Mira 3 field emission scanning electron microscope equipped with an energy dispersive spectrometer; Tescan Integrated Mineral Analyzer (TIMA) system comprising a field emission scanning electron microscope (Tescan Mira 3), integrated with four energy dispersive detectors (EDAXElement) | Guangzhou Tuoyan Analytical Technology Co., Ltd., Guizhou, China (GTAT) | EPMA: 15 kV accelerating potential and a beam current of 10 or 20 nA, with a defocused beam diameter of 5 µm; peak counting times for analyzed elements varied between 10 and 40 s, background measurements at 50% of the peak counting duration on both sides of the analyzed peak. SEM: operating voltage of 25 kV and a working distance of ~15.0 mm. TIMA: dot-mapping mode with a working distance of 15 mm, spot size of ~92 nm, scanning at 3 µm resolution (operating at 25 kV, 11.6 nA). LA-ICP-MS mapping: laser energy of 5 J/cm2, repetition rate of 15 Hz, spot size of 10 µm, scan speed of 40 µm/s. | NIST 610, NIST 612, and GSD-1G as external standards | [48 empty] | 5.64 | [7 empty] | 191 | [13 empty] | 2767 | [76 empty] | 2025 | Wang, L., Han, R., Zhang, Y., Chen, Y., Liu, D. (2026). Unraveling the redistribution of trace elements during supergene processes: A case study from the Qingshan carbonate-hosted Zn-Pb deposit, SW China. Ore Geology Reviews, 188, 107059. |  | CHN | Southwest China
| Qingshan |  | Basin hydrothermal | Mississippi Valley-type (MVT) | MVT zinc-lead | Zn, Pb | Ge, Cd, Ag | Zn, Pb, Ge, Cd, Ag | Meng et al., 2023 |  | 9LC13-1 | 9LC13-1 | underground mine |  |  |  |  | ore material | polished section | grab | mineral separate | [5 empty] | mineralisation | primary sulfide ores and secondary non-sulfide ores |  |  | sphalerite, pyrite, galena, hemimorphite, willemite, goethite, smithsonite, cerussite | hydrothermal (stages 1–3), supergene | massive, brecciated, replacive, infilling | colloform, oscillatory zoning, replacement, core-mantle-rim, dendritic, botryoidal, euhedral, subhedral, anhedral |  |  |  | calcite, greenockite | polished sections (150 µm thick) | LA-ICPMS, EMPA, SEM-EDS | JEOL JXA-i SP100 microprobe equipped with five wavelength-dispersive spectrometers; Tescan Mira 3 field emission scanning electron microscope equipped with an energy dispersive spectrometer; Tescan Integrated Mineral Analyzer (TIMA) system comprising a field emission scanning electron microscope (Tescan Mira 3), integrated with four energy dispersive detectors (EDAXElement) | Guangzhou Tuoyan Analytical Technology Co., Ltd., Guizhou, China (GTAT) | EPMA: 15 kV accelerating potential and a beam current of 10 or 20 nA, with a defocused beam diameter of 5 µm; peak counting times for analyzed elements varied between 10 and 40 s, background measurements at 50% of the peak counting duration on both sides of the analyzed peak. SEM: operating voltage of 25 kV and a working distance of ~15.0 mm. TIMA: dot-mapping mode with a working distance of 15 mm, spot size of ~92 nm, scanning at 3 µm resolution (operating at 25 kV, 11.6 nA). LA-ICP-MS mapping: laser energy of 5 J/cm2, repetition rate of 15 Hz, spot size of 10 µm, scan speed of 40 µm/s. | NIST 610, NIST 612, and GSD-1G as external standards | [48 empty] | 2.11 | [7 empty] | 134 | [13 empty] | 2771 | [76 empty] | 2025 | Wang, L., Han, R., Zhang, Y., Chen, Y., Liu, D. (2026). Unraveling the redistribution of trace elements during supergene processes: A case study from the Qingshan carbonate-hosted Zn-Pb deposit, SW China. Ore Geology Reviews, 188, 107059. |  | CHN | Southwest China
| Qingshan |  | Basin hydrothermal | Mississippi Valley-type (MVT) | MVT zinc-lead | Zn, Pb | Ge, Cd, Ag | Zn, Pb, Ge, Cd, Ag | Meng et al., 2023 |  | 9LC14-1 | 9LC14-1 | underground mine |  |  |  |  | ore material | polished section | grab | mineral separate | [5 empty] | mineralisation | primary sulfide ores and secondary non-sulfide ores |  |  | sphalerite, pyrite, galena, hemimorphite, willemite, goethite, smithsonite, cerussite | hydrothermal (stages 1–3), supergene | massive, brecciated, replacive, infilling | colloform, oscillatory zoning, replacement, core-mantle-rim, dendritic, botryoidal, euhedral, subhedral, anhedral |  |  |  | calcite, greenockite | polished sections (150 µm thick) | LA-ICPMS, EMPA, SEM-EDS | JEOL JXA-i SP100 microprobe equipped with five wavelength-dispersive spectrometers; Tescan Mira 3 field emission scanning electron microscope equipped with an energy dispersive spectrometer; Tescan Integrated Mineral Analyzer (TIMA) system comprising a field emission scanning electron microscope (Tescan Mira 3), integrated with four energy dispersive detectors (EDAXElement) | Guangzhou Tuoyan Analytical Technology Co., Ltd., Guizhou, China (GTAT) | EPMA: 15 kV accelerating potential and a beam current of 10 or 20 nA, with a defocused beam diameter of 5 µm; peak counting times for analyzed elements varied between 10 and 40 s, background measurements at 50% of the peak counting duration on both sides of the analyzed peak. SEM: operating voltage of 25 kV and a working distance of ~15.0 mm. TIMA: dot-mapping mode with a working distance of 15 mm, spot size of ~92 nm, scanning at 3 µm resolution (operating at 25 kV, 11.6 nA). LA-ICP-MS mapping: laser energy of 5 J/cm2, repetition rate of 15 Hz, spot size of 10 µm, scan speed of 40 µm/s. | NIST 610, NIST 612, and GSD-1G as external standards | [48 empty] | 3.85 | [7 empty] | 80 | [13 empty] | 2695 | [76 empty] | 2025 | Wang, L., Han, R., Zhang, Y., Chen, Y., Liu, D. (2026). Unraveling the redistribution of trace elements during supergene processes: A case study from the Qingshan carbonate-hosted Zn-Pb deposit, SW China. Ore Geology Reviews, 188, 107059. |  | CHN | Southwest China
| Qingshan |  | Basin hydrothermal | Mississippi Valley-type (MVT) | MVT zinc-lead | Zn, Pb | Ge, Cd, Ag | Zn, Pb, Ge, Cd, Ag | Meng et al., 2023 |  | LC19.1-1 | LC19.1-1 | underground mine |  |  |  |  | ore material | polished section | grab | mineral separate | [5 empty] | mineralisation | primary sulfide ores and secondary non-sulfide ores |  |  | sphalerite, pyrite, galena, hemimorphite, willemite, goethite, smithsonite, cerussite | hydrothermal (stages 1–3), supergene | massive, brecciated, replacive, infilling | colloform, oscillatory zoning, replacement, core-mantle-rim, dendritic, botryoidal, euhedral, subhedral, anhedral |  |  |  | calcite, greenockite | polished sections (150 µm thick) | LA-ICPMS, EMPA, SEM-EDS | JEOL JXA-i SP100 microprobe equipped with five wavelength-dispersive spectrometers; Tescan Mira 3 field emission scanning electron microscope equipped with an energy dispersive spectrometer; Tescan Integrated Mineral Analyzer (TIMA) system comprising a field emission scanning electron microscope (Tescan Mira 3), integrated with four energy dispersive detectors (EDAXElement) | Guangzhou Tuoyan Analytical Technology Co., Ltd., Guizhou, China (GTAT) | EPMA: 15 kV accelerating potential and a beam current of 10 or 20 nA, with a defocused beam diameter of 5 µm; peak counting times for analyzed elements varied between 10 and 40 s, background measurements at 50% of the peak counting duration on both sides of the analyzed peak. SEM: operating voltage of 25 kV and a working distance of ~15.0 mm. TIMA: dot-mapping mode with a working distance of 15 mm, spot size of ~92 nm, scanning at 3 µm resolution (operating at 25 kV, 11.6 nA). LA-ICP-MS mapping: laser energy of 5 J/cm2, repetition rate of 15 Hz, spot size of 10 µm, scan speed of 40 µm/s. | NIST 610, NIST 612, and GSD-1G as external standards | [48 empty] | 3.78 | [7 empty] | 263 | [13 empty] | 4111 | [76 empty] | 2025 | Wang, L., Han, R., Zhang, Y., Chen, Y., Liu, D. (2026). Unraveling the redistribution of trace elements during supergene processes: A case study from the Qingshan carbonate-hosted Zn-Pb deposit, SW China. Ore Geology Reviews, 188, 107059. |  | CHN | Southwest China
| Qingshan |  | Basin hydrothermal | Mississippi Valley-type (MVT) | MVT zinc-lead | Zn, Pb | Ge, Cd, Ag | Zn, Pb, Ge, Cd, Ag | Meng et al., 2023 |  | LC19.2-1 | LC19.2-1 | underground mine |  |  |  |  | ore material | polished section | grab | mineral separate | [5 empty] | mineralisation | primary sulfide ores and secondary non-sulfide ores |  |  | sphalerite, pyrite, galena, hemimorphite, willemite, goethite, smithsonite, cerussite | hydrothermal (stages 1–3), supergene | massive, brecciated, replacive, infilling | colloform, oscillatory zoning, replacement, core-mantle-rim, dendritic, botryoidal, euhedral, subhedral, anhedral |  |  |  | calcite, greenockite | polished sections (150 µm thick) | LA-ICPMS, EMPA, SEM-EDS | JEOL JXA-i SP100 microprobe equipped with five wavelength-dispersive spectrometers; Tescan Mira 3 field emission scanning electron microscope equipped with an energy dispersive spectrometer; Tescan Integrated Mineral Analyzer (TIMA) system comprising a field emission scanning electron microscope (Tescan Mira 3), integrated with four energy dispersive detectors (EDAXElement) | Guangzhou Tuoyan Analytical Technology Co., Ltd., Guizhou, China (GTAT) | EPMA: 15 kV accelerating potential and a beam current of 10 or 20 nA, with a defocused beam diameter of 5 µm; peak counting times for analyzed elements varied between 10 and 40 s, background measurements at 50% of the peak counting duration on both sides of the analyzed peak. SEM: operating voltage of 25 kV and a working distance of ~15.0 mm. TIMA: dot-mapping mode with a working distance of 15 mm, spot size of ~92 nm, scanning at 3 µm resolution (operating at 25 kV, 11.6 nA). LA-ICP-MS mapping: laser energy of 5 J/cm2, repetition rate of 15 Hz, spot size of 10 µm, scan speed of 40 µm/s. | NIST 610, NIST 612, and GSD-1G as external standards | [48 empty] | 3.21 | [7 empty] | 566 | [13 empty] | 3173 | [76 empty] | 2025 | Wang, L., Han, R., Zhang, Y., Chen, Y., Liu, D. (2026). Unraveling the redistribution of trace elements during supergene processes: A case study from the Qingshan carbonate-hosted Zn-Pb deposit, SW China. Ore Geology Reviews, 188, 107059. |  | CHN | Southwest China
| Qingshan |  | Basin hydrothermal | Mississippi Valley-type (MVT) | MVT zinc-lead | Zn, Pb | Ge, Cd, Ag | Zn, Pb, Ge, Cd, Ag | Meng et al., 2023 |  | LC19.3-1 | LC19.3-1 | underground mine |  |  |  |  | ore material | polished section | grab | mineral separate | [5 empty] | mineralisation | primary sulfide ores and secondary non-sulfide ores |  |  | sphalerite, pyrite, galena, hemimorphite, willemite, goethite, smithsonite, cerussite | hydrothermal (stages 1–3), supergene | massive, brecciated, replacive, infilling | colloform, oscillatory zoning, replacement, core-mantle-rim, dendritic, botryoidal, euhedral, subhedral, anhedral |  |  |  | calcite, greenockite | polished sections (150 µm thick) | LA-ICPMS, EMPA, SEM-EDS | JEOL JXA-i SP100 microprobe equipped with five wavelength-dispersive spectrometers; Tescan Mira 3 field emission scanning electron microscope equipped with an energy dispersive spectrometer; Tescan Integrated Mineral Analyzer (TIMA) system comprising a field emission scanning electron microscope (Tescan Mira 3), integrated with four energy dispersive detectors (EDAXElement) | Guangzhou Tuoyan Analytical Technology Co., Ltd., Guizhou, China (GTAT) | EPMA: 15 kV accelerating potential and a beam current of 10 or 20 nA, with a defocused beam diameter of 5 µm; peak counting times for analyzed elements varied between 10 and 40 s, background measurements at 50% of the peak counting duration on both sides of the analyzed peak. SEM: operating voltage of 25 kV and a working distance of ~15.0 mm. TIMA: dot-mapping mode with a working distance of 15 mm, spot size of ~92 nm, scanning at 3 µm resolution (operating at 25 kV, 11.6 nA). LA-ICP-MS mapping: laser energy of 5 J/cm2, repetition rate of 15 Hz, spot size of 10 µm, scan speed of 40 µm/s. | NIST 610, NIST 612, and GSD-1G as external standards | [48 empty] | 4.32 | [7 empty] | 236 | [13 empty] | 3123 | [76 empty] | 2025 | Wang, L., Han, R., Zhang, Y., Chen, Y., Liu, D. (2026). Unraveling the redistribution of trace elements during supergene processes: A case study from the Qingshan carbonate-hosted Zn-Pb deposit, SW China. Ore Geology Reviews, 188, 107059. |  | CHN | Southwest China
| Qingshan |  | Basin hydrothermal | Mississippi Valley-type (MVT) | MVT zinc-lead | Zn, Pb | Ge, Cd, Ag | Zn, Pb, Ge, Cd, Ag | Meng et al., 2023 |  | LC19.4-1 | LC19.4-1 | underground mine |  |  |  |  | ore material | polished section | grab | mineral separate | [5 empty] | mineralisation | primary sulfide ores and secondary non-sulfide ores |  |  | sphalerite, pyrite, galena, hemimorphite, willemite, goethite, smithsonite, cerussite | hydrothermal (stages 1–3), supergene | massive, brecciated, replacive, infilling | colloform, oscillatory zoning, replacement, core-mantle-rim, dendritic, botryoidal, euhedral, subhedral, anhedral |  |  |  | calcite, greenockite | polished sections (150 µm thick) | LA-ICPMS, EMPA, SEM-EDS | JEOL JXA-i SP100 microprobe equipped with five wavelength-dispersive spectrometers; Tescan Mira 3 field emission scanning electron microscope equipped with an energy dispersive spectrometer; Tescan Integrated Mineral Analyzer (TIMA) system comprising a field emission scanning electron microscope (Tescan Mira 3), integrated with four energy dispersive detectors (EDAXElement) | Guangzhou Tuoyan Analytical Technology Co., Ltd., Guizhou, China (GTAT) | EPMA: 15 kV accelerating potential and a beam current of 10 or 20 nA, with a defocused beam diameter of 5 µm; peak counting times for analyzed elements varied between 10 and 40 s, background measurements at 50% of the peak counting duration on both sides of the analyzed peak. SEM: operating voltage of 25 kV and a working distance of ~15.0 mm. TIMA: dot-mapping mode with a working distance of 15 mm, spot size of ~92 nm, scanning at 3 µm resolution (operating at 25 kV, 11.6 nA). LA-ICP-MS mapping: laser energy of 5 J/cm2, repetition rate of 15 Hz, spot size of 10 µm, scan speed of 40 µm/s. | NIST 610, NIST 612, and GSD-1G as external standards | [48 empty] | 3.64 | [7 empty] | 252 | [13 empty] | 3558 | [76 empty] | 2025 | Wang, L., Han, R., Zhang, Y., Chen, Y., Liu, D. (2026). Unraveling the redistribution of trace elements during supergene processes: A case study from the Qingshan carbonate-hosted Zn-Pb deposit, SW China. Ore Geology Reviews, 188, 107059. |  | CHN | Southwest China
| Qingshan |  | Basin hydrothermal | Mississippi Valley-type (MVT) | MVT zinc-lead | Zn, Pb | Ge, Cd, Ag | Zn, Pb, Ge, Cd, Ag | Meng et al., 2023 |  | LC19.5-1 | LC19.5-1 | underground mine |  |  |  |  | ore material | polished section | grab | mineral separate | [5 empty] | mineralisation | primary sulfide ores and secondary non-sulfide ores |  |  | sphalerite, pyrite, galena, hemimorphite, willemite, goethite, smithsonite, cerussite | hydrothermal (stages 1–3), supergene | massive, brecciated, replacive, infilling | colloform, oscillatory zoning, replacement, core-mantle-rim, dendritic, botryoidal, euhedral, subhedral, anhedral |  |  |  | calcite, greenockite | polished sections (150 µm thick) | LA-ICPMS, EMPA, SEM-EDS | JEOL JXA-i SP100 microprobe equipped with five wavelength-dispersive spectrometers; Tescan Mira 3 field emission scanning electron microscope equipped with an energy dispersive spectrometer; Tescan Integrated Mineral Analyzer (TIMA) system comprising a field emission scanning electron microscope (Tescan Mira 3), integrated with four energy dispersive detectors (EDAXElement) | Guangzhou Tuoyan Analytical Technology Co., Ltd., Guizhou, China (GTAT) | EPMA: 15 kV accelerating potential and a beam current of 10 or 20 nA, with a defocused beam diameter of 5 µm; peak counting times for analyzed elements varied between 10 and 40 s, background measurements at 50% of the peak counting duration on both sides of the analyzed peak. SEM: operating voltage of 25 kV and a working distance of ~15.0 mm. TIMA: dot-mapping mode with a working distance of 15 mm, spot size of ~92 nm, scanning at 3 µm resolution (operating at 25 kV, 11.6 nA). LA-ICP-MS mapping: laser energy of 5 J/cm2, repetition rate of 15 Hz, spot size of 10 µm, scan speed of 40 µm/s. | NIST 610, NIST 612, and GSD-1G as external standards | [48 empty] | 3.86 | [7 empty] | 262 | [13 empty] | 3482 | [76 empty] | 2025 | Wang, L., Han, R., Zhang, Y., Chen, Y., Liu, D. (2026). Unraveling the redistribution of trace elements during supergene processes: A case study from the Qingshan carbonate-hosted Zn-Pb deposit, SW China. Ore Geology Reviews, 188, 107059. |  | CHN | Southwest China
| Qingshan |  | Basin hydrothermal | Mississippi Valley-type (MVT) | MVT zinc-lead | Zn, Pb | Ge, Cd, Ag | Zn, Pb, Ge, Cd, Ag | Meng et al., 2023 |  | LC19.6-1 | LC19.6-1 | underground mine |  |  |  |  | ore material | polished section | grab | mineral separate | [5 empty] | mineralisation | primary sulfide ores and secondary non-sulfide ores |  |  | sphalerite, pyrite, galena, hemimorphite, willemite, goethite, smithsonite, cerussite | hydrothermal (stages 1–3), supergene | massive, brecciated, replacive, infilling | colloform, oscillatory zoning, replacement, core-mantle-rim, dendritic, botryoidal, euhedral, subhedral, anhedral |  |  |  | calcite, greenockite | polished sections (150 µm thick) | LA-ICPMS, EMPA, SEM-EDS | JEOL JXA-i SP100 microprobe equipped with five wavelength-dispersive spectrometers; Tescan Mira 3 field emission scanning electron microscope equipped with an energy dispersive spectrometer; Tescan Integrated Mineral Analyzer (TIMA) system comprising a field emission scanning electron microscope (Tescan Mira 3), integrated with four energy dispersive detectors (EDAXElement) | Guangzhou Tuoyan Analytical Technology Co., Ltd., Guizhou, China (GTAT) | EPMA: 15 kV accelerating potential and a beam current of 10 or 20 nA, with a defocused beam diameter of 5 µm; peak counting times for analyzed elements varied between 10 and 40 s, background measurements at 50% of the peak counting duration on both sides of the analyzed peak. SEM: operating voltage of 25 kV and a working distance of ~15.0 mm. TIMA: dot-mapping mode with a working distance of 15 mm, spot size of ~92 nm, scanning at 3 µm resolution (operating at 25 kV, 11.6 nA). LA-ICP-MS mapping: laser energy of 5 J/cm2, repetition rate of 15 Hz, spot size of 10 µm, scan speed of 40 µm/s. | NIST 610, NIST 612, and GSD-1G as external standards | [48 empty] | 3.47 | [7 empty] | 262 | [13 empty] | 3558 | [76 empty] | 2025 | Wang, L., Han, R., Zhang, Y., Chen, Y., Liu, D. (2026). Unraveling the redistribution of trace elements during supergene processes: A case study from the Qingshan carbonate-hosted Zn-Pb deposit, SW China. Ore Geology Reviews, 188, 107059. |  | CHN | Southwest China
| Qingshan |  | Basin hydrothermal | Mississippi Valley-type (MVT) | MVT zinc-lead | Zn, Pb | Ge, Cd, Ag | Zn, Pb, Ge, Cd, Ag | Meng et al., 2023 |  | LC19.7-1 | LC19.7-1 | underground mine |  |  |  |  | ore material | polished section | grab | mineral separate | [5 empty] | mineralisation | primary sulfide ores and secondary non-sulfide ores |  |  | sphalerite, pyrite, galena, hemimorphite, willemite, goethite, smithsonite, cerussite | hydrothermal (stages 1–3), supergene | massive, brecciated, replacive, infilling | colloform, oscillatory zoning, replacement, core-mantle-rim, dendritic, botryoidal, euhedral, subhedral, anhedral |  |  |  | calcite, greenockite | polished sections (150 µm thick) | LA-ICPMS, EMPA, SEM-EDS | JEOL JXA-i SP100 microprobe equipped with five wavelength-dispersive spectrometers; Tescan Mira 3 field emission scanning electron microscope equipped with an energy dispersive spectrometer; Tescan Integrated Mineral Analyzer (TIMA) system comprising a field emission scanning electron microscope (Tescan Mira 3), integrated with four energy dispersive detectors (EDAXElement) | Guangzhou Tuoyan Analytical Technology Co., Ltd., Guizhou, China (GTAT) | EPMA: 15 kV accelerating potential and a beam current of 10 or 20 nA, with a defocused beam diameter of 5 µm; peak counting times for analyzed elements varied between 10 and 40 s, background measurements at 50% of the peak counting duration on both sides of the analyzed peak. SEM: operating voltage of 25 kV and a working distance of ~15.0 mm. TIMA: dot-mapping mode with a working distance of 15 mm, spot size of ~92 nm, scanning at 3 µm resolution (operating at 25 kV, 11.6 nA). LA-ICP-MS mapping: laser energy of 5 J/cm2, repetition rate of 15 Hz, spot size of 10 µm, scan speed of 40 µm/s. | NIST 610, NIST 612, and GSD-1G as external standards | [48 empty] | 3.45 | [7 empty] | 254 | [13 empty] | 3525 | [76 empty] | 2025 | Wang, L., Han, R., Zhang, Y., Chen, Y., Liu, D. (2026). Unraveling the redistribution of trace elements during supergene processes: A case study from the Qingshan carbonate-hosted Zn-Pb deposit, SW China. Ore Geology Reviews, 188, 107059. |  | CHN | Southwest China
| Qingshan |  | Basin hydrothermal | Mississippi Valley-type (MVT) | MVT zinc-lead | Zn, Pb | Ge, Cd, Ag | Zn, Pb, Ge, Cd, Ag | Meng et al., 2023 |  | LC19.8-1 | LC19.8-1 | underground mine |  |  |  |  | ore material | polished section | grab | mineral separate | [5 empty] | mineralisation | primary sulfide ores and secondary non-sulfide ores |  |  | sphalerite, pyrite, galena, hemimorphite, willemite, goethite, smithsonite, cerussite | hydrothermal (stages 1–3), supergene | massive, brecciated, replacive, infilling | colloform, oscillatory zoning, replacement, core-mantle-rim, dendritic, botryoidal, euhedral, subhedral, anhedral |  |  |  | calcite, greenockite | polished sections (150 µm thick) | LA-ICPMS, EMPA, SEM-EDS | JEOL JXA-i SP100 microprobe equipped with five wavelength-dispersive spectrometers; Tescan Mira 3 field emission scanning electron microscope equipped with an energy dispersive spectrometer; Tescan Integrated Mineral Analyzer (TIMA) system comprising a field emission scanning electron microscope (Tescan Mira 3), integrated with four energy dispersive detectors (EDAXElement) | Guangzhou Tuoyan Analytical Technology Co., Ltd., Guizhou, China (GTAT) | EPMA: 15 kV accelerating potential and a beam current of 10 or 20 nA, with a defocused beam diameter of 5 µm; peak counting times for analyzed elements varied between 10 and 40 s, background measurements at 50% of the peak counting duration on both sides of the analyzed peak. SEM: operating voltage of 25 kV and a working distance of ~15.0 mm. TIMA: dot-mapping mode with a working distance of 15 mm, spot size of ~92 nm, scanning at 3 µm resolution (operating at 25 kV, 11.6 nA). LA-ICP-MS mapping: laser energy of 5 J/cm2, repetition rate of 15 Hz, spot size of 10 µm, scan speed of 40 µm/s. | NIST 610, NIST 612, and GSD-1G as external standards | [48 empty] | 3.63 | [7 empty] | 250 | [13 empty] | 3191 | [76 empty] | 2025 | Wang, L., Han, R., Zhang, Y., Chen, Y., Liu, D. (2026). Unraveling the redistribution of trace elements during supergene processes: A case study from the Qingshan carbonate-hosted Zn-Pb deposit, SW China. Ore Geology Reviews, 188, 107059. |  | CHN | Southwest China
| Qingshan |  | Basin hydrothermal | Mississippi Valley-type (MVT) | MVT zinc-lead | Zn, Pb | Ge, Cd, Ag | Zn, Pb, Ge, Cd, Ag | Meng et al., 2023 |  | LC09-18.1-1 | LC09-18.1-1 | underground mine |  |  |  |  | ore material | polished section | grab | mineral separate | [5 empty] | mineralisation | primary sulfide ores and secondary non-sulfide ores |  |  | sphalerite, pyrite, galena, hemimorphite, willemite, goethite, smithsonite, cerussite | hydrothermal (stages 1–3), supergene | massive, brecciated, replacive, infilling | colloform, oscillatory zoning, replacement, core-mantle-rim, dendritic, botryoidal, euhedral, subhedral, anhedral |  |  |  | calcite, greenockite | polished sections (150 µm thick) | LA-ICPMS, EMPA, SEM-EDS | JEOL JXA-i SP100 microprobe equipped with five wavelength-dispersive spectrometers; Tescan Mira 3 field emission scanning electron microscope equipped with an energy dispersive spectrometer; Tescan Integrated Mineral Analyzer (TIMA) system comprising a field emission scanning electron microscope (Tescan Mira 3), integrated with four energy dispersive detectors (EDAXElement) | Guangzhou Tuoyan Analytical Technology Co., Ltd., Guizhou, China (GTAT) | EPMA: 15 kV accelerating potential and a beam current of 10 or 20 nA, with a defocused beam diameter of 5 µm; peak counting times for analyzed elements varied between 10 and 40 s, background measurements at 50% of the peak counting duration on both sides of the analyzed peak. SEM: operating voltage of 25 kV and a working distance of ~15.0 mm. TIMA: dot-mapping mode with a working distance of 15 mm, spot size of ~92 nm, scanning at 3 µm resolution (operating at 25 kV, 11.6 nA). LA-ICP-MS mapping: laser energy of 5 J/cm2, repetition rate of 15 Hz, spot size of 10 µm, scan speed of 40 µm/s. | NIST 610, NIST 612, and GSD-1G as external standards | [48 empty] | 9.2 | [7 empty] | 117 | [13 empty] | 3266 | [76 empty] | 2025 | Wang, L., Han, R., Zhang, Y., Chen, Y., Liu, D. (2026). Unraveling the redistribution of trace elements during supergene processes: A case study from the Qingshan carbonate-hosted Zn-Pb deposit, SW China. Ore Geology Reviews, 188, 107059. |  | CHN | Southwest China
| Qingshan |  | Basin hydrothermal | Mississippi Valley-type (MVT) | MVT zinc-lead | Zn, Pb | Ge, Cd, Ag | Zn, Pb, Ge, Cd, Ag | Meng et al., 2023 |  | LC09-18.2-1 | LC09-18.2-1 | underground mine |  |  |  |  | ore material | polished section | grab | mineral separate | [5 empty] | mineralisation | primary sulfide ores and secondary non-sulfide ores |  |  | sphalerite, pyrite, galena, hemimorphite, willemite, goethite, smithsonite, cerussite | hydrothermal (stages 1–3), supergene | massive, brecciated, replacive, infilling | colloform, oscillatory zoning, replacement, core-mantle-rim, dendritic, botryoidal, euhedral, subhedral, anhedral |  |  |  | calcite, greenockite | polished sections (150 µm thick) | LA-ICPMS, EMPA, SEM-EDS | JEOL JXA-i SP100 microprobe equipped with five wavelength-dispersive spectrometers; Tescan Mira 3 field emission scanning electron microscope equipped with an energy dispersive spectrometer; Tescan Integrated Mineral Analyzer (TIMA) system comprising a field emission scanning electron microscope (Tescan Mira 3), integrated with four energy dispersive detectors (EDAXElement) | Guangzhou Tuoyan Analytical Technology Co., Ltd., Guizhou, China (GTAT) | EPMA: 15 kV accelerating potential and a beam current of 10 or 20 nA, with a defocused beam diameter of 5 µm; peak counting times for analyzed elements varied between 10 and 40 s, background measurements at 50% of the peak counting duration on both sides of the analyzed peak. SEM: operating voltage of 25 kV and a working distance of ~15.0 mm. TIMA: dot-mapping mode with a working distance of 15 mm, spot size of ~92 nm, scanning at 3 µm resolution (operating at 25 kV, 11.6 nA). LA-ICP-MS mapping: laser energy of 5 J/cm2, repetition rate of 15 Hz, spot size of 10 µm, scan speed of 40 µm/s. | NIST 610, NIST 612, and GSD-1G as external standards | [48 empty] | 3.89 | [7 empty] | 231 | [13 empty] | 3287 | [76 empty] | 2025 | Wang, L., Han, R., Zhang, Y., Chen, Y., Liu, D. (2026). Unraveling the redistribution of trace elements during supergene processes: A case study from the Qingshan carbonate-hosted Zn-Pb deposit, SW China. Ore Geology Reviews, 188, 107059. |  | CHN | Southwest China
| Qingshan |  | Basin hydrothermal | Mississippi Valley-type (MVT) | MVT zinc-lead | Zn, Pb | Ge, Cd, Ag | Zn, Pb, Ge, Cd, Ag | Meng et al., 2023 |  | LC09-18.3-1 | LC09-18.3-1 | underground mine |  |  |  |  | ore material | polished section | grab | mineral separate | [5 empty] | mineralisation | primary sulfide ores and secondary non-sulfide ores |  |  | sphalerite, pyrite, galena, hemimorphite, willemite, goethite, smithsonite, cerussite | hydrothermal (stages 1–3), supergene | massive, brecciated, replacive, infilling | colloform, oscillatory zoning, replacement, core-mantle-rim, dendritic, botryoidal, euhedral, subhedral, anhedral |  |  |  | calcite, greenockite | polished sections (150 µm thick) | LA-ICPMS, EMPA, SEM-EDS | JEOL JXA-i SP100 microprobe equipped with five wavelength-dispersive spectrometers; Tescan Mira 3 field emission scanning electron microscope equipped with an energy dispersive spectrometer; Tescan Integrated Mineral Analyzer (TIMA) system comprising a field emission scanning electron microscope (Tescan Mira 3), integrated with four energy dispersive detectors (EDAXElement) | Guangzhou Tuoyan Analytical Technology Co., Ltd., Guizhou, China (GTAT) | EPMA: 15 kV accelerating potential and a beam current of 10 or 20 nA, with a defocused beam diameter of 5 µm; peak counting times for analyzed elements varied between 10 and 40 s, background measurements at 50% of the peak counting duration on both sides of the analyzed peak. SEM: operating voltage of 25 kV and a working distance of ~15.0 mm. TIMA: dot-mapping mode with a working distance of 15 mm, spot size of ~92 nm, scanning at 3 µm resolution (operating at 25 kV, 11.6 nA). LA-ICP-MS mapping: laser energy of 5 J/cm2, repetition rate of 15 Hz, spot size of 10 µm, scan speed of 40 µm/s. | NIST 610, NIST 612, and GSD-1G as external standards | [48 empty] | 15.13 | [7 empty] | 160 | [13 empty] | 3222 | [76 empty] | 2025 | Wang, L., Han, R., Zhang, Y., Chen, Y., Liu, D. (2026). Unraveling the redistribution of trace elements during supergene processes: A case study from the Qingshan carbonate-hosted Zn-Pb deposit, SW China. Ore Geology Reviews, 188, 107059. |  | CHN | Southwest China
| Qingshan |  | Basin hydrothermal | Mississippi Valley-type (MVT) | MVT zinc-lead | Zn, Pb | Ge, Cd, Ag | Zn, Pb, Ge, Cd, Ag | Meng et al., 2023 |  | LC09-18.4-1 | LC09-18.4-1 | underground mine |  |  |  |  | ore material | polished section | grab | mineral separate | [5 empty] | mineralisation | primary sulfide ores and secondary non-sulfide ores |  |  | sphalerite, pyrite, galena, hemimorphite, willemite, goethite, smithsonite, cerussite | hydrothermal (stages 1–3), supergene | massive, brecciated, replacive, infilling | colloform, oscillatory zoning, replacement, core-mantle-rim, dendritic, botryoidal, euhedral, subhedral, anhedral |  |  |  | calcite, greenockite | polished sections (150 µm thick) | LA-ICPMS, EMPA, SEM-EDS | JEOL JXA-i SP100 microprobe equipped with five wavelength-dispersive spectrometers; Tescan Mira 3 field emission scanning electron microscope equipped with an energy dispersive spectrometer; Tescan Integrated Mineral Analyzer (TIMA) system comprising a field emission scanning electron microscope (Tescan Mira 3), integrated with four energy dispersive detectors (EDAXElement) | Guangzhou Tuoyan Analytical Technology Co., Ltd., Guizhou, China (GTAT) | EPMA: 15 kV accelerating potential and a beam current of 10 or 20 nA, with a defocused beam diameter of 5 µm; peak counting times for analyzed elements varied between 10 and 40 s, background measurements at 50% of the peak counting duration on both sides of the analyzed peak. SEM: operating voltage of 25 kV and a working distance of ~15.0 mm. TIMA: dot-mapping mode with a working distance of 15 mm, spot size of ~92 nm, scanning at 3 µm resolution (operating at 25 kV, 11.6 nA). LA-ICP-MS mapping: laser energy of 5 J/cm2, repetition rate of 15 Hz, spot size of 10 µm, scan speed of 40 µm/s. | NIST 610, NIST 612, and GSD-1G as external standards | [48 empty] | 2.71 | [7 empty] | 89 | [13 empty] | 3219 | [76 empty] | 2025 | Wang, L., Han, R., Zhang, Y., Chen, Y., Liu, D. (2026). Unraveling the redistribution of trace elements during supergene processes: A case study from the Qingshan carbonate-hosted Zn-Pb deposit, SW China. Ore Geology Reviews, 188, 107059. |  | CHN | Southwest China
| Qingshan |  | Basin hydrothermal | Mississippi Valley-type (MVT) | MVT zinc-lead | Zn, Pb | Ge, Cd, Ag | Zn, Pb, Ge, Cd, Ag | Meng et al., 2023 |  | LC09-18.5-1 | LC09-18.5-1 | underground mine |  |  |  |  | ore material | polished section | grab | mineral separate | [5 empty] | mineralisation | primary sulfide ores and secondary non-sulfide ores |  |  | sphalerite, pyrite, galena, hemimorphite, willemite, goethite, smithsonite, cerussite | hydrothermal (stages 1–3), supergene | massive, brecciated, replacive, infilling | colloform, oscillatory zoning, replacement, core-mantle-rim, dendritic, botryoidal, euhedral, subhedral, anhedral |  |  |  | calcite, greenockite | polished sections (150 µm thick) | LA-ICPMS, EMPA, SEM-EDS | JEOL JXA-i SP100 microprobe equipped with five wavelength-dispersive spectrometers; Tescan Mira 3 field emission scanning electron microscope equipped with an energy dispersive spectrometer; Tescan Integrated Mineral Analyzer (TIMA) system comprising a field emission scanning electron microscope (Tescan Mira 3), integrated with four energy dispersive detectors (EDAXElement) | Guangzhou Tuoyan Analytical Technology Co., Ltd., Guizhou, China (GTAT) | EPMA: 15 kV accelerating potential and a beam current of 10 or 20 nA, with a defocused beam diameter of 5 µm; peak counting times for analyzed elements varied between 10 and 40 s, background measurements at 50% of the peak counting duration on both sides of the analyzed peak. SEM: operating voltage of 25 kV and a working distance of ~15.0 mm. TIMA: dot-mapping mode with a working distance of 15 mm, spot size of ~92 nm, scanning at 3 µm resolution (operating at 25 kV, 11.6 nA). LA-ICP-MS mapping: laser energy of 5 J/cm2, repetition rate of 15 Hz, spot size of 10 µm, scan speed of 40 µm/s. | NIST 610, NIST 612, and GSD-1G as external standards | [48 empty] | 4.06 | [7 empty] | 117 | [13 empty] | 3309 | [76 empty] | 2025 | Wang, L., Han, R., Zhang, Y., Chen, Y., Liu, D. (2026). Unraveling the redistribution of trace elements during supergene processes: A case study from the Qingshan carbonate-hosted Zn-Pb deposit, SW China. Ore Geology Reviews, 188, 107059. |  | CHN | Southwest China
| Qingshan |  | Basin hydrothermal | Mississippi Valley-type (MVT) | MVT zinc-lead | Zn, Pb | Ge, Cd, Ag | Zn, Pb, Ge, Cd, Ag | Meng et al., 2023 |  | LC09-18.6-1 | LC09-18.6-1 | underground mine |  |  |  |  | ore material | polished section | grab | mineral separate | [5 empty] | mineralisation | primary sulfide ores and secondary non-sulfide ores |  |  | sphalerite, pyrite, galena, hemimorphite, willemite, goethite, smithsonite, cerussite | hydrothermal (stages 1–3), supergene | massive, brecciated, replacive, infilling | colloform, oscillatory zoning, replacement, core-mantle-rim, dendritic, botryoidal, euhedral, subhedral, anhedral |  |  |  | calcite, greenockite | polished sections (150 µm thick) | LA-ICPMS, EMPA, SEM-EDS | JEOL JXA-i SP100 microprobe equipped with five wavelength-dispersive spectrometers; Tescan Mira 3 field emission scanning electron microscope equipped with an energy dispersive spectrometer; Tescan Integrated Mineral Analyzer (TIMA) system comprising a field emission scanning electron microscope (Tescan Mira 3), integrated with four energy dispersive detectors (EDAXElement) | Guangzhou Tuoyan Analytical Technology Co., Ltd., Guizhou, China (GTAT) | EPMA: 15 kV accelerating potential and a beam current of 10 or 20 nA, with a defocused beam diameter of 5 µm; peak counting times for analyzed elements varied between 10 and 40 s, background measurements at 50% of the peak counting duration on both sides of the analyzed peak. SEM: operating voltage of 25 kV and a working distance of ~15.0 mm. TIMA: dot-mapping mode with a working distance of 15 mm, spot size of ~92 nm, scanning at 3 µm resolution (operating at 25 kV, 11.6 nA). LA-ICP-MS mapping: laser energy of 5 J/cm2, repetition rate of 15 Hz, spot size of 10 µm, scan speed of 40 µm/s. | NIST 610, NIST 612, and GSD-1G as external standards | [48 empty] | 2.89 | [7 empty] | 122 | [13 empty] | 3207 | [76 empty] | 2025 | Wang, L., Han, R., Zhang, Y., Chen, Y., Liu, D. (2026). Unraveling the redistribution of trace elements during supergene processes: A case study from the Qingshan carbonate-hosted Zn-Pb deposit, SW China. Ore Geology Reviews, 188, 107059. |  | CHN | Southwest China
| Qingshan |  | Basin hydrothermal | Mississippi Valley-type (MVT) | MVT zinc-lead | Zn, Pb | Ge, Cd, Ag | Zn, Pb, Ge, Cd, Ag | Meng et al., 2023 |  | LC09-18.7-1 | LC09-18.7-1 | underground mine |  |  |  |  | ore material | polished section | grab | mineral separate | [5 empty] | mineralisation | primary sulfide ores and secondary non-sulfide ores |  |  | sphalerite, pyrite, galena, hemimorphite, willemite, goethite, smithsonite, cerussite | hydrothermal (stages 1–3), supergene | massive, brecciated, replacive, infilling | colloform, oscillatory zoning, replacement, core-mantle-rim, dendritic, botryoidal, euhedral, subhedral, anhedral |  |  |  | calcite, greenockite | polished sections (150 µm thick) | LA-ICPMS, EMPA, SEM-EDS | JEOL JXA-i SP100 microprobe equipped with five wavelength-dispersive spectrometers; Tescan Mira 3 field emission scanning electron microscope equipped with an energy dispersive spectrometer; Tescan Integrated Mineral Analyzer (TIMA) system comprising a field emission scanning electron microscope (Tescan Mira 3), integrated with four energy dispersive detectors (EDAXElement) | Guangzhou Tuoyan Analytical Technology Co., Ltd., Guizhou, China (GTAT) | EPMA: 15 kV accelerating potential and a beam current of 10 or 20 nA, with a defocused beam diameter of 5 µm; peak counting times for analyzed elements varied between 10 and 40 s, background measurements at 50% of the peak counting duration on both sides of the analyzed peak. SEM: operating voltage of 25 kV and a working distance of ~15.0 mm. TIMA: dot-mapping mode with a working distance of 15 mm, spot size of ~92 nm, scanning at 3 µm resolution (operating at 25 kV, 11.6 nA). LA-ICP-MS mapping: laser energy of 5 J/cm2, repetition rate of 15 Hz, spot size of 10 µm, scan speed of 40 µm/s. | NIST 610, NIST 612, and GSD-1G as external standards | [48 empty] | 2.81 | [7 empty] | 203 | [13 empty] | 3172 | [76 empty] | 2025 | Wang, L., Han, R., Zhang, Y., Chen, Y., Liu, D. (2026). Unraveling the redistribution of trace elements during supergene processes: A case study from the Qingshan carbonate-hosted Zn-Pb deposit, SW China. Ore Geology Reviews, 188, 107059. |  | CHN | Southwest China
| Qingshan |  | Basin hydrothermal | Mississippi Valley-type (MVT) | MVT zinc-lead | Zn, Pb | Ge, Cd, Ag | Zn, Pb, Ge, Cd, Ag | Meng et al., 2023 |  | LC09-18.8-1 | LC09-18.8-1 | underground mine |  |  |  |  | ore material | polished section | grab | mineral separate | [5 empty] | mineralisation | primary sulfide ores and secondary non-sulfide ores |  |  | sphalerite, pyrite, galena, hemimorphite, willemite, goethite, smithsonite, cerussite | hydrothermal (stages 1–3), supergene | massive, brecciated, replacive, infilling | colloform, oscillatory zoning, replacement, core-mantle-rim, dendritic, botryoidal, euhedral, subhedral, anhedral |  |  |  | calcite, greenockite | polished sections (150 µm thick) | LA-ICPMS, EMPA, SEM-EDS | JEOL JXA-i SP100 microprobe equipped with five wavelength-dispersive spectrometers; Tescan Mira 3 field emission scanning electron microscope equipped with an energy dispersive spectrometer; Tescan Integrated Mineral Analyzer (TIMA) system comprising a field emission scanning electron microscope (Tescan Mira 3), integrated with four energy dispersive detectors (EDAXElement) | Guangzhou Tuoyan Analytical Technology Co., Ltd., Guizhou, China (GTAT) | EPMA: 15 kV accelerating potential and a beam current of 10 or 20 nA, with a defocused beam diameter of 5 µm; peak counting times for analyzed elements varied between 10 and 40 s, background measurements at 50% of the peak counting duration on both sides of the analyzed peak. SEM: operating voltage of 25 kV and a working distance of ~15.0 mm. TIMA: dot-mapping mode with a working distance of 15 mm, spot size of ~92 nm, scanning at 3 µm resolution (operating at 25 kV, 11.6 nA). LA-ICP-MS mapping: laser energy of 5 J/cm2, repetition rate of 15 Hz, spot size of 10 µm, scan speed of 40 µm/s. | NIST 610, NIST 612, and GSD-1G as external standards | [48 empty] | 2.76 | [7 empty] | 66 | [13 empty] | 3114 | [76 empty] | 2025 | Wang, L., Han, R., Zhang, Y., Chen, Y., Liu, D. (2026). Unraveling the redistribution of trace elements during supergene processes: A case study from the Qingshan carbonate-hosted Zn-Pb deposit, SW China. Ore Geology Reviews, 188, 107059. |  | CHN | Southwest China
| Qingshan |  | Basin hydrothermal | Mississippi Valley-type (MVT) | MVT zinc-lead | Zn, Pb | Ge, Cd, Ag | Zn, Pb, Ge, Cd, Ag | Meng et al., 2023 |  | Carbonate-hosted-1 | Carbonate-hosted-1 | underground mine |  |  |  |  | ore material | polished section | grab | mineral separate | [5 empty] | mineralisation | primary sulfide ores and secondary non-sulfide ores |  |  | sphalerite, pyrite, galena, hemimorphite, willemite, goethite, smithsonite, cerussite | hydrothermal (stages 1–3), supergene | massive, brecciated, replacive, infilling | colloform, oscillatory zoning, replacement, core-mantle-rim, dendritic, botryoidal, euhedral, subhedral, anhedral |  |  |  | calcite, greenockite | polished sections (150 µm thick) | LA-ICPMS, EMPA, SEM-EDS | JEOL JXA-i SP100 microprobe equipped with five wavelength-dispersive spectrometers; Tescan Mira 3 field emission scanning electron microscope equipped with an energy dispersive spectrometer; Tescan Integrated Mineral Analyzer (TIMA) system comprising a field emission scanning electron microscope (Tescan Mira 3), integrated with four energy dispersive detectors (EDAXElement) | Guangzhou Tuoyan Analytical Technology Co., Ltd., Guizhou, China (GTAT) | EPMA: 15 kV accelerating potential and a beam current of 10 or 20 nA, with a defocused beam diameter of 5 µm; peak counting times for analyzed elements varied between 10 and 40 s, background measurements at 50% of the peak counting duration on both sides of the analyzed peak. SEM: operating voltage of 25 kV and a working distance of ~15.0 mm. TIMA: dot-mapping mode with a working distance of 15 mm, spot size of ~92 nm, scanning at 3 µm resolution (operating at 25 kV, 11.6 nA). LA-ICP-MS mapping: laser energy of 5 J/cm2, repetition rate of 15 Hz, spot size of 10 µm, scan speed of 40 µm/s. | NIST 610, NIST 612, and GSD-1G as external standards | [147 empty] | 2025 | Wang, L., Han, R., Zhang, Y., Chen, Y., Liu, D. (2026). Unraveling the redistribution of trace elements during supergene processes: A case study from the Qingshan carbonate-hosted Zn-Pb deposit, SW China. Ore Geology Reviews, 188, 107059. |  | CHN | Southwest China
| Qingshan |  | Basin hydrothermal | Mississippi Valley-type (MVT) | MVT zinc-lead | Zn, Pb | Ge, Cd, Ag | Zn, Pb, Ge, Cd, Ag | Meng et al., 2023 |  | Tres Marias MVT deposit, Mexico (Cook et al., 2009)-1 | Tres Marias MVT deposit, Mexico (Cook et al., 2009)-1 | underground mine |  |  |  |  | ore material | polished section | grab | mineral separate | [5 empty] | mineralisation | primary sulfide ores and secondary non-sulfide ores |  |  | sphalerite, pyrite, galena, hemimorphite, willemite, goethite, smithsonite, cerussite | hydrothermal (stages 1–3), supergene | massive, brecciated, replacive, infilling | colloform, oscillatory zoning, replacement, core-mantle-rim, dendritic, botryoidal, euhedral, subhedral, anhedral |  |  |  | calcite, greenockite | polished sections (150 µm thick) | LA-ICPMS, EMPA, SEM-EDS | JEOL JXA-i SP100 microprobe equipped with five wavelength-dispersive spectrometers; Tescan Mira 3 field emission scanning electron microscope equipped with an energy dispersive spectrometer; Tescan Integrated Mineral Analyzer (TIMA) system comprising a field emission scanning electron microscope (Tescan Mira 3), integrated with four energy dispersive detectors (EDAXElement) | Guangzhou Tuoyan Analytical Technology Co., Ltd., Guizhou, China (GTAT) | EPMA: 15 kV accelerating potential and a beam current of 10 or 20 nA, with a defocused beam diameter of 5 µm; peak counting times for analyzed elements varied between 10 and 40 s, background measurements at 50% of the peak counting duration on both sides of the analyzed peak. SEM: operating voltage of 25 kV and a working distance of ~15.0 mm. TIMA: dot-mapping mode with a working distance of 15 mm, spot size of ~92 nm, scanning at 3 µm resolution (operating at 25 kV, 11.6 nA). LA-ICP-MS mapping: laser energy of 5 J/cm2, repetition rate of 15 Hz, spot size of 10 µm, scan speed of 40 µm/s. | NIST 610, NIST 612, and GSD-1G as external standards | [147 empty] | 2025 | Wang, L., Han, R., Zhang, Y., Chen, Y., Liu, D. (2026). Unraveling the redistribution of trace elements during supergene processes: A case study from the Qingshan carbonate-hosted Zn-Pb deposit, SW China. Ore Geology Reviews, 188, 107059. |  | CHN | Southwest China
| Qingshan |  | Basin hydrothermal | Mississippi Valley-type (MVT) | MVT zinc-lead | Zn, Pb | Ge, Cd, Ag | Zn, Pb, Ge, Cd, Ag | Meng et al., 2023 |  | Source file-18 | Source file-18 | underground mine |  |  |  |  | ore material | polished section | grab | mineral separate | [5 empty] | mineralisation | primary sulfide ores and secondary non-sulfide ores |  |  | sphalerite, pyrite, galena, hemimorphite, willemite, goethite, smithsonite, cerussite | hydrothermal (stages 1–3), supergene | massive, brecciated, replacive, infilling | colloform, oscillatory zoning, replacement, core-mantle-rim, dendritic, botryoidal, euhedral, subhedral, anhedral |  |  |  | calcite, greenockite | polished sections (150 µm thick) | LA-ICPMS, EMPA, SEM-EDS | JEOL JXA-i SP100 microprobe equipped with five wavelength-dispersive spectrometers; Tescan Mira 3 field emission scanning electron microscope equipped with an energy dispersive spectrometer; Tescan Integrated Mineral Analyzer (TIMA) system comprising a field emission scanning electron microscope (Tescan Mira 3), integrated with four energy dispersive detectors (EDAXElement) | Guangzhou Tuoyan Analytical Technology Co., Ltd., Guizhou, China (GTAT) | EPMA: 15 kV accelerating potential and a beam current of 10 or 20 nA, with a defocused beam diameter of 5 µm; peak counting times for analyzed elements varied between 10 and 40 s, background measurements at 50% of the peak counting duration on both sides of the analyzed peak. SEM: operating voltage of 25 kV and a working distance of ~15.0 mm. TIMA: dot-mapping mode with a working distance of 15 mm, spot size of ~92 nm, scanning at 3 µm resolution (operating at 25 kV, 11.6 nA). LA-ICP-MS mapping: laser energy of 5 J/cm2, repetition rate of 15 Hz, spot size of 10 µm, scan speed of 40 µm/s. | NIST 610, NIST 612, and GSD-1G as external standards | [147 empty] | 2025 | Wang, L., Han, R., Zhang, Y., Chen, Y., Liu, D. (2026). Unraveling the redistribution of trace elements during supergene processes: A case study from the Qingshan carbonate-hosted Zn-Pb deposit, SW China. Ore Geology Reviews, 188, 107059. |  | CHN | Southwest China
| Qingshan |  | Basin hydrothermal | Mississippi Valley-type (MVT) | MVT zinc-lead | Zn, Pb | Ge, Cd, Ag | Zn, Pb, Ge, Cd, Ag | Meng et al., 2023 |  | TM-1 (high-Fe sphalerite)-1 | TM-1 (high-Fe sphalerite)-1 | underground mine |  |  |  |  | ore material | polished section | grab | mineral separate | [5 empty] | mineralisation | primary sulfide ores and secondary non-sulfide ores |  |  | sphalerite, pyrite, galena, hemimorphite, willemite, goethite, smithsonite, cerussite | hydrothermal (stages 1–3), supergene | massive, brecciated, replacive, infilling | colloform, oscillatory zoning, replacement, core-mantle-rim, dendritic, botryoidal, euhedral, subhedral, anhedral |  |  |  | calcite, greenockite | polished sections (150 µm thick) | LA-ICPMS, EMPA, SEM-EDS | JEOL JXA-i SP100 microprobe equipped with five wavelength-dispersive spectrometers; Tescan Mira 3 field emission scanning electron microscope equipped with an energy dispersive spectrometer; Tescan Integrated Mineral Analyzer (TIMA) system comprising a field emission scanning electron microscope (Tescan Mira 3), integrated with four energy dispersive detectors (EDAXElement) | Guangzhou Tuoyan Analytical Technology Co., Ltd., Guizhou, China (GTAT) | EPMA: 15 kV accelerating potential and a beam current of 10 or 20 nA, with a defocused beam diameter of 5 µm; peak counting times for analyzed elements varied between 10 and 40 s, background measurements at 50% of the peak counting duration on both sides of the analyzed peak. SEM: operating voltage of 25 kV and a working distance of ~15.0 mm. TIMA: dot-mapping mode with a working distance of 15 mm, spot size of ~92 nm, scanning at 3 µm resolution (operating at 25 kV, 11.6 nA). LA-ICP-MS mapping: laser energy of 5 J/cm2, repetition rate of 15 Hz, spot size of 10 µm, scan speed of 40 µm/s. | NIST 610, NIST 612, and GSD-1G as external standards | [48 empty] | 1242 | [7 empty] | 0.2 | [13 empty] | 41 | [76 empty] | 2025 | Wang, L., Han, R., Zhang, Y., Chen, Y., Liu, D. (2026). Unraveling the redistribution of trace elements during supergene processes: A case study from the Qingshan carbonate-hosted Zn-Pb deposit, SW China. Ore Geology Reviews, 188, 107059. |  | CHN | Southwest China
| Qingshan |  | Basin hydrothermal | Mississippi Valley-type (MVT) | MVT zinc-lead | Zn, Pb | Ge, Cd, Ag | Zn, Pb, Ge, Cd, Ag | Meng et al., 2023 |  | TM-2 (high-Fe sphalerite)-1 | TM-2 (high-Fe sphalerite)-1 | underground mine |  |  |  |  | ore material | polished section | grab | mineral separate | [5 empty] | mineralisation | primary sulfide ores and secondary non-sulfide ores |  |  | sphalerite, pyrite, galena, hemimorphite, willemite, goethite, smithsonite, cerussite | hydrothermal (stages 1–3), supergene | massive, brecciated, replacive, infilling | colloform, oscillatory zoning, replacement, core-mantle-rim, dendritic, botryoidal, euhedral, subhedral, anhedral |  |  |  | calcite, greenockite | polished sections (150 µm thick) | LA-ICPMS, EMPA, SEM-EDS | JEOL JXA-i SP100 microprobe equipped with five wavelength-dispersive spectrometers; Tescan Mira 3 field emission scanning electron microscope equipped with an energy dispersive spectrometer; Tescan Integrated Mineral Analyzer (TIMA) system comprising a field emission scanning electron microscope (Tescan Mira 3), integrated with four energy dispersive detectors (EDAXElement) | Guangzhou Tuoyan Analytical Technology Co., Ltd., Guizhou, China (GTAT) | EPMA: 15 kV accelerating potential and a beam current of 10 or 20 nA, with a defocused beam diameter of 5 µm; peak counting times for analyzed elements varied between 10 and 40 s, background measurements at 50% of the peak counting duration on both sides of the analyzed peak. SEM: operating voltage of 25 kV and a working distance of ~15.0 mm. TIMA: dot-mapping mode with a working distance of 15 mm, spot size of ~92 nm, scanning at 3 µm resolution (operating at 25 kV, 11.6 nA). LA-ICP-MS mapping: laser energy of 5 J/cm2, repetition rate of 15 Hz, spot size of 10 µm, scan speed of 40 µm/s. | NIST 610, NIST 612, and GSD-1G as external standards | [48 empty] | 1053 | [7 empty] | 0.3 | [13 empty] | 44.7 | [76 empty] | 2025 | Wang, L., Han, R., Zhang, Y., Chen, Y., Liu, D. (2026). Unraveling the redistribution of trace elements during supergene processes: A case study from the Qingshan carbonate-hosted Zn-Pb deposit, SW China. Ore Geology Reviews, 188, 107059. |  | CHN | Southwest China
| Qingshan |  | Basin hydrothermal | Mississippi Valley-type (MVT) | MVT zinc-lead | Zn, Pb | Ge, Cd, Ag | Zn, Pb, Ge, Cd, Ag | Meng et al., 2023 |  | TM-3 (high-Fe sphalerite)-1 | TM-3 (high-Fe sphalerite)-1 | underground mine |  |  |  |  | ore material | polished section | grab | mineral separate | [5 empty] | mineralisation | primary sulfide ores and secondary non-sulfide ores |  |  | sphalerite, pyrite, galena, hemimorphite, willemite, goethite, smithsonite, cerussite | hydrothermal (stages 1–3), supergene | massive, brecciated, replacive, infilling | colloform, oscillatory zoning, replacement, core-mantle-rim, dendritic, botryoidal, euhedral, subhedral, anhedral |  |  |  | calcite, greenockite | polished sections (150 µm thick) | LA-ICPMS, EMPA, SEM-EDS | JEOL JXA-i SP100 microprobe equipped with five wavelength-dispersive spectrometers; Tescan Mira 3 field emission scanning electron microscope equipped with an energy dispersive spectrometer; Tescan Integrated Mineral Analyzer (TIMA) system comprising a field emission scanning electron microscope (Tescan Mira 3), integrated with four energy dispersive detectors (EDAXElement) | Guangzhou Tuoyan Analytical Technology Co., Ltd., Guizhou, China (GTAT) | EPMA: 15 kV accelerating potential and a beam current of 10 or 20 nA, with a defocused beam diameter of 5 µm; peak counting times for analyzed elements varied between 10 and 40 s, background measurements at 50% of the peak counting duration on both sides of the analyzed peak. SEM: operating voltage of 25 kV and a working distance of ~15.0 mm. TIMA: dot-mapping mode with a working distance of 15 mm, spot size of ~92 nm, scanning at 3 µm resolution (operating at 25 kV, 11.6 nA). LA-ICP-MS mapping: laser energy of 5 J/cm2, repetition rate of 15 Hz, spot size of 10 µm, scan speed of 40 µm/s. | NIST 610, NIST 612, and GSD-1G as external standards | [48 empty] | 1195 | [7 empty] | 0.2 | [13 empty] | 39.5 | [76 empty] | 2025 | Wang, L., Han, R., Zhang, Y., Chen, Y., Liu, D. (2026). Unraveling the redistribution of trace elements during supergene processes: A case study from the Qingshan carbonate-hosted Zn-Pb deposit, SW China. Ore Geology Reviews, 188, 107059. |  | CHN | Southwest China
| Qingshan |  | Basin hydrothermal | Mississippi Valley-type (MVT) | MVT zinc-lead | Zn, Pb | Ge, Cd, Ag | Zn, Pb, Ge, Cd, Ag | Meng et al., 2023 |  | TM-4 (high-Fe sphalerite)-1 | TM-4 (high-Fe sphalerite)-1 | underground mine |  |  |  |  | ore material | polished section | grab | mineral separate | [5 empty] | mineralisation | primary sulfide ores and secondary non-sulfide ores |  |  | sphalerite, pyrite, galena, hemimorphite, willemite, goethite, smithsonite, cerussite | hydrothermal (stages 1–3), supergene | massive, brecciated, replacive, infilling | colloform, oscillatory zoning, replacement, core-mantle-rim, dendritic, botryoidal, euhedral, subhedral, anhedral |  |  |  | calcite, greenockite | polished sections (150 µm thick) | LA-ICPMS, EMPA, SEM-EDS | JEOL JXA-i SP100 microprobe equipped with five wavelength-dispersive spectrometers; Tescan Mira 3 field emission scanning electron microscope equipped with an energy dispersive spectrometer; Tescan Integrated Mineral Analyzer (TIMA) system comprising a field emission scanning electron microscope (Tescan Mira 3), integrated with four energy dispersive detectors (EDAXElement) | Guangzhou Tuoyan Analytical Technology Co., Ltd., Guizhou, China (GTAT) | EPMA: 15 kV accelerating potential and a beam current of 10 or 20 nA, with a defocused beam diameter of 5 µm; peak counting times for analyzed elements varied between 10 and 40 s, background measurements at 50% of the peak counting duration on both sides of the analyzed peak. SEM: operating voltage of 25 kV and a working distance of ~15.0 mm. TIMA: dot-mapping mode with a working distance of 15 mm, spot size of ~92 nm, scanning at 3 µm resolution (operating at 25 kV, 11.6 nA). LA-ICP-MS mapping: laser energy of 5 J/cm2, repetition rate of 15 Hz, spot size of 10 µm, scan speed of 40 µm/s. | NIST 610, NIST 612, and GSD-1G as external standards | [48 empty] | 1042 | [7 empty] | 0.7 | [13 empty] | 38 | [76 empty] | 2025 | Wang, L., Han, R., Zhang, Y., Chen, Y., Liu, D. (2026). Unraveling the redistribution of trace elements during supergene processes: A case study from the Qingshan carbonate-hosted Zn-Pb deposit, SW China. Ore Geology Reviews, 188, 107059. |  | CHN | Southwest China
| Qingshan |  | Basin hydrothermal | Mississippi Valley-type (MVT) | MVT zinc-lead | Zn, Pb | Ge, Cd, Ag | Zn, Pb, Ge, Cd, Ag | Meng et al., 2023 |  | TM-5 (high-Fe sphalerite)-1 | TM-5 (high-Fe sphalerite)-1 | underground mine |  |  |  |  | ore material | polished section | grab | mineral separate | [5 empty] | mineralisation | primary sulfide ores and secondary non-sulfide ores |  |  | sphalerite, pyrite, galena, hemimorphite, willemite, goethite, smithsonite, cerussite | hydrothermal (stages 1–3), supergene | massive, brecciated, replacive, infilling | colloform, oscillatory zoning, replacement, core-mantle-rim, dendritic, botryoidal, euhedral, subhedral, anhedral |  |  |  | calcite, greenockite | polished sections (150 µm thick) | LA-ICPMS, EMPA, SEM-EDS | JEOL JXA-i SP100 microprobe equipped with five wavelength-dispersive spectrometers; Tescan Mira 3 field emission scanning electron microscope equipped with an energy dispersive spectrometer; Tescan Integrated Mineral Analyzer (TIMA) system comprising a field emission scanning electron microscope (Tescan Mira 3), integrated with four energy dispersive detectors (EDAXElement) | Guangzhou Tuoyan Analytical Technology Co., Ltd., Guizhou, China (GTAT) | EPMA: 15 kV accelerating potential and a beam current of 10 or 20 nA, with a defocused beam diameter of 5 µm; peak counting times for analyzed elements varied between 10 and 40 s, background measurements at 50% of the peak counting duration on both sides of the analyzed peak. SEM: operating voltage of 25 kV and a working distance of ~15.0 mm. TIMA: dot-mapping mode with a working distance of 15 mm, spot size of ~92 nm, scanning at 3 µm resolution (operating at 25 kV, 11.6 nA). LA-ICP-MS mapping: laser energy of 5 J/cm2, repetition rate of 15 Hz, spot size of 10 µm, scan speed of 40 µm/s. | NIST 610, NIST 612, and GSD-1G as external standards | [48 empty] | 976 | [7 empty] | 0.15 | [13 empty] | 50 | [76 empty] | 2025 | Wang, L., Han, R., Zhang, Y., Chen, Y., Liu, D. (2026). Unraveling the redistribution of trace elements during supergene processes: A case study from the Qingshan carbonate-hosted Zn-Pb deposit, SW China. Ore Geology Reviews, 188, 107059. |  | CHN | Southwest China
| Qingshan |  | Basin hydrothermal | Mississippi Valley-type (MVT) | MVT zinc-lead | Zn, Pb | Ge, Cd, Ag | Zn, Pb, Ge, Cd, Ag | Meng et al., 2023 |  | TM-6 (high-Fe sphalerite)-1 | TM-6 (high-Fe sphalerite)-1 | underground mine |  |  |  |  | ore material | polished section | grab | mineral separate | [5 empty] | mineralisation | primary sulfide ores and secondary non-sulfide ores |  |  | sphalerite, pyrite, galena, hemimorphite, willemite, goethite, smithsonite, cerussite | hydrothermal (stages 1–3), supergene | massive, brecciated, replacive, infilling | colloform, oscillatory zoning, replacement, core-mantle-rim, dendritic, botryoidal, euhedral, subhedral, anhedral |  |  |  | calcite, greenockite | polished sections (150 µm thick) | LA-ICPMS, EMPA, SEM-EDS | JEOL JXA-i SP100 microprobe equipped with five wavelength-dispersive spectrometers; Tescan Mira 3 field emission scanning electron microscope equipped with an energy dispersive spectrometer; Tescan Integrated Mineral Analyzer (TIMA) system comprising a field emission scanning electron microscope (Tescan Mira 3), integrated with four energy dispersive detectors (EDAXElement) | Guangzhou Tuoyan Analytical Technology Co., Ltd., Guizhou, China (GTAT) | EPMA: 15 kV accelerating potential and a beam current of 10 or 20 nA, with a defocused beam diameter of 5 µm; peak counting times for analyzed elements varied between 10 and 40 s, background measurements at 50% of the peak counting duration on both sides of the analyzed peak. SEM: operating voltage of 25 kV and a working distance of ~15.0 mm. TIMA: dot-mapping mode with a working distance of 15 mm, spot size of ~92 nm, scanning at 3 µm resolution (operating at 25 kV, 11.6 nA). LA-ICP-MS mapping: laser energy of 5 J/cm2, repetition rate of 15 Hz, spot size of 10 µm, scan speed of 40 µm/s. | NIST 610, NIST 612, and GSD-1G as external standards | [48 empty] | 1092 | [7 empty] | 0.14 | [13 empty] | 40 | [76 empty] | 2025 | Wang, L., Han, R., Zhang, Y., Chen, Y., Liu, D. (2026). Unraveling the redistribution of trace elements during supergene processes: A case study from the Qingshan carbonate-hosted Zn-Pb deposit, SW China. Ore Geology Reviews, 188, 107059. |  | CHN | Southwest China
| Qingshan |  | Basin hydrothermal | Mississippi Valley-type (MVT) | MVT zinc-lead | Zn, Pb | Ge, Cd, Ag | Zn, Pb, Ge, Cd, Ag | Meng et al., 2023 |  | TM-7 (high-Fe sphalerite)-1 | TM-7 (high-Fe sphalerite)-1 | underground mine |  |  |  |  | ore material | polished section | grab | mineral separate | [5 empty] | mineralisation | primary sulfide ores and secondary non-sulfide ores |  |  | sphalerite, pyrite, galena, hemimorphite, willemite, goethite, smithsonite, cerussite | hydrothermal (stages 1–3), supergene | massive, brecciated, replacive, infilling | colloform, oscillatory zoning, replacement, core-mantle-rim, dendritic, botryoidal, euhedral, subhedral, anhedral |  |  |  | calcite, greenockite | polished sections (150 µm thick) | LA-ICPMS, EMPA, SEM-EDS | JEOL JXA-i SP100 microprobe equipped with five wavelength-dispersive spectrometers; Tescan Mira 3 field emission scanning electron microscope equipped with an energy dispersive spectrometer; Tescan Integrated Mineral Analyzer (TIMA) system comprising a field emission scanning electron microscope (Tescan Mira 3), integrated with four energy dispersive detectors (EDAXElement) | Guangzhou Tuoyan Analytical Technology Co., Ltd., Guizhou, China (GTAT) | EPMA: 15 kV accelerating potential and a beam current of 10 or 20 nA, with a defocused beam diameter of 5 µm; peak counting times for analyzed elements varied between 10 and 40 s, background measurements at 50% of the peak counting duration on both sides of the analyzed peak. SEM: operating voltage of 25 kV and a working distance of ~15.0 mm. TIMA: dot-mapping mode with a working distance of 15 mm, spot size of ~92 nm, scanning at 3 µm resolution (operating at 25 kV, 11.6 nA). LA-ICP-MS mapping: laser energy of 5 J/cm2, repetition rate of 15 Hz, spot size of 10 µm, scan speed of 40 µm/s. | NIST 610, NIST 612, and GSD-1G as external standards | [48 empty] | 1126 | [7 empty] | 0.3 | [13 empty] | 44 | [76 empty] | 2025 | Wang, L., Han, R., Zhang, Y., Chen, Y., Liu, D. (2026). Unraveling the redistribution of trace elements during supergene processes: A case study from the Qingshan carbonate-hosted Zn-Pb deposit, SW China. Ore Geology Reviews, 188, 107059. |  | CHN | Southwest China
| Qingshan |  | Basin hydrothermal | Mississippi Valley-type (MVT) | MVT zinc-lead | Zn, Pb | Ge, Cd, Ag | Zn, Pb, Ge, Cd, Ag | Meng et al., 2023 |  | TM-8 (high-Fe sphalerite)-1 | TM-8 (high-Fe sphalerite)-1 | underground mine |  |  |  |  | ore material | polished section | grab | mineral separate | [5 empty] | mineralisation | primary sulfide ores and secondary non-sulfide ores |  |  | sphalerite, pyrite, galena, hemimorphite, willemite, goethite, smithsonite, cerussite | hydrothermal (stages 1–3), supergene | massive, brecciated, replacive, infilling | colloform, oscillatory zoning, replacement, core-mantle-rim, dendritic, botryoidal, euhedral, subhedral, anhedral |  |  |  | calcite, greenockite | polished sections (150 µm thick) | LA-ICPMS, EMPA, SEM-EDS | JEOL JXA-i SP100 microprobe equipped with five wavelength-dispersive spectrometers; Tescan Mira 3 field emission scanning electron microscope equipped with an energy dispersive spectrometer; Tescan Integrated Mineral Analyzer (TIMA) system comprising a field emission scanning electron microscope (Tescan Mira 3), integrated with four energy dispersive detectors (EDAXElement) | Guangzhou Tuoyan Analytical Technology Co., Ltd., Guizhou, China (GTAT) | EPMA: 15 kV accelerating potential and a beam current of 10 or 20 nA, with a defocused beam diameter of 5 µm; peak counting times for analyzed elements varied between 10 and 40 s, background measurements at 50% of the peak counting duration on both sides of the analyzed peak. SEM: operating voltage of 25 kV and a working distance of ~15.0 mm. TIMA: dot-mapping mode with a working distance of 15 mm, spot size of ~92 nm, scanning at 3 µm resolution (operating at 25 kV, 11.6 nA). LA-ICP-MS mapping: laser energy of 5 J/cm2, repetition rate of 15 Hz, spot size of 10 µm, scan speed of 40 µm/s. | NIST 610, NIST 612, and GSD-1G as external standards | [48 empty] | 986 | [7 empty] | 0.5 | [13 empty] | 43 | [76 empty] | 2025 | Wang, L., Han, R., Zhang, Y., Chen, Y., Liu, D. (2026). Unraveling the redistribution of trace elements during supergene processes: A case study from the Qingshan carbonate-hosted Zn-Pb deposit, SW China. Ore Geology Reviews, 188, 107059. |  | CHN | Southwest China
| Qingshan |  | Basin hydrothermal | Mississippi Valley-type (MVT) | MVT zinc-lead | Zn, Pb | Ge, Cd, Ag | Zn, Pb, Ge, Cd, Ag | Meng et al., 2023 |  | TM-9 (high-Fe sphalerite)-1 | TM-9 (high-Fe sphalerite)-1 | underground mine |  |  |  |  | ore material | polished section | grab | mineral separate | [5 empty] | mineralisation | primary sulfide ores and secondary non-sulfide ores |  |  | sphalerite, pyrite, galena, hemimorphite, willemite, goethite, smithsonite, cerussite | hydrothermal (stages 1–3), supergene | massive, brecciated, replacive, infilling | colloform, oscillatory zoning, replacement, core-mantle-rim, dendritic, botryoidal, euhedral, subhedral, anhedral |  |  |  | calcite, greenockite | polished sections (150 µm thick) | LA-ICPMS, EMPA, SEM-EDS | JEOL JXA-i SP100 microprobe equipped with five wavelength-dispersive spectrometers; Tescan Mira 3 field emission scanning electron microscope equipped with an energy dispersive spectrometer; Tescan Integrated Mineral Analyzer (TIMA) system comprising a field emission scanning electron microscope (Tescan Mira 3), integrated with four energy dispersive detectors (EDAXElement) | Guangzhou Tuoyan Analytical Technology Co., Ltd., Guizhou, China (GTAT) | EPMA: 15 kV accelerating potential and a beam current of 10 or 20 nA, with a defocused beam diameter of 5 µm; peak counting times for analyzed elements varied between 10 and 40 s, background measurements at 50% of the peak counting duration on both sides of the analyzed peak. SEM: operating voltage of 25 kV and a working distance of ~15.0 mm. TIMA: dot-mapping mode with a working distance of 15 mm, spot size of ~92 nm, scanning at 3 µm resolution (operating at 25 kV, 11.6 nA). LA-ICP-MS mapping: laser energy of 5 J/cm2, repetition rate of 15 Hz, spot size of 10 µm, scan speed of 40 µm/s. | NIST 610, NIST 612, and GSD-1G as external standards | [48 empty] | 997 | [7 empty] | 0.1 | [13 empty] | 46 | [76 empty] | 2025 | Wang, L., Han, R., Zhang, Y., Chen, Y., Liu, D. (2026). Unraveling the redistribution of trace elements during supergene processes: A case study from the Qingshan carbonate-hosted Zn-Pb deposit, SW China. Ore Geology Reviews, 188, 107059. |  | CHN | Southwest China
| Qingshan |  | Basin hydrothermal | Mississippi Valley-type (MVT) | MVT zinc-lead | Zn, Pb | Ge, Cd, Ag | Zn, Pb, Ge, Cd, Ag | Meng et al., 2023 |  | TM-10 (high-Fe sphalerite)-1 | TM-10 (high-Fe sphalerite)-1 | underground mine |  |  |  |  | ore material | polished section | grab | mineral separate | [5 empty] | mineralisation | primary sulfide ores and secondary non-sulfide ores |  |  | sphalerite, pyrite, galena, hemimorphite, willemite, goethite, smithsonite, cerussite | hydrothermal (stages 1–3), supergene | massive, brecciated, replacive, infilling | colloform, oscillatory zoning, replacement, core-mantle-rim, dendritic, botryoidal, euhedral, subhedral, anhedral |  |  |  | calcite, greenockite | polished sections (150 µm thick) | LA-ICPMS, EMPA, SEM-EDS | JEOL JXA-i SP100 microprobe equipped with five wavelength-dispersive spectrometers; Tescan Mira 3 field emission scanning electron microscope equipped with an energy dispersive spectrometer; Tescan Integrated Mineral Analyzer (TIMA) system comprising a field emission scanning electron microscope (Tescan Mira 3), integrated with four energy dispersive detectors (EDAXElement) | Guangzhou Tuoyan Analytical Technology Co., Ltd., Guizhou, China (GTAT) | EPMA: 15 kV accelerating potential and a beam current of 10 or 20 nA, with a defocused beam diameter of 5 µm; peak counting times for analyzed elements varied between 10 and 40 s, background measurements at 50% of the peak counting duration on both sides of the analyzed peak. SEM: operating voltage of 25 kV and a working distance of ~15.0 mm. TIMA: dot-mapping mode with a working distance of 15 mm, spot size of ~92 nm, scanning at 3 µm resolution (operating at 25 kV, 11.6 nA). LA-ICP-MS mapping: laser energy of 5 J/cm2, repetition rate of 15 Hz, spot size of 10 µm, scan speed of 40 µm/s. | NIST 610, NIST 612, and GSD-1G as external standards | [48 empty] | 964 | [7 empty] | 0.04 | [13 empty] | 47 | [76 empty] | 2025 | Wang, L., Han, R., Zhang, Y., Chen, Y., Liu, D. (2026). Unraveling the redistribution of trace elements during supergene processes: A case study from the Qingshan carbonate-hosted Zn-Pb deposit, SW China. Ore Geology Reviews, 188, 107059. |  | CHN | Southwest China
| Qingshan |  | Basin hydrothermal | Mississippi Valley-type (MVT) | MVT zinc-lead | Zn, Pb | Ge, Cd, Ag | Zn, Pb, Ge, Cd, Ag | Meng et al., 2023 |  | TM-11 (high-Fe sphalerite)-1 | TM-11 (high-Fe sphalerite)-1 | underground mine |  |  |  |  | ore material | polished section | grab | mineral separate | [5 empty] | mineralisation | primary sulfide ores and secondary non-sulfide ores |  |  | sphalerite, pyrite, galena, hemimorphite, willemite, goethite, smithsonite, cerussite | hydrothermal (stages 1–3), supergene | massive, brecciated, replacive, infilling | colloform, oscillatory zoning, replacement, core-mantle-rim, dendritic, botryoidal, euhedral, subhedral, anhedral |  |  |  | calcite, greenockite | polished sections (150 µm thick) | LA-ICPMS, EMPA, SEM-EDS | JEOL JXA-i SP100 microprobe equipped with five wavelength-dispersive spectrometers; Tescan Mira 3 field emission scanning electron microscope equipped with an energy dispersive spectrometer; Tescan Integrated Mineral Analyzer (TIMA) system comprising a field emission scanning electron microscope (Tescan Mira 3), integrated with four energy dispersive detectors (EDAXElement) | Guangzhou Tuoyan Analytical Technology Co., Ltd., Guizhou, China (GTAT) | EPMA: 15 kV accelerating potential and a beam current of 10 or 20 nA, with a defocused beam diameter of 5 µm; peak counting times for analyzed elements varied between 10 and 40 s, background measurements at 50% of the peak counting duration on both sides of the analyzed peak. SEM: operating voltage of 25 kV and a working distance of ~15.0 mm. TIMA: dot-mapping mode with a working distance of 15 mm, spot size of ~92 nm, scanning at 3 µm resolution (operating at 25 kV, 11.6 nA). LA-ICP-MS mapping: laser energy of 5 J/cm2, repetition rate of 15 Hz, spot size of 10 µm, scan speed of 40 µm/s. | NIST 610, NIST 612, and GSD-1G as external standards | [48 empty] | 1129 | [7 empty] | 0.07 | [13 empty] | 44 | [76 empty] | 2025 | Wang, L., Han, R., Zhang, Y., Chen, Y., Liu, D. (2026). Unraveling the redistribution of trace elements during supergene processes: A case study from the Qingshan carbonate-hosted Zn-Pb deposit, SW China. Ore Geology Reviews, 188, 107059. |  | CHN | Southwest China
| Qingshan |  | Basin hydrothermal | Mississippi Valley-type (MVT) | MVT zinc-lead | Zn, Pb | Ge, Cd, Ag | Zn, Pb, Ge, Cd, Ag | Meng et al., 2023 |  | TM-12 (high-Fe sphalerite)-1 | TM-12 (high-Fe sphalerite)-1 | underground mine |  |  |  |  | ore material | polished section | grab | mineral separate | [5 empty] | mineralisation | primary sulfide ores and secondary non-sulfide ores |  |  | sphalerite, pyrite, galena, hemimorphite, willemite, goethite, smithsonite, cerussite | hydrothermal (stages 1–3), supergene | massive, brecciated, replacive, infilling | colloform, oscillatory zoning, replacement, core-mantle-rim, dendritic, botryoidal, euhedral, subhedral, anhedral |  |  |  | calcite, greenockite | polished sections (150 µm thick) | LA-ICPMS, EMPA, SEM-EDS | JEOL JXA-i SP100 microprobe equipped with five wavelength-dispersive spectrometers; Tescan Mira 3 field emission scanning electron microscope equipped with an energy dispersive spectrometer; Tescan Integrated Mineral Analyzer (TIMA) system comprising a field emission scanning electron microscope (Tescan Mira 3), integrated with four energy dispersive detectors (EDAXElement) | Guangzhou Tuoyan Analytical Technology Co., Ltd., Guizhou, China (GTAT) | EPMA: 15 kV accelerating potential and a beam current of 10 or 20 nA, with a defocused beam diameter of 5 µm; peak counting times for analyzed elements varied between 10 and 40 s, background measurements at 50% of the peak counting duration on both sides of the analyzed peak. SEM: operating voltage of 25 kV and a working distance of ~15.0 mm. TIMA: dot-mapping mode with a working distance of 15 mm, spot size of ~92 nm, scanning at 3 µm resolution (operating at 25 kV, 11.6 nA). LA-ICP-MS mapping: laser energy of 5 J/cm2, repetition rate of 15 Hz, spot size of 10 µm, scan speed of 40 µm/s. | NIST 610, NIST 612, and GSD-1G as external standards | [48 empty] | 1164 | [7 empty] | 0.2 | [13 empty] | 45 | [76 empty] | 2025 | Wang, L., Han, R., Zhang, Y., Chen, Y., Liu, D. (2026). Unraveling the redistribution of trace elements during supergene processes: A case study from the Qingshan carbonate-hosted Zn-Pb deposit, SW China. Ore Geology Reviews, 188, 107059. |  | CHN | Southwest China
| Qingshan |  | Basin hydrothermal | Mississippi Valley-type (MVT) | MVT zinc-lead | Zn, Pb | Ge, Cd, Ag | Zn, Pb, Ge, Cd, Ag | Meng et al., 2023 |  | TM-1 (low-Fe sphalerite)-1 | TM-1 (low-Fe sphalerite)-1 | underground mine |  |  |  |  | ore material | polished section | grab | mineral separate | [5 empty] | mineralisation | primary sulfide ores and secondary non-sulfide ores |  |  | sphalerite, pyrite, galena, hemimorphite, willemite, goethite, smithsonite, cerussite | hydrothermal (stages 1–3), supergene | massive, brecciated, replacive, infilling | colloform, oscillatory zoning, replacement, core-mantle-rim, dendritic, botryoidal, euhedral, subhedral, anhedral |  |  |  | calcite, greenockite | polished sections (150 µm thick) | LA-ICPMS, EMPA, SEM-EDS | JEOL JXA-i SP100 microprobe equipped with five wavelength-dispersive spectrometers; Tescan Mira 3 field emission scanning electron microscope equipped with an energy dispersive spectrometer; Tescan Integrated Mineral Analyzer (TIMA) system comprising a field emission scanning electron microscope (Tescan Mira 3), integrated with four energy dispersive detectors (EDAXElement) | Guangzhou Tuoyan Analytical Technology Co., Ltd., Guizhou, China (GTAT) | EPMA: 15 kV accelerating potential and a beam current of 10 or 20 nA, with a defocused beam diameter of 5 µm; peak counting times for analyzed elements varied between 10 and 40 s, background measurements at 50% of the peak counting duration on both sides of the analyzed peak. SEM: operating voltage of 25 kV and a working distance of ~15.0 mm. TIMA: dot-mapping mode with a working distance of 15 mm, spot size of ~92 nm, scanning at 3 µm resolution (operating at 25 kV, 11.6 nA). LA-ICP-MS mapping: laser energy of 5 J/cm2, repetition rate of 15 Hz, spot size of 10 µm, scan speed of 40 µm/s. | NIST 610, NIST 612, and GSD-1G as external standards | [48 empty] | 239 | [7 empty] | 0.06 | [13 empty] | 6.1 | [76 empty] | 2025 | Wang, L., Han, R., Zhang, Y., Chen, Y., Liu, D. (2026). Unraveling the redistribution of trace elements during supergene processes: A case study from the Qingshan carbonate-hosted Zn-Pb deposit, SW China. Ore Geology Reviews, 188, 107059. |  | CHN | Southwest China
| Qingshan |  | Basin hydrothermal | Mississippi Valley-type (MVT) | MVT zinc-lead | Zn, Pb | Ge, Cd, Ag | Zn, Pb, Ge, Cd, Ag | Meng et al., 2023 |  | TM-2 (low-Fe sphalerite)-1 | TM-2 (low-Fe sphalerite)-1 | underground mine |  |  |  |  | ore material | polished section | grab | mineral separate | [5 empty] | mineralisation | primary sulfide ores and secondary non-sulfide ores |  |  | sphalerite, pyrite, galena, hemimorphite, willemite, goethite, smithsonite, cerussite | hydrothermal (stages 1–3), supergene | massive, brecciated, replacive, infilling | colloform, oscillatory zoning, replacement, core-mantle-rim, dendritic, botryoidal, euhedral, subhedral, anhedral |  |  |  | calcite, greenockite | polished sections (150 µm thick) | LA-ICPMS, EMPA, SEM-EDS | JEOL JXA-i SP100 microprobe equipped with five wavelength-dispersive spectrometers; Tescan Mira 3 field emission scanning electron microscope equipped with an energy dispersive spectrometer; Tescan Integrated Mineral Analyzer (TIMA) system comprising a field emission scanning electron microscope (Tescan Mira 3), integrated with four energy dispersive detectors (EDAXElement) | Guangzhou Tuoyan Analytical Technology Co., Ltd., Guizhou, China (GTAT) | EPMA: 15 kV accelerating potential and a beam current of 10 or 20 nA, with a defocused beam diameter of 5 µm; peak counting times for analyzed elements varied between 10 and 40 s, background measurements at 50% of the peak counting duration on both sides of the analyzed peak. SEM: operating voltage of 25 kV and a working distance of ~15.0 mm. TIMA: dot-mapping mode with a working distance of 15 mm, spot size of ~92 nm, scanning at 3 µm resolution (operating at 25 kV, 11.6 nA). LA-ICP-MS mapping: laser energy of 5 J/cm2, repetition rate of 15 Hz, spot size of 10 µm, scan speed of 40 µm/s. | NIST 610, NIST 612, and GSD-1G as external standards | [48 empty] | 198 | [7 empty] | 0.06 | [13 empty] | 5.7 | [76 empty] | 2025 | Wang, L., Han, R., Zhang, Y., Chen, Y., Liu, D. (2026). Unraveling the redistribution of trace elements during supergene processes: A case study from the Qingshan carbonate-hosted Zn-Pb deposit, SW China. Ore Geology Reviews, 188, 107059. |  | CHN | Southwest China
| Qingshan |  | Basin hydrothermal | Mississippi Valley-type (MVT) | MVT zinc-lead | Zn, Pb | Ge, Cd, Ag | Zn, Pb, Ge, Cd, Ag | Meng et al., 2023 |  | TM-3 (low-Fe sphalerite)-1 | TM-3 (low-Fe sphalerite)-1 | underground mine |  |  |  |  | ore material | polished section | grab | mineral separate | [5 empty] | mineralisation | primary sulfide ores and secondary non-sulfide ores |  |  | sphalerite, pyrite, galena, hemimorphite, willemite, goethite, smithsonite, cerussite | hydrothermal (stages 1–3), supergene | massive, brecciated, replacive, infilling | colloform, oscillatory zoning, replacement, core-mantle-rim, dendritic, botryoidal, euhedral, subhedral, anhedral |  |  |  | calcite, greenockite | polished sections (150 µm thick) | LA-ICPMS, EMPA, SEM-EDS | JEOL JXA-i SP100 microprobe equipped with five wavelength-dispersive spectrometers; Tescan Mira 3 field emission scanning electron microscope equipped with an energy dispersive spectrometer; Tescan Integrated Mineral Analyzer (TIMA) system comprising a field emission scanning electron microscope (Tescan Mira 3), integrated with four energy dispersive detectors (EDAXElement) | Guangzhou Tuoyan Analytical Technology Co., Ltd., Guizhou, China (GTAT) | EPMA: 15 kV accelerating potential and a beam current of 10 or 20 nA, with a defocused beam diameter of 5 µm; peak counting times for analyzed elements varied between 10 and 40 s, background measurements at 50% of the peak counting duration on both sides of the analyzed peak. SEM: operating voltage of 25 kV and a working distance of ~15.0 mm. TIMA: dot-mapping mode with a working distance of 15 mm, spot size of ~92 nm, scanning at 3 µm resolution (operating at 25 kV, 11.6 nA). LA-ICP-MS mapping: laser energy of 5 J/cm2, repetition rate of 15 Hz, spot size of 10 µm, scan speed of 40 µm/s. | NIST 610, NIST 612, and GSD-1G as external standards | [48 empty] | 175 | [7 empty] | 0.2 | [13 empty] | 7.2 | [76 empty] | 2025 | Wang, L., Han, R., Zhang, Y., Chen, Y., Liu, D. (2026). Unraveling the redistribution of trace elements during supergene processes: A case study from the Qingshan carbonate-hosted Zn-Pb deposit, SW China. Ore Geology Reviews, 188, 107059. |  | CHN | Southwest China
| Qingshan |  | Basin hydrothermal | Mississippi Valley-type (MVT) | MVT zinc-lead | Zn, Pb | Ge, Cd, Ag | Zn, Pb, Ge, Cd, Ag | Meng et al., 2023 |  | TM-4 (low-Fe sphalerite)-1 | TM-4 (low-Fe sphalerite)-1 | underground mine |  |  |  |  | ore material | polished section | grab | mineral separate | [5 empty] | mineralisation | primary sulfide ores and secondary non-sulfide ores |  |  | sphalerite, pyrite, galena, hemimorphite, willemite, goethite, smithsonite, cerussite | hydrothermal (stages 1–3), supergene | massive, brecciated, replacive, infilling | colloform, oscillatory zoning, replacement, core-mantle-rim, dendritic, botryoidal, euhedral, subhedral, anhedral |  |  |  | calcite, greenockite | polished sections (150 µm thick) | LA-ICPMS, EMPA, SEM-EDS | JEOL JXA-i SP100 microprobe equipped with five wavelength-dispersive spectrometers; Tescan Mira 3 field emission scanning electron microscope equipped with an energy dispersive spectrometer; Tescan Integrated Mineral Analyzer (TIMA) system comprising a field emission scanning electron microscope (Tescan Mira 3), integrated with four energy dispersive detectors (EDAXElement) | Guangzhou Tuoyan Analytical Technology Co., Ltd., Guizhou, China (GTAT) | EPMA: 15 kV accelerating potential and a beam current of 10 or 20 nA, with a defocused beam diameter of 5 µm; peak counting times for analyzed elements varied between 10 and 40 s, background measurements at 50% of the peak counting duration on both sides of the analyzed peak. SEM: operating voltage of 25 kV and a working distance of ~15.0 mm. TIMA: dot-mapping mode with a working distance of 15 mm, spot size of ~92 nm, scanning at 3 µm resolution (operating at 25 kV, 11.6 nA). LA-ICP-MS mapping: laser energy of 5 J/cm2, repetition rate of 15 Hz, spot size of 10 µm, scan speed of 40 µm/s. | NIST 610, NIST 612, and GSD-1G as external standards | [48 empty] | 294 | [7 empty] | 0.1 | [13 empty] | 8.6 | [76 empty] | 2025 | Wang, L., Han, R., Zhang, Y., Chen, Y., Liu, D. (2026). Unraveling the redistribution of trace elements during supergene processes: A case study from the Qingshan carbonate-hosted Zn-Pb deposit, SW China. Ore Geology Reviews, 188, 107059. |  | CHN | Southwest China
| Qingshan |  | Basin hydrothermal | Mississippi Valley-type (MVT) | MVT zinc-lead | Zn, Pb | Ge, Cd, Ag | Zn, Pb, Ge, Cd, Ag | Meng et al., 2023 |  | TM-5 (low-Fe sphalerite)-1 | TM-5 (low-Fe sphalerite)-1 | underground mine |  |  |  |  | ore material | polished section | grab | mineral separate | [5 empty] | mineralisation | primary sulfide ores and secondary non-sulfide ores |  |  | sphalerite, pyrite, galena, hemimorphite, willemite, goethite, smithsonite, cerussite | hydrothermal (stages 1–3), supergene | massive, brecciated, replacive, infilling | colloform, oscillatory zoning, replacement, core-mantle-rim, dendritic, botryoidal, euhedral, subhedral, anhedral |  |  |  | calcite, greenockite | polished sections (150 µm thick) | LA-ICPMS, EMPA, SEM-EDS | JEOL JXA-i SP100 microprobe equipped with five wavelength-dispersive spectrometers; Tescan Mira 3 field emission scanning electron microscope equipped with an energy dispersive spectrometer; Tescan Integrated Mineral Analyzer (TIMA) system comprising a field emission scanning electron microscope (Tescan Mira 3), integrated with four energy dispersive detectors (EDAXElement) | Guangzhou Tuoyan Analytical Technology Co., Ltd., Guizhou, China (GTAT) | EPMA: 15 kV accelerating potential and a beam current of 10 or 20 nA, with a defocused beam diameter of 5 µm; peak counting times for analyzed elements varied between 10 and 40 s, background measurements at 50% of the peak counting duration on both sides of the analyzed peak. SEM: operating voltage of 25 kV and a working distance of ~15.0 mm. TIMA: dot-mapping mode with a working distance of 15 mm, spot size of ~92 nm, scanning at 3 µm resolution (operating at 25 kV, 11.6 nA). LA-ICP-MS mapping: laser energy of 5 J/cm2, repetition rate of 15 Hz, spot size of 10 µm, scan speed of 40 µm/s. | NIST 610, NIST 612, and GSD-1G as external standards | [48 empty] | 307 | [21 empty] | 7.8 | [76 empty] | 2025 | Wang, L., Han, R., Zhang, Y., Chen, Y., Liu, D. (2026). Unraveling the redistribution of trace elements during supergene processes: A case study from the Qingshan carbonate-hosted Zn-Pb deposit, SW China. Ore Geology Reviews, 188, 107059. |  | CHN | Southwest China
| Qingshan |  | Basin hydrothermal | Mississippi Valley-type (MVT) | MVT zinc-lead | Zn, Pb | Ge, Cd, Ag | Zn, Pb, Ge, Cd, Ag | Meng et al., 2023 |  | TM-6 (low-Fe sphalerite)-1 | TM-6 (low-Fe sphalerite)-1 | underground mine |  |  |  |  | ore material | polished section | grab | mineral separate | [5 empty] | mineralisation | primary sulfide ores and secondary non-sulfide ores |  |  | sphalerite, pyrite, galena, hemimorphite, willemite, goethite, smithsonite, cerussite | hydrothermal (stages 1–3), supergene | massive, brecciated, replacive, infilling | colloform, oscillatory zoning, replacement, core-mantle-rim, dendritic, botryoidal, euhedral, subhedral, anhedral |  |  |  | calcite, greenockite | polished sections (150 µm thick) | LA-ICPMS, EMPA, SEM-EDS | JEOL JXA-i SP100 microprobe equipped with five wavelength-dispersive spectrometers; Tescan Mira 3 field emission scanning electron microscope equipped with an energy dispersive spectrometer; Tescan Integrated Mineral Analyzer (TIMA) system comprising a field emission scanning electron microscope (Tescan Mira 3), integrated with four energy dispersive detectors (EDAXElement) | Guangzhou Tuoyan Analytical Technology Co., Ltd., Guizhou, China (GTAT) | EPMA: 15 kV accelerating potential and a beam current of 10 or 20 nA, with a defocused beam diameter of 5 µm; peak counting times for analyzed elements varied between 10 and 40 s, background measurements at 50% of the peak counting duration on both sides of the analyzed peak. SEM: operating voltage of 25 kV and a working distance of ~15.0 mm. TIMA: dot-mapping mode with a working distance of 15 mm, spot size of ~92 nm, scanning at 3 µm resolution (operating at 25 kV, 11.6 nA). LA-ICP-MS mapping: laser energy of 5 J/cm2, repetition rate of 15 Hz, spot size of 10 µm, scan speed of 40 µm/s. | NIST 610, NIST 612, and GSD-1G as external standards | [48 empty] | 174 | [7 empty] | 0.18 | [13 empty] | 10.3 | [76 empty] | 2025 | Wang, L., Han, R., Zhang, Y., Chen, Y., Liu, D. (2026). Unraveling the redistribution of trace elements during supergene processes: A case study from the Qingshan carbonate-hosted Zn-Pb deposit, SW China. Ore Geology Reviews, 188, 107059. |  | CHN | Southwest China
| Qingshan |  | Basin hydrothermal | Mississippi Valley-type (MVT) | MVT zinc-lead | Zn, Pb | Ge, Cd, Ag | Zn, Pb, Ge, Cd, Ag | Meng et al., 2023 |  | TM-7 (low-Fe sphalerite)-1 | TM-7 (low-Fe sphalerite)-1 | underground mine |  |  |  |  | ore material | polished section | grab | mineral separate | [5 empty] | mineralisation | primary sulfide ores and secondary non-sulfide ores |  |  | sphalerite, pyrite, galena, hemimorphite, willemite, goethite, smithsonite, cerussite | hydrothermal (stages 1–3), supergene | massive, brecciated, replacive, infilling | colloform, oscillatory zoning, replacement, core-mantle-rim, dendritic, botryoidal, euhedral, subhedral, anhedral |  |  |  | calcite, greenockite | polished sections (150 µm thick) | LA-ICPMS, EMPA, SEM-EDS | JEOL JXA-i SP100 microprobe equipped with five wavelength-dispersive spectrometers; Tescan Mira 3 field emission scanning electron microscope equipped with an energy dispersive spectrometer; Tescan Integrated Mineral Analyzer (TIMA) system comprising a field emission scanning electron microscope (Tescan Mira 3), integrated with four energy dispersive detectors (EDAXElement) | Guangzhou Tuoyan Analytical Technology Co., Ltd., Guizhou, China (GTAT) | EPMA: 15 kV accelerating potential and a beam current of 10 or 20 nA, with a defocused beam diameter of 5 µm; peak counting times for analyzed elements varied between 10 and 40 s, background measurements at 50% of the peak counting duration on both sides of the analyzed peak. SEM: operating voltage of 25 kV and a working distance of ~15.0 mm. TIMA: dot-mapping mode with a working distance of 15 mm, spot size of ~92 nm, scanning at 3 µm resolution (operating at 25 kV, 11.6 nA). LA-ICP-MS mapping: laser energy of 5 J/cm2, repetition rate of 15 Hz, spot size of 10 µm, scan speed of 40 µm/s. | NIST 610, NIST 612, and GSD-1G as external standards | [48 empty] | 257 | [7 empty] | 0.14 | [13 empty] | 11 | [76 empty] | 2025 | Wang, L., Han, R., Zhang, Y., Chen, Y., Liu, D. (2026). Unraveling the redistribution of trace elements during supergene processes: A case study from the Qingshan carbonate-hosted Zn-Pb deposit, SW China. Ore Geology Reviews, 188, 107059. |  | CHN | Southwest China
| Qingshan |  | Basin hydrothermal | Mississippi Valley-type (MVT) | MVT zinc-lead | Zn, Pb | Ge, Cd, Ag | Zn, Pb, Ge, Cd, Ag | Meng et al., 2023 |  | TM-8 (low-Fe sphalerite)-1 | TM-8 (low-Fe sphalerite)-1 | underground mine |  |  |  |  | ore material | polished section | grab | mineral separate | [5 empty] | mineralisation | primary sulfide ores and secondary non-sulfide ores |  |  | sphalerite, pyrite, galena, hemimorphite, willemite, goethite, smithsonite, cerussite | hydrothermal (stages 1–3), supergene | massive, brecciated, replacive, infilling | colloform, oscillatory zoning, replacement, core-mantle-rim, dendritic, botryoidal, euhedral, subhedral, anhedral |  |  |  | calcite, greenockite | polished sections (150 µm thick) | LA-ICPMS, EMPA, SEM-EDS | JEOL JXA-i SP100 microprobe equipped with five wavelength-dispersive spectrometers; Tescan Mira 3 field emission scanning electron microscope equipped with an energy dispersive spectrometer; Tescan Integrated Mineral Analyzer (TIMA) system comprising a field emission scanning electron microscope (Tescan Mira 3), integrated with four energy dispersive detectors (EDAXElement) | Guangzhou Tuoyan Analytical Technology Co., Ltd., Guizhou, China (GTAT) | EPMA: 15 kV accelerating potential and a beam current of 10 or 20 nA, with a defocused beam diameter of 5 µm; peak counting times for analyzed elements varied between 10 and 40 s, background measurements at 50% of the peak counting duration on both sides of the analyzed peak. SEM: operating voltage of 25 kV and a working distance of ~15.0 mm. TIMA: dot-mapping mode with a working distance of 15 mm, spot size of ~92 nm, scanning at 3 µm resolution (operating at 25 kV, 11.6 nA). LA-ICP-MS mapping: laser energy of 5 J/cm2, repetition rate of 15 Hz, spot size of 10 µm, scan speed of 40 µm/s. | NIST 610, NIST 612, and GSD-1G as external standards | [48 empty] | 448 | [21 empty] | 17.3 | [76 empty] | 2025 | Wang, L., Han, R., Zhang, Y., Chen, Y., Liu, D. (2026). Unraveling the redistribution of trace elements during supergene processes: A case study from the Qingshan carbonate-hosted Zn-Pb deposit, SW China. Ore Geology Reviews, 188, 107059. |  | CHN | Southwest China
| Qingshan |  | Basin hydrothermal | Mississippi Valley-type (MVT) | MVT zinc-lead | Zn, Pb | Ge, Cd, Ag | Zn, Pb, Ge, Cd, Ag | Meng et al., 2023 |  | TM-9 (low-Fe sphalerite)-1 | TM-9 (low-Fe sphalerite)-1 | underground mine |  |  |  |  | ore material | polished section | grab | mineral separate | [5 empty] | mineralisation | primary sulfide ores and secondary non-sulfide ores |  |  | sphalerite, pyrite, galena, hemimorphite, willemite, goethite, smithsonite, cerussite | hydrothermal (stages 1–3), supergene | massive, brecciated, replacive, infilling | colloform, oscillatory zoning, replacement, core-mantle-rim, dendritic, botryoidal, euhedral, subhedral, anhedral |  |  |  | calcite, greenockite | polished sections (150 µm thick) | LA-ICPMS, EMPA, SEM-EDS | JEOL JXA-i SP100 microprobe equipped with five wavelength-dispersive spectrometers; Tescan Mira 3 field emission scanning electron microscope equipped with an energy dispersive spectrometer; Tescan Integrated Mineral Analyzer (TIMA) system comprising a field emission scanning electron microscope (Tescan Mira 3), integrated with four energy dispersive detectors (EDAXElement) | Guangzhou Tuoyan Analytical Technology Co., Ltd., Guizhou, China (GTAT) | EPMA: 15 kV accelerating potential and a beam current of 10 or 20 nA, with a defocused beam diameter of 5 µm; peak counting times for analyzed elements varied between 10 and 40 s, background measurements at 50% of the peak counting duration on both sides of the analyzed peak. SEM: operating voltage of 25 kV and a working distance of ~15.0 mm. TIMA: dot-mapping mode with a working distance of 15 mm, spot size of ~92 nm, scanning at 3 µm resolution (operating at 25 kV, 11.6 nA). LA-ICP-MS mapping: laser energy of 5 J/cm2, repetition rate of 15 Hz, spot size of 10 µm, scan speed of 40 µm/s. | NIST 610, NIST 612, and GSD-1G as external standards | [48 empty] | 233 | [21 empty] | 6.9 | [76 empty] | 2025 | Wang, L., Han, R., Zhang, Y., Chen, Y., Liu, D. (2026). Unraveling the redistribution of trace elements during supergene processes: A case study from the Qingshan carbonate-hosted Zn-Pb deposit, SW China. Ore Geology Reviews, 188, 107059. |  | CHN | Southwest China
| Qingshan |  | Basin hydrothermal | Mississippi Valley-type (MVT) | MVT zinc-lead | Zn, Pb | Ge, Cd, Ag | Zn, Pb, Ge, Cd, Ag | Meng et al., 2023 |  | TM-10 (low-Fe sphalerite)-1 | TM-10 (low-Fe sphalerite)-1 | underground mine |  |  |  |  | ore material | polished section | grab | mineral separate | [5 empty] | mineralisation | primary sulfide ores and secondary non-sulfide ores |  |  | sphalerite, pyrite, galena, hemimorphite, willemite, goethite, smithsonite, cerussite | hydrothermal (stages 1–3), supergene | massive, brecciated, replacive, infilling | colloform, oscillatory zoning, replacement, core-mantle-rim, dendritic, botryoidal, euhedral, subhedral, anhedral |  |  |  | calcite, greenockite | polished sections (150 µm thick) | LA-ICPMS, EMPA, SEM-EDS | JEOL JXA-i SP100 microprobe equipped with five wavelength-dispersive spectrometers; Tescan Mira 3 field emission scanning electron microscope equipped with an energy dispersive spectrometer; Tescan Integrated Mineral Analyzer (TIMA) system comprising a field emission scanning electron microscope (Tescan Mira 3), integrated with four energy dispersive detectors (EDAXElement) | Guangzhou Tuoyan Analytical Technology Co., Ltd., Guizhou, China (GTAT) | EPMA: 15 kV accelerating potential and a beam current of 10 or 20 nA, with a defocused beam diameter of 5 µm; peak counting times for analyzed elements varied between 10 and 40 s, background measurements at 50% of the peak counting duration on both sides of the analyzed peak. SEM: operating voltage of 25 kV and a working distance of ~15.0 mm. TIMA: dot-mapping mode with a working distance of 15 mm, spot size of ~92 nm, scanning at 3 µm resolution (operating at 25 kV, 11.6 nA). LA-ICP-MS mapping: laser energy of 5 J/cm2, repetition rate of 15 Hz, spot size of 10 µm, scan speed of 40 µm/s. | NIST 610, NIST 612, and GSD-1G as external standards | [48 empty] | 194 | [21 empty] | 4.4 | [76 empty] | 2025 | Wang, L., Han, R., Zhang, Y., Chen, Y., Liu, D. (2026). Unraveling the redistribution of trace elements during supergene processes: A case study from the Qingshan carbonate-hosted Zn-Pb deposit, SW China. Ore Geology Reviews, 188, 107059. |  | CHN | Southwest China
| Qingshan |  | Basin hydrothermal | Mississippi Valley-type (MVT) | MVT zinc-lead | Zn, Pb | Ge, Cd, Ag | Zn, Pb, Ge, Cd, Ag | Meng et al., 2023 |  | Huize MVT deposit, Yunnan, China (Ye et al., 2011)-1 | Huize MVT deposit, Yunnan, China (Ye et al., 2011)-1 | underground mine |  |  |  |  | ore material | polished section | grab | mineral separate | [5 empty] | mineralisation | primary sulfide ores and secondary non-sulfide ores |  |  | sphalerite, pyrite, galena, hemimorphite, willemite, goethite, smithsonite, cerussite | hydrothermal (stages 1–3), supergene | massive, brecciated, replacive, infilling | colloform, oscillatory zoning, replacement, core-mantle-rim, dendritic, botryoidal, euhedral, subhedral, anhedral |  |  |  | calcite, greenockite | polished sections (150 µm thick) | LA-ICPMS, EMPA, SEM-EDS | JEOL JXA-i SP100 microprobe equipped with five wavelength-dispersive spectrometers; Tescan Mira 3 field emission scanning electron microscope equipped with an energy dispersive spectrometer; Tescan Integrated Mineral Analyzer (TIMA) system comprising a field emission scanning electron microscope (Tescan Mira 3), integrated with four energy dispersive detectors (EDAXElement) | Guangzhou Tuoyan Analytical Technology Co., Ltd., Guizhou, China (GTAT) | EPMA: 15 kV accelerating potential and a beam current of 10 or 20 nA, with a defocused beam diameter of 5 µm; peak counting times for analyzed elements varied between 10 and 40 s, background measurements at 50% of the peak counting duration on both sides of the analyzed peak. SEM: operating voltage of 25 kV and a working distance of ~15.0 mm. TIMA: dot-mapping mode with a working distance of 15 mm, spot size of ~92 nm, scanning at 3 µm resolution (operating at 25 kV, 11.6 nA). LA-ICP-MS mapping: laser energy of 5 J/cm2, repetition rate of 15 Hz, spot size of 10 µm, scan speed of 40 µm/s. | NIST 610, NIST 612, and GSD-1G as external standards | [147 empty] | 2025 | Wang, L., Han, R., Zhang, Y., Chen, Y., Liu, D. (2026). Unraveling the redistribution of trace elements during supergene processes: A case study from the Qingshan carbonate-hosted Zn-Pb deposit, SW China. Ore Geology Reviews, 188, 107059. |  | CHN | Southwest China
| Qingshan |  | Basin hydrothermal | Mississippi Valley-type (MVT) | MVT zinc-lead | Zn, Pb | Ge, Cd, Ag | Zn, Pb, Ge, Cd, Ag | Meng et al., 2023 |  | Source file-19 | Source file-19 | underground mine |  |  |  |  | ore material | polished section | grab | mineral separate | [5 empty] | mineralisation | primary sulfide ores and secondary non-sulfide ores |  |  | sphalerite, pyrite, galena, hemimorphite, willemite, goethite, smithsonite, cerussite | hydrothermal (stages 1–3), supergene | massive, brecciated, replacive, infilling | colloform, oscillatory zoning, replacement, core-mantle-rim, dendritic, botryoidal, euhedral, subhedral, anhedral |  |  |  | calcite, greenockite | polished sections (150 µm thick) | LA-ICPMS, EMPA, SEM-EDS | JEOL JXA-i SP100 microprobe equipped with five wavelength-dispersive spectrometers; Tescan Mira 3 field emission scanning electron microscope equipped with an energy dispersive spectrometer; Tescan Integrated Mineral Analyzer (TIMA) system comprising a field emission scanning electron microscope (Tescan Mira 3), integrated with four energy dispersive detectors (EDAXElement) | Guangzhou Tuoyan Analytical Technology Co., Ltd., Guizhou, China (GTAT) | EPMA: 15 kV accelerating potential and a beam current of 10 or 20 nA, with a defocused beam diameter of 5 µm; peak counting times for analyzed elements varied between 10 and 40 s, background measurements at 50% of the peak counting duration on both sides of the analyzed peak. SEM: operating voltage of 25 kV and a working distance of ~15.0 mm. TIMA: dot-mapping mode with a working distance of 15 mm, spot size of ~92 nm, scanning at 3 µm resolution (operating at 25 kV, 11.6 nA). LA-ICP-MS mapping: laser energy of 5 J/cm2, repetition rate of 15 Hz, spot size of 10 µm, scan speed of 40 µm/s. | NIST 610, NIST 612, and GSD-1G as external standards | [147 empty] | 2025 | Wang, L., Han, R., Zhang, Y., Chen, Y., Liu, D. (2026). Unraveling the redistribution of trace elements during supergene processes: A case study from the Qingshan carbonate-hosted Zn-Pb deposit, SW China. Ore Geology Reviews, 188, 107059. |  | CHN | Southwest China
| Qingshan |  | Basin hydrothermal | Mississippi Valley-type (MVT) | MVT zinc-lead | Zn, Pb | Ge, Cd, Ag | Zn, Pb, Ge, Cd, Ag | Meng et al., 2023 |  | Hui 1086.1-1 | Hui 1086.1-1 | underground mine |  |  |  |  | ore material | polished section | grab | mineral separate | [5 empty] | mineralisation | primary sulfide ores and secondary non-sulfide ores |  |  | sphalerite, pyrite, galena, hemimorphite, willemite, goethite, smithsonite, cerussite | hydrothermal (stages 1–3), supergene | massive, brecciated, replacive, infilling | colloform, oscillatory zoning, replacement, core-mantle-rim, dendritic, botryoidal, euhedral, subhedral, anhedral |  |  |  | calcite, greenockite | polished sections (150 µm thick) | LA-ICPMS, EMPA, SEM-EDS | JEOL JXA-i SP100 microprobe equipped with five wavelength-dispersive spectrometers; Tescan Mira 3 field emission scanning electron microscope equipped with an energy dispersive spectrometer; Tescan Integrated Mineral Analyzer (TIMA) system comprising a field emission scanning electron microscope (Tescan Mira 3), integrated with four energy dispersive detectors (EDAXElement) | Guangzhou Tuoyan Analytical Technology Co., Ltd., Guizhou, China (GTAT) | EPMA: 15 kV accelerating potential and a beam current of 10 or 20 nA, with a defocused beam diameter of 5 µm; peak counting times for analyzed elements varied between 10 and 40 s, background measurements at 50% of the peak counting duration on both sides of the analyzed peak. SEM: operating voltage of 25 kV and a working distance of ~15.0 mm. TIMA: dot-mapping mode with a working distance of 15 mm, spot size of ~92 nm, scanning at 3 µm resolution (operating at 25 kV, 11.6 nA). LA-ICP-MS mapping: laser energy of 5 J/cm2, repetition rate of 15 Hz, spot size of 10 µm, scan speed of 40 µm/s. | NIST 610, NIST 612, and GSD-1G as external standards | [48 empty] | 354 | [21 empty] | 121 | [76 empty] | 2025 | Wang, L., Han, R., Zhang, Y., Chen, Y., Liu, D. (2026). Unraveling the redistribution of trace elements during supergene processes: A case study from the Qingshan carbonate-hosted Zn-Pb deposit, SW China. Ore Geology Reviews, 188, 107059. |  | CHN | Southwest China
| Qingshan |  | Basin hydrothermal | Mississippi Valley-type (MVT) | MVT zinc-lead | Zn, Pb | Ge, Cd, Ag | Zn, Pb, Ge, Cd, Ag | Meng et al., 2023 |  | Hui 1086.2-1 | Hui 1086.2-1 | underground mine |  |  |  |  | ore material | polished section | grab | mineral separate | [5 empty] | mineralisation | primary sulfide ores and secondary non-sulfide ores |  |  | sphalerite, pyrite, galena, hemimorphite, willemite, goethite, smithsonite, cerussite | hydrothermal (stages 1–3), supergene | massive, brecciated, replacive, infilling | colloform, oscillatory zoning, replacement, core-mantle-rim, dendritic, botryoidal, euhedral, subhedral, anhedral |  |  |  | calcite, greenockite | polished sections (150 µm thick) | LA-ICPMS, EMPA, SEM-EDS | JEOL JXA-i SP100 microprobe equipped with five wavelength-dispersive spectrometers; Tescan Mira 3 field emission scanning electron microscope equipped with an energy dispersive spectrometer; Tescan Integrated Mineral Analyzer (TIMA) system comprising a field emission scanning electron microscope (Tescan Mira 3), integrated with four energy dispersive detectors (EDAXElement) | Guangzhou Tuoyan Analytical Technology Co., Ltd., Guizhou, China (GTAT) | EPMA: 15 kV accelerating potential and a beam current of 10 or 20 nA, with a defocused beam diameter of 5 µm; peak counting times for analyzed elements varied between 10 and 40 s, background measurements at 50% of the peak counting duration on both sides of the analyzed peak. SEM: operating voltage of 25 kV and a working distance of ~15.0 mm. TIMA: dot-mapping mode with a working distance of 15 mm, spot size of ~92 nm, scanning at 3 µm resolution (operating at 25 kV, 11.6 nA). LA-ICP-MS mapping: laser energy of 5 J/cm2, repetition rate of 15 Hz, spot size of 10 µm, scan speed of 40 µm/s. | NIST 610, NIST 612, and GSD-1G as external standards | [48 empty] | 98 | [7 empty] | 0.003 | [13 empty] | 88 | [76 empty] | 2025 | Wang, L., Han, R., Zhang, Y., Chen, Y., Liu, D. (2026). Unraveling the redistribution of trace elements during supergene processes: A case study from the Qingshan carbonate-hosted Zn-Pb deposit, SW China. Ore Geology Reviews, 188, 107059. |  | CHN | Southwest China
| Qingshan |  | Basin hydrothermal | Mississippi Valley-type (MVT) | MVT zinc-lead | Zn, Pb | Ge, Cd, Ag | Zn, Pb, Ge, Cd, Ag | Meng et al., 2023 |  | Hui 1086.3-1 | Hui 1086.3-1 | underground mine |  |  |  |  | ore material | polished section | grab | mineral separate | [5 empty] | mineralisation | primary sulfide ores and secondary non-sulfide ores |  |  | sphalerite, pyrite, galena, hemimorphite, willemite, goethite, smithsonite, cerussite | hydrothermal (stages 1–3), supergene | massive, brecciated, replacive, infilling | colloform, oscillatory zoning, replacement, core-mantle-rim, dendritic, botryoidal, euhedral, subhedral, anhedral |  |  |  | calcite, greenockite | polished sections (150 µm thick) | LA-ICPMS, EMPA, SEM-EDS | JEOL JXA-i SP100 microprobe equipped with five wavelength-dispersive spectrometers; Tescan Mira 3 field emission scanning electron microscope equipped with an energy dispersive spectrometer; Tescan Integrated Mineral Analyzer (TIMA) system comprising a field emission scanning electron microscope (Tescan Mira 3), integrated with four energy dispersive detectors (EDAXElement) | Guangzhou Tuoyan Analytical Technology Co., Ltd., Guizhou, China (GTAT) | EPMA: 15 kV accelerating potential and a beam current of 10 or 20 nA, with a defocused beam diameter of 5 µm; peak counting times for analyzed elements varied between 10 and 40 s, background measurements at 50% of the peak counting duration on both sides of the analyzed peak. SEM: operating voltage of 25 kV and a working distance of ~15.0 mm. TIMA: dot-mapping mode with a working distance of 15 mm, spot size of ~92 nm, scanning at 3 µm resolution (operating at 25 kV, 11.6 nA). LA-ICP-MS mapping: laser energy of 5 J/cm2, repetition rate of 15 Hz, spot size of 10 µm, scan speed of 40 µm/s. | NIST 610, NIST 612, and GSD-1G as external standards | [48 empty] | 146 | [7 empty] | 0.003 | [13 empty] | 137 | [76 empty] | 2025 | Wang, L., Han, R., Zhang, Y., Chen, Y., Liu, D. (2026). Unraveling the redistribution of trace elements during supergene processes: A case study from the Qingshan carbonate-hosted Zn-Pb deposit, SW China. Ore Geology Reviews, 188, 107059. |  | CHN | Southwest China
| Qingshan |  | Basin hydrothermal | Mississippi Valley-type (MVT) | MVT zinc-lead | Zn, Pb | Ge, Cd, Ag | Zn, Pb, Ge, Cd, Ag | Meng et al., 2023 |  | Hui 1086.4-1 | Hui 1086.4-1 | underground mine |  |  |  |  | ore material | polished section | grab | mineral separate | [5 empty] | mineralisation | primary sulfide ores and secondary non-sulfide ores |  |  | sphalerite, pyrite, galena, hemimorphite, willemite, goethite, smithsonite, cerussite | hydrothermal (stages 1–3), supergene | massive, brecciated, replacive, infilling | colloform, oscillatory zoning, replacement, core-mantle-rim, dendritic, botryoidal, euhedral, subhedral, anhedral |  |  |  | calcite, greenockite | polished sections (150 µm thick) | LA-ICPMS, EMPA, SEM-EDS | JEOL JXA-i SP100 microprobe equipped with five wavelength-dispersive spectrometers; Tescan Mira 3 field emission scanning electron microscope equipped with an energy dispersive spectrometer; Tescan Integrated Mineral Analyzer (TIMA) system comprising a field emission scanning electron microscope (Tescan Mira 3), integrated with four energy dispersive detectors (EDAXElement) | Guangzhou Tuoyan Analytical Technology Co., Ltd., Guizhou, China (GTAT) | EPMA: 15 kV accelerating potential and a beam current of 10 or 20 nA, with a defocused beam diameter of 5 µm; peak counting times for analyzed elements varied between 10 and 40 s, background measurements at 50% of the peak counting duration on both sides of the analyzed peak. SEM: operating voltage of 25 kV and a working distance of ~15.0 mm. TIMA: dot-mapping mode with a working distance of 15 mm, spot size of ~92 nm, scanning at 3 µm resolution (operating at 25 kV, 11.6 nA). LA-ICP-MS mapping: laser energy of 5 J/cm2, repetition rate of 15 Hz, spot size of 10 µm, scan speed of 40 µm/s. | NIST 610, NIST 612, and GSD-1G as external standards | [48 empty] | 221 | [7 empty] | 0.002 | [13 empty] | 100 | [76 empty] | 2025 | Wang, L., Han, R., Zhang, Y., Chen, Y., Liu, D. (2026). Unraveling the redistribution of trace elements during supergene processes: A case study from the Qingshan carbonate-hosted Zn-Pb deposit, SW China. Ore Geology Reviews, 188, 107059. |  | CHN | Southwest China
| Qingshan |  | Basin hydrothermal | Mississippi Valley-type (MVT) | MVT zinc-lead | Zn, Pb | Ge, Cd, Ag | Zn, Pb, Ge, Cd, Ag | Meng et al., 2023 |  | Hui 1086.5-1 | Hui 1086.5-1 | underground mine |  |  |  |  | ore material | polished section | grab | mineral separate | [5 empty] | mineralisation | primary sulfide ores and secondary non-sulfide ores |  |  | sphalerite, pyrite, galena, hemimorphite, willemite, goethite, smithsonite, cerussite | hydrothermal (stages 1–3), supergene | massive, brecciated, replacive, infilling | colloform, oscillatory zoning, replacement, core-mantle-rim, dendritic, botryoidal, euhedral, subhedral, anhedral |  |  |  | calcite, greenockite | polished sections (150 µm thick) | LA-ICPMS, EMPA, SEM-EDS | JEOL JXA-i SP100 microprobe equipped with five wavelength-dispersive spectrometers; Tescan Mira 3 field emission scanning electron microscope equipped with an energy dispersive spectrometer; Tescan Integrated Mineral Analyzer (TIMA) system comprising a field emission scanning electron microscope (Tescan Mira 3), integrated with four energy dispersive detectors (EDAXElement) | Guangzhou Tuoyan Analytical Technology Co., Ltd., Guizhou, China (GTAT) | EPMA: 15 kV accelerating potential and a beam current of 10 or 20 nA, with a defocused beam diameter of 5 µm; peak counting times for analyzed elements varied between 10 and 40 s, background measurements at 50% of the peak counting duration on both sides of the analyzed peak. SEM: operating voltage of 25 kV and a working distance of ~15.0 mm. TIMA: dot-mapping mode with a working distance of 15 mm, spot size of ~92 nm, scanning at 3 µm resolution (operating at 25 kV, 11.6 nA). LA-ICP-MS mapping: laser energy of 5 J/cm2, repetition rate of 15 Hz, spot size of 10 µm, scan speed of 40 µm/s. | NIST 610, NIST 612, and GSD-1G as external standards | [48 empty] | 90 | [21 empty] | 105 | [76 empty] | 2025 | Wang, L., Han, R., Zhang, Y., Chen, Y., Liu, D. (2026). Unraveling the redistribution of trace elements during supergene processes: A case study from the Qingshan carbonate-hosted Zn-Pb deposit, SW China. Ore Geology Reviews, 188, 107059. |  | CHN | Southwest China
| Qingshan |  | Basin hydrothermal | Mississippi Valley-type (MVT) | MVT zinc-lead | Zn, Pb | Ge, Cd, Ag | Zn, Pb, Ge, Cd, Ag | Meng et al., 2023 |  | Hui 1086.6-1 | Hui 1086.6-1 | underground mine |  |  |  |  | ore material | polished section | grab | mineral separate | [5 empty] | mineralisation | primary sulfide ores and secondary non-sulfide ores |  |  | sphalerite, pyrite, galena, hemimorphite, willemite, goethite, smithsonite, cerussite | hydrothermal (stages 1–3), supergene | massive, brecciated, replacive, infilling | colloform, oscillatory zoning, replacement, core-mantle-rim, dendritic, botryoidal, euhedral, subhedral, anhedral |  |  |  | calcite, greenockite | polished sections (150 µm thick) | LA-ICPMS, EMPA, SEM-EDS | JEOL JXA-i SP100 microprobe equipped with five wavelength-dispersive spectrometers; Tescan Mira 3 field emission scanning electron microscope equipped with an energy dispersive spectrometer; Tescan Integrated Mineral Analyzer (TIMA) system comprising a field emission scanning electron microscope (Tescan Mira 3), integrated with four energy dispersive detectors (EDAXElement) | Guangzhou Tuoyan Analytical Technology Co., Ltd., Guizhou, China (GTAT) | EPMA: 15 kV accelerating potential and a beam current of 10 or 20 nA, with a defocused beam diameter of 5 µm; peak counting times for analyzed elements varied between 10 and 40 s, background measurements at 50% of the peak counting duration on both sides of the analyzed peak. SEM: operating voltage of 25 kV and a working distance of ~15.0 mm. TIMA: dot-mapping mode with a working distance of 15 mm, spot size of ~92 nm, scanning at 3 µm resolution (operating at 25 kV, 11.6 nA). LA-ICP-MS mapping: laser energy of 5 J/cm2, repetition rate of 15 Hz, spot size of 10 µm, scan speed of 40 µm/s. | NIST 610, NIST 612, and GSD-1G as external standards | [48 empty] | 80 | [21 empty] | 132 | [76 empty] | 2025 | Wang, L., Han, R., Zhang, Y., Chen, Y., Liu, D. (2026). Unraveling the redistribution of trace elements during supergene processes: A case study from the Qingshan carbonate-hosted Zn-Pb deposit, SW China. Ore Geology Reviews, 188, 107059. |  | CHN | Southwest China
| Qingshan |  | Basin hydrothermal | Mississippi Valley-type (MVT) | MVT zinc-lead | Zn, Pb | Ge, Cd, Ag | Zn, Pb, Ge, Cd, Ag | Meng et al., 2023 |  | Hui 1086.7-1 | Hui 1086.7-1 | underground mine |  |  |  |  | ore material | polished section | grab | mineral separate | [5 empty] | mineralisation | primary sulfide ores and secondary non-sulfide ores |  |  | sphalerite, pyrite, galena, hemimorphite, willemite, goethite, smithsonite, cerussite | hydrothermal (stages 1–3), supergene | massive, brecciated, replacive, infilling | colloform, oscillatory zoning, replacement, core-mantle-rim, dendritic, botryoidal, euhedral, subhedral, anhedral |  |  |  | calcite, greenockite | polished sections (150 µm thick) | LA-ICPMS, EMPA, SEM-EDS | JEOL JXA-i SP100 microprobe equipped with five wavelength-dispersive spectrometers; Tescan Mira 3 field emission scanning electron microscope equipped with an energy dispersive spectrometer; Tescan Integrated Mineral Analyzer (TIMA) system comprising a field emission scanning electron microscope (Tescan Mira 3), integrated with four energy dispersive detectors (EDAXElement) | Guangzhou Tuoyan Analytical Technology Co., Ltd., Guizhou, China (GTAT) | EPMA: 15 kV accelerating potential and a beam current of 10 or 20 nA, with a defocused beam diameter of 5 µm; peak counting times for analyzed elements varied between 10 and 40 s, background measurements at 50% of the peak counting duration on both sides of the analyzed peak. SEM: operating voltage of 25 kV and a working distance of ~15.0 mm. TIMA: dot-mapping mode with a working distance of 15 mm, spot size of ~92 nm, scanning at 3 µm resolution (operating at 25 kV, 11.6 nA). LA-ICP-MS mapping: laser energy of 5 J/cm2, repetition rate of 15 Hz, spot size of 10 µm, scan speed of 40 µm/s. | NIST 610, NIST 612, and GSD-1G as external standards | [48 empty] | 143 | [21 empty] | 118 | [76 empty] | 2025 | Wang, L., Han, R., Zhang, Y., Chen, Y., Liu, D. (2026). Unraveling the redistribution of trace elements during supergene processes: A case study from the Qingshan carbonate-hosted Zn-Pb deposit, SW China. Ore Geology Reviews, 188, 107059. |  | CHN | Southwest China
| Qingshan |  | Basin hydrothermal | Mississippi Valley-type (MVT) | MVT zinc-lead | Zn, Pb | Ge, Cd, Ag | Zn, Pb, Ge, Cd, Ag | Meng et al., 2023 |  | Hui 1086.8-1 | Hui 1086.8-1 | underground mine |  |  |  |  | ore material | polished section | grab | mineral separate | [5 empty] | mineralisation | primary sulfide ores and secondary non-sulfide ores |  |  | sphalerite, pyrite, galena, hemimorphite, willemite, goethite, smithsonite, cerussite | hydrothermal (stages 1–3), supergene | massive, brecciated, replacive, infilling | colloform, oscillatory zoning, replacement, core-mantle-rim, dendritic, botryoidal, euhedral, subhedral, anhedral |  |  |  | calcite, greenockite | polished sections (150 µm thick) | LA-ICPMS, EMPA, SEM-EDS | JEOL JXA-i SP100 microprobe equipped with five wavelength-dispersive spectrometers; Tescan Mira 3 field emission scanning electron microscope equipped with an energy dispersive spectrometer; Tescan Integrated Mineral Analyzer (TIMA) system comprising a field emission scanning electron microscope (Tescan Mira 3), integrated with four energy dispersive detectors (EDAXElement) | Guangzhou Tuoyan Analytical Technology Co., Ltd., Guizhou, China (GTAT) | EPMA: 15 kV accelerating potential and a beam current of 10 or 20 nA, with a defocused beam diameter of 5 µm; peak counting times for analyzed elements varied between 10 and 40 s, background measurements at 50% of the peak counting duration on both sides of the analyzed peak. SEM: operating voltage of 25 kV and a working distance of ~15.0 mm. TIMA: dot-mapping mode with a working distance of 15 mm, spot size of ~92 nm, scanning at 3 µm resolution (operating at 25 kV, 11.6 nA). LA-ICP-MS mapping: laser energy of 5 J/cm2, repetition rate of 15 Hz, spot size of 10 µm, scan speed of 40 µm/s. | NIST 610, NIST 612, and GSD-1G as external standards | [48 empty] | 186 | [21 empty] | 88 | [76 empty] | 2025 | Wang, L., Han, R., Zhang, Y., Chen, Y., Liu, D. (2026). Unraveling the redistribution of trace elements during supergene processes: A case study from the Qingshan carbonate-hosted Zn-Pb deposit, SW China. Ore Geology Reviews, 188, 107059. |  | CHN | Southwest China
| Qingshan |  | Basin hydrothermal | Mississippi Valley-type (MVT) | MVT zinc-lead | Zn, Pb | Ge, Cd, Ag | Zn, Pb, Ge, Cd, Ag | Meng et al., 2023 |  | 1062HZF1-1 | 1062HZF1-1 | underground mine |  |  |  |  | ore material | polished section | grab | mineral separate | [5 empty] | mineralisation | primary sulfide ores and secondary non-sulfide ores |  |  | sphalerite, pyrite, galena, hemimorphite, willemite, goethite, smithsonite, cerussite | hydrothermal (stages 1–3), supergene | massive, brecciated, replacive, infilling | colloform, oscillatory zoning, replacement, core-mantle-rim, dendritic, botryoidal, euhedral, subhedral, anhedral |  |  |  | calcite, greenockite | polished sections (150 µm thick) | LA-ICPMS, EMPA, SEM-EDS | JEOL JXA-i SP100 microprobe equipped with five wavelength-dispersive spectrometers; Tescan Mira 3 field emission scanning electron microscope equipped with an energy dispersive spectrometer; Tescan Integrated Mineral Analyzer (TIMA) system comprising a field emission scanning electron microscope (Tescan Mira 3), integrated with four energy dispersive detectors (EDAXElement) | Guangzhou Tuoyan Analytical Technology Co., Ltd., Guizhou, China (GTAT) | EPMA: 15 kV accelerating potential and a beam current of 10 or 20 nA, with a defocused beam diameter of 5 µm; peak counting times for analyzed elements varied between 10 and 40 s, background measurements at 50% of the peak counting duration on both sides of the analyzed peak. SEM: operating voltage of 25 kV and a working distance of ~15.0 mm. TIMA: dot-mapping mode with a working distance of 15 mm, spot size of ~92 nm, scanning at 3 µm resolution (operating at 25 kV, 11.6 nA). LA-ICP-MS mapping: laser energy of 5 J/cm2, repetition rate of 15 Hz, spot size of 10 µm, scan speed of 40 µm/s. | NIST 610, NIST 612, and GSD-1G as external standards | [48 empty] | 3 | [21 empty] | 7 | [76 empty] | 2025 | Wang, L., Han, R., Zhang, Y., Chen, Y., Liu, D. (2026). Unraveling the redistribution of trace elements during supergene processes: A case study from the Qingshan carbonate-hosted Zn-Pb deposit, SW China. Ore Geology Reviews, 188, 107059. |  | CHN | Southwest China
| Qingshan |  | Basin hydrothermal | Mississippi Valley-type (MVT) | MVT zinc-lead | Zn, Pb | Ge, Cd, Ag | Zn, Pb, Ge, Cd, Ag | Meng et al., 2023 |  | 1062HZF2-1 | 1062HZF2-1 | underground mine |  |  |  |  | ore material | polished section | grab | mineral separate | [5 empty] | mineralisation | primary sulfide ores and secondary non-sulfide ores |  |  | sphalerite, pyrite, galena, hemimorphite, willemite, goethite, smithsonite, cerussite | hydrothermal (stages 1–3), supergene | massive, brecciated, replacive, infilling | colloform, oscillatory zoning, replacement, core-mantle-rim, dendritic, botryoidal, euhedral, subhedral, anhedral |  |  |  | calcite, greenockite | polished sections (150 µm thick) | LA-ICPMS, EMPA, SEM-EDS | JEOL JXA-i SP100 microprobe equipped with five wavelength-dispersive spectrometers; Tescan Mira 3 field emission scanning electron microscope equipped with an energy dispersive spectrometer; Tescan Integrated Mineral Analyzer (TIMA) system comprising a field emission scanning electron microscope (Tescan Mira 3), integrated with four energy dispersive detectors (EDAXElement) | Guangzhou Tuoyan Analytical Technology Co., Ltd., Guizhou, China (GTAT) | EPMA: 15 kV accelerating potential and a beam current of 10 or 20 nA, with a defocused beam diameter of 5 µm; peak counting times for analyzed elements varied between 10 and 40 s, background measurements at 50% of the peak counting duration on both sides of the analyzed peak. SEM: operating voltage of 25 kV and a working distance of ~15.0 mm. TIMA: dot-mapping mode with a working distance of 15 mm, spot size of ~92 nm, scanning at 3 µm resolution (operating at 25 kV, 11.6 nA). LA-ICP-MS mapping: laser energy of 5 J/cm2, repetition rate of 15 Hz, spot size of 10 µm, scan speed of 40 µm/s. | NIST 610, NIST 612, and GSD-1G as external standards | [48 empty] | 5 | [7 empty] | 0.456 | [13 empty] | 43 | [76 empty] | 2025 | Wang, L., Han, R., Zhang, Y., Chen, Y., Liu, D. (2026). Unraveling the redistribution of trace elements during supergene processes: A case study from the Qingshan carbonate-hosted Zn-Pb deposit, SW China. Ore Geology Reviews, 188, 107059. |  | CHN | Southwest China
| Qingshan |  | Basin hydrothermal | Mississippi Valley-type (MVT) | MVT zinc-lead | Zn, Pb | Ge, Cd, Ag | Zn, Pb, Ge, Cd, Ag | Meng et al., 2023 |  | 1062HZF3-1 | 1062HZF3-1 | underground mine |  |  |  |  | ore material | polished section | grab | mineral separate | [5 empty] | mineralisation | primary sulfide ores and secondary non-sulfide ores |  |  | sphalerite, pyrite, galena, hemimorphite, willemite, goethite, smithsonite, cerussite | hydrothermal (stages 1–3), supergene | massive, brecciated, replacive, infilling | colloform, oscillatory zoning, replacement, core-mantle-rim, dendritic, botryoidal, euhedral, subhedral, anhedral |  |  |  | calcite, greenockite | polished sections (150 µm thick) | LA-ICPMS, EMPA, SEM-EDS | JEOL JXA-i SP100 microprobe equipped with five wavelength-dispersive spectrometers; Tescan Mira 3 field emission scanning electron microscope equipped with an energy dispersive spectrometer; Tescan Integrated Mineral Analyzer (TIMA) system comprising a field emission scanning electron microscope (Tescan Mira 3), integrated with four energy dispersive detectors (EDAXElement) | Guangzhou Tuoyan Analytical Technology Co., Ltd., Guizhou, China (GTAT) | EPMA: 15 kV accelerating potential and a beam current of 10 or 20 nA, with a defocused beam diameter of 5 µm; peak counting times for analyzed elements varied between 10 and 40 s, background measurements at 50% of the peak counting duration on both sides of the analyzed peak. SEM: operating voltage of 25 kV and a working distance of ~15.0 mm. TIMA: dot-mapping mode with a working distance of 15 mm, spot size of ~92 nm, scanning at 3 µm resolution (operating at 25 kV, 11.6 nA). LA-ICP-MS mapping: laser energy of 5 J/cm2, repetition rate of 15 Hz, spot size of 10 µm, scan speed of 40 µm/s. | NIST 610, NIST 612, and GSD-1G as external standards | [48 empty] | 10 | [7 empty] | 0.457 | [13 empty] | 82 | [76 empty] | 2025 | Wang, L., Han, R., Zhang, Y., Chen, Y., Liu, D. (2026). Unraveling the redistribution of trace elements during supergene processes: A case study from the Qingshan carbonate-hosted Zn-Pb deposit, SW China. Ore Geology Reviews, 188, 107059. |  | CHN | Southwest China
| Qingshan |  | Basin hydrothermal | Mississippi Valley-type (MVT) | MVT zinc-lead | Zn, Pb | Ge, Cd, Ag | Zn, Pb, Ge, Cd, Ag | Meng et al., 2023 |  | 1062HZF4-1 | 1062HZF4-1 | underground mine |  |  |  |  | ore material | polished section | grab | mineral separate | [5 empty] | mineralisation | primary sulfide ores and secondary non-sulfide ores |  |  | sphalerite, pyrite, galena, hemimorphite, willemite, goethite, smithsonite, cerussite | hydrothermal (stages 1–3), supergene | massive, brecciated, replacive, infilling | colloform, oscillatory zoning, replacement, core-mantle-rim, dendritic, botryoidal, euhedral, subhedral, anhedral |  |  |  | calcite, greenockite | polished sections (150 µm thick) | LA-ICPMS, EMPA, SEM-EDS | JEOL JXA-i SP100 microprobe equipped with five wavelength-dispersive spectrometers; Tescan Mira 3 field emission scanning electron microscope equipped with an energy dispersive spectrometer; Tescan Integrated Mineral Analyzer (TIMA) system comprising a field emission scanning electron microscope (Tescan Mira 3), integrated with four energy dispersive detectors (EDAXElement) | Guangzhou Tuoyan Analytical Technology Co., Ltd., Guizhou, China (GTAT) | EPMA: 15 kV accelerating potential and a beam current of 10 or 20 nA, with a defocused beam diameter of 5 µm; peak counting times for analyzed elements varied between 10 and 40 s, background measurements at 50% of the peak counting duration on both sides of the analyzed peak. SEM: operating voltage of 25 kV and a working distance of ~15.0 mm. TIMA: dot-mapping mode with a working distance of 15 mm, spot size of ~92 nm, scanning at 3 µm resolution (operating at 25 kV, 11.6 nA). LA-ICP-MS mapping: laser energy of 5 J/cm2, repetition rate of 15 Hz, spot size of 10 µm, scan speed of 40 µm/s. | NIST 610, NIST 612, and GSD-1G as external standards | [48 empty] | 108 | [7 empty] | 0.355 | [13 empty] | 95 | [76 empty] | 2025 | Wang, L., Han, R., Zhang, Y., Chen, Y., Liu, D. (2026). Unraveling the redistribution of trace elements during supergene processes: A case study from the Qingshan carbonate-hosted Zn-Pb deposit, SW China. Ore Geology Reviews, 188, 107059. |  | CHN | Southwest China
| Qingshan |  | Basin hydrothermal | Mississippi Valley-type (MVT) | MVT zinc-lead | Zn, Pb | Ge, Cd, Ag | Zn, Pb, Ge, Cd, Ag | Meng et al., 2023 |  | 1062HZF5-1 | 1062HZF5-1 | underground mine |  |  |  |  | ore material | polished section | grab | mineral separate | [5 empty] | mineralisation | primary sulfide ores and secondary non-sulfide ores |  |  | sphalerite, pyrite, galena, hemimorphite, willemite, goethite, smithsonite, cerussite | hydrothermal (stages 1–3), supergene | massive, brecciated, replacive, infilling | colloform, oscillatory zoning, replacement, core-mantle-rim, dendritic, botryoidal, euhedral, subhedral, anhedral |  |  |  | calcite, greenockite | polished sections (150 µm thick) | LA-ICPMS, EMPA, SEM-EDS | JEOL JXA-i SP100 microprobe equipped with five wavelength-dispersive spectrometers; Tescan Mira 3 field emission scanning electron microscope equipped with an energy dispersive spectrometer; Tescan Integrated Mineral Analyzer (TIMA) system comprising a field emission scanning electron microscope (Tescan Mira 3), integrated with four energy dispersive detectors (EDAXElement) | Guangzhou Tuoyan Analytical Technology Co., Ltd., Guizhou, China (GTAT) | EPMA: 15 kV accelerating potential and a beam current of 10 or 20 nA, with a defocused beam diameter of 5 µm; peak counting times for analyzed elements varied between 10 and 40 s, background measurements at 50% of the peak counting duration on both sides of the analyzed peak. SEM: operating voltage of 25 kV and a working distance of ~15.0 mm. TIMA: dot-mapping mode with a working distance of 15 mm, spot size of ~92 nm, scanning at 3 µm resolution (operating at 25 kV, 11.6 nA). LA-ICP-MS mapping: laser energy of 5 J/cm2, repetition rate of 15 Hz, spot size of 10 µm, scan speed of 40 µm/s. | NIST 610, NIST 612, and GSD-1G as external standards | [48 empty] | 11 | [7 empty] | 0.019 | [13 empty] | 12 | [76 empty] | 2025 | Wang, L., Han, R., Zhang, Y., Chen, Y., Liu, D. (2026). Unraveling the redistribution of trace elements during supergene processes: A case study from the Qingshan carbonate-hosted Zn-Pb deposit, SW China. Ore Geology Reviews, 188, 107059. |  | CHN | Southwest China
| Qingshan |  | Basin hydrothermal | Mississippi Valley-type (MVT) | MVT zinc-lead | Zn, Pb | Ge, Cd, Ag | Zn, Pb, Ge, Cd, Ag | Meng et al., 2023 |  | 1062HZF6-1 | 1062HZF6-1 | underground mine |  |  |  |  | ore material | polished section | grab | mineral separate | [5 empty] | mineralisation | primary sulfide ores and secondary non-sulfide ores |  |  | sphalerite, pyrite, galena, hemimorphite, willemite, goethite, smithsonite, cerussite | hydrothermal (stages 1–3), supergene | massive, brecciated, replacive, infilling | colloform, oscillatory zoning, replacement, core-mantle-rim, dendritic, botryoidal, euhedral, subhedral, anhedral |  |  |  | calcite, greenockite | polished sections (150 µm thick) | LA-ICPMS, EMPA, SEM-EDS | JEOL JXA-i SP100 microprobe equipped with five wavelength-dispersive spectrometers; Tescan Mira 3 field emission scanning electron microscope equipped with an energy dispersive spectrometer; Tescan Integrated Mineral Analyzer (TIMA) system comprising a field emission scanning electron microscope (Tescan Mira 3), integrated with four energy dispersive detectors (EDAXElement) | Guangzhou Tuoyan Analytical Technology Co., Ltd., Guizhou, China (GTAT) | EPMA: 15 kV accelerating potential and a beam current of 10 or 20 nA, with a defocused beam diameter of 5 µm; peak counting times for analyzed elements varied between 10 and 40 s, background measurements at 50% of the peak counting duration on both sides of the analyzed peak. SEM: operating voltage of 25 kV and a working distance of ~15.0 mm. TIMA: dot-mapping mode with a working distance of 15 mm, spot size of ~92 nm, scanning at 3 µm resolution (operating at 25 kV, 11.6 nA). LA-ICP-MS mapping: laser energy of 5 J/cm2, repetition rate of 15 Hz, spot size of 10 µm, scan speed of 40 µm/s. | NIST 610, NIST 612, and GSD-1G as external standards | [48 empty] | 81 | [7 empty] | 0.089 | [13 empty] | 98 | [76 empty] | 2025 | Wang, L., Han, R., Zhang, Y., Chen, Y., Liu, D. (2026). Unraveling the redistribution of trace elements during supergene processes: A case study from the Qingshan carbonate-hosted Zn-Pb deposit, SW China. Ore Geology Reviews, 188, 107059. |  | CHN | Southwest China
| Qingshan |  | Basin hydrothermal | Mississippi Valley-type (MVT) | MVT zinc-lead | Zn, Pb | Ge, Cd, Ag | Zn, Pb, Ge, Cd, Ag | Meng et al., 2023 |  | 1062HZF7-1 | 1062HZF7-1 | underground mine |  |  |  |  | ore material | polished section | grab | mineral separate | [5 empty] | mineralisation | primary sulfide ores and secondary non-sulfide ores |  |  | sphalerite, pyrite, galena, hemimorphite, willemite, goethite, smithsonite, cerussite | hydrothermal (stages 1–3), supergene | massive, brecciated, replacive, infilling | colloform, oscillatory zoning, replacement, core-mantle-rim, dendritic, botryoidal, euhedral, subhedral, anhedral |  |  |  | calcite, greenockite | polished sections (150 µm thick) | LA-ICPMS, EMPA, SEM-EDS | JEOL JXA-i SP100 microprobe equipped with five wavelength-dispersive spectrometers; Tescan Mira 3 field emission scanning electron microscope equipped with an energy dispersive spectrometer; Tescan Integrated Mineral Analyzer (TIMA) system comprising a field emission scanning electron microscope (Tescan Mira 3), integrated with four energy dispersive detectors (EDAXElement) | Guangzhou Tuoyan Analytical Technology Co., Ltd., Guizhou, China (GTAT) | EPMA: 15 kV accelerating potential and a beam current of 10 or 20 nA, with a defocused beam diameter of 5 µm; peak counting times for analyzed elements varied between 10 and 40 s, background measurements at 50% of the peak counting duration on both sides of the analyzed peak. SEM: operating voltage of 25 kV and a working distance of ~15.0 mm. TIMA: dot-mapping mode with a working distance of 15 mm, spot size of ~92 nm, scanning at 3 µm resolution (operating at 25 kV, 11.6 nA). LA-ICP-MS mapping: laser energy of 5 J/cm2, repetition rate of 15 Hz, spot size of 10 µm, scan speed of 40 µm/s. | NIST 610, NIST 612, and GSD-1G as external standards | [48 empty] | 3 | [21 empty] | 7 | [76 empty] | 2025 | Wang, L., Han, R., Zhang, Y., Chen, Y., Liu, D. (2026). Unraveling the redistribution of trace elements during supergene processes: A case study from the Qingshan carbonate-hosted Zn-Pb deposit, SW China. Ore Geology Reviews, 188, 107059. |  | CHN | Southwest China
| Qingshan |  | Basin hydrothermal | Mississippi Valley-type (MVT) | MVT zinc-lead | Zn, Pb | Ge, Cd, Ag | Zn, Pb, Ge, Cd, Ag | Meng et al., 2023 |  | 1062HZF8-1 | 1062HZF8-1 | underground mine |  |  |  |  | ore material | polished section | grab | mineral separate | [5 empty] | mineralisation | primary sulfide ores and secondary non-sulfide ores |  |  | sphalerite, pyrite, galena, hemimorphite, willemite, goethite, smithsonite, cerussite | hydrothermal (stages 1–3), supergene | massive, brecciated, replacive, infilling | colloform, oscillatory zoning, replacement, core-mantle-rim, dendritic, botryoidal, euhedral, subhedral, anhedral |  |  |  | calcite, greenockite | polished sections (150 µm thick) | LA-ICPMS, EMPA, SEM-EDS | JEOL JXA-i SP100 microprobe equipped with five wavelength-dispersive spectrometers; Tescan Mira 3 field emission scanning electron microscope equipped with an energy dispersive spectrometer; Tescan Integrated Mineral Analyzer (TIMA) system comprising a field emission scanning electron microscope (Tescan Mira 3), integrated with four energy dispersive detectors (EDAXElement) | Guangzhou Tuoyan Analytical Technology Co., Ltd., Guizhou, China (GTAT) | EPMA: 15 kV accelerating potential and a beam current of 10 or 20 nA, with a defocused beam diameter of 5 µm; peak counting times for analyzed elements varied between 10 and 40 s, background measurements at 50% of the peak counting duration on both sides of the analyzed peak. SEM: operating voltage of 25 kV and a working distance of ~15.0 mm. TIMA: dot-mapping mode with a working distance of 15 mm, spot size of ~92 nm, scanning at 3 µm resolution (operating at 25 kV, 11.6 nA). LA-ICP-MS mapping: laser energy of 5 J/cm2, repetition rate of 15 Hz, spot size of 10 µm, scan speed of 40 µm/s. | NIST 610, NIST 612, and GSD-1G as external standards | [48 empty] | 199 | [7 empty] | 0.002 | [13 empty] | 125 | [76 empty] | 2025 | Wang, L., Han, R., Zhang, Y., Chen, Y., Liu, D. (2026). Unraveling the redistribution of trace elements during supergene processes: A case study from the Qingshan carbonate-hosted Zn-Pb deposit, SW China. Ore Geology Reviews, 188, 107059. |  | CHN | Southwest China
| Qingshan |  | Basin hydrothermal | Mississippi Valley-type (MVT) | MVT zinc-lead | Zn, Pb | Ge, Cd, Ag | Zn, Pb, Ge, Cd, Ag | Meng et al., 2023 |  | HZF1065.1-1 | HZF1065.1-1 | underground mine |  |  |  |  | ore material | polished section | grab | mineral separate | [5 empty] | mineralisation | primary sulfide ores and secondary non-sulfide ores |  |  | sphalerite, pyrite, galena, hemimorphite, willemite, goethite, smithsonite, cerussite | hydrothermal (stages 1–3), supergene | massive, brecciated, replacive, infilling | colloform, oscillatory zoning, replacement, core-mantle-rim, dendritic, botryoidal, euhedral, subhedral, anhedral |  |  |  | calcite, greenockite | polished sections (150 µm thick) | LA-ICPMS, EMPA, SEM-EDS | JEOL JXA-i SP100 microprobe equipped with five wavelength-dispersive spectrometers; Tescan Mira 3 field emission scanning electron microscope equipped with an energy dispersive spectrometer; Tescan Integrated Mineral Analyzer (TIMA) system comprising a field emission scanning electron microscope (Tescan Mira 3), integrated with four energy dispersive detectors (EDAXElement) | Guangzhou Tuoyan Analytical Technology Co., Ltd., Guizhou, China (GTAT) | EPMA: 15 kV accelerating potential and a beam current of 10 or 20 nA, with a defocused beam diameter of 5 µm; peak counting times for analyzed elements varied between 10 and 40 s, background measurements at 50% of the peak counting duration on both sides of the analyzed peak. SEM: operating voltage of 25 kV and a working distance of ~15.0 mm. TIMA: dot-mapping mode with a working distance of 15 mm, spot size of ~92 nm, scanning at 3 µm resolution (operating at 25 kV, 11.6 nA). LA-ICP-MS mapping: laser energy of 5 J/cm2, repetition rate of 15 Hz, spot size of 10 µm, scan speed of 40 µm/s. | NIST 610, NIST 612, and GSD-1G as external standards | [48 empty] | 40 | [7 empty] | 0.392 | [13 empty] | 78 | [76 empty] | 2025 | Wang, L., Han, R., Zhang, Y., Chen, Y., Liu, D. (2026). Unraveling the redistribution of trace elements during supergene processes: A case study from the Qingshan carbonate-hosted Zn-Pb deposit, SW China. Ore Geology Reviews, 188, 107059. |  | CHN | Southwest China
| Qingshan |  | Basin hydrothermal | Mississippi Valley-type (MVT) | MVT zinc-lead | Zn, Pb | Ge, Cd, Ag | Zn, Pb, Ge, Cd, Ag | Meng et al., 2023 |  | HZF1065.2-1 | HZF1065.2-1 | underground mine |  |  |  |  | ore material | polished section | grab | mineral separate | [5 empty] | mineralisation | primary sulfide ores and secondary non-sulfide ores |  |  | sphalerite, pyrite, galena, hemimorphite, willemite, goethite, smithsonite, cerussite | hydrothermal (stages 1–3), supergene | massive, brecciated, replacive, infilling | colloform, oscillatory zoning, replacement, core-mantle-rim, dendritic, botryoidal, euhedral, subhedral, anhedral |  |  |  | calcite, greenockite | polished sections (150 µm thick) | LA-ICPMS, EMPA, SEM-EDS | JEOL JXA-i SP100 microprobe equipped with five wavelength-dispersive spectrometers; Tescan Mira 3 field emission scanning electron microscope equipped with an energy dispersive spectrometer; Tescan Integrated Mineral Analyzer (TIMA) system comprising a field emission scanning electron microscope (Tescan Mira 3), integrated with four energy dispersive detectors (EDAXElement) | Guangzhou Tuoyan Analytical Technology Co., Ltd., Guizhou, China (GTAT) | EPMA: 15 kV accelerating potential and a beam current of 10 or 20 nA, with a defocused beam diameter of 5 µm; peak counting times for analyzed elements varied between 10 and 40 s, background measurements at 50% of the peak counting duration on both sides of the analyzed peak. SEM: operating voltage of 25 kV and a working distance of ~15.0 mm. TIMA: dot-mapping mode with a working distance of 15 mm, spot size of ~92 nm, scanning at 3 µm resolution (operating at 25 kV, 11.6 nA). LA-ICP-MS mapping: laser energy of 5 J/cm2, repetition rate of 15 Hz, spot size of 10 µm, scan speed of 40 µm/s. | NIST 610, NIST 612, and GSD-1G as external standards | [48 empty] | 3 | [7 empty] | 3.611 | [13 empty] | 35 | [76 empty] | 2025 | Wang, L., Han, R., Zhang, Y., Chen, Y., Liu, D. (2026). Unraveling the redistribution of trace elements during supergene processes: A case study from the Qingshan carbonate-hosted Zn-Pb deposit, SW China. Ore Geology Reviews, 188, 107059. |  | CHN | Southwest China
| Qingshan |  | Basin hydrothermal | Mississippi Valley-type (MVT) | MVT zinc-lead | Zn, Pb | Ge, Cd, Ag | Zn, Pb, Ge, Cd, Ag | Meng et al., 2023 |  | HZF1065.3-1 | HZF1065.3-1 | underground mine |  |  |  |  | ore material | polished section | grab | mineral separate | [5 empty] | mineralisation | primary sulfide ores and secondary non-sulfide ores |  |  | sphalerite, pyrite, galena, hemimorphite, willemite, goethite, smithsonite, cerussite | hydrothermal (stages 1–3), supergene | massive, brecciated, replacive, infilling | colloform, oscillatory zoning, replacement, core-mantle-rim, dendritic, botryoidal, euhedral, subhedral, anhedral |  |  |  | calcite, greenockite | polished sections (150 µm thick) | LA-ICPMS, EMPA, SEM-EDS | JEOL JXA-i SP100 microprobe equipped with five wavelength-dispersive spectrometers; Tescan Mira 3 field emission scanning electron microscope equipped with an energy dispersive spectrometer; Tescan Integrated Mineral Analyzer (TIMA) system comprising a field emission scanning electron microscope (Tescan Mira 3), integrated with four energy dispersive detectors (EDAXElement) | Guangzhou Tuoyan Analytical Technology Co., Ltd., Guizhou, China (GTAT) | EPMA: 15 kV accelerating potential and a beam current of 10 or 20 nA, with a defocused beam diameter of 5 µm; peak counting times for analyzed elements varied between 10 and 40 s, background measurements at 50% of the peak counting duration on both sides of the analyzed peak. SEM: operating voltage of 25 kV and a working distance of ~15.0 mm. TIMA: dot-mapping mode with a working distance of 15 mm, spot size of ~92 nm, scanning at 3 µm resolution (operating at 25 kV, 11.6 nA). LA-ICP-MS mapping: laser energy of 5 J/cm2, repetition rate of 15 Hz, spot size of 10 µm, scan speed of 40 µm/s. | NIST 610, NIST 612, and GSD-1G as external standards | [48 empty] | 14 | [7 empty] | 0.34 | [13 empty] | 45 | [76 empty] | 2025 | Wang, L., Han, R., Zhang, Y., Chen, Y., Liu, D. (2026). Unraveling the redistribution of trace elements during supergene processes: A case study from the Qingshan carbonate-hosted Zn-Pb deposit, SW China. Ore Geology Reviews, 188, 107059. |  | CHN | Southwest China
| Qingshan |  | Basin hydrothermal | Mississippi Valley-type (MVT) | MVT zinc-lead | Zn, Pb | Ge, Cd, Ag | Zn, Pb, Ge, Cd, Ag | Meng et al., 2023 |  | HZF1065.4-1 | HZF1065.4-1 | underground mine |  |  |  |  | ore material | polished section | grab | mineral separate | [5 empty] | mineralisation | primary sulfide ores and secondary non-sulfide ores |  |  | sphalerite, pyrite, galena, hemimorphite, willemite, goethite, smithsonite, cerussite | hydrothermal (stages 1–3), supergene | massive, brecciated, replacive, infilling | colloform, oscillatory zoning, replacement, core-mantle-rim, dendritic, botryoidal, euhedral, subhedral, anhedral |  |  |  | calcite, greenockite | polished sections (150 µm thick) | LA-ICPMS, EMPA, SEM-EDS | JEOL JXA-i SP100 microprobe equipped with five wavelength-dispersive spectrometers; Tescan Mira 3 field emission scanning electron microscope equipped with an energy dispersive spectrometer; Tescan Integrated Mineral Analyzer (TIMA) system comprising a field emission scanning electron microscope (Tescan Mira 3), integrated with four energy dispersive detectors (EDAXElement) | Guangzhou Tuoyan Analytical Technology Co., Ltd., Guizhou, China (GTAT) | EPMA: 15 kV accelerating potential and a beam current of 10 or 20 nA, with a defocused beam diameter of 5 µm; peak counting times for analyzed elements varied between 10 and 40 s, background measurements at 50% of the peak counting duration on both sides of the analyzed peak. SEM: operating voltage of 25 kV and a working distance of ~15.0 mm. TIMA: dot-mapping mode with a working distance of 15 mm, spot size of ~92 nm, scanning at 3 µm resolution (operating at 25 kV, 11.6 nA). LA-ICP-MS mapping: laser energy of 5 J/cm2, repetition rate of 15 Hz, spot size of 10 µm, scan speed of 40 µm/s. | NIST 610, NIST 612, and GSD-1G as external standards | [48 empty] | 5 | [7 empty] | 1.83 | [13 empty] | 151 | [76 empty] | 2025 | Wang, L., Han, R., Zhang, Y., Chen, Y., Liu, D. (2026). Unraveling the redistribution of trace elements during supergene processes: A case study from the Qingshan carbonate-hosted Zn-Pb deposit, SW China. Ore Geology Reviews, 188, 107059. |  | CHN | Southwest China
| Qingshan |  | Basin hydrothermal | Mississippi Valley-type (MVT) | MVT zinc-lead | Zn, Pb | Ge, Cd, Ag | Zn, Pb, Ge, Cd, Ag | Meng et al., 2023 |  | HZF1065.5-1 | HZF1065.5-1 | underground mine |  |  |  |  | ore material | polished section | grab | mineral separate | [5 empty] | mineralisation | primary sulfide ores and secondary non-sulfide ores |  |  | sphalerite, pyrite, galena, hemimorphite, willemite, goethite, smithsonite, cerussite | hydrothermal (stages 1–3), supergene | massive, brecciated, replacive, infilling | colloform, oscillatory zoning, replacement, core-mantle-rim, dendritic, botryoidal, euhedral, subhedral, anhedral |  |  |  | calcite, greenockite | polished sections (150 µm thick) | LA-ICPMS, EMPA, SEM-EDS | JEOL JXA-i SP100 microprobe equipped with five wavelength-dispersive spectrometers; Tescan Mira 3 field emission scanning electron microscope equipped with an energy dispersive spectrometer; Tescan Integrated Mineral Analyzer (TIMA) system comprising a field emission scanning electron microscope (Tescan Mira 3), integrated with four energy dispersive detectors (EDAXElement) | Guangzhou Tuoyan Analytical Technology Co., Ltd., Guizhou, China (GTAT) | EPMA: 15 kV accelerating potential and a beam current of 10 or 20 nA, with a defocused beam diameter of 5 µm; peak counting times for analyzed elements varied between 10 and 40 s, background measurements at 50% of the peak counting duration on both sides of the analyzed peak. SEM: operating voltage of 25 kV and a working distance of ~15.0 mm. TIMA: dot-mapping mode with a working distance of 15 mm, spot size of ~92 nm, scanning at 3 µm resolution (operating at 25 kV, 11.6 nA). LA-ICP-MS mapping: laser energy of 5 J/cm2, repetition rate of 15 Hz, spot size of 10 µm, scan speed of 40 µm/s. | NIST 610, NIST 612, and GSD-1G as external standards | [48 empty] | 17 | [7 empty] | 0.597 | [13 empty] | 58 | [76 empty] | 2025 | Wang, L., Han, R., Zhang, Y., Chen, Y., Liu, D. (2026). Unraveling the redistribution of trace elements during supergene processes: A case study from the Qingshan carbonate-hosted Zn-Pb deposit, SW China. Ore Geology Reviews, 188, 107059. |  | CHN | Southwest China
| Qingshan |  | Basin hydrothermal | Mississippi Valley-type (MVT) | MVT zinc-lead | Zn, Pb | Ge, Cd, Ag | Zn, Pb, Ge, Cd, Ag | Meng et al., 2023 |  | HZF1065.6-1 | HZF1065.6-1 | underground mine |  |  |  |  | ore material | polished section | grab | mineral separate | [5 empty] | mineralisation | primary sulfide ores and secondary non-sulfide ores |  |  | sphalerite, pyrite, galena, hemimorphite, willemite, goethite, smithsonite, cerussite | hydrothermal (stages 1–3), supergene | massive, brecciated, replacive, infilling | colloform, oscillatory zoning, replacement, core-mantle-rim, dendritic, botryoidal, euhedral, subhedral, anhedral |  |  |  | calcite, greenockite | polished sections (150 µm thick) | LA-ICPMS, EMPA, SEM-EDS | JEOL JXA-i SP100 microprobe equipped with five wavelength-dispersive spectrometers; Tescan Mira 3 field emission scanning electron microscope equipped with an energy dispersive spectrometer; Tescan Integrated Mineral Analyzer (TIMA) system comprising a field emission scanning electron microscope (Tescan Mira 3), integrated with four energy dispersive detectors (EDAXElement) | Guangzhou Tuoyan Analytical Technology Co., Ltd., Guizhou, China (GTAT) | EPMA: 15 kV accelerating potential and a beam current of 10 or 20 nA, with a defocused beam diameter of 5 µm; peak counting times for analyzed elements varied between 10 and 40 s, background measurements at 50% of the peak counting duration on both sides of the analyzed peak. SEM: operating voltage of 25 kV and a working distance of ~15.0 mm. TIMA: dot-mapping mode with a working distance of 15 mm, spot size of ~92 nm, scanning at 3 µm resolution (operating at 25 kV, 11.6 nA). LA-ICP-MS mapping: laser energy of 5 J/cm2, repetition rate of 15 Hz, spot size of 10 µm, scan speed of 40 µm/s. | NIST 610, NIST 612, and GSD-1G as external standards | [48 empty] | 3 | [7 empty] | 0.826 | [13 empty] | 300 | [76 empty] | 2025 | Wang, L., Han, R., Zhang, Y., Chen, Y., Liu, D. (2026). Unraveling the redistribution of trace elements during supergene processes: A case study from the Qingshan carbonate-hosted Zn-Pb deposit, SW China. Ore Geology Reviews, 188, 107059. |  | CHN | Southwest China
| Qingshan |  | Basin hydrothermal | Mississippi Valley-type (MVT) | MVT zinc-lead | Zn, Pb | Ge, Cd, Ag | Zn, Pb, Ge, Cd, Ag | Meng et al., 2023 |  | HZF1065.7-1 | HZF1065.7-1 | underground mine |  |  |  |  | ore material | polished section | grab | mineral separate | [5 empty] | mineralisation | primary sulfide ores and secondary non-sulfide ores |  |  | sphalerite, pyrite, galena, hemimorphite, willemite, goethite, smithsonite, cerussite | hydrothermal (stages 1–3), supergene | massive, brecciated, replacive, infilling | colloform, oscillatory zoning, replacement, core-mantle-rim, dendritic, botryoidal, euhedral, subhedral, anhedral |  |  |  | calcite, greenockite | polished sections (150 µm thick) | LA-ICPMS, EMPA, SEM-EDS | JEOL JXA-i SP100 microprobe equipped with five wavelength-dispersive spectrometers; Tescan Mira 3 field emission scanning electron microscope equipped with an energy dispersive spectrometer; Tescan Integrated Mineral Analyzer (TIMA) system comprising a field emission scanning electron microscope (Tescan Mira 3), integrated with four energy dispersive detectors (EDAXElement) | Guangzhou Tuoyan Analytical Technology Co., Ltd., Guizhou, China (GTAT) | EPMA: 15 kV accelerating potential and a beam current of 10 or 20 nA, with a defocused beam diameter of 5 µm; peak counting times for analyzed elements varied between 10 and 40 s, background measurements at 50% of the peak counting duration on both sides of the analyzed peak. SEM: operating voltage of 25 kV and a working distance of ~15.0 mm. TIMA: dot-mapping mode with a working distance of 15 mm, spot size of ~92 nm, scanning at 3 µm resolution (operating at 25 kV, 11.6 nA). LA-ICP-MS mapping: laser energy of 5 J/cm2, repetition rate of 15 Hz, spot size of 10 µm, scan speed of 40 µm/s. | NIST 610, NIST 612, and GSD-1G as external standards | [48 empty] | 3 | [7 empty] | 5.611 | [13 empty] | 11 | [76 empty] | 2025 | Wang, L., Han, R., Zhang, Y., Chen, Y., Liu, D. (2026). Unraveling the redistribution of trace elements during supergene processes: A case study from the Qingshan carbonate-hosted Zn-Pb deposit, SW China. Ore Geology Reviews, 188, 107059. |  | CHN | Southwest China
| Qingshan |  | Basin hydrothermal | Mississippi Valley-type (MVT) | MVT zinc-lead | Zn, Pb | Ge, Cd, Ag | Zn, Pb, Ge, Cd, Ag | Meng et al., 2023 |  | HZF1065.8-1 | HZF1065.8-1 | underground mine |  |  |  |  | ore material | polished section | grab | mineral separate | [5 empty] | mineralisation | primary sulfide ores and secondary non-sulfide ores |  |  | sphalerite, pyrite, galena, hemimorphite, willemite, goethite, smithsonite, cerussite | hydrothermal (stages 1–3), supergene | massive, brecciated, replacive, infilling | colloform, oscillatory zoning, replacement, core-mantle-rim, dendritic, botryoidal, euhedral, subhedral, anhedral |  |  |  | calcite, greenockite | polished sections (150 µm thick) | LA-ICPMS, EMPA, SEM-EDS | JEOL JXA-i SP100 microprobe equipped with five wavelength-dispersive spectrometers; Tescan Mira 3 field emission scanning electron microscope equipped with an energy dispersive spectrometer; Tescan Integrated Mineral Analyzer (TIMA) system comprising a field emission scanning electron microscope (Tescan Mira 3), integrated with four energy dispersive detectors (EDAXElement) | Guangzhou Tuoyan Analytical Technology Co., Ltd., Guizhou, China (GTAT) | EPMA: 15 kV accelerating potential and a beam current of 10 or 20 nA, with a defocused beam diameter of 5 µm; peak counting times for analyzed elements varied between 10 and 40 s, background measurements at 50% of the peak counting duration on both sides of the analyzed peak. SEM: operating voltage of 25 kV and a working distance of ~15.0 mm. TIMA: dot-mapping mode with a working distance of 15 mm, spot size of ~92 nm, scanning at 3 µm resolution (operating at 25 kV, 11.6 nA). LA-ICP-MS mapping: laser energy of 5 J/cm2, repetition rate of 15 Hz, spot size of 10 µm, scan speed of 40 µm/s. | NIST 610, NIST 612, and GSD-1G as external standards | [48 empty] | 154 | [7 empty] | 2.29 | [13 empty] | 270 | [76 empty] | 2025 | Wang, L., Han, R., Zhang, Y., Chen, Y., Liu, D. (2026). Unraveling the redistribution of trace elements during supergene processes: A case study from the Qingshan carbonate-hosted Zn-Pb deposit, SW China. Ore Geology Reviews, 188, 107059. |  | CHN | Southwest China
| Qingshan |  | Basin hydrothermal | Mississippi Valley-type (MVT) | MVT zinc-lead | Zn, Pb | Ge, Cd, Ag | Zn, Pb, Ge, Cd, Ag | Meng et al., 2023 |  | Cristal MVT deposit, North Peru (Mondillo et al., 2018)-1 | Cristal MVT deposit, North Peru (Mondillo et al., 2018)-1 | underground mine |  |  |  |  | ore material | polished section | grab | mineral separate | [5 empty] | mineralisation | primary sulfide ores and secondary non-sulfide ores |  |  | sphalerite, pyrite, galena, hemimorphite, willemite, goethite, smithsonite, cerussite | hydrothermal (stages 1–3), supergene | massive, brecciated, replacive, infilling | colloform, oscillatory zoning, replacement, core-mantle-rim, dendritic, botryoidal, euhedral, subhedral, anhedral |  |  |  | calcite, greenockite | polished sections (150 µm thick) | LA-ICPMS, EMPA, SEM-EDS | JEOL JXA-i SP100 microprobe equipped with five wavelength-dispersive spectrometers; Tescan Mira 3 field emission scanning electron microscope equipped with an energy dispersive spectrometer; Tescan Integrated Mineral Analyzer (TIMA) system comprising a field emission scanning electron microscope (Tescan Mira 3), integrated with four energy dispersive detectors (EDAXElement) | Guangzhou Tuoyan Analytical Technology Co., Ltd., Guizhou, China (GTAT) | EPMA: 15 kV accelerating potential and a beam current of 10 or 20 nA, with a defocused beam diameter of 5 µm; peak counting times for analyzed elements varied between 10 and 40 s, background measurements at 50% of the peak counting duration on both sides of the analyzed peak. SEM: operating voltage of 25 kV and a working distance of ~15.0 mm. TIMA: dot-mapping mode with a working distance of 15 mm, spot size of ~92 nm, scanning at 3 µm resolution (operating at 25 kV, 11.6 nA). LA-ICP-MS mapping: laser energy of 5 J/cm2, repetition rate of 15 Hz, spot size of 10 µm, scan speed of 40 µm/s. | NIST 610, NIST 612, and GSD-1G as external standards | [147 empty] | 2025 | Wang, L., Han, R., Zhang, Y., Chen, Y., Liu, D. (2026). Unraveling the redistribution of trace elements during supergene processes: A case study from the Qingshan carbonate-hosted Zn-Pb deposit, SW China. Ore Geology Reviews, 188, 107059. |  | CHN | Southwest China
| Qingshan |  | Basin hydrothermal | Mississippi Valley-type (MVT) | MVT zinc-lead | Zn, Pb | Ge, Cd, Ag | Zn, Pb, Ge, Cd, Ag | Meng et al., 2023 |  | Source file-20 | Source file-20 | underground mine |  |  |  |  | ore material | polished section | grab | mineral separate | [5 empty] | mineralisation | primary sulfide ores and secondary non-sulfide ores |  |  | sphalerite, pyrite, galena, hemimorphite, willemite, goethite, smithsonite, cerussite | hydrothermal (stages 1–3), supergene | massive, brecciated, replacive, infilling | colloform, oscillatory zoning, replacement, core-mantle-rim, dendritic, botryoidal, euhedral, subhedral, anhedral |  |  |  | calcite, greenockite | polished sections (150 µm thick) | LA-ICPMS, EMPA, SEM-EDS | JEOL JXA-i SP100 microprobe equipped with five wavelength-dispersive spectrometers; Tescan Mira 3 field emission scanning electron microscope equipped with an energy dispersive spectrometer; Tescan Integrated Mineral Analyzer (TIMA) system comprising a field emission scanning electron microscope (Tescan Mira 3), integrated with four energy dispersive detectors (EDAXElement) | Guangzhou Tuoyan Analytical Technology Co., Ltd., Guizhou, China (GTAT) | EPMA: 15 kV accelerating potential and a beam current of 10 or 20 nA, with a defocused beam diameter of 5 µm; peak counting times for analyzed elements varied between 10 and 40 s, background measurements at 50% of the peak counting duration on both sides of the analyzed peak. SEM: operating voltage of 25 kV and a working distance of ~15.0 mm. TIMA: dot-mapping mode with a working distance of 15 mm, spot size of ~92 nm, scanning at 3 µm resolution (operating at 25 kV, 11.6 nA). LA-ICP-MS mapping: laser energy of 5 J/cm2, repetition rate of 15 Hz, spot size of 10 µm, scan speed of 40 µm/s. | NIST 610, NIST 612, and GSD-1G as external standards | [147 empty] | 2025 | Wang, L., Han, R., Zhang, Y., Chen, Y., Liu, D. (2026). Unraveling the redistribution of trace elements during supergene processes: A case study from the Qingshan carbonate-hosted Zn-Pb deposit, SW China. Ore Geology Reviews, 188, 107059. |  | CHN | Southwest China
| Qingshan |  | Basin hydrothermal | Mississippi Valley-type (MVT) | MVT zinc-lead | Zn, Pb | Ge, Cd, Ag | Zn, Pb, Ge, Cd, Ag | Meng et al., 2023 |  | CR18-4-Site-4-Sp-1-1 | CR18-4-Site-4-Sp-1-1 | underground mine |  |  |  |  | ore material | polished section | grab | mineral separate | [5 empty] | mineralisation | primary sulfide ores and secondary non-sulfide ores |  |  | sphalerite, pyrite, galena, hemimorphite, willemite, goethite, smithsonite, cerussite | hydrothermal (stages 1–3), supergene | massive, brecciated, replacive, infilling | colloform, oscillatory zoning, replacement, core-mantle-rim, dendritic, botryoidal, euhedral, subhedral, anhedral |  |  |  | calcite, greenockite | polished sections (150 µm thick) | LA-ICPMS, EMPA, SEM-EDS | JEOL JXA-i SP100 microprobe equipped with five wavelength-dispersive spectrometers; Tescan Mira 3 field emission scanning electron microscope equipped with an energy dispersive spectrometer; Tescan Integrated Mineral Analyzer (TIMA) system comprising a field emission scanning electron microscope (Tescan Mira 3), integrated with four energy dispersive detectors (EDAXElement) | Guangzhou Tuoyan Analytical Technology Co., Ltd., Guizhou, China (GTAT) | EPMA: 15 kV accelerating potential and a beam current of 10 or 20 nA, with a defocused beam diameter of 5 µm; peak counting times for analyzed elements varied between 10 and 40 s, background measurements at 50% of the peak counting duration on both sides of the analyzed peak. SEM: operating voltage of 25 kV and a working distance of ~15.0 mm. TIMA: dot-mapping mode with a working distance of 15 mm, spot size of ~92 nm, scanning at 3 µm resolution (operating at 25 kV, 11.6 nA). LA-ICP-MS mapping: laser energy of 5 J/cm2, repetition rate of 15 Hz, spot size of 10 µm, scan speed of 40 µm/s. | NIST 610, NIST 612, and GSD-1G as external standards | [48 empty] | 126.2617 | [7 empty] | 0.006711 | [13 empty] | 19.8306 | [76 empty] | 2025 | Wang, L., Han, R., Zhang, Y., Chen, Y., Liu, D. (2026). Unraveling the redistribution of trace elements during supergene processes: A case study from the Qingshan carbonate-hosted Zn-Pb deposit, SW China. Ore Geology Reviews, 188, 107059. |  | CHN | Southwest China
| Qingshan |  | Basin hydrothermal | Mississippi Valley-type (MVT) | MVT zinc-lead | Zn, Pb | Ge, Cd, Ag | Zn, Pb, Ge, Cd, Ag | Meng et al., 2023 |  | CR18-4-Site-4-Sp-3-1 | CR18-4-Site-4-Sp-3-1 | underground mine |  |  |  |  | ore material | polished section | grab | mineral separate | [5 empty] | mineralisation | primary sulfide ores and secondary non-sulfide ores |  |  | sphalerite, pyrite, galena, hemimorphite, willemite, goethite, smithsonite, cerussite | hydrothermal (stages 1–3), supergene | massive, brecciated, replacive, infilling | colloform, oscillatory zoning, replacement, core-mantle-rim, dendritic, botryoidal, euhedral, subhedral, anhedral |  |  |  | calcite, greenockite | polished sections (150 µm thick) | LA-ICPMS, EMPA, SEM-EDS | JEOL JXA-i SP100 microprobe equipped with five wavelength-dispersive spectrometers; Tescan Mira 3 field emission scanning electron microscope equipped with an energy dispersive spectrometer; Tescan Integrated Mineral Analyzer (TIMA) system comprising a field emission scanning electron microscope (Tescan Mira 3), integrated with four energy dispersive detectors (EDAXElement) | Guangzhou Tuoyan Analytical Technology Co., Ltd., Guizhou, China (GTAT) | EPMA: 15 kV accelerating potential and a beam current of 10 or 20 nA, with a defocused beam diameter of 5 µm; peak counting times for analyzed elements varied between 10 and 40 s, background measurements at 50% of the peak counting duration on both sides of the analyzed peak. SEM: operating voltage of 25 kV and a working distance of ~15.0 mm. TIMA: dot-mapping mode with a working distance of 15 mm, spot size of ~92 nm, scanning at 3 µm resolution (operating at 25 kV, 11.6 nA). LA-ICP-MS mapping: laser energy of 5 J/cm2, repetition rate of 15 Hz, spot size of 10 µm, scan speed of 40 µm/s. | NIST 610, NIST 612, and GSD-1G as external standards | [48 empty] | 98.6173 | [7 empty] | 0.84141 | [13 empty] | 29.526 | [76 empty] | 2025 | Wang, L., Han, R., Zhang, Y., Chen, Y., Liu, D. (2026). Unraveling the redistribution of trace elements during supergene processes: A case study from the Qingshan carbonate-hosted Zn-Pb deposit, SW China. Ore Geology Reviews, 188, 107059. |  | CHN | Southwest China
| Qingshan |  | Basin hydrothermal | Mississippi Valley-type (MVT) | MVT zinc-lead | Zn, Pb | Ge, Cd, Ag | Zn, Pb, Ge, Cd, Ag | Meng et al., 2023 |  | CR18-4-Site-11-Sp-3-1 | CR18-4-Site-11-Sp-3-1 | underground mine |  |  |  |  | ore material | polished section | grab | mineral separate | [5 empty] | mineralisation | primary sulfide ores and secondary non-sulfide ores |  |  | sphalerite, pyrite, galena, hemimorphite, willemite, goethite, smithsonite, cerussite | hydrothermal (stages 1–3), supergene | massive, brecciated, replacive, infilling | colloform, oscillatory zoning, replacement, core-mantle-rim, dendritic, botryoidal, euhedral, subhedral, anhedral |  |  |  | calcite, greenockite | polished sections (150 µm thick) | LA-ICPMS, EMPA, SEM-EDS | JEOL JXA-i SP100 microprobe equipped with five wavelength-dispersive spectrometers; Tescan Mira 3 field emission scanning electron microscope equipped with an energy dispersive spectrometer; Tescan Integrated Mineral Analyzer (TIMA) system comprising a field emission scanning electron microscope (Tescan Mira 3), integrated with four energy dispersive detectors (EDAXElement) | Guangzhou Tuoyan Analytical Technology Co., Ltd., Guizhou, China (GTAT) | EPMA: 15 kV accelerating potential and a beam current of 10 or 20 nA, with a defocused beam diameter of 5 µm; peak counting times for analyzed elements varied between 10 and 40 s, background measurements at 50% of the peak counting duration on both sides of the analyzed peak. SEM: operating voltage of 25 kV and a working distance of ~15.0 mm. TIMA: dot-mapping mode with a working distance of 15 mm, spot size of ~92 nm, scanning at 3 µm resolution (operating at 25 kV, 11.6 nA). LA-ICP-MS mapping: laser energy of 5 J/cm2, repetition rate of 15 Hz, spot size of 10 µm, scan speed of 40 µm/s. | NIST 610, NIST 612, and GSD-1G as external standards | [48 empty] | 309.0814 | [7 empty] | 0.013686 | [13 empty] | 9.1253 | [76 empty] | 2025 | Wang, L., Han, R., Zhang, Y., Chen, Y., Liu, D. (2026). Unraveling the redistribution of trace elements during supergene processes: A case study from the Qingshan carbonate-hosted Zn-Pb deposit, SW China. Ore Geology Reviews, 188, 107059. |  | CHN | Southwest China
| Qingshan |  | Basin hydrothermal | Mississippi Valley-type (MVT) | MVT zinc-lead | Zn, Pb | Ge, Cd, Ag | Zn, Pb, Ge, Cd, Ag | Meng et al., 2023 |  | CR18-4-Site-11-Sp-5-1 | CR18-4-Site-11-Sp-5-1 | underground mine |  |  |  |  | ore material | polished section | grab | mineral separate | [5 empty] | mineralisation | primary sulfide ores and secondary non-sulfide ores |  |  | sphalerite, pyrite, galena, hemimorphite, willemite, goethite, smithsonite, cerussite | hydrothermal (stages 1–3), supergene | massive, brecciated, replacive, infilling | colloform, oscillatory zoning, replacement, core-mantle-rim, dendritic, botryoidal, euhedral, subhedral, anhedral |  |  |  | calcite, greenockite | polished sections (150 µm thick) | LA-ICPMS, EMPA, SEM-EDS | JEOL JXA-i SP100 microprobe equipped with five wavelength-dispersive spectrometers; Tescan Mira 3 field emission scanning electron microscope equipped with an energy dispersive spectrometer; Tescan Integrated Mineral Analyzer (TIMA) system comprising a field emission scanning electron microscope (Tescan Mira 3), integrated with four energy dispersive detectors (EDAXElement) | Guangzhou Tuoyan Analytical Technology Co., Ltd., Guizhou, China (GTAT) | EPMA: 15 kV accelerating potential and a beam current of 10 or 20 nA, with a defocused beam diameter of 5 µm; peak counting times for analyzed elements varied between 10 and 40 s, background measurements at 50% of the peak counting duration on both sides of the analyzed peak. SEM: operating voltage of 25 kV and a working distance of ~15.0 mm. TIMA: dot-mapping mode with a working distance of 15 mm, spot size of ~92 nm, scanning at 3 µm resolution (operating at 25 kV, 11.6 nA). LA-ICP-MS mapping: laser energy of 5 J/cm2, repetition rate of 15 Hz, spot size of 10 µm, scan speed of 40 µm/s. | NIST 610, NIST 612, and GSD-1G as external standards | [48 empty] | 312.411 | [7 empty] | 0.00687 | [13 empty] | 9.5268 | [76 empty] | 2025 | Wang, L., Han, R., Zhang, Y., Chen, Y., Liu, D. (2026). Unraveling the redistribution of trace elements during supergene processes: A case study from the Qingshan carbonate-hosted Zn-Pb deposit, SW China. Ore Geology Reviews, 188, 107059. |  | CHN | Southwest China
| Qingshan |  | Basin hydrothermal | Mississippi Valley-type (MVT) | MVT zinc-lead | Zn, Pb | Ge, Cd, Ag | Zn, Pb, Ge, Cd, Ag | Meng et al., 2023 |  | CR18-4-Site-12-Sp-5-1 | CR18-4-Site-12-Sp-5-1 | underground mine |  |  |  |  | ore material | polished section | grab | mineral separate | [5 empty] | mineralisation | primary sulfide ores and secondary non-sulfide ores |  |  | sphalerite, pyrite, galena, hemimorphite, willemite, goethite, smithsonite, cerussite | hydrothermal (stages 1–3), supergene | massive, brecciated, replacive, infilling | colloform, oscillatory zoning, replacement, core-mantle-rim, dendritic, botryoidal, euhedral, subhedral, anhedral |  |  |  | calcite, greenockite | polished sections (150 µm thick) | LA-ICPMS, EMPA, SEM-EDS | JEOL JXA-i SP100 microprobe equipped with five wavelength-dispersive spectrometers; Tescan Mira 3 field emission scanning electron microscope equipped with an energy dispersive spectrometer; Tescan Integrated Mineral Analyzer (TIMA) system comprising a field emission scanning electron microscope (Tescan Mira 3), integrated with four energy dispersive detectors (EDAXElement) | Guangzhou Tuoyan Analytical Technology Co., Ltd., Guizhou, China (GTAT) | EPMA: 15 kV accelerating potential and a beam current of 10 or 20 nA, with a defocused beam diameter of 5 µm; peak counting times for analyzed elements varied between 10 and 40 s, background measurements at 50% of the peak counting duration on both sides of the analyzed peak. SEM: operating voltage of 25 kV and a working distance of ~15.0 mm. TIMA: dot-mapping mode with a working distance of 15 mm, spot size of ~92 nm, scanning at 3 µm resolution (operating at 25 kV, 11.6 nA). LA-ICP-MS mapping: laser energy of 5 J/cm2, repetition rate of 15 Hz, spot size of 10 µm, scan speed of 40 µm/s. | NIST 610, NIST 612, and GSD-1G as external standards | [48 empty] | 279.39 | [7 empty] | 0.019877 | [13 empty] | 9.0565 | [76 empty] | 2025 | Wang, L., Han, R., Zhang, Y., Chen, Y., Liu, D. (2026). Unraveling the redistribution of trace elements during supergene processes: A case study from the Qingshan carbonate-hosted Zn-Pb deposit, SW China. Ore Geology Reviews, 188, 107059. |  | CHN | Southwest China
| Qingshan |  | Basin hydrothermal | Mississippi Valley-type (MVT) | MVT zinc-lead | Zn, Pb | Ge, Cd, Ag | Zn, Pb, Ge, Cd, Ag | Meng et al., 2023 |  | CR18-4-Site-21-Sp-1-1 | CR18-4-Site-21-Sp-1-1 | underground mine |  |  |  |  | ore material | polished section | grab | mineral separate | [5 empty] | mineralisation | primary sulfide ores and secondary non-sulfide ores |  |  | sphalerite, pyrite, galena, hemimorphite, willemite, goethite, smithsonite, cerussite | hydrothermal (stages 1–3), supergene | massive, brecciated, replacive, infilling | colloform, oscillatory zoning, replacement, core-mantle-rim, dendritic, botryoidal, euhedral, subhedral, anhedral |  |  |  | calcite, greenockite | polished sections (150 µm thick) | LA-ICPMS, EMPA, SEM-EDS | JEOL JXA-i SP100 microprobe equipped with five wavelength-dispersive spectrometers; Tescan Mira 3 field emission scanning electron microscope equipped with an energy dispersive spectrometer; Tescan Integrated Mineral Analyzer (TIMA) system comprising a field emission scanning electron microscope (Tescan Mira 3), integrated with four energy dispersive detectors (EDAXElement) | Guangzhou Tuoyan Analytical Technology Co., Ltd., Guizhou, China (GTAT) | EPMA: 15 kV accelerating potential and a beam current of 10 or 20 nA, with a defocused beam diameter of 5 µm; peak counting times for analyzed elements varied between 10 and 40 s, background measurements at 50% of the peak counting duration on both sides of the analyzed peak. SEM: operating voltage of 25 kV and a working distance of ~15.0 mm. TIMA: dot-mapping mode with a working distance of 15 mm, spot size of ~92 nm, scanning at 3 µm resolution (operating at 25 kV, 11.6 nA). LA-ICP-MS mapping: laser energy of 5 J/cm2, repetition rate of 15 Hz, spot size of 10 µm, scan speed of 40 µm/s. | NIST 610, NIST 612, and GSD-1G as external standards | [48 empty] | 135.1853 | [7 empty] | 0.76894 | [13 empty] | 20.6192 | [76 empty] | 2025 | Wang, L., Han, R., Zhang, Y., Chen, Y., Liu, D. (2026). Unraveling the redistribution of trace elements during supergene processes: A case study from the Qingshan carbonate-hosted Zn-Pb deposit, SW China. Ore Geology Reviews, 188, 107059. |  | CHN | Southwest China
| Qingshan |  | Basin hydrothermal | Mississippi Valley-type (MVT) | MVT zinc-lead | Zn, Pb | Ge, Cd, Ag | Zn, Pb, Ge, Cd, Ag | Meng et al., 2023 |  | CR18-4-Site-21-Sp-3-1 | CR18-4-Site-21-Sp-3-1 | underground mine |  |  |  |  | ore material | polished section | grab | mineral separate | [5 empty] | mineralisation | primary sulfide ores and secondary non-sulfide ores |  |  | sphalerite, pyrite, galena, hemimorphite, willemite, goethite, smithsonite, cerussite | hydrothermal (stages 1–3), supergene | massive, brecciated, replacive, infilling | colloform, oscillatory zoning, replacement, core-mantle-rim, dendritic, botryoidal, euhedral, subhedral, anhedral |  |  |  | calcite, greenockite | polished sections (150 µm thick) | LA-ICPMS, EMPA, SEM-EDS | JEOL JXA-i SP100 microprobe equipped with five wavelength-dispersive spectrometers; Tescan Mira 3 field emission scanning electron microscope equipped with an energy dispersive spectrometer; Tescan Integrated Mineral Analyzer (TIMA) system comprising a field emission scanning electron microscope (Tescan Mira 3), integrated with four energy dispersive detectors (EDAXElement) | Guangzhou Tuoyan Analytical Technology Co., Ltd., Guizhou, China (GTAT) | EPMA: 15 kV accelerating potential and a beam current of 10 or 20 nA, with a defocused beam diameter of 5 µm; peak counting times for analyzed elements varied between 10 and 40 s, background measurements at 50% of the peak counting duration on both sides of the analyzed peak. SEM: operating voltage of 25 kV and a working distance of ~15.0 mm. TIMA: dot-mapping mode with a working distance of 15 mm, spot size of ~92 nm, scanning at 3 µm resolution (operating at 25 kV, 11.6 nA). LA-ICP-MS mapping: laser energy of 5 J/cm2, repetition rate of 15 Hz, spot size of 10 µm, scan speed of 40 µm/s. | NIST 610, NIST 612, and GSD-1G as external standards | [48 empty] | 136.0444 | [7 empty] | 8.1954 | [13 empty] | 14.5471 | [76 empty] | 2025 | Wang, L., Han, R., Zhang, Y., Chen, Y., Liu, D. (2026). Unraveling the redistribution of trace elements during supergene processes: A case study from the Qingshan carbonate-hosted Zn-Pb deposit, SW China. Ore Geology Reviews, 188, 107059. |  | CHN | Southwest China
| Qingshan |  | Basin hydrothermal | Mississippi Valley-type (MVT) | MVT zinc-lead | Zn, Pb | Ge, Cd, Ag | Zn, Pb, Ge, Cd, Ag | Meng et al., 2023 |  | CR18-4-Site-22-Sp-1-1 | CR18-4-Site-22-Sp-1-1 | underground mine |  |  |  |  | ore material | polished section | grab | mineral separate | [5 empty] | mineralisation | primary sulfide ores and secondary non-sulfide ores |  |  | sphalerite, pyrite, galena, hemimorphite, willemite, goethite, smithsonite, cerussite | hydrothermal (stages 1–3), supergene | massive, brecciated, replacive, infilling | colloform, oscillatory zoning, replacement, core-mantle-rim, dendritic, botryoidal, euhedral, subhedral, anhedral |  |  |  | calcite, greenockite | polished sections (150 µm thick) | LA-ICPMS, EMPA, SEM-EDS | JEOL JXA-i SP100 microprobe equipped with five wavelength-dispersive spectrometers; Tescan Mira 3 field emission scanning electron microscope equipped with an energy dispersive spectrometer; Tescan Integrated Mineral Analyzer (TIMA) system comprising a field emission scanning electron microscope (Tescan Mira 3), integrated with four energy dispersive detectors (EDAXElement) | Guangzhou Tuoyan Analytical Technology Co., Ltd., Guizhou, China (GTAT) | EPMA: 15 kV accelerating potential and a beam current of 10 or 20 nA, with a defocused beam diameter of 5 µm; peak counting times for analyzed elements varied between 10 and 40 s, background measurements at 50% of the peak counting duration on both sides of the analyzed peak. SEM: operating voltage of 25 kV and a working distance of ~15.0 mm. TIMA: dot-mapping mode with a working distance of 15 mm, spot size of ~92 nm, scanning at 3 µm resolution (operating at 25 kV, 11.6 nA). LA-ICP-MS mapping: laser energy of 5 J/cm2, repetition rate of 15 Hz, spot size of 10 µm, scan speed of 40 µm/s. | NIST 610, NIST 612, and GSD-1G as external standards | [48 empty] | 162.6238 | [7 empty] | 0.13257 | [13 empty] | 18.5418 | [76 empty] | 2025 | Wang, L., Han, R., Zhang, Y., Chen, Y., Liu, D. (2026). Unraveling the redistribution of trace elements during supergene processes: A case study from the Qingshan carbonate-hosted Zn-Pb deposit, SW China. Ore Geology Reviews, 188, 107059. |  | CHN | Southwest China
| Qingshan |  | Basin hydrothermal | Mississippi Valley-type (MVT) | MVT zinc-lead | Zn, Pb | Ge, Cd, Ag | Zn, Pb, Ge, Cd, Ag | Meng et al., 2023 |  | CR18-4-Site-22-Sp-3-1 | CR18-4-Site-22-Sp-3-1 | underground mine |  |  |  |  | ore material | polished section | grab | mineral separate | [5 empty] | mineralisation | primary sulfide ores and secondary non-sulfide ores |  |  | sphalerite, pyrite, galena, hemimorphite, willemite, goethite, smithsonite, cerussite | hydrothermal (stages 1–3), supergene | massive, brecciated, replacive, infilling | colloform, oscillatory zoning, replacement, core-mantle-rim, dendritic, botryoidal, euhedral, subhedral, anhedral |  |  |  | calcite, greenockite | polished sections (150 µm thick) | LA-ICPMS, EMPA, SEM-EDS | JEOL JXA-i SP100 microprobe equipped with five wavelength-dispersive spectrometers; Tescan Mira 3 field emission scanning electron microscope equipped with an energy dispersive spectrometer; Tescan Integrated Mineral Analyzer (TIMA) system comprising a field emission scanning electron microscope (Tescan Mira 3), integrated with four energy dispersive detectors (EDAXElement) | Guangzhou Tuoyan Analytical Technology Co., Ltd., Guizhou, China (GTAT) | EPMA: 15 kV accelerating potential and a beam current of 10 or 20 nA, with a defocused beam diameter of 5 µm; peak counting times for analyzed elements varied between 10 and 40 s, background measurements at 50% of the peak counting duration on both sides of the analyzed peak. SEM: operating voltage of 25 kV and a working distance of ~15.0 mm. TIMA: dot-mapping mode with a working distance of 15 mm, spot size of ~92 nm, scanning at 3 µm resolution (operating at 25 kV, 11.6 nA). LA-ICP-MS mapping: laser energy of 5 J/cm2, repetition rate of 15 Hz, spot size of 10 µm, scan speed of 40 µm/s. | NIST 610, NIST 612, and GSD-1G as external standards | [48 empty] | 2.9719 | [7 empty] | 0.005443 | [13 empty] | 39.8041 | [76 empty] | 2025 | Wang, L., Han, R., Zhang, Y., Chen, Y., Liu, D. (2026). Unraveling the redistribution of trace elements during supergene processes: A case study from the Qingshan carbonate-hosted Zn-Pb deposit, SW China. Ore Geology Reviews, 188, 107059. |  | CHN | Southwest China
| Qingshan |  | Basin hydrothermal | Mississippi Valley-type (MVT) | MVT zinc-lead | Zn, Pb | Ge, Cd, Ag | Zn, Pb, Ge, Cd, Ag | Meng et al., 2023 |  | CR18-4-Site-26-Sp-1-1 | CR18-4-Site-26-Sp-1-1 | underground mine |  |  |  |  | ore material | polished section | grab | mineral separate | [5 empty] | mineralisation | primary sulfide ores and secondary non-sulfide ores |  |  | sphalerite, pyrite, galena, hemimorphite, willemite, goethite, smithsonite, cerussite | hydrothermal (stages 1–3), supergene | massive, brecciated, replacive, infilling | colloform, oscillatory zoning, replacement, core-mantle-rim, dendritic, botryoidal, euhedral, subhedral, anhedral |  |  |  | calcite, greenockite | polished sections (150 µm thick) | LA-ICPMS, EMPA, SEM-EDS | JEOL JXA-i SP100 microprobe equipped with five wavelength-dispersive spectrometers; Tescan Mira 3 field emission scanning electron microscope equipped with an energy dispersive spectrometer; Tescan Integrated Mineral Analyzer (TIMA) system comprising a field emission scanning electron microscope (Tescan Mira 3), integrated with four energy dispersive detectors (EDAXElement) | Guangzhou Tuoyan Analytical Technology Co., Ltd., Guizhou, China (GTAT) | EPMA: 15 kV accelerating potential and a beam current of 10 or 20 nA, with a defocused beam diameter of 5 µm; peak counting times for analyzed elements varied between 10 and 40 s, background measurements at 50% of the peak counting duration on both sides of the analyzed peak. SEM: operating voltage of 25 kV and a working distance of ~15.0 mm. TIMA: dot-mapping mode with a working distance of 15 mm, spot size of ~92 nm, scanning at 3 µm resolution (operating at 25 kV, 11.6 nA). LA-ICP-MS mapping: laser energy of 5 J/cm2, repetition rate of 15 Hz, spot size of 10 µm, scan speed of 40 µm/s. | NIST 610, NIST 612, and GSD-1G as external standards | [48 empty] | 225.6645 | [7 empty] | 0.25559 | [13 empty] | 24.4519 | [76 empty] | 2025 | Wang, L., Han, R., Zhang, Y., Chen, Y., Liu, D. (2026). Unraveling the redistribution of trace elements during supergene processes: A case study from the Qingshan carbonate-hosted Zn-Pb deposit, SW China. Ore Geology Reviews, 188, 107059. |  | CHN | Southwest China
| Qingshan |  | Basin hydrothermal | Mississippi Valley-type (MVT) | MVT zinc-lead | Zn, Pb | Ge, Cd, Ag | Zn, Pb, Ge, Cd, Ag | Meng et al., 2023 |  | CR18-4-Site-27-Sp-3-1 | CR18-4-Site-27-Sp-3-1 | underground mine |  |  |  |  | ore material | polished section | grab | mineral separate | [5 empty] | mineralisation | primary sulfide ores and secondary non-sulfide ores |  |  | sphalerite, pyrite, galena, hemimorphite, willemite, goethite, smithsonite, cerussite | hydrothermal (stages 1–3), supergene | massive, brecciated, replacive, infilling | colloform, oscillatory zoning, replacement, core-mantle-rim, dendritic, botryoidal, euhedral, subhedral, anhedral |  |  |  | calcite, greenockite | polished sections (150 µm thick) | LA-ICPMS, EMPA, SEM-EDS | JEOL JXA-i SP100 microprobe equipped with five wavelength-dispersive spectrometers; Tescan Mira 3 field emission scanning electron microscope equipped with an energy dispersive spectrometer; Tescan Integrated Mineral Analyzer (TIMA) system comprising a field emission scanning electron microscope (Tescan Mira 3), integrated with four energy dispersive detectors (EDAXElement) | Guangzhou Tuoyan Analytical Technology Co., Ltd., Guizhou, China (GTAT) | EPMA: 15 kV accelerating potential and a beam current of 10 or 20 nA, with a defocused beam diameter of 5 µm; peak counting times for analyzed elements varied between 10 and 40 s, background measurements at 50% of the peak counting duration on both sides of the analyzed peak. SEM: operating voltage of 25 kV and a working distance of ~15.0 mm. TIMA: dot-mapping mode with a working distance of 15 mm, spot size of ~92 nm, scanning at 3 µm resolution (operating at 25 kV, 11.6 nA). LA-ICP-MS mapping: laser energy of 5 J/cm2, repetition rate of 15 Hz, spot size of 10 µm, scan speed of 40 µm/s. | NIST 610, NIST 612, and GSD-1G as external standards | [48 empty] | 238.2275 | [7 empty] | 0.005192 | [13 empty] | 7.8051 | [76 empty] | 2025 | Wang, L., Han, R., Zhang, Y., Chen, Y., Liu, D. (2026). Unraveling the redistribution of trace elements during supergene processes: A case study from the Qingshan carbonate-hosted Zn-Pb deposit, SW China. Ore Geology Reviews, 188, 107059. |  | CHN | Southwest China
| Qingshan |  | Basin hydrothermal | Mississippi Valley-type (MVT) | MVT zinc-lead | Zn, Pb | Ge, Cd, Ag | Zn, Pb, Ge, Cd, Ag | Meng et al., 2023 |  | CR18-4-Site-37-Sp-1-1 | CR18-4-Site-37-Sp-1-1 | underground mine |  |  |  |  | ore material | polished section | grab | mineral separate | [5 empty] | mineralisation | primary sulfide ores and secondary non-sulfide ores |  |  | sphalerite, pyrite, galena, hemimorphite, willemite, goethite, smithsonite, cerussite | hydrothermal (stages 1–3), supergene | massive, brecciated, replacive, infilling | colloform, oscillatory zoning, replacement, core-mantle-rim, dendritic, botryoidal, euhedral, subhedral, anhedral |  |  |  | calcite, greenockite | polished sections (150 µm thick) | LA-ICPMS, EMPA, SEM-EDS | JEOL JXA-i SP100 microprobe equipped with five wavelength-dispersive spectrometers; Tescan Mira 3 field emission scanning electron microscope equipped with an energy dispersive spectrometer; Tescan Integrated Mineral Analyzer (TIMA) system comprising a field emission scanning electron microscope (Tescan Mira 3), integrated with four energy dispersive detectors (EDAXElement) | Guangzhou Tuoyan Analytical Technology Co., Ltd., Guizhou, China (GTAT) | EPMA: 15 kV accelerating potential and a beam current of 10 or 20 nA, with a defocused beam diameter of 5 µm; peak counting times for analyzed elements varied between 10 and 40 s, background measurements at 50% of the peak counting duration on both sides of the analyzed peak. SEM: operating voltage of 25 kV and a working distance of ~15.0 mm. TIMA: dot-mapping mode with a working distance of 15 mm, spot size of ~92 nm, scanning at 3 µm resolution (operating at 25 kV, 11.6 nA). LA-ICP-MS mapping: laser energy of 5 J/cm2, repetition rate of 15 Hz, spot size of 10 µm, scan speed of 40 µm/s. | NIST 610, NIST 612, and GSD-1G as external standards | [48 empty] | 2.3145 | [7 empty] | 0.047511 | [13 empty] | 34.6176 | [76 empty] | 2025 | Wang, L., Han, R., Zhang, Y., Chen, Y., Liu, D. (2026). Unraveling the redistribution of trace elements during supergene processes: A case study from the Qingshan carbonate-hosted Zn-Pb deposit, SW China. Ore Geology Reviews, 188, 107059. |  | CHN | Southwest China
| Qingshan |  | Basin hydrothermal | Mississippi Valley-type (MVT) | MVT zinc-lead | Zn, Pb | Ge, Cd, Ag | Zn, Pb, Ge, Cd, Ag | Meng et al., 2023 |  | CR18-4-Site-37-Sp-3-1 | CR18-4-Site-37-Sp-3-1 | underground mine |  |  |  |  | ore material | polished section | grab | mineral separate | [5 empty] | mineralisation | primary sulfide ores and secondary non-sulfide ores |  |  | sphalerite, pyrite, galena, hemimorphite, willemite, goethite, smithsonite, cerussite | hydrothermal (stages 1–3), supergene | massive, brecciated, replacive, infilling | colloform, oscillatory zoning, replacement, core-mantle-rim, dendritic, botryoidal, euhedral, subhedral, anhedral |  |  |  | calcite, greenockite | polished sections (150 µm thick) | LA-ICPMS, EMPA, SEM-EDS | JEOL JXA-i SP100 microprobe equipped with five wavelength-dispersive spectrometers; Tescan Mira 3 field emission scanning electron microscope equipped with an energy dispersive spectrometer; Tescan Integrated Mineral Analyzer (TIMA) system comprising a field emission scanning electron microscope (Tescan Mira 3), integrated with four energy dispersive detectors (EDAXElement) | Guangzhou Tuoyan Analytical Technology Co., Ltd., Guizhou, China (GTAT) | EPMA: 15 kV accelerating potential and a beam current of 10 or 20 nA, with a defocused beam diameter of 5 µm; peak counting times for analyzed elements varied between 10 and 40 s, background measurements at 50% of the peak counting duration on both sides of the analyzed peak. SEM: operating voltage of 25 kV and a working distance of ~15.0 mm. TIMA: dot-mapping mode with a working distance of 15 mm, spot size of ~92 nm, scanning at 3 µm resolution (operating at 25 kV, 11.6 nA). LA-ICP-MS mapping: laser energy of 5 J/cm2, repetition rate of 15 Hz, spot size of 10 µm, scan speed of 40 µm/s. | NIST 610, NIST 612, and GSD-1G as external standards | [48 empty] | 70.8627 | [7 empty] | 0.12845 | [13 empty] | 13.918 | [76 empty] | 2025 | Wang, L., Han, R., Zhang, Y., Chen, Y., Liu, D. (2026). Unraveling the redistribution of trace elements during supergene processes: A case study from the Qingshan carbonate-hosted Zn-Pb deposit, SW China. Ore Geology Reviews, 188, 107059. |  | CHN | Southwest China
| Qingshan |  | Basin hydrothermal | Mississippi Valley-type (MVT) | MVT zinc-lead | Zn, Pb | Ge, Cd, Ag | Zn, Pb, Ge, Cd, Ag | Meng et al., 2023 |  | CR18-4-Site-39-Sp-1-1 | CR18-4-Site-39-Sp-1-1 | underground mine |  |  |  |  | ore material | polished section | grab | mineral separate | [5 empty] | mineralisation | primary sulfide ores and secondary non-sulfide ores |  |  | sphalerite, pyrite, galena, hemimorphite, willemite, goethite, smithsonite, cerussite | hydrothermal (stages 1–3), supergene | massive, brecciated, replacive, infilling | colloform, oscillatory zoning, replacement, core-mantle-rim, dendritic, botryoidal, euhedral, subhedral, anhedral |  |  |  | calcite, greenockite | polished sections (150 µm thick) | LA-ICPMS, EMPA, SEM-EDS | JEOL JXA-i SP100 microprobe equipped with five wavelength-dispersive spectrometers; Tescan Mira 3 field emission scanning electron microscope equipped with an energy dispersive spectrometer; Tescan Integrated Mineral Analyzer (TIMA) system comprising a field emission scanning electron microscope (Tescan Mira 3), integrated with four energy dispersive detectors (EDAXElement) | Guangzhou Tuoyan Analytical Technology Co., Ltd., Guizhou, China (GTAT) | EPMA: 15 kV accelerating potential and a beam current of 10 or 20 nA, with a defocused beam diameter of 5 µm; peak counting times for analyzed elements varied between 10 and 40 s, background measurements at 50% of the peak counting duration on both sides of the analyzed peak. SEM: operating voltage of 25 kV and a working distance of ~15.0 mm. TIMA: dot-mapping mode with a working distance of 15 mm, spot size of ~92 nm, scanning at 3 µm resolution (operating at 25 kV, 11.6 nA). LA-ICP-MS mapping: laser energy of 5 J/cm2, repetition rate of 15 Hz, spot size of 10 µm, scan speed of 40 µm/s. | NIST 610, NIST 612, and GSD-1G as external standards | [48 empty] | 39.6673 | [7 empty] | 36.6989 | [13 empty] | 29.3454 | [76 empty] | 2025 | Wang, L., Han, R., Zhang, Y., Chen, Y., Liu, D. (2026). Unraveling the redistribution of trace elements during supergene processes: A case study from the Qingshan carbonate-hosted Zn-Pb deposit, SW China. Ore Geology Reviews, 188, 107059. |  | CHN | Southwest China
| Qingshan |  | Basin hydrothermal | Mississippi Valley-type (MVT) | MVT zinc-lead | Zn, Pb | Ge, Cd, Ag | Zn, Pb, Ge, Cd, Ag | Meng et al., 2023 |  | CR18-4-Site-39-Sp-2-1 | CR18-4-Site-39-Sp-2-1 | underground mine |  |  |  |  | ore material | polished section | grab | mineral separate | [5 empty] | mineralisation | primary sulfide ores and secondary non-sulfide ores |  |  | sphalerite, pyrite, galena, hemimorphite, willemite, goethite, smithsonite, cerussite | hydrothermal (stages 1–3), supergene | massive, brecciated, replacive, infilling | colloform, oscillatory zoning, replacement, core-mantle-rim, dendritic, botryoidal, euhedral, subhedral, anhedral |  |  |  | calcite, greenockite | polished sections (150 µm thick) | LA-ICPMS, EMPA, SEM-EDS | JEOL JXA-i SP100 microprobe equipped with five wavelength-dispersive spectrometers; Tescan Mira 3 field emission scanning electron microscope equipped with an energy dispersive spectrometer; Tescan Integrated Mineral Analyzer (TIMA) system comprising a field emission scanning electron microscope (Tescan Mira 3), integrated with four energy dispersive detectors (EDAXElement) | Guangzhou Tuoyan Analytical Technology Co., Ltd., Guizhou, China (GTAT) | EPMA: 15 kV accelerating potential and a beam current of 10 or 20 nA, with a defocused beam diameter of 5 µm; peak counting times for analyzed elements varied between 10 and 40 s, background measurements at 50% of the peak counting duration on both sides of the analyzed peak. SEM: operating voltage of 25 kV and a working distance of ~15.0 mm. TIMA: dot-mapping mode with a working distance of 15 mm, spot size of ~92 nm, scanning at 3 µm resolution (operating at 25 kV, 11.6 nA). LA-ICP-MS mapping: laser energy of 5 J/cm2, repetition rate of 15 Hz, spot size of 10 µm, scan speed of 40 µm/s. | NIST 610, NIST 612, and GSD-1G as external standards | [48 empty] | 0.25311 | [7 empty] | 0.18 | [13 empty] | 13.289 | [76 empty] | 2025 | Wang, L., Han, R., Zhang, Y., Chen, Y., Liu, D. (2026). Unraveling the redistribution of trace elements during supergene processes: A case study from the Qingshan carbonate-hosted Zn-Pb deposit, SW China. Ore Geology Reviews, 188, 107059. |  | CHN | Southwest China
| Qingshan |  | Basin hydrothermal | Mississippi Valley-type (MVT) | MVT zinc-lead | Zn, Pb | Ge, Cd, Ag | Zn, Pb, Ge, Cd, Ag | Meng et al., 2023 |  | Lisheen IRT deposit, Ireland (Frenzel et al., 2025)-1 | Lisheen IRT deposit, Ireland (Frenzel et al., 2025)-1 | underground mine |  |  |  |  | ore material | polished section | grab | mineral separate | [5 empty] | mineralisation | primary sulfide ores and secondary non-sulfide ores |  |  | sphalerite, pyrite, galena, hemimorphite, willemite, goethite, smithsonite, cerussite | hydrothermal (stages 1–3), supergene | massive, brecciated, replacive, infilling | colloform, oscillatory zoning, replacement, core-mantle-rim, dendritic, botryoidal, euhedral, subhedral, anhedral |  |  |  | calcite, greenockite | polished sections (150 µm thick) | LA-ICPMS, EMPA, SEM-EDS | JEOL JXA-i SP100 microprobe equipped with five wavelength-dispersive spectrometers; Tescan Mira 3 field emission scanning electron microscope equipped with an energy dispersive spectrometer; Tescan Integrated Mineral Analyzer (TIMA) system comprising a field emission scanning electron microscope (Tescan Mira 3), integrated with four energy dispersive detectors (EDAXElement) | Guangzhou Tuoyan Analytical Technology Co., Ltd., Guizhou, China (GTAT) | EPMA: 15 kV accelerating potential and a beam current of 10 or 20 nA, with a defocused beam diameter of 5 µm; peak counting times for analyzed elements varied between 10 and 40 s, background measurements at 50% of the peak counting duration on both sides of the analyzed peak. SEM: operating voltage of 25 kV and a working distance of ~15.0 mm. TIMA: dot-mapping mode with a working distance of 15 mm, spot size of ~92 nm, scanning at 3 µm resolution (operating at 25 kV, 11.6 nA). LA-ICP-MS mapping: laser energy of 5 J/cm2, repetition rate of 15 Hz, spot size of 10 µm, scan speed of 40 µm/s. | NIST 610, NIST 612, and GSD-1G as external standards | [147 empty] | 2025 | Wang, L., Han, R., Zhang, Y., Chen, Y., Liu, D. (2026). Unraveling the redistribution of trace elements during supergene processes: A case study from the Qingshan carbonate-hosted Zn-Pb deposit, SW China. Ore Geology Reviews, 188, 107059. |  | CHN | Southwest China
| Qingshan |  | Basin hydrothermal | Mississippi Valley-type (MVT) | MVT zinc-lead | Zn, Pb | Ge, Cd, Ag | Zn, Pb, Ge, Cd, Ag | Meng et al., 2023 |  | Source file-21 | Source file-21 | underground mine |  |  |  |  | ore material | polished section | grab | mineral separate | [5 empty] | mineralisation | primary sulfide ores and secondary non-sulfide ores |  |  | sphalerite, pyrite, galena, hemimorphite, willemite, goethite, smithsonite, cerussite | hydrothermal (stages 1–3), supergene | massive, brecciated, replacive, infilling | colloform, oscillatory zoning, replacement, core-mantle-rim, dendritic, botryoidal, euhedral, subhedral, anhedral |  |  |  | calcite, greenockite | polished sections (150 µm thick) | LA-ICPMS, EMPA, SEM-EDS | JEOL JXA-i SP100 microprobe equipped with five wavelength-dispersive spectrometers; Tescan Mira 3 field emission scanning electron microscope equipped with an energy dispersive spectrometer; Tescan Integrated Mineral Analyzer (TIMA) system comprising a field emission scanning electron microscope (Tescan Mira 3), integrated with four energy dispersive detectors (EDAXElement) | Guangzhou Tuoyan Analytical Technology Co., Ltd., Guizhou, China (GTAT) | EPMA: 15 kV accelerating potential and a beam current of 10 or 20 nA, with a defocused beam diameter of 5 µm; peak counting times for analyzed elements varied between 10 and 40 s, background measurements at 50% of the peak counting duration on both sides of the analyzed peak. SEM: operating voltage of 25 kV and a working distance of ~15.0 mm. TIMA: dot-mapping mode with a working distance of 15 mm, spot size of ~92 nm, scanning at 3 µm resolution (operating at 25 kV, 11.6 nA). LA-ICP-MS mapping: laser energy of 5 J/cm2, repetition rate of 15 Hz, spot size of 10 µm, scan speed of 40 µm/s. | NIST 610, NIST 612, and GSD-1G as external standards | [147 empty] | 2025 | Wang, L., Han, R., Zhang, Y., Chen, Y., Liu, D. (2026). Unraveling the redistribution of trace elements during supergene processes: A case study from the Qingshan carbonate-hosted Zn-Pb deposit, SW China. Ore Geology Reviews, 188, 107059. |  | CHN | Southwest China
| Qingshan |  | Basin hydrothermal | Mississippi Valley-type (MVT) | MVT zinc-lead | Zn, Pb | Ge, Cd, Ag | Zn, Pb, Ge, Cd, Ag | Meng et al., 2023 |  | Li-HS-63_sph_I_447.d-1 | Li-HS-63_sph_I_447.d-1 | underground mine |  |  |  |  | ore material | polished section | grab | mineral separate | [5 empty] | mineralisation | primary sulfide ores and secondary non-sulfide ores |  |  | sphalerite, pyrite, galena, hemimorphite, willemite, goethite, smithsonite, cerussite | hydrothermal (stages 1–3), supergene | massive, brecciated, replacive, infilling | colloform, oscillatory zoning, replacement, core-mantle-rim, dendritic, botryoidal, euhedral, subhedral, anhedral |  |  |  | calcite, greenockite | polished sections (150 µm thick) | LA-ICPMS, EMPA, SEM-EDS | JEOL JXA-i SP100 microprobe equipped with five wavelength-dispersive spectrometers; Tescan Mira 3 field emission scanning electron microscope equipped with an energy dispersive spectrometer; Tescan Integrated Mineral Analyzer (TIMA) system comprising a field emission scanning electron microscope (Tescan Mira 3), integrated with four energy dispersive detectors (EDAXElement) | Guangzhou Tuoyan Analytical Technology Co., Ltd., Guizhou, China (GTAT) | EPMA: 15 kV accelerating potential and a beam current of 10 or 20 nA, with a defocused beam diameter of 5 µm; peak counting times for analyzed elements varied between 10 and 40 s, background measurements at 50% of the peak counting duration on both sides of the analyzed peak. SEM: operating voltage of 25 kV and a working distance of ~15.0 mm. TIMA: dot-mapping mode with a working distance of 15 mm, spot size of ~92 nm, scanning at 3 µm resolution (operating at 25 kV, 11.6 nA). LA-ICP-MS mapping: laser energy of 5 J/cm2, repetition rate of 15 Hz, spot size of 10 µm, scan speed of 40 µm/s. | NIST 610, NIST 612, and GSD-1G as external standards | [48 empty] | 200.68 | [21 empty] | 70.3 | [76 empty] | 2025 | Wang, L., Han, R., Zhang, Y., Chen, Y., Liu, D. (2026). Unraveling the redistribution of trace elements during supergene processes: A case study from the Qingshan carbonate-hosted Zn-Pb deposit, SW China. Ore Geology Reviews, 188, 107059. |  | CHN | Southwest China
| Qingshan |  | Basin hydrothermal | Mississippi Valley-type (MVT) | MVT zinc-lead | Zn, Pb | Ge, Cd, Ag | Zn, Pb, Ge, Cd, Ag | Meng et al., 2023 |  | Li-HS-63_sph_I_448.d-1 | Li-HS-63_sph_I_448.d-1 | underground mine |  |  |  |  | ore material | polished section | grab | mineral separate | [5 empty] | mineralisation | primary sulfide ores and secondary non-sulfide ores |  |  | sphalerite, pyrite, galena, hemimorphite, willemite, goethite, smithsonite, cerussite | hydrothermal (stages 1–3), supergene | massive, brecciated, replacive, infilling | colloform, oscillatory zoning, replacement, core-mantle-rim, dendritic, botryoidal, euhedral, subhedral, anhedral |  |  |  | calcite, greenockite | polished sections (150 µm thick) | LA-ICPMS, EMPA, SEM-EDS | JEOL JXA-i SP100 microprobe equipped with five wavelength-dispersive spectrometers; Tescan Mira 3 field emission scanning electron microscope equipped with an energy dispersive spectrometer; Tescan Integrated Mineral Analyzer (TIMA) system comprising a field emission scanning electron microscope (Tescan Mira 3), integrated with four energy dispersive detectors (EDAXElement) | Guangzhou Tuoyan Analytical Technology Co., Ltd., Guizhou, China (GTAT) | EPMA: 15 kV accelerating potential and a beam current of 10 or 20 nA, with a defocused beam diameter of 5 µm; peak counting times for analyzed elements varied between 10 and 40 s, background measurements at 50% of the peak counting duration on both sides of the analyzed peak. SEM: operating voltage of 25 kV and a working distance of ~15.0 mm. TIMA: dot-mapping mode with a working distance of 15 mm, spot size of ~92 nm, scanning at 3 µm resolution (operating at 25 kV, 11.6 nA). LA-ICP-MS mapping: laser energy of 5 J/cm2, repetition rate of 15 Hz, spot size of 10 µm, scan speed of 40 µm/s. | NIST 610, NIST 612, and GSD-1G as external standards | [48 empty] | 199.694 | [21 empty] | 131.7 | [76 empty] | 2025 | Wang, L., Han, R., Zhang, Y., Chen, Y., Liu, D. (2026). Unraveling the redistribution of trace elements during supergene processes: A case study from the Qingshan carbonate-hosted Zn-Pb deposit, SW China. Ore Geology Reviews, 188, 107059. |  | CHN | Southwest China
| Qingshan |  | Basin hydrothermal | Mississippi Valley-type (MVT) | MVT zinc-lead | Zn, Pb | Ge, Cd, Ag | Zn, Pb, Ge, Cd, Ag | Meng et al., 2023 |  | Li-HS-63_sph_I_449.d-1 | Li-HS-63_sph_I_449.d-1 | underground mine |  |  |  |  | ore material | polished section | grab | mineral separate | [5 empty] | mineralisation | primary sulfide ores and secondary non-sulfide ores |  |  | sphalerite, pyrite, galena, hemimorphite, willemite, goethite, smithsonite, cerussite | hydrothermal (stages 1–3), supergene | massive, brecciated, replacive, infilling | colloform, oscillatory zoning, replacement, core-mantle-rim, dendritic, botryoidal, euhedral, subhedral, anhedral |  |  |  | calcite, greenockite | polished sections (150 µm thick) | LA-ICPMS, EMPA, SEM-EDS | JEOL JXA-i SP100 microprobe equipped with five wavelength-dispersive spectrometers; Tescan Mira 3 field emission scanning electron microscope equipped with an energy dispersive spectrometer; Tescan Integrated Mineral Analyzer (TIMA) system comprising a field emission scanning electron microscope (Tescan Mira 3), integrated with four energy dispersive detectors (EDAXElement) | Guangzhou Tuoyan Analytical Technology Co., Ltd., Guizhou, China (GTAT) | EPMA: 15 kV accelerating potential and a beam current of 10 or 20 nA, with a defocused beam diameter of 5 µm; peak counting times for analyzed elements varied between 10 and 40 s, background measurements at 50% of the peak counting duration on both sides of the analyzed peak. SEM: operating voltage of 25 kV and a working distance of ~15.0 mm. TIMA: dot-mapping mode with a working distance of 15 mm, spot size of ~92 nm, scanning at 3 µm resolution (operating at 25 kV, 11.6 nA). LA-ICP-MS mapping: laser energy of 5 J/cm2, repetition rate of 15 Hz, spot size of 10 µm, scan speed of 40 µm/s. | NIST 610, NIST 612, and GSD-1G as external standards | [48 empty] | 95.352 | [21 empty] | 32.1 | [76 empty] | 2025 | Wang, L., Han, R., Zhang, Y., Chen, Y., Liu, D. (2026). Unraveling the redistribution of trace elements during supergene processes: A case study from the Qingshan carbonate-hosted Zn-Pb deposit, SW China. Ore Geology Reviews, 188, 107059. |  | CHN | Southwest China
| Qingshan |  | Basin hydrothermal | Mississippi Valley-type (MVT) | MVT zinc-lead | Zn, Pb | Ge, Cd, Ag | Zn, Pb, Ge, Cd, Ag | Meng et al., 2023 |  | Li-HS-63_sph_I_450.d-1 | Li-HS-63_sph_I_450.d-1 | underground mine |  |  |  |  | ore material | polished section | grab | mineral separate | [5 empty] | mineralisation | primary sulfide ores and secondary non-sulfide ores |  |  | sphalerite, pyrite, galena, hemimorphite, willemite, goethite, smithsonite, cerussite | hydrothermal (stages 1–3), supergene | massive, brecciated, replacive, infilling | colloform, oscillatory zoning, replacement, core-mantle-rim, dendritic, botryoidal, euhedral, subhedral, anhedral |  |  |  | calcite, greenockite | polished sections (150 µm thick) | LA-ICPMS, EMPA, SEM-EDS | JEOL JXA-i SP100 microprobe equipped with five wavelength-dispersive spectrometers; Tescan Mira 3 field emission scanning electron microscope equipped with an energy dispersive spectrometer; Tescan Integrated Mineral Analyzer (TIMA) system comprising a field emission scanning electron microscope (Tescan Mira 3), integrated with four energy dispersive detectors (EDAXElement) | Guangzhou Tuoyan Analytical Technology Co., Ltd., Guizhou, China (GTAT) | EPMA: 15 kV accelerating potential and a beam current of 10 or 20 nA, with a defocused beam diameter of 5 µm; peak counting times for analyzed elements varied between 10 and 40 s, background measurements at 50% of the peak counting duration on both sides of the analyzed peak. SEM: operating voltage of 25 kV and a working distance of ~15.0 mm. TIMA: dot-mapping mode with a working distance of 15 mm, spot size of ~92 nm, scanning at 3 µm resolution (operating at 25 kV, 11.6 nA). LA-ICP-MS mapping: laser energy of 5 J/cm2, repetition rate of 15 Hz, spot size of 10 µm, scan speed of 40 µm/s. | NIST 610, NIST 612, and GSD-1G as external standards | [48 empty] | 178.756 | [21 empty] | 239 | [76 empty] | 2025 | Wang, L., Han, R., Zhang, Y., Chen, Y., Liu, D. (2026). Unraveling the redistribution of trace elements during supergene processes: A case study from the Qingshan carbonate-hosted Zn-Pb deposit, SW China. Ore Geology Reviews, 188, 107059. |  | CHN | Southwest China
| Qingshan |  | Basin hydrothermal | Mississippi Valley-type (MVT) | MVT zinc-lead | Zn, Pb | Ge, Cd, Ag | Zn, Pb, Ge, Cd, Ag | Meng et al., 2023 |  | Li-HS-63_sph_I_451.d-1 | Li-HS-63_sph_I_451.d-1 | underground mine |  |  |  |  | ore material | polished section | grab | mineral separate | [5 empty] | mineralisation | primary sulfide ores and secondary non-sulfide ores |  |  | sphalerite, pyrite, galena, hemimorphite, willemite, goethite, smithsonite, cerussite | hydrothermal (stages 1–3), supergene | massive, brecciated, replacive, infilling | colloform, oscillatory zoning, replacement, core-mantle-rim, dendritic, botryoidal, euhedral, subhedral, anhedral |  |  |  | calcite, greenockite | polished sections (150 µm thick) | LA-ICPMS, EMPA, SEM-EDS | JEOL JXA-i SP100 microprobe equipped with five wavelength-dispersive spectrometers; Tescan Mira 3 field emission scanning electron microscope equipped with an energy dispersive spectrometer; Tescan Integrated Mineral Analyzer (TIMA) system comprising a field emission scanning electron microscope (Tescan Mira 3), integrated with four energy dispersive detectors (EDAXElement) | Guangzhou Tuoyan Analytical Technology Co., Ltd., Guizhou, China (GTAT) | EPMA: 15 kV accelerating potential and a beam current of 10 or 20 nA, with a defocused beam diameter of 5 µm; peak counting times for analyzed elements varied between 10 and 40 s, background measurements at 50% of the peak counting duration on both sides of the analyzed peak. SEM: operating voltage of 25 kV and a working distance of ~15.0 mm. TIMA: dot-mapping mode with a working distance of 15 mm, spot size of ~92 nm, scanning at 3 µm resolution (operating at 25 kV, 11.6 nA). LA-ICP-MS mapping: laser energy of 5 J/cm2, repetition rate of 15 Hz, spot size of 10 µm, scan speed of 40 µm/s. | NIST 610, NIST 612, and GSD-1G as external standards | [48 empty] | 153.41 | [21 empty] | 240 | [76 empty] | 2025 | Wang, L., Han, R., Zhang, Y., Chen, Y., Liu, D. (2026). Unraveling the redistribution of trace elements during supergene processes: A case study from the Qingshan carbonate-hosted Zn-Pb deposit, SW China. Ore Geology Reviews, 188, 107059. |  | CHN | Southwest China
| Qingshan |  | Basin hydrothermal | Mississippi Valley-type (MVT) | MVT zinc-lead | Zn, Pb | Ge, Cd, Ag | Zn, Pb, Ge, Cd, Ag | Meng et al., 2023 |  | Li-HS-63_sph_I_452.d-1 | Li-HS-63_sph_I_452.d-1 | underground mine |  |  |  |  | ore material | polished section | grab | mineral separate | [5 empty] | mineralisation | primary sulfide ores and secondary non-sulfide ores |  |  | sphalerite, pyrite, galena, hemimorphite, willemite, goethite, smithsonite, cerussite | hydrothermal (stages 1–3), supergene | massive, brecciated, replacive, infilling | colloform, oscillatory zoning, replacement, core-mantle-rim, dendritic, botryoidal, euhedral, subhedral, anhedral |  |  |  | calcite, greenockite | polished sections (150 µm thick) | LA-ICPMS, EMPA, SEM-EDS | JEOL JXA-i SP100 microprobe equipped with five wavelength-dispersive spectrometers; Tescan Mira 3 field emission scanning electron microscope equipped with an energy dispersive spectrometer; Tescan Integrated Mineral Analyzer (TIMA) system comprising a field emission scanning electron microscope (Tescan Mira 3), integrated with four energy dispersive detectors (EDAXElement) | Guangzhou Tuoyan Analytical Technology Co., Ltd., Guizhou, China (GTAT) | EPMA: 15 kV accelerating potential and a beam current of 10 or 20 nA, with a defocused beam diameter of 5 µm; peak counting times for analyzed elements varied between 10 and 40 s, background measurements at 50% of the peak counting duration on both sides of the analyzed peak. SEM: operating voltage of 25 kV and a working distance of ~15.0 mm. TIMA: dot-mapping mode with a working distance of 15 mm, spot size of ~92 nm, scanning at 3 µm resolution (operating at 25 kV, 11.6 nA). LA-ICP-MS mapping: laser energy of 5 J/cm2, repetition rate of 15 Hz, spot size of 10 µm, scan speed of 40 µm/s. | NIST 610, NIST 612, and GSD-1G as external standards | [48 empty] | 121.8 | [21 empty] | 169.3 | [76 empty] | 2025 | Wang, L., Han, R., Zhang, Y., Chen, Y., Liu, D. (2026). Unraveling the redistribution of trace elements during supergene processes: A case study from the Qingshan carbonate-hosted Zn-Pb deposit, SW China. Ore Geology Reviews, 188, 107059. |  | CHN | Southwest China
| Qingshan |  | Basin hydrothermal | Mississippi Valley-type (MVT) | MVT zinc-lead | Zn, Pb | Ge, Cd, Ag | Zn, Pb, Ge, Cd, Ag | Meng et al., 2023 |  | Li-HS-63_sph_I_453.d-1 | Li-HS-63_sph_I_453.d-1 | underground mine |  |  |  |  | ore material | polished section | grab | mineral separate | [5 empty] | mineralisation | primary sulfide ores and secondary non-sulfide ores |  |  | sphalerite, pyrite, galena, hemimorphite, willemite, goethite, smithsonite, cerussite | hydrothermal (stages 1–3), supergene | massive, brecciated, replacive, infilling | colloform, oscillatory zoning, replacement, core-mantle-rim, dendritic, botryoidal, euhedral, subhedral, anhedral |  |  |  | calcite, greenockite | polished sections (150 µm thick) | LA-ICPMS, EMPA, SEM-EDS | JEOL JXA-i SP100 microprobe equipped with five wavelength-dispersive spectrometers; Tescan Mira 3 field emission scanning electron microscope equipped with an energy dispersive spectrometer; Tescan Integrated Mineral Analyzer (TIMA) system comprising a field emission scanning electron microscope (Tescan Mira 3), integrated with four energy dispersive detectors (EDAXElement) | Guangzhou Tuoyan Analytical Technology Co., Ltd., Guizhou, China (GTAT) | EPMA: 15 kV accelerating potential and a beam current of 10 or 20 nA, with a defocused beam diameter of 5 µm; peak counting times for analyzed elements varied between 10 and 40 s, background measurements at 50% of the peak counting duration on both sides of the analyzed peak. SEM: operating voltage of 25 kV and a working distance of ~15.0 mm. TIMA: dot-mapping mode with a working distance of 15 mm, spot size of ~92 nm, scanning at 3 µm resolution (operating at 25 kV, 11.6 nA). LA-ICP-MS mapping: laser energy of 5 J/cm2, repetition rate of 15 Hz, spot size of 10 µm, scan speed of 40 µm/s. | NIST 610, NIST 612, and GSD-1G as external standards | [48 empty] | 77.372 | [21 empty] | 101 | [76 empty] | 2025 | Wang, L., Han, R., Zhang, Y., Chen, Y., Liu, D. (2026). Unraveling the redistribution of trace elements during supergene processes: A case study from the Qingshan carbonate-hosted Zn-Pb deposit, SW China. Ore Geology Reviews, 188, 107059. |  | CHN | Southwest China
| Qingshan |  | Basin hydrothermal | Mississippi Valley-type (MVT) | MVT zinc-lead | Zn, Pb | Ge, Cd, Ag | Zn, Pb, Ge, Cd, Ag | Meng et al., 2023 |  | Li-HS-63_sph_I_454.d-1 | Li-HS-63_sph_I_454.d-1 | underground mine |  |  |  |  | ore material | polished section | grab | mineral separate | [5 empty] | mineralisation | primary sulfide ores and secondary non-sulfide ores |  |  | sphalerite, pyrite, galena, hemimorphite, willemite, goethite, smithsonite, cerussite | hydrothermal (stages 1–3), supergene | massive, brecciated, replacive, infilling | colloform, oscillatory zoning, replacement, core-mantle-rim, dendritic, botryoidal, euhedral, subhedral, anhedral |  |  |  | calcite, greenockite | polished sections (150 µm thick) | LA-ICPMS, EMPA, SEM-EDS | JEOL JXA-i SP100 microprobe equipped with five wavelength-dispersive spectrometers; Tescan Mira 3 field emission scanning electron microscope equipped with an energy dispersive spectrometer; Tescan Integrated Mineral Analyzer (TIMA) system comprising a field emission scanning electron microscope (Tescan Mira 3), integrated with four energy dispersive detectors (EDAXElement) | Guangzhou Tuoyan Analytical Technology Co., Ltd., Guizhou, China (GTAT) | EPMA: 15 kV accelerating potential and a beam current of 10 or 20 nA, with a defocused beam diameter of 5 µm; peak counting times for analyzed elements varied between 10 and 40 s, background measurements at 50% of the peak counting duration on both sides of the analyzed peak. SEM: operating voltage of 25 kV and a working distance of ~15.0 mm. TIMA: dot-mapping mode with a working distance of 15 mm, spot size of ~92 nm, scanning at 3 µm resolution (operating at 25 kV, 11.6 nA). LA-ICP-MS mapping: laser energy of 5 J/cm2, repetition rate of 15 Hz, spot size of 10 µm, scan speed of 40 µm/s. | NIST 610, NIST 612, and GSD-1G as external standards | [48 empty] | 51.388 | [21 empty] | 16.2 | [76 empty] | 2025 | Wang, L., Han, R., Zhang, Y., Chen, Y., Liu, D. (2026). Unraveling the redistribution of trace elements during supergene processes: A case study from the Qingshan carbonate-hosted Zn-Pb deposit, SW China. Ore Geology Reviews, 188, 107059. |  | CHN | Southwest China
| Qingshan |  | Basin hydrothermal | Mississippi Valley-type (MVT) | MVT zinc-lead | Zn, Pb | Ge, Cd, Ag | Zn, Pb, Ge, Cd, Ag | Meng et al., 2023 |  | Li-HS-63_sph_I_455.d-1 | Li-HS-63_sph_I_455.d-1 | underground mine |  |  |  |  | ore material | polished section | grab | mineral separate | [5 empty] | mineralisation | primary sulfide ores and secondary non-sulfide ores |  |  | sphalerite, pyrite, galena, hemimorphite, willemite, goethite, smithsonite, cerussite | hydrothermal (stages 1–3), supergene | massive, brecciated, replacive, infilling | colloform, oscillatory zoning, replacement, core-mantle-rim, dendritic, botryoidal, euhedral, subhedral, anhedral |  |  |  | calcite, greenockite | polished sections (150 µm thick) | LA-ICPMS, EMPA, SEM-EDS | JEOL JXA-i SP100 microprobe equipped with five wavelength-dispersive spectrometers; Tescan Mira 3 field emission scanning electron microscope equipped with an energy dispersive spectrometer; Tescan Integrated Mineral Analyzer (TIMA) system comprising a field emission scanning electron microscope (Tescan Mira 3), integrated with four energy dispersive detectors (EDAXElement) | Guangzhou Tuoyan Analytical Technology Co., Ltd., Guizhou, China (GTAT) | EPMA: 15 kV accelerating potential and a beam current of 10 or 20 nA, with a defocused beam diameter of 5 µm; peak counting times for analyzed elements varied between 10 and 40 s, background measurements at 50% of the peak counting duration on both sides of the analyzed peak. SEM: operating voltage of 25 kV and a working distance of ~15.0 mm. TIMA: dot-mapping mode with a working distance of 15 mm, spot size of ~92 nm, scanning at 3 µm resolution (operating at 25 kV, 11.6 nA). LA-ICP-MS mapping: laser energy of 5 J/cm2, repetition rate of 15 Hz, spot size of 10 µm, scan speed of 40 µm/s. | NIST 610, NIST 612, and GSD-1G as external standards | [48 empty] | 140.128 | [21 empty] | 162.3 | [76 empty] | 2025 | Wang, L., Han, R., Zhang, Y., Chen, Y., Liu, D. (2026). Unraveling the redistribution of trace elements during supergene processes: A case study from the Qingshan carbonate-hosted Zn-Pb deposit, SW China. Ore Geology Reviews, 188, 107059. |  | CHN | Southwest China
| Qingshan |  | Basin hydrothermal | Mississippi Valley-type (MVT) | MVT zinc-lead | Zn, Pb | Ge, Cd, Ag | Zn, Pb, Ge, Cd, Ag | Meng et al., 2023 |  | Li-HS-63_sph_I_456.d-1 | Li-HS-63_sph_I_456.d-1 | underground mine |  |  |  |  | ore material | polished section | grab | mineral separate | [5 empty] | mineralisation | primary sulfide ores and secondary non-sulfide ores |  |  | sphalerite, pyrite, galena, hemimorphite, willemite, goethite, smithsonite, cerussite | hydrothermal (stages 1–3), supergene | massive, brecciated, replacive, infilling | colloform, oscillatory zoning, replacement, core-mantle-rim, dendritic, botryoidal, euhedral, subhedral, anhedral |  |  |  | calcite, greenockite | polished sections (150 µm thick) | LA-ICPMS, EMPA, SEM-EDS | JEOL JXA-i SP100 microprobe equipped with five wavelength-dispersive spectrometers; Tescan Mira 3 field emission scanning electron microscope equipped with an energy dispersive spectrometer; Tescan Integrated Mineral Analyzer (TIMA) system comprising a field emission scanning electron microscope (Tescan Mira 3), integrated with four energy dispersive detectors (EDAXElement) | Guangzhou Tuoyan Analytical Technology Co., Ltd., Guizhou, China (GTAT) | EPMA: 15 kV accelerating potential and a beam current of 10 or 20 nA, with a defocused beam diameter of 5 µm; peak counting times for analyzed elements varied between 10 and 40 s, background measurements at 50% of the peak counting duration on both sides of the analyzed peak. SEM: operating voltage of 25 kV and a working distance of ~15.0 mm. TIMA: dot-mapping mode with a working distance of 15 mm, spot size of ~92 nm, scanning at 3 µm resolution (operating at 25 kV, 11.6 nA). LA-ICP-MS mapping: laser energy of 5 J/cm2, repetition rate of 15 Hz, spot size of 10 µm, scan speed of 40 µm/s. | NIST 610, NIST 612, and GSD-1G as external standards | [48 empty] | 145.986 | [21 empty] | 401 | [76 empty] | 2025 | Wang, L., Han, R., Zhang, Y., Chen, Y., Liu, D. (2026). Unraveling the redistribution of trace elements during supergene processes: A case study from the Qingshan carbonate-hosted Zn-Pb deposit, SW China. Ore Geology Reviews, 188, 107059. |  | CHN | Southwest China
| Qingshan |  | Basin hydrothermal | Mississippi Valley-type (MVT) | MVT zinc-lead | Zn, Pb | Ge, Cd, Ag | Zn, Pb, Ge, Cd, Ag | Meng et al., 2023 |  | Li-HS-63_sph_I_457.d-1 | Li-HS-63_sph_I_457.d-1 | underground mine |  |  |  |  | ore material | polished section | grab | mineral separate | [5 empty] | mineralisation | primary sulfide ores and secondary non-sulfide ores |  |  | sphalerite, pyrite, galena, hemimorphite, willemite, goethite, smithsonite, cerussite | hydrothermal (stages 1–3), supergene | massive, brecciated, replacive, infilling | colloform, oscillatory zoning, replacement, core-mantle-rim, dendritic, botryoidal, euhedral, subhedral, anhedral |  |  |  | calcite, greenockite | polished sections (150 µm thick) | LA-ICPMS, EMPA, SEM-EDS | JEOL JXA-i SP100 microprobe equipped with five wavelength-dispersive spectrometers; Tescan Mira 3 field emission scanning electron microscope equipped with an energy dispersive spectrometer; Tescan Integrated Mineral Analyzer (TIMA) system comprising a field emission scanning electron microscope (Tescan Mira 3), integrated with four energy dispersive detectors (EDAXElement) | Guangzhou Tuoyan Analytical Technology Co., Ltd., Guizhou, China (GTAT) | EPMA: 15 kV accelerating potential and a beam current of 10 or 20 nA, with a defocused beam diameter of 5 µm; peak counting times for analyzed elements varied between 10 and 40 s, background measurements at 50% of the peak counting duration on both sides of the analyzed peak. SEM: operating voltage of 25 kV and a working distance of ~15.0 mm. TIMA: dot-mapping mode with a working distance of 15 mm, spot size of ~92 nm, scanning at 3 µm resolution (operating at 25 kV, 11.6 nA). LA-ICP-MS mapping: laser energy of 5 J/cm2, repetition rate of 15 Hz, spot size of 10 µm, scan speed of 40 µm/s. | NIST 610, NIST 612, and GSD-1G as external standards | [48 empty] | 155.962 | [21 empty] | 390 | [76 empty] | 2025 | Wang, L., Han, R., Zhang, Y., Chen, Y., Liu, D. (2026). Unraveling the redistribution of trace elements during supergene processes: A case study from the Qingshan carbonate-hosted Zn-Pb deposit, SW China. Ore Geology Reviews, 188, 107059. |  | CHN | Southwest China
| Qingshan |  | Basin hydrothermal | Mississippi Valley-type (MVT) | MVT zinc-lead | Zn, Pb | Ge, Cd, Ag | Zn, Pb, Ge, Cd, Ag | Meng et al., 2023 |  | Li-HS-63_sph_I_458.d-1 | Li-HS-63_sph_I_458.d-1 | underground mine |  |  |  |  | ore material | polished section | grab | mineral separate | [5 empty] | mineralisation | primary sulfide ores and secondary non-sulfide ores |  |  | sphalerite, pyrite, galena, hemimorphite, willemite, goethite, smithsonite, cerussite | hydrothermal (stages 1–3), supergene | massive, brecciated, replacive, infilling | colloform, oscillatory zoning, replacement, core-mantle-rim, dendritic, botryoidal, euhedral, subhedral, anhedral |  |  |  | calcite, greenockite | polished sections (150 µm thick) | LA-ICPMS, EMPA, SEM-EDS | JEOL JXA-i SP100 microprobe equipped with five wavelength-dispersive spectrometers; Tescan Mira 3 field emission scanning electron microscope equipped with an energy dispersive spectrometer; Tescan Integrated Mineral Analyzer (TIMA) system comprising a field emission scanning electron microscope (Tescan Mira 3), integrated with four energy dispersive detectors (EDAXElement) | Guangzhou Tuoyan Analytical Technology Co., Ltd., Guizhou, China (GTAT) | EPMA: 15 kV accelerating potential and a beam current of 10 or 20 nA, with a defocused beam diameter of 5 µm; peak counting times for analyzed elements varied between 10 and 40 s, background measurements at 50% of the peak counting duration on both sides of the analyzed peak. SEM: operating voltage of 25 kV and a working distance of ~15.0 mm. TIMA: dot-mapping mode with a working distance of 15 mm, spot size of ~92 nm, scanning at 3 µm resolution (operating at 25 kV, 11.6 nA). LA-ICP-MS mapping: laser energy of 5 J/cm2, repetition rate of 15 Hz, spot size of 10 µm, scan speed of 40 µm/s. | NIST 610, NIST 612, and GSD-1G as external standards | [48 empty] | 163.56 | [21 empty] | 418 | [76 empty] | 2025 | Wang, L., Han, R., Zhang, Y., Chen, Y., Liu, D. (2026). Unraveling the redistribution of trace elements during supergene processes: A case study from the Qingshan carbonate-hosted Zn-Pb deposit, SW China. Ore Geology Reviews, 188, 107059. |  | CHN | Southwest China
| Qingshan |  | Basin hydrothermal | Mississippi Valley-type (MVT) | MVT zinc-lead | Zn, Pb | Ge, Cd, Ag | Zn, Pb, Ge, Cd, Ag | Meng et al., 2023 |  | Li-HS-63_sph_I_459.d-1 | Li-HS-63_sph_I_459.d-1 | underground mine |  |  |  |  | ore material | polished section | grab | mineral separate | [5 empty] | mineralisation | primary sulfide ores and secondary non-sulfide ores |  |  | sphalerite, pyrite, galena, hemimorphite, willemite, goethite, smithsonite, cerussite | hydrothermal (stages 1–3), supergene | massive, brecciated, replacive, infilling | colloform, oscillatory zoning, replacement, core-mantle-rim, dendritic, botryoidal, euhedral, subhedral, anhedral |  |  |  | calcite, greenockite | polished sections (150 µm thick) | LA-ICPMS, EMPA, SEM-EDS | JEOL JXA-i SP100 microprobe equipped with five wavelength-dispersive spectrometers; Tescan Mira 3 field emission scanning electron microscope equipped with an energy dispersive spectrometer; Tescan Integrated Mineral Analyzer (TIMA) system comprising a field emission scanning electron microscope (Tescan Mira 3), integrated with four energy dispersive detectors (EDAXElement) | Guangzhou Tuoyan Analytical Technology Co., Ltd., Guizhou, China (GTAT) | EPMA: 15 kV accelerating potential and a beam current of 10 or 20 nA, with a defocused beam diameter of 5 µm; peak counting times for analyzed elements varied between 10 and 40 s, background measurements at 50% of the peak counting duration on both sides of the analyzed peak. SEM: operating voltage of 25 kV and a working distance of ~15.0 mm. TIMA: dot-mapping mode with a working distance of 15 mm, spot size of ~92 nm, scanning at 3 µm resolution (operating at 25 kV, 11.6 nA). LA-ICP-MS mapping: laser energy of 5 J/cm2, repetition rate of 15 Hz, spot size of 10 µm, scan speed of 40 µm/s. | NIST 610, NIST 612, and GSD-1G as external standards | [48 empty] | 95.99 | [21 empty] | 308 | [76 empty] | 2025 | Wang, L., Han, R., Zhang, Y., Chen, Y., Liu, D. (2026). Unraveling the redistribution of trace elements during supergene processes: A case study from the Qingshan carbonate-hosted Zn-Pb deposit, SW China. Ore Geology Reviews, 188, 107059. |  | CHN | Southwest China
| Qingshan |  | Basin hydrothermal | Mississippi Valley-type (MVT) | MVT zinc-lead | Zn, Pb | Ge, Cd, Ag | Zn, Pb, Ge, Cd, Ag | Meng et al., 2023 |  | Li-HS-63_sph_I_460.d-1 | Li-HS-63_sph_I_460.d-1 | underground mine |  |  |  |  | ore material | polished section | grab | mineral separate | [5 empty] | mineralisation | primary sulfide ores and secondary non-sulfide ores |  |  | sphalerite, pyrite, galena, hemimorphite, willemite, goethite, smithsonite, cerussite | hydrothermal (stages 1–3), supergene | massive, brecciated, replacive, infilling | colloform, oscillatory zoning, replacement, core-mantle-rim, dendritic, botryoidal, euhedral, subhedral, anhedral |  |  |  | calcite, greenockite | polished sections (150 µm thick) | LA-ICPMS, EMPA, SEM-EDS | JEOL JXA-i SP100 microprobe equipped with five wavelength-dispersive spectrometers; Tescan Mira 3 field emission scanning electron microscope equipped with an energy dispersive spectrometer; Tescan Integrated Mineral Analyzer (TIMA) system comprising a field emission scanning electron microscope (Tescan Mira 3), integrated with four energy dispersive detectors (EDAXElement) | Guangzhou Tuoyan Analytical Technology Co., Ltd., Guizhou, China (GTAT) | EPMA: 15 kV accelerating potential and a beam current of 10 or 20 nA, with a defocused beam diameter of 5 µm; peak counting times for analyzed elements varied between 10 and 40 s, background measurements at 50% of the peak counting duration on both sides of the analyzed peak. SEM: operating voltage of 25 kV and a working distance of ~15.0 mm. TIMA: dot-mapping mode with a working distance of 15 mm, spot size of ~92 nm, scanning at 3 µm resolution (operating at 25 kV, 11.6 nA). LA-ICP-MS mapping: laser energy of 5 J/cm2, repetition rate of 15 Hz, spot size of 10 µm, scan speed of 40 µm/s. | NIST 610, NIST 612, and GSD-1G as external standards | [48 empty] | 128.296 | [21 empty] | 401 | [76 empty] | 2025 | Wang, L., Han, R., Zhang, Y., Chen, Y., Liu, D. (2026). Unraveling the redistribution of trace elements during supergene processes: A case study from the Qingshan carbonate-hosted Zn-Pb deposit, SW China. Ore Geology Reviews, 188, 107059. |  | CHN | Southwest China
| Qingshan |  | Basin hydrothermal | Mississippi Valley-type (MVT) | MVT zinc-lead | Zn, Pb | Ge, Cd, Ag | Zn, Pb, Ge, Cd, Ag | Meng et al., 2023 |  | Li-HS-63_sph_I_461.d-1 | Li-HS-63_sph_I_461.d-1 | underground mine |  |  |  |  | ore material | polished section | grab | mineral separate | [5 empty] | mineralisation | primary sulfide ores and secondary non-sulfide ores |  |  | sphalerite, pyrite, galena, hemimorphite, willemite, goethite, smithsonite, cerussite | hydrothermal (stages 1–3), supergene | massive, brecciated, replacive, infilling | colloform, oscillatory zoning, replacement, core-mantle-rim, dendritic, botryoidal, euhedral, subhedral, anhedral |  |  |  | calcite, greenockite | polished sections (150 µm thick) | LA-ICPMS, EMPA, SEM-EDS | JEOL JXA-i SP100 microprobe equipped with five wavelength-dispersive spectrometers; Tescan Mira 3 field emission scanning electron microscope equipped with an energy dispersive spectrometer; Tescan Integrated Mineral Analyzer (TIMA) system comprising a field emission scanning electron microscope (Tescan Mira 3), integrated with four energy dispersive detectors (EDAXElement) | Guangzhou Tuoyan Analytical Technology Co., Ltd., Guizhou, China (GTAT) | EPMA: 15 kV accelerating potential and a beam current of 10 or 20 nA, with a defocused beam diameter of 5 µm; peak counting times for analyzed elements varied between 10 and 40 s, background measurements at 50% of the peak counting duration on both sides of the analyzed peak. SEM: operating voltage of 25 kV and a working distance of ~15.0 mm. TIMA: dot-mapping mode with a working distance of 15 mm, spot size of ~92 nm, scanning at 3 µm resolution (operating at 25 kV, 11.6 nA). LA-ICP-MS mapping: laser energy of 5 J/cm2, repetition rate of 15 Hz, spot size of 10 µm, scan speed of 40 µm/s. | NIST 610, NIST 612, and GSD-1G as external standards | [48 empty] | 308.676 | [21 empty] | 239 | [76 empty] | 2025 | Wang, L., Han, R., Zhang, Y., Chen, Y., Liu, D. (2026). Unraveling the redistribution of trace elements during supergene processes: A case study from the Qingshan carbonate-hosted Zn-Pb deposit, SW China. Ore Geology Reviews, 188, 107059. |  | CHN | Southwest China
| Qingshan |  | Basin hydrothermal | Mississippi Valley-type (MVT) | MVT zinc-lead | Zn, Pb | Ge, Cd, Ag | Zn, Pb, Ge, Cd, Ag | Meng et al., 2023 |  | Li-HS-63_sph_I_462.d-1 | Li-HS-63_sph_I_462.d-1 | underground mine |  |  |  |  | ore material | polished section | grab | mineral separate | [5 empty] | mineralisation | primary sulfide ores and secondary non-sulfide ores |  |  | sphalerite, pyrite, galena, hemimorphite, willemite, goethite, smithsonite, cerussite | hydrothermal (stages 1–3), supergene | massive, brecciated, replacive, infilling | colloform, oscillatory zoning, replacement, core-mantle-rim, dendritic, botryoidal, euhedral, subhedral, anhedral |  |  |  | calcite, greenockite | polished sections (150 µm thick) | LA-ICPMS, EMPA, SEM-EDS | JEOL JXA-i SP100 microprobe equipped with five wavelength-dispersive spectrometers; Tescan Mira 3 field emission scanning electron microscope equipped with an energy dispersive spectrometer; Tescan Integrated Mineral Analyzer (TIMA) system comprising a field emission scanning electron microscope (Tescan Mira 3), integrated with four energy dispersive detectors (EDAXElement) | Guangzhou Tuoyan Analytical Technology Co., Ltd., Guizhou, China (GTAT) | EPMA: 15 kV accelerating potential and a beam current of 10 or 20 nA, with a defocused beam diameter of 5 µm; peak counting times for analyzed elements varied between 10 and 40 s, background measurements at 50% of the peak counting duration on both sides of the analyzed peak. SEM: operating voltage of 25 kV and a working distance of ~15.0 mm. TIMA: dot-mapping mode with a working distance of 15 mm, spot size of ~92 nm, scanning at 3 µm resolution (operating at 25 kV, 11.6 nA). LA-ICP-MS mapping: laser energy of 5 J/cm2, repetition rate of 15 Hz, spot size of 10 µm, scan speed of 40 µm/s. | NIST 610, NIST 612, and GSD-1G as external standards | [48 empty] | 172.84 | [21 empty] | 647 | [76 empty] | 2025 | Wang, L., Han, R., Zhang, Y., Chen, Y., Liu, D. (2026). Unraveling the redistribution of trace elements during supergene processes: A case study from the Qingshan carbonate-hosted Zn-Pb deposit, SW China. Ore Geology Reviews, 188, 107059. |  | CHN | Southwest China
| Qingshan |  | Basin hydrothermal | Mississippi Valley-type (MVT) | MVT zinc-lead | Zn, Pb | Ge, Cd, Ag | Zn, Pb, Ge, Cd, Ag | Meng et al., 2023 |  | Li-HS-63_sph_I_463.d-1 | Li-HS-63_sph_I_463.d-1 | underground mine |  |  |  |  | ore material | polished section | grab | mineral separate | [5 empty] | mineralisation | primary sulfide ores and secondary non-sulfide ores |  |  | sphalerite, pyrite, galena, hemimorphite, willemite, goethite, smithsonite, cerussite | hydrothermal (stages 1–3), supergene | massive, brecciated, replacive, infilling | colloform, oscillatory zoning, replacement, core-mantle-rim, dendritic, botryoidal, euhedral, subhedral, anhedral |  |  |  | calcite, greenockite | polished sections (150 µm thick) | LA-ICPMS, EMPA, SEM-EDS | JEOL JXA-i SP100 microprobe equipped with five wavelength-dispersive spectrometers; Tescan Mira 3 field emission scanning electron microscope equipped with an energy dispersive spectrometer; Tescan Integrated Mineral Analyzer (TIMA) system comprising a field emission scanning electron microscope (Tescan Mira 3), integrated with four energy dispersive detectors (EDAXElement) | Guangzhou Tuoyan Analytical Technology Co., Ltd., Guizhou, China (GTAT) | EPMA: 15 kV accelerating potential and a beam current of 10 or 20 nA, with a defocused beam diameter of 5 µm; peak counting times for analyzed elements varied between 10 and 40 s, background measurements at 50% of the peak counting duration on both sides of the analyzed peak. SEM: operating voltage of 25 kV and a working distance of ~15.0 mm. TIMA: dot-mapping mode with a working distance of 15 mm, spot size of ~92 nm, scanning at 3 µm resolution (operating at 25 kV, 11.6 nA). LA-ICP-MS mapping: laser energy of 5 J/cm2, repetition rate of 15 Hz, spot size of 10 µm, scan speed of 40 µm/s. | NIST 610, NIST 612, and GSD-1G as external standards | [48 empty] | 146.914 | [21 empty] | 420 | [76 empty] | 2025 | Wang, L., Han, R., Zhang, Y., Chen, Y., Liu, D. (2026). Unraveling the redistribution of trace elements during supergene processes: A case study from the Qingshan carbonate-hosted Zn-Pb deposit, SW China. Ore Geology Reviews, 188, 107059. |  | CHN | Southwest China
| Qingshan |  | Basin hydrothermal | Mississippi Valley-type (MVT) | MVT zinc-lead | Zn, Pb | Ge, Cd, Ag | Zn, Pb, Ge, Cd, Ag | Meng et al., 2023 |  | Li-HS-63_sph_I_464.d-1 | Li-HS-63_sph_I_464.d-1 | underground mine |  |  |  |  | ore material | polished section | grab | mineral separate | [5 empty] | mineralisation | primary sulfide ores and secondary non-sulfide ores |  |  | sphalerite, pyrite, galena, hemimorphite, willemite, goethite, smithsonite, cerussite | hydrothermal (stages 1–3), supergene | massive, brecciated, replacive, infilling | colloform, oscillatory zoning, replacement, core-mantle-rim, dendritic, botryoidal, euhedral, subhedral, anhedral |  |  |  | calcite, greenockite | polished sections (150 µm thick) | LA-ICPMS, EMPA, SEM-EDS | JEOL JXA-i SP100 microprobe equipped with five wavelength-dispersive spectrometers; Tescan Mira 3 field emission scanning electron microscope equipped with an energy dispersive spectrometer; Tescan Integrated Mineral Analyzer (TIMA) system comprising a field emission scanning electron microscope (Tescan Mira 3), integrated with four energy dispersive detectors (EDAXElement) | Guangzhou Tuoyan Analytical Technology Co., Ltd., Guizhou, China (GTAT) | EPMA: 15 kV accelerating potential and a beam current of 10 or 20 nA, with a defocused beam diameter of 5 µm; peak counting times for analyzed elements varied between 10 and 40 s, background measurements at 50% of the peak counting duration on both sides of the analyzed peak. SEM: operating voltage of 25 kV and a working distance of ~15.0 mm. TIMA: dot-mapping mode with a working distance of 15 mm, spot size of ~92 nm, scanning at 3 µm resolution (operating at 25 kV, 11.6 nA). LA-ICP-MS mapping: laser energy of 5 J/cm2, repetition rate of 15 Hz, spot size of 10 µm, scan speed of 40 µm/s. | NIST 610, NIST 612, and GSD-1G as external standards | [48 empty] | 57.536 | [21 empty] | 479 | [76 empty] | 2025 | Wang, L., Han, R., Zhang, Y., Chen, Y., Liu, D. (2026). Unraveling the redistribution of trace elements during supergene processes: A case study from the Qingshan carbonate-hosted Zn-Pb deposit, SW China. Ore Geology Reviews, 188, 107059. |  | CHN | Southwest China
| Qingshan |  | Basin hydrothermal | Mississippi Valley-type (MVT) | MVT zinc-lead | Zn, Pb | Ge, Cd, Ag | Zn, Pb, Ge, Cd, Ag | Meng et al., 2023 |  | Li-HS-63_sph_I_465.d-1 | Li-HS-63_sph_I_465.d-1 | underground mine |  |  |  |  | ore material | polished section | grab | mineral separate | [5 empty] | mineralisation | primary sulfide ores and secondary non-sulfide ores |  |  | sphalerite, pyrite, galena, hemimorphite, willemite, goethite, smithsonite, cerussite | hydrothermal (stages 1–3), supergene | massive, brecciated, replacive, infilling | colloform, oscillatory zoning, replacement, core-mantle-rim, dendritic, botryoidal, euhedral, subhedral, anhedral |  |  |  | calcite, greenockite | polished sections (150 µm thick) | LA-ICPMS, EMPA, SEM-EDS | JEOL JXA-i SP100 microprobe equipped with five wavelength-dispersive spectrometers; Tescan Mira 3 field emission scanning electron microscope equipped with an energy dispersive spectrometer; Tescan Integrated Mineral Analyzer (TIMA) system comprising a field emission scanning electron microscope (Tescan Mira 3), integrated with four energy dispersive detectors (EDAXElement) | Guangzhou Tuoyan Analytical Technology Co., Ltd., Guizhou, China (GTAT) | EPMA: 15 kV accelerating potential and a beam current of 10 or 20 nA, with a defocused beam diameter of 5 µm; peak counting times for analyzed elements varied between 10 and 40 s, background measurements at 50% of the peak counting duration on both sides of the analyzed peak. SEM: operating voltage of 25 kV and a working distance of ~15.0 mm. TIMA: dot-mapping mode with a working distance of 15 mm, spot size of ~92 nm, scanning at 3 µm resolution (operating at 25 kV, 11.6 nA). LA-ICP-MS mapping: laser energy of 5 J/cm2, repetition rate of 15 Hz, spot size of 10 µm, scan speed of 40 µm/s. | NIST 610, NIST 612, and GSD-1G as external standards | [48 empty] | 71.688 | [21 empty] | 418 | [76 empty] | 2025 | Wang, L., Han, R., Zhang, Y., Chen, Y., Liu, D. (2026). Unraveling the redistribution of trace elements during supergene processes: A case study from the Qingshan carbonate-hosted Zn-Pb deposit, SW China. Ore Geology Reviews, 188, 107059. |  | CHN | Southwest China
| Qingshan |  | Basin hydrothermal | Mississippi Valley-type (MVT) | MVT zinc-lead | Zn, Pb | Ge, Cd, Ag | Zn, Pb, Ge, Cd, Ag | Meng et al., 2023 |  | Li-HS-63_sph_I_466.d-1 | Li-HS-63_sph_I_466.d-1 | underground mine |  |  |  |  | ore material | polished section | grab | mineral separate | [5 empty] | mineralisation | primary sulfide ores and secondary non-sulfide ores |  |  | sphalerite, pyrite, galena, hemimorphite, willemite, goethite, smithsonite, cerussite | hydrothermal (stages 1–3), supergene | massive, brecciated, replacive, infilling | colloform, oscillatory zoning, replacement, core-mantle-rim, dendritic, botryoidal, euhedral, subhedral, anhedral |  |  |  | calcite, greenockite | polished sections (150 µm thick) | LA-ICPMS, EMPA, SEM-EDS | JEOL JXA-i SP100 microprobe equipped with five wavelength-dispersive spectrometers; Tescan Mira 3 field emission scanning electron microscope equipped with an energy dispersive spectrometer; Tescan Integrated Mineral Analyzer (TIMA) system comprising a field emission scanning electron microscope (Tescan Mira 3), integrated with four energy dispersive detectors (EDAXElement) | Guangzhou Tuoyan Analytical Technology Co., Ltd., Guizhou, China (GTAT) | EPMA: 15 kV accelerating potential and a beam current of 10 or 20 nA, with a defocused beam diameter of 5 µm; peak counting times for analyzed elements varied between 10 and 40 s, background measurements at 50% of the peak counting duration on both sides of the analyzed peak. SEM: operating voltage of 25 kV and a working distance of ~15.0 mm. TIMA: dot-mapping mode with a working distance of 15 mm, spot size of ~92 nm, scanning at 3 µm resolution (operating at 25 kV, 11.6 nA). LA-ICP-MS mapping: laser energy of 5 J/cm2, repetition rate of 15 Hz, spot size of 10 µm, scan speed of 40 µm/s. | NIST 610, NIST 612, and GSD-1G as external standards | [48 empty] | 63.974 | [21 empty] | 299.8 | [76 empty] | 2025 | Wang, L., Han, R., Zhang, Y., Chen, Y., Liu, D. (2026). Unraveling the redistribution of trace elements during supergene processes: A case study from the Qingshan carbonate-hosted Zn-Pb deposit, SW China. Ore Geology Reviews, 188, 107059. |  | CHN | Southwest China
| Qingshan |  | Basin hydrothermal | Mississippi Valley-type (MVT) | MVT zinc-lead | Zn, Pb | Ge, Cd, Ag | Zn, Pb, Ge, Cd, Ag | Meng et al., 2023 |  | Li-HS-63_sph_I_467.d-1 | Li-HS-63_sph_I_467.d-1 | underground mine |  |  |  |  | ore material | polished section | grab | mineral separate | [5 empty] | mineralisation | primary sulfide ores and secondary non-sulfide ores |  |  | sphalerite, pyrite, galena, hemimorphite, willemite, goethite, smithsonite, cerussite | hydrothermal (stages 1–3), supergene | massive, brecciated, replacive, infilling | colloform, oscillatory zoning, replacement, core-mantle-rim, dendritic, botryoidal, euhedral, subhedral, anhedral |  |  |  | calcite, greenockite | polished sections (150 µm thick) | LA-ICPMS, EMPA, SEM-EDS | JEOL JXA-i SP100 microprobe equipped with five wavelength-dispersive spectrometers; Tescan Mira 3 field emission scanning electron microscope equipped with an energy dispersive spectrometer; Tescan Integrated Mineral Analyzer (TIMA) system comprising a field emission scanning electron microscope (Tescan Mira 3), integrated with four energy dispersive detectors (EDAXElement) | Guangzhou Tuoyan Analytical Technology Co., Ltd., Guizhou, China (GTAT) | EPMA: 15 kV accelerating potential and a beam current of 10 or 20 nA, with a defocused beam diameter of 5 µm; peak counting times for analyzed elements varied between 10 and 40 s, background measurements at 50% of the peak counting duration on both sides of the analyzed peak. SEM: operating voltage of 25 kV and a working distance of ~15.0 mm. TIMA: dot-mapping mode with a working distance of 15 mm, spot size of ~92 nm, scanning at 3 µm resolution (operating at 25 kV, 11.6 nA). LA-ICP-MS mapping: laser energy of 5 J/cm2, repetition rate of 15 Hz, spot size of 10 µm, scan speed of 40 µm/s. | NIST 610, NIST 612, and GSD-1G as external standards | [48 empty] | 98.368 | [21 empty] | 354 | [76 empty] | 2025 | Wang, L., Han, R., Zhang, Y., Chen, Y., Liu, D. (2026). Unraveling the redistribution of trace elements during supergene processes: A case study from the Qingshan carbonate-hosted Zn-Pb deposit, SW China. Ore Geology Reviews, 188, 107059. |  | CHN | Southwest China
| Qingshan |  | Basin hydrothermal | Mississippi Valley-type (MVT) | MVT zinc-lead | Zn, Pb | Ge, Cd, Ag | Zn, Pb, Ge, Cd, Ag | Meng et al., 2023 |  | Li-HS-63_sph_I_468.d-1 | Li-HS-63_sph_I_468.d-1 | underground mine |  |  |  |  | ore material | polished section | grab | mineral separate | [5 empty] | mineralisation | primary sulfide ores and secondary non-sulfide ores |  |  | sphalerite, pyrite, galena, hemimorphite, willemite, goethite, smithsonite, cerussite | hydrothermal (stages 1–3), supergene | massive, brecciated, replacive, infilling | colloform, oscillatory zoning, replacement, core-mantle-rim, dendritic, botryoidal, euhedral, subhedral, anhedral |  |  |  | calcite, greenockite | polished sections (150 µm thick) | LA-ICPMS, EMPA, SEM-EDS | JEOL JXA-i SP100 microprobe equipped with five wavelength-dispersive spectrometers; Tescan Mira 3 field emission scanning electron microscope equipped with an energy dispersive spectrometer; Tescan Integrated Mineral Analyzer (TIMA) system comprising a field emission scanning electron microscope (Tescan Mira 3), integrated with four energy dispersive detectors (EDAXElement) | Guangzhou Tuoyan Analytical Technology Co., Ltd., Guizhou, China (GTAT) | EPMA: 15 kV accelerating potential and a beam current of 10 or 20 nA, with a defocused beam diameter of 5 µm; peak counting times for analyzed elements varied between 10 and 40 s, background measurements at 50% of the peak counting duration on both sides of the analyzed peak. SEM: operating voltage of 25 kV and a working distance of ~15.0 mm. TIMA: dot-mapping mode with a working distance of 15 mm, spot size of ~92 nm, scanning at 3 µm resolution (operating at 25 kV, 11.6 nA). LA-ICP-MS mapping: laser energy of 5 J/cm2, repetition rate of 15 Hz, spot size of 10 µm, scan speed of 40 µm/s. | NIST 610, NIST 612, and GSD-1G as external standards | [48 empty] | 89.842 | [21 empty] | 479.3 | [76 empty] | 2025 | Wang, L., Han, R., Zhang, Y., Chen, Y., Liu, D. (2026). Unraveling the redistribution of trace elements during supergene processes: A case study from the Qingshan carbonate-hosted Zn-Pb deposit, SW China. Ore Geology Reviews, 188, 107059. |  | CHN | Southwest China
| Qingshan |  | Basin hydrothermal | Mississippi Valley-type (MVT) | MVT zinc-lead | Zn, Pb | Ge, Cd, Ag | Zn, Pb, Ge, Cd, Ag | Meng et al., 2023 |  | Li-HS-63_sph_I_469.d-1 | Li-HS-63_sph_I_469.d-1 | underground mine |  |  |  |  | ore material | polished section | grab | mineral separate | [5 empty] | mineralisation | primary sulfide ores and secondary non-sulfide ores |  |  | sphalerite, pyrite, galena, hemimorphite, willemite, goethite, smithsonite, cerussite | hydrothermal (stages 1–3), supergene | massive, brecciated, replacive, infilling | colloform, oscillatory zoning, replacement, core-mantle-rim, dendritic, botryoidal, euhedral, subhedral, anhedral |  |  |  | calcite, greenockite | polished sections (150 µm thick) | LA-ICPMS, EMPA, SEM-EDS | JEOL JXA-i SP100 microprobe equipped with five wavelength-dispersive spectrometers; Tescan Mira 3 field emission scanning electron microscope equipped with an energy dispersive spectrometer; Tescan Integrated Mineral Analyzer (TIMA) system comprising a field emission scanning electron microscope (Tescan Mira 3), integrated with four energy dispersive detectors (EDAXElement) | Guangzhou Tuoyan Analytical Technology Co., Ltd., Guizhou, China (GTAT) | EPMA: 15 kV accelerating potential and a beam current of 10 or 20 nA, with a defocused beam diameter of 5 µm; peak counting times for analyzed elements varied between 10 and 40 s, background measurements at 50% of the peak counting duration on both sides of the analyzed peak. SEM: operating voltage of 25 kV and a working distance of ~15.0 mm. TIMA: dot-mapping mode with a working distance of 15 mm, spot size of ~92 nm, scanning at 3 µm resolution (operating at 25 kV, 11.6 nA). LA-ICP-MS mapping: laser energy of 5 J/cm2, repetition rate of 15 Hz, spot size of 10 µm, scan speed of 40 µm/s. | NIST 610, NIST 612, and GSD-1G as external standards | [48 empty] | 81.78 | [21 empty] | 468 | [76 empty] | 2025 | Wang, L., Han, R., Zhang, Y., Chen, Y., Liu, D. (2026). Unraveling the redistribution of trace elements during supergene processes: A case study from the Qingshan carbonate-hosted Zn-Pb deposit, SW China. Ore Geology Reviews, 188, 107059. |  | CHN | Southwest China
| Qingshan |  | Basin hydrothermal | Mississippi Valley-type (MVT) | MVT zinc-lead | Zn, Pb | Ge, Cd, Ag | Zn, Pb, Ge, Cd, Ag | Meng et al., 2023 |  | Li-HS-63_sph_I_470.d-1 | Li-HS-63_sph_I_470.d-1 | underground mine |  |  |  |  | ore material | polished section | grab | mineral separate | [5 empty] | mineralisation | primary sulfide ores and secondary non-sulfide ores |  |  | sphalerite, pyrite, galena, hemimorphite, willemite, goethite, smithsonite, cerussite | hydrothermal (stages 1–3), supergene | massive, brecciated, replacive, infilling | colloform, oscillatory zoning, replacement, core-mantle-rim, dendritic, botryoidal, euhedral, subhedral, anhedral |  |  |  | calcite, greenockite | polished sections (150 µm thick) | LA-ICPMS, EMPA, SEM-EDS | JEOL JXA-i SP100 microprobe equipped with five wavelength-dispersive spectrometers; Tescan Mira 3 field emission scanning electron microscope equipped with an energy dispersive spectrometer; Tescan Integrated Mineral Analyzer (TIMA) system comprising a field emission scanning electron microscope (Tescan Mira 3), integrated with four energy dispersive detectors (EDAXElement) | Guangzhou Tuoyan Analytical Technology Co., Ltd., Guizhou, China (GTAT) | EPMA: 15 kV accelerating potential and a beam current of 10 or 20 nA, with a defocused beam diameter of 5 µm; peak counting times for analyzed elements varied between 10 and 40 s, background measurements at 50% of the peak counting duration on both sides of the analyzed peak. SEM: operating voltage of 25 kV and a working distance of ~15.0 mm. TIMA: dot-mapping mode with a working distance of 15 mm, spot size of ~92 nm, scanning at 3 µm resolution (operating at 25 kV, 11.6 nA). LA-ICP-MS mapping: laser energy of 5 J/cm2, repetition rate of 15 Hz, spot size of 10 µm, scan speed of 40 µm/s. | NIST 610, NIST 612, and GSD-1G as external standards | [48 empty] | 100.05 | [21 empty] | 117 | [76 empty] | 2025 | Wang, L., Han, R., Zhang, Y., Chen, Y., Liu, D. (2026). Unraveling the redistribution of trace elements during supergene processes: A case study from the Qingshan carbonate-hosted Zn-Pb deposit, SW China. Ore Geology Reviews, 188, 107059. |  | CHN | Southwest China
| Qingshan |  | Basin hydrothermal | Mississippi Valley-type (MVT) | MVT zinc-lead | Zn, Pb | Ge, Cd, Ag | Zn, Pb, Ge, Cd, Ag | Meng et al., 2023 |  | Li-HS-63_sph_I_471.d-1 | Li-HS-63_sph_I_471.d-1 | underground mine |  |  |  |  | ore material | polished section | grab | mineral separate | [5 empty] | mineralisation | primary sulfide ores and secondary non-sulfide ores |  |  | sphalerite, pyrite, galena, hemimorphite, willemite, goethite, smithsonite, cerussite | hydrothermal (stages 1–3), supergene | massive, brecciated, replacive, infilling | colloform, oscillatory zoning, replacement, core-mantle-rim, dendritic, botryoidal, euhedral, subhedral, anhedral |  |  |  | calcite, greenockite | polished sections (150 µm thick) | LA-ICPMS, EMPA, SEM-EDS | JEOL JXA-i SP100 microprobe equipped with five wavelength-dispersive spectrometers; Tescan Mira 3 field emission scanning electron microscope equipped with an energy dispersive spectrometer; Tescan Integrated Mineral Analyzer (TIMA) system comprising a field emission scanning electron microscope (Tescan Mira 3), integrated with four energy dispersive detectors (EDAXElement) | Guangzhou Tuoyan Analytical Technology Co., Ltd., Guizhou, China (GTAT) | EPMA: 15 kV accelerating potential and a beam current of 10 or 20 nA, with a defocused beam diameter of 5 µm; peak counting times for analyzed elements varied between 10 and 40 s, background measurements at 50% of the peak counting duration on both sides of the analyzed peak. SEM: operating voltage of 25 kV and a working distance of ~15.0 mm. TIMA: dot-mapping mode with a working distance of 15 mm, spot size of ~92 nm, scanning at 3 µm resolution (operating at 25 kV, 11.6 nA). LA-ICP-MS mapping: laser energy of 5 J/cm2, repetition rate of 15 Hz, spot size of 10 µm, scan speed of 40 µm/s. | NIST 610, NIST 612, and GSD-1G as external standards | [48 empty] | 96.164 | [21 empty] | 149 | [76 empty] | 2025 | Wang, L., Han, R., Zhang, Y., Chen, Y., Liu, D. (2026). Unraveling the redistribution of trace elements during supergene processes: A case study from the Qingshan carbonate-hosted Zn-Pb deposit, SW China. Ore Geology Reviews, 188, 107059. |  | CHN | Southwest China
| Qingshan |  | Basin hydrothermal | Mississippi Valley-type (MVT) | MVT zinc-lead | Zn, Pb | Ge, Cd, Ag | Zn, Pb, Ge, Cd, Ag | Meng et al., 2023 |  | Li-HS-63_sph_I_486.d-1 | Li-HS-63_sph_I_486.d-1 | underground mine |  |  |  |  | ore material | polished section | grab | mineral separate | [5 empty] | mineralisation | primary sulfide ores and secondary non-sulfide ores |  |  | sphalerite, pyrite, galena, hemimorphite, willemite, goethite, smithsonite, cerussite | hydrothermal (stages 1–3), supergene | massive, brecciated, replacive, infilling | colloform, oscillatory zoning, replacement, core-mantle-rim, dendritic, botryoidal, euhedral, subhedral, anhedral |  |  |  | calcite, greenockite | polished sections (150 µm thick) | LA-ICPMS, EMPA, SEM-EDS | JEOL JXA-i SP100 microprobe equipped with five wavelength-dispersive spectrometers; Tescan Mira 3 field emission scanning electron microscope equipped with an energy dispersive spectrometer; Tescan Integrated Mineral Analyzer (TIMA) system comprising a field emission scanning electron microscope (Tescan Mira 3), integrated with four energy dispersive detectors (EDAXElement) | Guangzhou Tuoyan Analytical Technology Co., Ltd., Guizhou, China (GTAT) | EPMA: 15 kV accelerating potential and a beam current of 10 or 20 nA, with a defocused beam diameter of 5 µm; peak counting times for analyzed elements varied between 10 and 40 s, background measurements at 50% of the peak counting duration on both sides of the analyzed peak. SEM: operating voltage of 25 kV and a working distance of ~15.0 mm. TIMA: dot-mapping mode with a working distance of 15 mm, spot size of ~92 nm, scanning at 3 µm resolution (operating at 25 kV, 11.6 nA). LA-ICP-MS mapping: laser energy of 5 J/cm2, repetition rate of 15 Hz, spot size of 10 µm, scan speed of 40 µm/s. | NIST 610, NIST 612, and GSD-1G as external standards | [48 empty] | 97.556 | [21 empty] | 171 | [76 empty] | 2025 | Wang, L., Han, R., Zhang, Y., Chen, Y., Liu, D. (2026). Unraveling the redistribution of trace elements during supergene processes: A case study from the Qingshan carbonate-hosted Zn-Pb deposit, SW China. Ore Geology Reviews, 188, 107059. |  | CHN | Southwest China
| Qingshan |  | Basin hydrothermal | Mississippi Valley-type (MVT) | MVT zinc-lead | Zn, Pb | Ge, Cd, Ag | Zn, Pb, Ge, Cd, Ag | Meng et al., 2023 |  | Li-HS-63_sph_I_487.d-1 | Li-HS-63_sph_I_487.d-1 | underground mine |  |  |  |  | ore material | polished section | grab | mineral separate | [5 empty] | mineralisation | primary sulfide ores and secondary non-sulfide ores |  |  | sphalerite, pyrite, galena, hemimorphite, willemite, goethite, smithsonite, cerussite | hydrothermal (stages 1–3), supergene | massive, brecciated, replacive, infilling | colloform, oscillatory zoning, replacement, core-mantle-rim, dendritic, botryoidal, euhedral, subhedral, anhedral |  |  |  | calcite, greenockite | polished sections (150 µm thick) | LA-ICPMS, EMPA, SEM-EDS | JEOL JXA-i SP100 microprobe equipped with five wavelength-dispersive spectrometers; Tescan Mira 3 field emission scanning electron microscope equipped with an energy dispersive spectrometer; Tescan Integrated Mineral Analyzer (TIMA) system comprising a field emission scanning electron microscope (Tescan Mira 3), integrated with four energy dispersive detectors (EDAXElement) | Guangzhou Tuoyan Analytical Technology Co., Ltd., Guizhou, China (GTAT) | EPMA: 15 kV accelerating potential and a beam current of 10 or 20 nA, with a defocused beam diameter of 5 µm; peak counting times for analyzed elements varied between 10 and 40 s, background measurements at 50% of the peak counting duration on both sides of the analyzed peak. SEM: operating voltage of 25 kV and a working distance of ~15.0 mm. TIMA: dot-mapping mode with a working distance of 15 mm, spot size of ~92 nm, scanning at 3 µm resolution (operating at 25 kV, 11.6 nA). LA-ICP-MS mapping: laser energy of 5 J/cm2, repetition rate of 15 Hz, spot size of 10 µm, scan speed of 40 µm/s. | NIST 610, NIST 612, and GSD-1G as external standards | [48 empty] | 63.568 | [21 empty] | 43 | [76 empty] | 2025 | Wang, L., Han, R., Zhang, Y., Chen, Y., Liu, D. (2026). Unraveling the redistribution of trace elements during supergene processes: A case study from the Qingshan carbonate-hosted Zn-Pb deposit, SW China. Ore Geology Reviews, 188, 107059. |  | CHN | Southwest China
| Qingshan |  | Basin hydrothermal | Mississippi Valley-type (MVT) | MVT zinc-lead | Zn, Pb | Ge, Cd, Ag | Zn, Pb, Ge, Cd, Ag | Meng et al., 2023 |  | Li-HS-63_sph_I_488.d-1 | Li-HS-63_sph_I_488.d-1 | underground mine |  |  |  |  | ore material | polished section | grab | mineral separate | [5 empty] | mineralisation | primary sulfide ores and secondary non-sulfide ores |  |  | sphalerite, pyrite, galena, hemimorphite, willemite, goethite, smithsonite, cerussite | hydrothermal (stages 1–3), supergene | massive, brecciated, replacive, infilling | colloform, oscillatory zoning, replacement, core-mantle-rim, dendritic, botryoidal, euhedral, subhedral, anhedral |  |  |  | calcite, greenockite | polished sections (150 µm thick) | LA-ICPMS, EMPA, SEM-EDS | JEOL JXA-i SP100 microprobe equipped with five wavelength-dispersive spectrometers; Tescan Mira 3 field emission scanning electron microscope equipped with an energy dispersive spectrometer; Tescan Integrated Mineral Analyzer (TIMA) system comprising a field emission scanning electron microscope (Tescan Mira 3), integrated with four energy dispersive detectors (EDAXElement) | Guangzhou Tuoyan Analytical Technology Co., Ltd., Guizhou, China (GTAT) | EPMA: 15 kV accelerating potential and a beam current of 10 or 20 nA, with a defocused beam diameter of 5 µm; peak counting times for analyzed elements varied between 10 and 40 s, background measurements at 50% of the peak counting duration on both sides of the analyzed peak. SEM: operating voltage of 25 kV and a working distance of ~15.0 mm. TIMA: dot-mapping mode with a working distance of 15 mm, spot size of ~92 nm, scanning at 3 µm resolution (operating at 25 kV, 11.6 nA). LA-ICP-MS mapping: laser energy of 5 J/cm2, repetition rate of 15 Hz, spot size of 10 µm, scan speed of 40 µm/s. | NIST 610, NIST 612, and GSD-1G as external standards | [48 empty] | 38.106 | [21 empty] | 28.6 | [76 empty] | 2025 | Wang, L., Han, R., Zhang, Y., Chen, Y., Liu, D. (2026). Unraveling the redistribution of trace elements during supergene processes: A case study from the Qingshan carbonate-hosted Zn-Pb deposit, SW China. Ore Geology Reviews, 188, 107059. |  | CHN | Southwest China
| Qingshan |  | Basin hydrothermal | Mississippi Valley-type (MVT) | MVT zinc-lead | Zn, Pb | Ge, Cd, Ag | Zn, Pb, Ge, Cd, Ag | Meng et al., 2023 |  | Li-HS-63_sph_I_489.d-1 | Li-HS-63_sph_I_489.d-1 | underground mine |  |  |  |  | ore material | polished section | grab | mineral separate | [5 empty] | mineralisation | primary sulfide ores and secondary non-sulfide ores |  |  | sphalerite, pyrite, galena, hemimorphite, willemite, goethite, smithsonite, cerussite | hydrothermal (stages 1–3), supergene | massive, brecciated, replacive, infilling | colloform, oscillatory zoning, replacement, core-mantle-rim, dendritic, botryoidal, euhedral, subhedral, anhedral |  |  |  | calcite, greenockite | polished sections (150 µm thick) | LA-ICPMS, EMPA, SEM-EDS | JEOL JXA-i SP100 microprobe equipped with five wavelength-dispersive spectrometers; Tescan Mira 3 field emission scanning electron microscope equipped with an energy dispersive spectrometer; Tescan Integrated Mineral Analyzer (TIMA) system comprising a field emission scanning electron microscope (Tescan Mira 3), integrated with four energy dispersive detectors (EDAXElement) | Guangzhou Tuoyan Analytical Technology Co., Ltd., Guizhou, China (GTAT) | EPMA: 15 kV accelerating potential and a beam current of 10 or 20 nA, with a defocused beam diameter of 5 µm; peak counting times for analyzed elements varied between 10 and 40 s, background measurements at 50% of the peak counting duration on both sides of the analyzed peak. SEM: operating voltage of 25 kV and a working distance of ~15.0 mm. TIMA: dot-mapping mode with a working distance of 15 mm, spot size of ~92 nm, scanning at 3 µm resolution (operating at 25 kV, 11.6 nA). LA-ICP-MS mapping: laser energy of 5 J/cm2, repetition rate of 15 Hz, spot size of 10 µm, scan speed of 40 µm/s. | NIST 610, NIST 612, and GSD-1G as external standards | [48 empty] | 109.62 | [21 empty] | 63.7 | [76 empty] | 2025 | Wang, L., Han, R., Zhang, Y., Chen, Y., Liu, D. (2026). Unraveling the redistribution of trace elements during supergene processes: A case study from the Qingshan carbonate-hosted Zn-Pb deposit, SW China. Ore Geology Reviews, 188, 107059. |  | CHN | Southwest China
| Qingshan |  | Basin hydrothermal | Mississippi Valley-type (MVT) | MVT zinc-lead | Zn, Pb | Ge, Cd, Ag | Zn, Pb, Ge, Cd, Ag | Meng et al., 2023 |  | Li-HS-63_sph_I_490.d-1 | Li-HS-63_sph_I_490.d-1 | underground mine |  |  |  |  | ore material | polished section | grab | mineral separate | [5 empty] | mineralisation | primary sulfide ores and secondary non-sulfide ores |  |  | sphalerite, pyrite, galena, hemimorphite, willemite, goethite, smithsonite, cerussite | hydrothermal (stages 1–3), supergene | massive, brecciated, replacive, infilling | colloform, oscillatory zoning, replacement, core-mantle-rim, dendritic, botryoidal, euhedral, subhedral, anhedral |  |  |  | calcite, greenockite | polished sections (150 µm thick) | LA-ICPMS, EMPA, SEM-EDS | JEOL JXA-i SP100 microprobe equipped with five wavelength-dispersive spectrometers; Tescan Mira 3 field emission scanning electron microscope equipped with an energy dispersive spectrometer; Tescan Integrated Mineral Analyzer (TIMA) system comprising a field emission scanning electron microscope (Tescan Mira 3), integrated with four energy dispersive detectors (EDAXElement) | Guangzhou Tuoyan Analytical Technology Co., Ltd., Guizhou, China (GTAT) | EPMA: 15 kV accelerating potential and a beam current of 10 or 20 nA, with a defocused beam diameter of 5 µm; peak counting times for analyzed elements varied between 10 and 40 s, background measurements at 50% of the peak counting duration on both sides of the analyzed peak. SEM: operating voltage of 25 kV and a working distance of ~15.0 mm. TIMA: dot-mapping mode with a working distance of 15 mm, spot size of ~92 nm, scanning at 3 µm resolution (operating at 25 kV, 11.6 nA). LA-ICP-MS mapping: laser energy of 5 J/cm2, repetition rate of 15 Hz, spot size of 10 µm, scan speed of 40 µm/s. | NIST 610, NIST 612, and GSD-1G as external standards | [48 empty] | 118.204 | [21 empty] | 791 | [76 empty] | 2025 | Wang, L., Han, R., Zhang, Y., Chen, Y., Liu, D. (2026). Unraveling the redistribution of trace elements during supergene processes: A case study from the Qingshan carbonate-hosted Zn-Pb deposit, SW China. Ore Geology Reviews, 188, 107059. |  | CHN | Southwest China
| Qingshan |  | Basin hydrothermal | Mississippi Valley-type (MVT) | MVT zinc-lead | Zn, Pb | Ge, Cd, Ag | Zn, Pb, Ge, Cd, Ag | Meng et al., 2023 |  | Li-HS-63_sph_I_491.d-1 | Li-HS-63_sph_I_491.d-1 | underground mine |  |  |  |  | ore material | polished section | grab | mineral separate | [5 empty] | mineralisation | primary sulfide ores and secondary non-sulfide ores |  |  | sphalerite, pyrite, galena, hemimorphite, willemite, goethite, smithsonite, cerussite | hydrothermal (stages 1–3), supergene | massive, brecciated, replacive, infilling | colloform, oscillatory zoning, replacement, core-mantle-rim, dendritic, botryoidal, euhedral, subhedral, anhedral |  |  |  | calcite, greenockite | polished sections (150 µm thick) | LA-ICPMS, EMPA, SEM-EDS | JEOL JXA-i SP100 microprobe equipped with five wavelength-dispersive spectrometers; Tescan Mira 3 field emission scanning electron microscope equipped with an energy dispersive spectrometer; Tescan Integrated Mineral Analyzer (TIMA) system comprising a field emission scanning electron microscope (Tescan Mira 3), integrated with four energy dispersive detectors (EDAXElement) | Guangzhou Tuoyan Analytical Technology Co., Ltd., Guizhou, China (GTAT) | EPMA: 15 kV accelerating potential and a beam current of 10 or 20 nA, with a defocused beam diameter of 5 µm; peak counting times for analyzed elements varied between 10 and 40 s, background measurements at 50% of the peak counting duration on both sides of the analyzed peak. SEM: operating voltage of 25 kV and a working distance of ~15.0 mm. TIMA: dot-mapping mode with a working distance of 15 mm, spot size of ~92 nm, scanning at 3 µm resolution (operating at 25 kV, 11.6 nA). LA-ICP-MS mapping: laser energy of 5 J/cm2, repetition rate of 15 Hz, spot size of 10 µm, scan speed of 40 µm/s. | NIST 610, NIST 612, and GSD-1G as external standards | [48 empty] | 119.944 | [21 empty] | 518 | [76 empty] | 2025 | Wang, L., Han, R., Zhang, Y., Chen, Y., Liu, D. (2026). Unraveling the redistribution of trace elements during supergene processes: A case study from the Qingshan carbonate-hosted Zn-Pb deposit, SW China. Ore Geology Reviews, 188, 107059. |  | CHN | Southwest China
| Qingshan |  | Basin hydrothermal | Mississippi Valley-type (MVT) | MVT zinc-lead | Zn, Pb | Ge, Cd, Ag | Zn, Pb, Ge, Cd, Ag | Meng et al., 2023 |  | Li-HS-63_sph_I_492.d-1 | Li-HS-63_sph_I_492.d-1 | underground mine |  |  |  |  | ore material | polished section | grab | mineral separate | [5 empty] | mineralisation | primary sulfide ores and secondary non-sulfide ores |  |  | sphalerite, pyrite, galena, hemimorphite, willemite, goethite, smithsonite, cerussite | hydrothermal (stages 1–3), supergene | massive, brecciated, replacive, infilling | colloform, oscillatory zoning, replacement, core-mantle-rim, dendritic, botryoidal, euhedral, subhedral, anhedral |  |  |  | calcite, greenockite | polished sections (150 µm thick) | LA-ICPMS, EMPA, SEM-EDS | JEOL JXA-i SP100 microprobe equipped with five wavelength-dispersive spectrometers; Tescan Mira 3 field emission scanning electron microscope equipped with an energy dispersive spectrometer; Tescan Integrated Mineral Analyzer (TIMA) system comprising a field emission scanning electron microscope (Tescan Mira 3), integrated with four energy dispersive detectors (EDAXElement) | Guangzhou Tuoyan Analytical Technology Co., Ltd., Guizhou, China (GTAT) | EPMA: 15 kV accelerating potential and a beam current of 10 or 20 nA, with a defocused beam diameter of 5 µm; peak counting times for analyzed elements varied between 10 and 40 s, background measurements at 50% of the peak counting duration on both sides of the analyzed peak. SEM: operating voltage of 25 kV and a working distance of ~15.0 mm. TIMA: dot-mapping mode with a working distance of 15 mm, spot size of ~92 nm, scanning at 3 µm resolution (operating at 25 kV, 11.6 nA). LA-ICP-MS mapping: laser energy of 5 J/cm2, repetition rate of 15 Hz, spot size of 10 µm, scan speed of 40 µm/s. | NIST 610, NIST 612, and GSD-1G as external standards | [48 empty] | 97.7706 | [21 empty] | 258.2 | [76 empty] | 2025 | Wang, L., Han, R., Zhang, Y., Chen, Y., Liu, D. (2026). Unraveling the redistribution of trace elements during supergene processes: A case study from the Qingshan carbonate-hosted Zn-Pb deposit, SW China. Ore Geology Reviews, 188, 107059. |  | CHN | Southwest China
| Qingshan |  | Basin hydrothermal | Mississippi Valley-type (MVT) | MVT zinc-lead | Zn, Pb | Ge, Cd, Ag | Zn, Pb, Ge, Cd, Ag | Meng et al., 2023 |  | Li-HS-63_sph_I_493.d-1 | Li-HS-63_sph_I_493.d-1 | underground mine |  |  |  |  | ore material | polished section | grab | mineral separate | [5 empty] | mineralisation | primary sulfide ores and secondary non-sulfide ores |  |  | sphalerite, pyrite, galena, hemimorphite, willemite, goethite, smithsonite, cerussite | hydrothermal (stages 1–3), supergene | massive, brecciated, replacive, infilling | colloform, oscillatory zoning, replacement, core-mantle-rim, dendritic, botryoidal, euhedral, subhedral, anhedral |  |  |  | calcite, greenockite | polished sections (150 µm thick) | LA-ICPMS, EMPA, SEM-EDS | JEOL JXA-i SP100 microprobe equipped with five wavelength-dispersive spectrometers; Tescan Mira 3 field emission scanning electron microscope equipped with an energy dispersive spectrometer; Tescan Integrated Mineral Analyzer (TIMA) system comprising a field emission scanning electron microscope (Tescan Mira 3), integrated with four energy dispersive detectors (EDAXElement) | Guangzhou Tuoyan Analytical Technology Co., Ltd., Guizhou, China (GTAT) | EPMA: 15 kV accelerating potential and a beam current of 10 or 20 nA, with a defocused beam diameter of 5 µm; peak counting times for analyzed elements varied between 10 and 40 s, background measurements at 50% of the peak counting duration on both sides of the analyzed peak. SEM: operating voltage of 25 kV and a working distance of ~15.0 mm. TIMA: dot-mapping mode with a working distance of 15 mm, spot size of ~92 nm, scanning at 3 µm resolution (operating at 25 kV, 11.6 nA). LA-ICP-MS mapping: laser energy of 5 J/cm2, repetition rate of 15 Hz, spot size of 10 µm, scan speed of 40 µm/s. | NIST 610, NIST 612, and GSD-1G as external standards | [48 empty] | 110.6524 | [21 empty] | 677 | [76 empty] | 2025 | Wang, L., Han, R., Zhang, Y., Chen, Y., Liu, D. (2026). Unraveling the redistribution of trace elements during supergene processes: A case study from the Qingshan carbonate-hosted Zn-Pb deposit, SW China. Ore Geology Reviews, 188, 107059. |  | CHN | Southwest China
| Qingshan |  | Basin hydrothermal | Mississippi Valley-type (MVT) | MVT zinc-lead | Zn, Pb | Ge, Cd, Ag | Zn, Pb, Ge, Cd, Ag | Meng et al., 2023 |  | Li-HS-63_sph_I_494.d-1 | Li-HS-63_sph_I_494.d-1 | underground mine |  |  |  |  | ore material | polished section | grab | mineral separate | [5 empty] | mineralisation | primary sulfide ores and secondary non-sulfide ores |  |  | sphalerite, pyrite, galena, hemimorphite, willemite, goethite, smithsonite, cerussite | hydrothermal (stages 1–3), supergene | massive, brecciated, replacive, infilling | colloform, oscillatory zoning, replacement, core-mantle-rim, dendritic, botryoidal, euhedral, subhedral, anhedral |  |  |  | calcite, greenockite | polished sections (150 µm thick) | LA-ICPMS, EMPA, SEM-EDS | JEOL JXA-i SP100 microprobe equipped with five wavelength-dispersive spectrometers; Tescan Mira 3 field emission scanning electron microscope equipped with an energy dispersive spectrometer; Tescan Integrated Mineral Analyzer (TIMA) system comprising a field emission scanning electron microscope (Tescan Mira 3), integrated with four energy dispersive detectors (EDAXElement) | Guangzhou Tuoyan Analytical Technology Co., Ltd., Guizhou, China (GTAT) | EPMA: 15 kV accelerating potential and a beam current of 10 or 20 nA, with a defocused beam diameter of 5 µm; peak counting times for analyzed elements varied between 10 and 40 s, background measurements at 50% of the peak counting duration on both sides of the analyzed peak. SEM: operating voltage of 25 kV and a working distance of ~15.0 mm. TIMA: dot-mapping mode with a working distance of 15 mm, spot size of ~92 nm, scanning at 3 µm resolution (operating at 25 kV, 11.6 nA). LA-ICP-MS mapping: laser energy of 5 J/cm2, repetition rate of 15 Hz, spot size of 10 µm, scan speed of 40 µm/s. | NIST 610, NIST 612, and GSD-1G as external standards | [48 empty] | 123.25 | [21 empty] | 334 | [76 empty] | 2025 | Wang, L., Han, R., Zhang, Y., Chen, Y., Liu, D. (2026). Unraveling the redistribution of trace elements during supergene processes: A case study from the Qingshan carbonate-hosted Zn-Pb deposit, SW China. Ore Geology Reviews, 188, 107059. |  | CHN | Southwest China
| Qingshan |  | Basin hydrothermal | Mississippi Valley-type (MVT) | MVT zinc-lead | Zn, Pb | Ge, Cd, Ag | Zn, Pb, Ge, Cd, Ag | Meng et al., 2023 |  | Li-HS-63_sph_I_495.d-1 | Li-HS-63_sph_I_495.d-1 | underground mine |  |  |  |  | ore material | polished section | grab | mineral separate | [5 empty] | mineralisation | primary sulfide ores and secondary non-sulfide ores |  |  | sphalerite, pyrite, galena, hemimorphite, willemite, goethite, smithsonite, cerussite | hydrothermal (stages 1–3), supergene | massive, brecciated, replacive, infilling | colloform, oscillatory zoning, replacement, core-mantle-rim, dendritic, botryoidal, euhedral, subhedral, anhedral |  |  |  | calcite, greenockite | polished sections (150 µm thick) | LA-ICPMS, EMPA, SEM-EDS | JEOL JXA-i SP100 microprobe equipped with five wavelength-dispersive spectrometers; Tescan Mira 3 field emission scanning electron microscope equipped with an energy dispersive spectrometer; Tescan Integrated Mineral Analyzer (TIMA) system comprising a field emission scanning electron microscope (Tescan Mira 3), integrated with four energy dispersive detectors (EDAXElement) | Guangzhou Tuoyan Analytical Technology Co., Ltd., Guizhou, China (GTAT) | EPMA: 15 kV accelerating potential and a beam current of 10 or 20 nA, with a defocused beam diameter of 5 µm; peak counting times for analyzed elements varied between 10 and 40 s, background measurements at 50% of the peak counting duration on both sides of the analyzed peak. SEM: operating voltage of 25 kV and a working distance of ~15.0 mm. TIMA: dot-mapping mode with a working distance of 15 mm, spot size of ~92 nm, scanning at 3 µm resolution (operating at 25 kV, 11.6 nA). LA-ICP-MS mapping: laser energy of 5 J/cm2, repetition rate of 15 Hz, spot size of 10 µm, scan speed of 40 µm/s. | NIST 610, NIST 612, and GSD-1G as external standards | [48 empty] | 161.008 | [21 empty] | 39 | [76 empty] | 2025 | Wang, L., Han, R., Zhang, Y., Chen, Y., Liu, D. (2026). Unraveling the redistribution of trace elements during supergene processes: A case study from the Qingshan carbonate-hosted Zn-Pb deposit, SW China. Ore Geology Reviews, 188, 107059. |  | CHN | Southwest China
| Qingshan |  | Basin hydrothermal | Mississippi Valley-type (MVT) | MVT zinc-lead | Zn, Pb | Ge, Cd, Ag | Zn, Pb, Ge, Cd, Ag | Meng et al., 2023 |  | Li-HS-63_sph_I_496.d-1 | Li-HS-63_sph_I_496.d-1 | underground mine |  |  |  |  | ore material | polished section | grab | mineral separate | [5 empty] | mineralisation | primary sulfide ores and secondary non-sulfide ores |  |  | sphalerite, pyrite, galena, hemimorphite, willemite, goethite, smithsonite, cerussite | hydrothermal (stages 1–3), supergene | massive, brecciated, replacive, infilling | colloform, oscillatory zoning, replacement, core-mantle-rim, dendritic, botryoidal, euhedral, subhedral, anhedral |  |  |  | calcite, greenockite | polished sections (150 µm thick) | LA-ICPMS, EMPA, SEM-EDS | JEOL JXA-i SP100 microprobe equipped with five wavelength-dispersive spectrometers; Tescan Mira 3 field emission scanning electron microscope equipped with an energy dispersive spectrometer; Tescan Integrated Mineral Analyzer (TIMA) system comprising a field emission scanning electron microscope (Tescan Mira 3), integrated with four energy dispersive detectors (EDAXElement) | Guangzhou Tuoyan Analytical Technology Co., Ltd., Guizhou, China (GTAT) | EPMA: 15 kV accelerating potential and a beam current of 10 or 20 nA, with a defocused beam diameter of 5 µm; peak counting times for analyzed elements varied between 10 and 40 s, background measurements at 50% of the peak counting duration on both sides of the analyzed peak. SEM: operating voltage of 25 kV and a working distance of ~15.0 mm. TIMA: dot-mapping mode with a working distance of 15 mm, spot size of ~92 nm, scanning at 3 µm resolution (operating at 25 kV, 11.6 nA). LA-ICP-MS mapping: laser energy of 5 J/cm2, repetition rate of 15 Hz, spot size of 10 µm, scan speed of 40 µm/s. | NIST 610, NIST 612, and GSD-1G as external standards | [48 empty] | 205.784 | [21 empty] | 302 | [76 empty] | 2025 | Wang, L., Han, R., Zhang, Y., Chen, Y., Liu, D. (2026). Unraveling the redistribution of trace elements during supergene processes: A case study from the Qingshan carbonate-hosted Zn-Pb deposit, SW China. Ore Geology Reviews, 188, 107059. |  | CHN | Southwest China
| Qingshan |  | Basin hydrothermal | Mississippi Valley-type (MVT) | MVT zinc-lead | Zn, Pb | Ge, Cd, Ag | Zn, Pb, Ge, Cd, Ag | Meng et al., 2023 |  | Li-HS-63_sph_I_497.d-1 | Li-HS-63_sph_I_497.d-1 | underground mine |  |  |  |  | ore material | polished section | grab | mineral separate | [5 empty] | mineralisation | primary sulfide ores and secondary non-sulfide ores |  |  | sphalerite, pyrite, galena, hemimorphite, willemite, goethite, smithsonite, cerussite | hydrothermal (stages 1–3), supergene | massive, brecciated, replacive, infilling | colloform, oscillatory zoning, replacement, core-mantle-rim, dendritic, botryoidal, euhedral, subhedral, anhedral |  |  |  | calcite, greenockite | polished sections (150 µm thick) | LA-ICPMS, EMPA, SEM-EDS | JEOL JXA-i SP100 microprobe equipped with five wavelength-dispersive spectrometers; Tescan Mira 3 field emission scanning electron microscope equipped with an energy dispersive spectrometer; Tescan Integrated Mineral Analyzer (TIMA) system comprising a field emission scanning electron microscope (Tescan Mira 3), integrated with four energy dispersive detectors (EDAXElement) | Guangzhou Tuoyan Analytical Technology Co., Ltd., Guizhou, China (GTAT) | EPMA: 15 kV accelerating potential and a beam current of 10 or 20 nA, with a defocused beam diameter of 5 µm; peak counting times for analyzed elements varied between 10 and 40 s, background measurements at 50% of the peak counting duration on both sides of the analyzed peak. SEM: operating voltage of 25 kV and a working distance of ~15.0 mm. TIMA: dot-mapping mode with a working distance of 15 mm, spot size of ~92 nm, scanning at 3 µm resolution (operating at 25 kV, 11.6 nA). LA-ICP-MS mapping: laser energy of 5 J/cm2, repetition rate of 15 Hz, spot size of 10 µm, scan speed of 40 µm/s. | NIST 610, NIST 612, and GSD-1G as external standards | [48 empty] | 88.4674 | [21 empty] | 268.1 | [76 empty] | 2025 | Wang, L., Han, R., Zhang, Y., Chen, Y., Liu, D. (2026). Unraveling the redistribution of trace elements during supergene processes: A case study from the Qingshan carbonate-hosted Zn-Pb deposit, SW China. Ore Geology Reviews, 188, 107059. |  | CHN | Southwest China
| Qingshan |  | Basin hydrothermal | Mississippi Valley-type (MVT) | MVT zinc-lead | Zn, Pb | Ge, Cd, Ag | Zn, Pb, Ge, Cd, Ag | Meng et al., 2023 |  | Li-HS-63_sph_I_498.d-1 | Li-HS-63_sph_I_498.d-1 | underground mine |  |  |  |  | ore material | polished section | grab | mineral separate | [5 empty] | mineralisation | primary sulfide ores and secondary non-sulfide ores |  |  | sphalerite, pyrite, galena, hemimorphite, willemite, goethite, smithsonite, cerussite | hydrothermal (stages 1–3), supergene | massive, brecciated, replacive, infilling | colloform, oscillatory zoning, replacement, core-mantle-rim, dendritic, botryoidal, euhedral, subhedral, anhedral |  |  |  | calcite, greenockite | polished sections (150 µm thick) | LA-ICPMS, EMPA, SEM-EDS | JEOL JXA-i SP100 microprobe equipped with five wavelength-dispersive spectrometers; Tescan Mira 3 field emission scanning electron microscope equipped with an energy dispersive spectrometer; Tescan Integrated Mineral Analyzer (TIMA) system comprising a field emission scanning electron microscope (Tescan Mira 3), integrated with four energy dispersive detectors (EDAXElement) | Guangzhou Tuoyan Analytical Technology Co., Ltd., Guizhou, China (GTAT) | EPMA: 15 kV accelerating potential and a beam current of 10 or 20 nA, with a defocused beam diameter of 5 µm; peak counting times for analyzed elements varied between 10 and 40 s, background measurements at 50% of the peak counting duration on both sides of the analyzed peak. SEM: operating voltage of 25 kV and a working distance of ~15.0 mm. TIMA: dot-mapping mode with a working distance of 15 mm, spot size of ~92 nm, scanning at 3 µm resolution (operating at 25 kV, 11.6 nA). LA-ICP-MS mapping: laser energy of 5 J/cm2, repetition rate of 15 Hz, spot size of 10 µm, scan speed of 40 µm/s. | NIST 610, NIST 612, and GSD-1G as external standards | [48 empty] | 157.876 | [21 empty] | 44.7 | [76 empty] | 2025 | Wang, L., Han, R., Zhang, Y., Chen, Y., Liu, D. (2026). Unraveling the redistribution of trace elements during supergene processes: A case study from the Qingshan carbonate-hosted Zn-Pb deposit, SW China. Ore Geology Reviews, 188, 107059. |  | CHN | Southwest China
| Qingshan |  | Basin hydrothermal | Mississippi Valley-type (MVT) | MVT zinc-lead | Zn, Pb | Ge, Cd, Ag | Zn, Pb, Ge, Cd, Ag | Meng et al., 2023 |  | Li-HS-63_sph_I_499.d-1 | Li-HS-63_sph_I_499.d-1 | underground mine |  |  |  |  | ore material | polished section | grab | mineral separate | [5 empty] | mineralisation | primary sulfide ores and secondary non-sulfide ores |  |  | sphalerite, pyrite, galena, hemimorphite, willemite, goethite, smithsonite, cerussite | hydrothermal (stages 1–3), supergene | massive, brecciated, replacive, infilling | colloform, oscillatory zoning, replacement, core-mantle-rim, dendritic, botryoidal, euhedral, subhedral, anhedral |  |  |  | calcite, greenockite | polished sections (150 µm thick) | LA-ICPMS, EMPA, SEM-EDS | JEOL JXA-i SP100 microprobe equipped with five wavelength-dispersive spectrometers; Tescan Mira 3 field emission scanning electron microscope equipped with an energy dispersive spectrometer; Tescan Integrated Mineral Analyzer (TIMA) system comprising a field emission scanning electron microscope (Tescan Mira 3), integrated with four energy dispersive detectors (EDAXElement) | Guangzhou Tuoyan Analytical Technology Co., Ltd., Guizhou, China (GTAT) | EPMA: 15 kV accelerating potential and a beam current of 10 or 20 nA, with a defocused beam diameter of 5 µm; peak counting times for analyzed elements varied between 10 and 40 s, background measurements at 50% of the peak counting duration on both sides of the analyzed peak. SEM: operating voltage of 25 kV and a working distance of ~15.0 mm. TIMA: dot-mapping mode with a working distance of 15 mm, spot size of ~92 nm, scanning at 3 µm resolution (operating at 25 kV, 11.6 nA). LA-ICP-MS mapping: laser energy of 5 J/cm2, repetition rate of 15 Hz, spot size of 10 µm, scan speed of 40 µm/s. | NIST 610, NIST 612, and GSD-1G as external standards | [48 empty] | 175.856 | [21 empty] | 92.9 | [76 empty] | 2025 | Wang, L., Han, R., Zhang, Y., Chen, Y., Liu, D. (2026). Unraveling the redistribution of trace elements during supergene processes: A case study from the Qingshan carbonate-hosted Zn-Pb deposit, SW China. Ore Geology Reviews, 188, 107059. |  | CHN | Southwest China
| Qingshan |  | Basin hydrothermal | Mississippi Valley-type (MVT) | MVT zinc-lead | Zn, Pb | Ge, Cd, Ag | Zn, Pb, Ge, Cd, Ag | Meng et al., 2023 |  | Li-HS-63_sph_I_500.d-1 | Li-HS-63_sph_I_500.d-1 | underground mine |  |  |  |  | ore material | polished section | grab | mineral separate | [5 empty] | mineralisation | primary sulfide ores and secondary non-sulfide ores |  |  | sphalerite, pyrite, galena, hemimorphite, willemite, goethite, smithsonite, cerussite | hydrothermal (stages 1–3), supergene | massive, brecciated, replacive, infilling | colloform, oscillatory zoning, replacement, core-mantle-rim, dendritic, botryoidal, euhedral, subhedral, anhedral |  |  |  | calcite, greenockite | polished sections (150 µm thick) | LA-ICPMS, EMPA, SEM-EDS | JEOL JXA-i SP100 microprobe equipped with five wavelength-dispersive spectrometers; Tescan Mira 3 field emission scanning electron microscope equipped with an energy dispersive spectrometer; Tescan Integrated Mineral Analyzer (TIMA) system comprising a field emission scanning electron microscope (Tescan Mira 3), integrated with four energy dispersive detectors (EDAXElement) | Guangzhou Tuoyan Analytical Technology Co., Ltd., Guizhou, China (GTAT) | EPMA: 15 kV accelerating potential and a beam current of 10 or 20 nA, with a defocused beam diameter of 5 µm; peak counting times for analyzed elements varied between 10 and 40 s, background measurements at 50% of the peak counting duration on both sides of the analyzed peak. SEM: operating voltage of 25 kV and a working distance of ~15.0 mm. TIMA: dot-mapping mode with a working distance of 15 mm, spot size of ~92 nm, scanning at 3 µm resolution (operating at 25 kV, 11.6 nA). LA-ICP-MS mapping: laser energy of 5 J/cm2, repetition rate of 15 Hz, spot size of 10 µm, scan speed of 40 µm/s. | NIST 610, NIST 612, and GSD-1G as external standards | [48 empty] | 196.04 | [21 empty] | 64 | [76 empty] | 2025 | Wang, L., Han, R., Zhang, Y., Chen, Y., Liu, D. (2026). Unraveling the redistribution of trace elements during supergene processes: A case study from the Qingshan carbonate-hosted Zn-Pb deposit, SW China. Ore Geology Reviews, 188, 107059. |  | CHN | Southwest China
| Qingshan |  | Basin hydrothermal | Mississippi Valley-type (MVT) | MVT zinc-lead | Zn, Pb | Ge, Cd, Ag | Zn, Pb, Ge, Cd, Ag | Meng et al., 2023 |  | Li-HS-63_sph_I_501.d-1 | Li-HS-63_sph_I_501.d-1 | underground mine |  |  |  |  | ore material | polished section | grab | mineral separate | [5 empty] | mineralisation | primary sulfide ores and secondary non-sulfide ores |  |  | sphalerite, pyrite, galena, hemimorphite, willemite, goethite, smithsonite, cerussite | hydrothermal (stages 1–3), supergene | massive, brecciated, replacive, infilling | colloform, oscillatory zoning, replacement, core-mantle-rim, dendritic, botryoidal, euhedral, subhedral, anhedral |  |  |  | calcite, greenockite | polished sections (150 µm thick) | LA-ICPMS, EMPA, SEM-EDS | JEOL JXA-i SP100 microprobe equipped with five wavelength-dispersive spectrometers; Tescan Mira 3 field emission scanning electron microscope equipped with an energy dispersive spectrometer; Tescan Integrated Mineral Analyzer (TIMA) system comprising a field emission scanning electron microscope (Tescan Mira 3), integrated with four energy dispersive detectors (EDAXElement) | Guangzhou Tuoyan Analytical Technology Co., Ltd., Guizhou, China (GTAT) | EPMA: 15 kV accelerating potential and a beam current of 10 or 20 nA, with a defocused beam diameter of 5 µm; peak counting times for analyzed elements varied between 10 and 40 s, background measurements at 50% of the peak counting duration on both sides of the analyzed peak. SEM: operating voltage of 25 kV and a working distance of ~15.0 mm. TIMA: dot-mapping mode with a working distance of 15 mm, spot size of ~92 nm, scanning at 3 µm resolution (operating at 25 kV, 11.6 nA). LA-ICP-MS mapping: laser energy of 5 J/cm2, repetition rate of 15 Hz, spot size of 10 µm, scan speed of 40 µm/s. | NIST 610, NIST 612, and GSD-1G as external standards | [48 empty] | 196.214 | [21 empty] | 56.7 | [76 empty] | 2025 | Wang, L., Han, R., Zhang, Y., Chen, Y., Liu, D. (2026). Unraveling the redistribution of trace elements during supergene processes: A case study from the Qingshan carbonate-hosted Zn-Pb deposit, SW China. Ore Geology Reviews, 188, 107059. |  | CHN | Southwest China
| Qingshan |  | Basin hydrothermal | Mississippi Valley-type (MVT) | MVT zinc-lead | Zn, Pb | Ge, Cd, Ag | Zn, Pb, Ge, Cd, Ag | Meng et al., 2023 |  | Li-HS-63_sph_I_502.d-1 | Li-HS-63_sph_I_502.d-1 | underground mine |  |  |  |  | ore material | polished section | grab | mineral separate | [5 empty] | mineralisation | primary sulfide ores and secondary non-sulfide ores |  |  | sphalerite, pyrite, galena, hemimorphite, willemite, goethite, smithsonite, cerussite | hydrothermal (stages 1–3), supergene | massive, brecciated, replacive, infilling | colloform, oscillatory zoning, replacement, core-mantle-rim, dendritic, botryoidal, euhedral, subhedral, anhedral |  |  |  | calcite, greenockite | polished sections (150 µm thick) | LA-ICPMS, EMPA, SEM-EDS | JEOL JXA-i SP100 microprobe equipped with five wavelength-dispersive spectrometers; Tescan Mira 3 field emission scanning electron microscope equipped with an energy dispersive spectrometer; Tescan Integrated Mineral Analyzer (TIMA) system comprising a field emission scanning electron microscope (Tescan Mira 3), integrated with four energy dispersive detectors (EDAXElement) | Guangzhou Tuoyan Analytical Technology Co., Ltd., Guizhou, China (GTAT) | EPMA: 15 kV accelerating potential and a beam current of 10 or 20 nA, with a defocused beam diameter of 5 µm; peak counting times for analyzed elements varied between 10 and 40 s, background measurements at 50% of the peak counting duration on both sides of the analyzed peak. SEM: operating voltage of 25 kV and a working distance of ~15.0 mm. TIMA: dot-mapping mode with a working distance of 15 mm, spot size of ~92 nm, scanning at 3 µm resolution (operating at 25 kV, 11.6 nA). LA-ICP-MS mapping: laser energy of 5 J/cm2, repetition rate of 15 Hz, spot size of 10 µm, scan speed of 40 µm/s. | NIST 610, NIST 612, and GSD-1G as external standards | [48 empty] | 74.994 | [21 empty] | 115.4 | [76 empty] | 2025 | Wang, L., Han, R., Zhang, Y., Chen, Y., Liu, D. (2026). Unraveling the redistribution of trace elements during supergene processes: A case study from the Qingshan carbonate-hosted Zn-Pb deposit, SW China. Ore Geology Reviews, 188, 107059. |  | CHN | Southwest China
| Qingshan |  | Basin hydrothermal | Mississippi Valley-type (MVT) | MVT zinc-lead | Zn, Pb | Ge, Cd, Ag | Zn, Pb, Ge, Cd, Ag | Meng et al., 2023 |  | Li-HS-63_sph_I_503.d-1 | Li-HS-63_sph_I_503.d-1 | underground mine |  |  |  |  | ore material | polished section | grab | mineral separate | [5 empty] | mineralisation | primary sulfide ores and secondary non-sulfide ores |  |  | sphalerite, pyrite, galena, hemimorphite, willemite, goethite, smithsonite, cerussite | hydrothermal (stages 1–3), supergene | massive, brecciated, replacive, infilling | colloform, oscillatory zoning, replacement, core-mantle-rim, dendritic, botryoidal, euhedral, subhedral, anhedral |  |  |  | calcite, greenockite | polished sections (150 µm thick) | LA-ICPMS, EMPA, SEM-EDS | JEOL JXA-i SP100 microprobe equipped with five wavelength-dispersive spectrometers; Tescan Mira 3 field emission scanning electron microscope equipped with an energy dispersive spectrometer; Tescan Integrated Mineral Analyzer (TIMA) system comprising a field emission scanning electron microscope (Tescan Mira 3), integrated with four energy dispersive detectors (EDAXElement) | Guangzhou Tuoyan Analytical Technology Co., Ltd., Guizhou, China (GTAT) | EPMA: 15 kV accelerating potential and a beam current of 10 or 20 nA, with a defocused beam diameter of 5 µm; peak counting times for analyzed elements varied between 10 and 40 s, background measurements at 50% of the peak counting duration on both sides of the analyzed peak. SEM: operating voltage of 25 kV and a working distance of ~15.0 mm. TIMA: dot-mapping mode with a working distance of 15 mm, spot size of ~92 nm, scanning at 3 µm resolution (operating at 25 kV, 11.6 nA). LA-ICP-MS mapping: laser energy of 5 J/cm2, repetition rate of 15 Hz, spot size of 10 µm, scan speed of 40 µm/s. | NIST 610, NIST 612, and GSD-1G as external standards | [48 empty] | 51.388 | [21 empty] | 47.4 | [76 empty] | 2025 | Wang, L., Han, R., Zhang, Y., Chen, Y., Liu, D. (2026). Unraveling the redistribution of trace elements during supergene processes: A case study from the Qingshan carbonate-hosted Zn-Pb deposit, SW China. Ore Geology Reviews, 188, 107059. |  | CHN | Southwest China
| Qingshan |  | Basin hydrothermal | Mississippi Valley-type (MVT) | MVT zinc-lead | Zn, Pb | Ge, Cd, Ag | Zn, Pb, Ge, Cd, Ag | Meng et al., 2023 |  | Li-HS-63_sph_I_504.d-1 | Li-HS-63_sph_I_504.d-1 | underground mine |  |  |  |  | ore material | polished section | grab | mineral separate | [5 empty] | mineralisation | primary sulfide ores and secondary non-sulfide ores |  |  | sphalerite, pyrite, galena, hemimorphite, willemite, goethite, smithsonite, cerussite | hydrothermal (stages 1–3), supergene | massive, brecciated, replacive, infilling | colloform, oscillatory zoning, replacement, core-mantle-rim, dendritic, botryoidal, euhedral, subhedral, anhedral |  |  |  | calcite, greenockite | polished sections (150 µm thick) | LA-ICPMS, EMPA, SEM-EDS | JEOL JXA-i SP100 microprobe equipped with five wavelength-dispersive spectrometers; Tescan Mira 3 field emission scanning electron microscope equipped with an energy dispersive spectrometer; Tescan Integrated Mineral Analyzer (TIMA) system comprising a field emission scanning electron microscope (Tescan Mira 3), integrated with four energy dispersive detectors (EDAXElement) | Guangzhou Tuoyan Analytical Technology Co., Ltd., Guizhou, China (GTAT) | EPMA: 15 kV accelerating potential and a beam current of 10 or 20 nA, with a defocused beam diameter of 5 µm; peak counting times for analyzed elements varied between 10 and 40 s, background measurements at 50% of the peak counting duration on both sides of the analyzed peak. SEM: operating voltage of 25 kV and a working distance of ~15.0 mm. TIMA: dot-mapping mode with a working distance of 15 mm, spot size of ~92 nm, scanning at 3 µm resolution (operating at 25 kV, 11.6 nA). LA-ICP-MS mapping: laser energy of 5 J/cm2, repetition rate of 15 Hz, spot size of 10 µm, scan speed of 40 µm/s. | NIST 610, NIST 612, and GSD-1G as external standards | [48 empty] | 86.362 | [21 empty] | 246 | [76 empty] | 2025 | Wang, L., Han, R., Zhang, Y., Chen, Y., Liu, D. (2026). Unraveling the redistribution of trace elements during supergene processes: A case study from the Qingshan carbonate-hosted Zn-Pb deposit, SW China. Ore Geology Reviews, 188, 107059. |  | CHN | Southwest China
| Qingshan |  | Basin hydrothermal | Mississippi Valley-type (MVT) | MVT zinc-lead | Zn, Pb | Ge, Cd, Ag | Zn, Pb, Ge, Cd, Ag | Meng et al., 2023 |  | Li-HS-63_sph_I_505.d-1 | Li-HS-63_sph_I_505.d-1 | underground mine |  |  |  |  | ore material | polished section | grab | mineral separate | [5 empty] | mineralisation | primary sulfide ores and secondary non-sulfide ores |  |  | sphalerite, pyrite, galena, hemimorphite, willemite, goethite, smithsonite, cerussite | hydrothermal (stages 1–3), supergene | massive, brecciated, replacive, infilling | colloform, oscillatory zoning, replacement, core-mantle-rim, dendritic, botryoidal, euhedral, subhedral, anhedral |  |  |  | calcite, greenockite | polished sections (150 µm thick) | LA-ICPMS, EMPA, SEM-EDS | JEOL JXA-i SP100 microprobe equipped with five wavelength-dispersive spectrometers; Tescan Mira 3 field emission scanning electron microscope equipped with an energy dispersive spectrometer; Tescan Integrated Mineral Analyzer (TIMA) system comprising a field emission scanning electron microscope (Tescan Mira 3), integrated with four energy dispersive detectors (EDAXElement) | Guangzhou Tuoyan Analytical Technology Co., Ltd., Guizhou, China (GTAT) | EPMA: 15 kV accelerating potential and a beam current of 10 or 20 nA, with a defocused beam diameter of 5 µm; peak counting times for analyzed elements varied between 10 and 40 s, background measurements at 50% of the peak counting duration on both sides of the analyzed peak. SEM: operating voltage of 25 kV and a working distance of ~15.0 mm. TIMA: dot-mapping mode with a working distance of 15 mm, spot size of ~92 nm, scanning at 3 µm resolution (operating at 25 kV, 11.6 nA). LA-ICP-MS mapping: laser energy of 5 J/cm2, repetition rate of 15 Hz, spot size of 10 µm, scan speed of 40 µm/s. | NIST 610, NIST 612, and GSD-1G as external standards | [48 empty] | 189.718 | [21 empty] | 57.6 | [76 empty] | 2025 | Wang, L., Han, R., Zhang, Y., Chen, Y., Liu, D. (2026). Unraveling the redistribution of trace elements during supergene processes: A case study from the Qingshan carbonate-hosted Zn-Pb deposit, SW China. Ore Geology Reviews, 188, 107059. |  | CHN | Southwest China
| Qingshan |  | Basin hydrothermal | Mississippi Valley-type (MVT) | MVT zinc-lead | Zn, Pb | Ge, Cd, Ag | Zn, Pb, Ge, Cd, Ag | Meng et al., 2023 |  | Li-HS-63_sph_I_506.d-1 | Li-HS-63_sph_I_506.d-1 | underground mine |  |  |  |  | ore material | polished section | grab | mineral separate | [5 empty] | mineralisation | primary sulfide ores and secondary non-sulfide ores |  |  | sphalerite, pyrite, galena, hemimorphite, willemite, goethite, smithsonite, cerussite | hydrothermal (stages 1–3), supergene | massive, brecciated, replacive, infilling | colloform, oscillatory zoning, replacement, core-mantle-rim, dendritic, botryoidal, euhedral, subhedral, anhedral |  |  |  | calcite, greenockite | polished sections (150 µm thick) | LA-ICPMS, EMPA, SEM-EDS | JEOL JXA-i SP100 microprobe equipped with five wavelength-dispersive spectrometers; Tescan Mira 3 field emission scanning electron microscope equipped with an energy dispersive spectrometer; Tescan Integrated Mineral Analyzer (TIMA) system comprising a field emission scanning electron microscope (Tescan Mira 3), integrated with four energy dispersive detectors (EDAXElement) | Guangzhou Tuoyan Analytical Technology Co., Ltd., Guizhou, China (GTAT) | EPMA: 15 kV accelerating potential and a beam current of 10 or 20 nA, with a defocused beam diameter of 5 µm; peak counting times for analyzed elements varied between 10 and 40 s, background measurements at 50% of the peak counting duration on both sides of the analyzed peak. SEM: operating voltage of 25 kV and a working distance of ~15.0 mm. TIMA: dot-mapping mode with a working distance of 15 mm, spot size of ~92 nm, scanning at 3 µm resolution (operating at 25 kV, 11.6 nA). LA-ICP-MS mapping: laser energy of 5 J/cm2, repetition rate of 15 Hz, spot size of 10 µm, scan speed of 40 µm/s. | NIST 610, NIST 612, and GSD-1G as external standards | [48 empty] | 85.376 | [21 empty] | 242.8 | [76 empty] | 2025 | Wang, L., Han, R., Zhang, Y., Chen, Y., Liu, D. (2026). Unraveling the redistribution of trace elements during supergene processes: A case study from the Qingshan carbonate-hosted Zn-Pb deposit, SW China. Ore Geology Reviews, 188, 107059. |  | CHN | Southwest China
| Qingshan |  | Basin hydrothermal | Mississippi Valley-type (MVT) | MVT zinc-lead | Zn, Pb | Ge, Cd, Ag | Zn, Pb, Ge, Cd, Ag | Meng et al., 2023 |  | Li-HS-63_sph_II_507.d-1 | Li-HS-63_sph_II_507.d-1 | underground mine |  |  |  |  | ore material | polished section | grab | mineral separate | [5 empty] | mineralisation | primary sulfide ores and secondary non-sulfide ores |  |  | sphalerite, pyrite, galena, hemimorphite, willemite, goethite, smithsonite, cerussite | hydrothermal (stages 1–3), supergene | massive, brecciated, replacive, infilling | colloform, oscillatory zoning, replacement, core-mantle-rim, dendritic, botryoidal, euhedral, subhedral, anhedral |  |  |  | calcite, greenockite | polished sections (150 µm thick) | LA-ICPMS, EMPA, SEM-EDS | JEOL JXA-i SP100 microprobe equipped with five wavelength-dispersive spectrometers; Tescan Mira 3 field emission scanning electron microscope equipped with an energy dispersive spectrometer; Tescan Integrated Mineral Analyzer (TIMA) system comprising a field emission scanning electron microscope (Tescan Mira 3), integrated with four energy dispersive detectors (EDAXElement) | Guangzhou Tuoyan Analytical Technology Co., Ltd., Guizhou, China (GTAT) | EPMA: 15 kV accelerating potential and a beam current of 10 or 20 nA, with a defocused beam diameter of 5 µm; peak counting times for analyzed elements varied between 10 and 40 s, background measurements at 50% of the peak counting duration on both sides of the analyzed peak. SEM: operating voltage of 25 kV and a working distance of ~15.0 mm. TIMA: dot-mapping mode with a working distance of 15 mm, spot size of ~92 nm, scanning at 3 µm resolution (operating at 25 kV, 11.6 nA). LA-ICP-MS mapping: laser energy of 5 J/cm2, repetition rate of 15 Hz, spot size of 10 µm, scan speed of 40 µm/s. | NIST 610, NIST 612, and GSD-1G as external standards | [48 empty] | 408.9 | [21 empty] | 327 | [76 empty] | 2025 | Wang, L., Han, R., Zhang, Y., Chen, Y., Liu, D. (2026). Unraveling the redistribution of trace elements during supergene processes: A case study from the Qingshan carbonate-hosted Zn-Pb deposit, SW China. Ore Geology Reviews, 188, 107059. |  | CHN | Southwest China
| Qingshan |  | Basin hydrothermal | Mississippi Valley-type (MVT) | MVT zinc-lead | Zn, Pb | Ge, Cd, Ag | Zn, Pb, Ge, Cd, Ag | Meng et al., 2023 |  | Li-HS-63_sph_II_508.d-1 | Li-HS-63_sph_II_508.d-1 | underground mine |  |  |  |  | ore material | polished section | grab | mineral separate | [5 empty] | mineralisation | primary sulfide ores and secondary non-sulfide ores |  |  | sphalerite, pyrite, galena, hemimorphite, willemite, goethite, smithsonite, cerussite | hydrothermal (stages 1–3), supergene | massive, brecciated, replacive, infilling | colloform, oscillatory zoning, replacement, core-mantle-rim, dendritic, botryoidal, euhedral, subhedral, anhedral |  |  |  | calcite, greenockite | polished sections (150 µm thick) | LA-ICPMS, EMPA, SEM-EDS | JEOL JXA-i SP100 microprobe equipped with five wavelength-dispersive spectrometers; Tescan Mira 3 field emission scanning electron microscope equipped with an energy dispersive spectrometer; Tescan Integrated Mineral Analyzer (TIMA) system comprising a field emission scanning electron microscope (Tescan Mira 3), integrated with four energy dispersive detectors (EDAXElement) | Guangzhou Tuoyan Analytical Technology Co., Ltd., Guizhou, China (GTAT) | EPMA: 15 kV accelerating potential and a beam current of 10 or 20 nA, with a defocused beam diameter of 5 µm; peak counting times for analyzed elements varied between 10 and 40 s, background measurements at 50% of the peak counting duration on both sides of the analyzed peak. SEM: operating voltage of 25 kV and a working distance of ~15.0 mm. TIMA: dot-mapping mode with a working distance of 15 mm, spot size of ~92 nm, scanning at 3 µm resolution (operating at 25 kV, 11.6 nA). LA-ICP-MS mapping: laser energy of 5 J/cm2, repetition rate of 15 Hz, spot size of 10 µm, scan speed of 40 µm/s. | NIST 610, NIST 612, and GSD-1G as external standards | [48 empty] | 342.78 | [21 empty] | 493 | [76 empty] | 2025 | Wang, L., Han, R., Zhang, Y., Chen, Y., Liu, D. (2026). Unraveling the redistribution of trace elements during supergene processes: A case study from the Qingshan carbonate-hosted Zn-Pb deposit, SW China. Ore Geology Reviews, 188, 107059. |  | CHN | Southwest China
| Qingshan |  | Basin hydrothermal | Mississippi Valley-type (MVT) | MVT zinc-lead | Zn, Pb | Ge, Cd, Ag | Zn, Pb, Ge, Cd, Ag | Meng et al., 2023 |  | Li-HS-63_sph_II_509.d-1 | Li-HS-63_sph_II_509.d-1 | underground mine |  |  |  |  | ore material | polished section | grab | mineral separate | [5 empty] | mineralisation | primary sulfide ores and secondary non-sulfide ores |  |  | sphalerite, pyrite, galena, hemimorphite, willemite, goethite, smithsonite, cerussite | hydrothermal (stages 1–3), supergene | massive, brecciated, replacive, infilling | colloform, oscillatory zoning, replacement, core-mantle-rim, dendritic, botryoidal, euhedral, subhedral, anhedral |  |  |  | calcite, greenockite | polished sections (150 µm thick) | LA-ICPMS, EMPA, SEM-EDS | JEOL JXA-i SP100 microprobe equipped with five wavelength-dispersive spectrometers; Tescan Mira 3 field emission scanning electron microscope equipped with an energy dispersive spectrometer; Tescan Integrated Mineral Analyzer (TIMA) system comprising a field emission scanning electron microscope (Tescan Mira 3), integrated with four energy dispersive detectors (EDAXElement) | Guangzhou Tuoyan Analytical Technology Co., Ltd., Guizhou, China (GTAT) | EPMA: 15 kV accelerating potential and a beam current of 10 or 20 nA, with a defocused beam diameter of 5 µm; peak counting times for analyzed elements varied between 10 and 40 s, background measurements at 50% of the peak counting duration on both sides of the analyzed peak. SEM: operating voltage of 25 kV and a working distance of ~15.0 mm. TIMA: dot-mapping mode with a working distance of 15 mm, spot size of ~92 nm, scanning at 3 µm resolution (operating at 25 kV, 11.6 nA). LA-ICP-MS mapping: laser energy of 5 J/cm2, repetition rate of 15 Hz, spot size of 10 µm, scan speed of 40 µm/s. | NIST 610, NIST 612, and GSD-1G as external standards | [48 empty] | 293.074 | [21 empty] | 705 | [76 empty] | 2025 | Wang, L., Han, R., Zhang, Y., Chen, Y., Liu, D. (2026). Unraveling the redistribution of trace elements during supergene processes: A case study from the Qingshan carbonate-hosted Zn-Pb deposit, SW China. Ore Geology Reviews, 188, 107059. |  | CHN | Southwest China
| Qingshan |  | Basin hydrothermal | Mississippi Valley-type (MVT) | MVT zinc-lead | Zn, Pb | Ge, Cd, Ag | Zn, Pb, Ge, Cd, Ag | Meng et al., 2023 |  | Li-HS-63_sph_II_510.d-1 | Li-HS-63_sph_II_510.d-1 | underground mine |  |  |  |  | ore material | polished section | grab | mineral separate | [5 empty] | mineralisation | primary sulfide ores and secondary non-sulfide ores |  |  | sphalerite, pyrite, galena, hemimorphite, willemite, goethite, smithsonite, cerussite | hydrothermal (stages 1–3), supergene | massive, brecciated, replacive, infilling | colloform, oscillatory zoning, replacement, core-mantle-rim, dendritic, botryoidal, euhedral, subhedral, anhedral |  |  |  | calcite, greenockite | polished sections (150 µm thick) | LA-ICPMS, EMPA, SEM-EDS | JEOL JXA-i SP100 microprobe equipped with five wavelength-dispersive spectrometers; Tescan Mira 3 field emission scanning electron microscope equipped with an energy dispersive spectrometer; Tescan Integrated Mineral Analyzer (TIMA) system comprising a field emission scanning electron microscope (Tescan Mira 3), integrated with four energy dispersive detectors (EDAXElement) | Guangzhou Tuoyan Analytical Technology Co., Ltd., Guizhou, China (GTAT) | EPMA: 15 kV accelerating potential and a beam current of 10 or 20 nA, with a defocused beam diameter of 5 µm; peak counting times for analyzed elements varied between 10 and 40 s, background measurements at 50% of the peak counting duration on both sides of the analyzed peak. SEM: operating voltage of 25 kV and a working distance of ~15.0 mm. TIMA: dot-mapping mode with a working distance of 15 mm, spot size of ~92 nm, scanning at 3 µm resolution (operating at 25 kV, 11.6 nA). LA-ICP-MS mapping: laser energy of 5 J/cm2, repetition rate of 15 Hz, spot size of 10 µm, scan speed of 40 µm/s. | NIST 610, NIST 612, and GSD-1G as external standards | [48 empty] | 283.852 | [21 empty] | 1107 | [76 empty] | 2025 | Wang, L., Han, R., Zhang, Y., Chen, Y., Liu, D. (2026). Unraveling the redistribution of trace elements during supergene processes: A case study from the Qingshan carbonate-hosted Zn-Pb deposit, SW China. Ore Geology Reviews, 188, 107059. |  | CHN | Southwest China
| Qingshan |  | Basin hydrothermal | Mississippi Valley-type (MVT) | MVT zinc-lead | Zn, Pb | Ge, Cd, Ag | Zn, Pb, Ge, Cd, Ag | Meng et al., 2023 |  | Li-HS-63_sph_II_511.d-1 | Li-HS-63_sph_II_511.d-1 | underground mine |  |  |  |  | ore material | polished section | grab | mineral separate | [5 empty] | mineralisation | primary sulfide ores and secondary non-sulfide ores |  |  | sphalerite, pyrite, galena, hemimorphite, willemite, goethite, smithsonite, cerussite | hydrothermal (stages 1–3), supergene | massive, brecciated, replacive, infilling | colloform, oscillatory zoning, replacement, core-mantle-rim, dendritic, botryoidal, euhedral, subhedral, anhedral |  |  |  | calcite, greenockite | polished sections (150 µm thick) | LA-ICPMS, EMPA, SEM-EDS | JEOL JXA-i SP100 microprobe equipped with five wavelength-dispersive spectrometers; Tescan Mira 3 field emission scanning electron microscope equipped with an energy dispersive spectrometer; Tescan Integrated Mineral Analyzer (TIMA) system comprising a field emission scanning electron microscope (Tescan Mira 3), integrated with four energy dispersive detectors (EDAXElement) | Guangzhou Tuoyan Analytical Technology Co., Ltd., Guizhou, China (GTAT) | EPMA: 15 kV accelerating potential and a beam current of 10 or 20 nA, with a defocused beam diameter of 5 µm; peak counting times for analyzed elements varied between 10 and 40 s, background measurements at 50% of the peak counting duration on both sides of the analyzed peak. SEM: operating voltage of 25 kV and a working distance of ~15.0 mm. TIMA: dot-mapping mode with a working distance of 15 mm, spot size of ~92 nm, scanning at 3 µm resolution (operating at 25 kV, 11.6 nA). LA-ICP-MS mapping: laser energy of 5 J/cm2, repetition rate of 15 Hz, spot size of 10 µm, scan speed of 40 µm/s. | NIST 610, NIST 612, and GSD-1G as external standards | [48 empty] | 208.742 | [21 empty] | 387 | [76 empty] | 2025 | Wang, L., Han, R., Zhang, Y., Chen, Y., Liu, D. (2026). Unraveling the redistribution of trace elements during supergene processes: A case study from the Qingshan carbonate-hosted Zn-Pb deposit, SW China. Ore Geology Reviews, 188, 107059. |  | CHN | Southwest China
| Qingshan |  | Basin hydrothermal | Mississippi Valley-type (MVT) | MVT zinc-lead | Zn, Pb | Ge, Cd, Ag | Zn, Pb, Ge, Cd, Ag | Meng et al., 2023 |  | Li-HS-63_sph_II_512.d-1 | Li-HS-63_sph_II_512.d-1 | underground mine |  |  |  |  | ore material | polished section | grab | mineral separate | [5 empty] | mineralisation | primary sulfide ores and secondary non-sulfide ores |  |  | sphalerite, pyrite, galena, hemimorphite, willemite, goethite, smithsonite, cerussite | hydrothermal (stages 1–3), supergene | massive, brecciated, replacive, infilling | colloform, oscillatory zoning, replacement, core-mantle-rim, dendritic, botryoidal, euhedral, subhedral, anhedral |  |  |  | calcite, greenockite | polished sections (150 µm thick) | LA-ICPMS, EMPA, SEM-EDS | JEOL JXA-i SP100 microprobe equipped with five wavelength-dispersive spectrometers; Tescan Mira 3 field emission scanning electron microscope equipped with an energy dispersive spectrometer; Tescan Integrated Mineral Analyzer (TIMA) system comprising a field emission scanning electron microscope (Tescan Mira 3), integrated with four energy dispersive detectors (EDAXElement) | Guangzhou Tuoyan Analytical Technology Co., Ltd., Guizhou, China (GTAT) | EPMA: 15 kV accelerating potential and a beam current of 10 or 20 nA, with a defocused beam diameter of 5 µm; peak counting times for analyzed elements varied between 10 and 40 s, background measurements at 50% of the peak counting duration on both sides of the analyzed peak. SEM: operating voltage of 25 kV and a working distance of ~15.0 mm. TIMA: dot-mapping mode with a working distance of 15 mm, spot size of ~92 nm, scanning at 3 µm resolution (operating at 25 kV, 11.6 nA). LA-ICP-MS mapping: laser energy of 5 J/cm2, repetition rate of 15 Hz, spot size of 10 µm, scan speed of 40 µm/s. | NIST 610, NIST 612, and GSD-1G as external standards | [48 empty] | 341.04 | [21 empty] | 502.92 | [76 empty] | 2025 | Wang, L., Han, R., Zhang, Y., Chen, Y., Liu, D. (2026). Unraveling the redistribution of trace elements during supergene processes: A case study from the Qingshan carbonate-hosted Zn-Pb deposit, SW China. Ore Geology Reviews, 188, 107059. |  | CHN | Southwest China
| Qingshan |  | Basin hydrothermal | Mississippi Valley-type (MVT) | MVT zinc-lead | Zn, Pb | Ge, Cd, Ag | Zn, Pb, Ge, Cd, Ag | Meng et al., 2023 |  | Li-HS-63_sph_II_513.d-1 | Li-HS-63_sph_II_513.d-1 | underground mine |  |  |  |  | ore material | polished section | grab | mineral separate | [5 empty] | mineralisation | primary sulfide ores and secondary non-sulfide ores |  |  | sphalerite, pyrite, galena, hemimorphite, willemite, goethite, smithsonite, cerussite | hydrothermal (stages 1–3), supergene | massive, brecciated, replacive, infilling | colloform, oscillatory zoning, replacement, core-mantle-rim, dendritic, botryoidal, euhedral, subhedral, anhedral |  |  |  | calcite, greenockite | polished sections (150 µm thick) | LA-ICPMS, EMPA, SEM-EDS | JEOL JXA-i SP100 microprobe equipped with five wavelength-dispersive spectrometers; Tescan Mira 3 field emission scanning electron microscope equipped with an energy dispersive spectrometer; Tescan Integrated Mineral Analyzer (TIMA) system comprising a field emission scanning electron microscope (Tescan Mira 3), integrated with four energy dispersive detectors (EDAXElement) | Guangzhou Tuoyan Analytical Technology Co., Ltd., Guizhou, China (GTAT) | EPMA: 15 kV accelerating potential and a beam current of 10 or 20 nA, with a defocused beam diameter of 5 µm; peak counting times for analyzed elements varied between 10 and 40 s, background measurements at 50% of the peak counting duration on both sides of the analyzed peak. SEM: operating voltage of 25 kV and a working distance of ~15.0 mm. TIMA: dot-mapping mode with a working distance of 15 mm, spot size of ~92 nm, scanning at 3 µm resolution (operating at 25 kV, 11.6 nA). LA-ICP-MS mapping: laser energy of 5 J/cm2, repetition rate of 15 Hz, spot size of 10 µm, scan speed of 40 µm/s. | NIST 610, NIST 612, and GSD-1G as external standards | [48 empty] | 305.022 | [21 empty] | 750 | [76 empty] | 2025 | Wang, L., Han, R., Zhang, Y., Chen, Y., Liu, D. (2026). Unraveling the redistribution of trace elements during supergene processes: A case study from the Qingshan carbonate-hosted Zn-Pb deposit, SW China. Ore Geology Reviews, 188, 107059. |  | CHN | Southwest China
| Qingshan |  | Basin hydrothermal | Mississippi Valley-type (MVT) | MVT zinc-lead | Zn, Pb | Ge, Cd, Ag | Zn, Pb, Ge, Cd, Ag | Meng et al., 2023 |  | Li-HS-63_sph_II_514.d-1 | Li-HS-63_sph_II_514.d-1 | underground mine |  |  |  |  | ore material | polished section | grab | mineral separate | [5 empty] | mineralisation | primary sulfide ores and secondary non-sulfide ores |  |  | sphalerite, pyrite, galena, hemimorphite, willemite, goethite, smithsonite, cerussite | hydrothermal (stages 1–3), supergene | massive, brecciated, replacive, infilling | colloform, oscillatory zoning, replacement, core-mantle-rim, dendritic, botryoidal, euhedral, subhedral, anhedral |  |  |  | calcite, greenockite | polished sections (150 µm thick) | LA-ICPMS, EMPA, SEM-EDS | JEOL JXA-i SP100 microprobe equipped with five wavelength-dispersive spectrometers; Tescan Mira 3 field emission scanning electron microscope equipped with an energy dispersive spectrometer; Tescan Integrated Mineral Analyzer (TIMA) system comprising a field emission scanning electron microscope (Tescan Mira 3), integrated with four energy dispersive detectors (EDAXElement) | Guangzhou Tuoyan Analytical Technology Co., Ltd., Guizhou, China (GTAT) | EPMA: 15 kV accelerating potential and a beam current of 10 or 20 nA, with a defocused beam diameter of 5 µm; peak counting times for analyzed elements varied between 10 and 40 s, background measurements at 50% of the peak counting duration on both sides of the analyzed peak. SEM: operating voltage of 25 kV and a working distance of ~15.0 mm. TIMA: dot-mapping mode with a working distance of 15 mm, spot size of ~92 nm, scanning at 3 µm resolution (operating at 25 kV, 11.6 nA). LA-ICP-MS mapping: laser energy of 5 J/cm2, repetition rate of 15 Hz, spot size of 10 µm, scan speed of 40 µm/s. | NIST 610, NIST 612, and GSD-1G as external standards | [48 empty] | 277.762 | [21 empty] | 1133 | [76 empty] | 2025 | Wang, L., Han, R., Zhang, Y., Chen, Y., Liu, D. (2026). Unraveling the redistribution of trace elements during supergene processes: A case study from the Qingshan carbonate-hosted Zn-Pb deposit, SW China. Ore Geology Reviews, 188, 107059. |  | CHN | Southwest China
| Qingshan |  | Basin hydrothermal | Mississippi Valley-type (MVT) | MVT zinc-lead | Zn, Pb | Ge, Cd, Ag | Zn, Pb, Ge, Cd, Ag | Meng et al., 2023 |  | Li-HS-63_sph_II_515.d-1 | Li-HS-63_sph_II_515.d-1 | underground mine |  |  |  |  | ore material | polished section | grab | mineral separate | [5 empty] | mineralisation | primary sulfide ores and secondary non-sulfide ores |  |  | sphalerite, pyrite, galena, hemimorphite, willemite, goethite, smithsonite, cerussite | hydrothermal (stages 1–3), supergene | massive, brecciated, replacive, infilling | colloform, oscillatory zoning, replacement, core-mantle-rim, dendritic, botryoidal, euhedral, subhedral, anhedral |  |  |  | calcite, greenockite | polished sections (150 µm thick) | LA-ICPMS, EMPA, SEM-EDS | JEOL JXA-i SP100 microprobe equipped with five wavelength-dispersive spectrometers; Tescan Mira 3 field emission scanning electron microscope equipped with an energy dispersive spectrometer; Tescan Integrated Mineral Analyzer (TIMA) system comprising a field emission scanning electron microscope (Tescan Mira 3), integrated with four energy dispersive detectors (EDAXElement) | Guangzhou Tuoyan Analytical Technology Co., Ltd., Guizhou, China (GTAT) | EPMA: 15 kV accelerating potential and a beam current of 10 or 20 nA, with a defocused beam diameter of 5 µm; peak counting times for analyzed elements varied between 10 and 40 s, background measurements at 50% of the peak counting duration on both sides of the analyzed peak. SEM: operating voltage of 25 kV and a working distance of ~15.0 mm. TIMA: dot-mapping mode with a working distance of 15 mm, spot size of ~92 nm, scanning at 3 µm resolution (operating at 25 kV, 11.6 nA). LA-ICP-MS mapping: laser energy of 5 J/cm2, repetition rate of 15 Hz, spot size of 10 µm, scan speed of 40 µm/s. | NIST 610, NIST 612, and GSD-1G as external standards | [48 empty] | 247.718 | [21 empty] | 727 | [76 empty] | 2025 | Wang, L., Han, R., Zhang, Y., Chen, Y., Liu, D. (2026). Unraveling the redistribution of trace elements during supergene processes: A case study from the Qingshan carbonate-hosted Zn-Pb deposit, SW China. Ore Geology Reviews, 188, 107059. |  | CHN | Southwest China
| Qingshan |  | Basin hydrothermal | Mississippi Valley-type (MVT) | MVT zinc-lead | Zn, Pb | Ge, Cd, Ag | Zn, Pb, Ge, Cd, Ag | Meng et al., 2023 |  | Li-HS-63_sph_II_516.d-1 | Li-HS-63_sph_II_516.d-1 | underground mine |  |  |  |  | ore material | polished section | grab | mineral separate | [5 empty] | mineralisation | primary sulfide ores and secondary non-sulfide ores |  |  | sphalerite, pyrite, galena, hemimorphite, willemite, goethite, smithsonite, cerussite | hydrothermal (stages 1–3), supergene | massive, brecciated, replacive, infilling | colloform, oscillatory zoning, replacement, core-mantle-rim, dendritic, botryoidal, euhedral, subhedral, anhedral |  |  |  | calcite, greenockite | polished sections (150 µm thick) | LA-ICPMS, EMPA, SEM-EDS | JEOL JXA-i SP100 microprobe equipped with five wavelength-dispersive spectrometers; Tescan Mira 3 field emission scanning electron microscope equipped with an energy dispersive spectrometer; Tescan Integrated Mineral Analyzer (TIMA) system comprising a field emission scanning electron microscope (Tescan Mira 3), integrated with four energy dispersive detectors (EDAXElement) | Guangzhou Tuoyan Analytical Technology Co., Ltd., Guizhou, China (GTAT) | EPMA: 15 kV accelerating potential and a beam current of 10 or 20 nA, with a defocused beam diameter of 5 µm; peak counting times for analyzed elements varied between 10 and 40 s, background measurements at 50% of the peak counting duration on both sides of the analyzed peak. SEM: operating voltage of 25 kV and a working distance of ~15.0 mm. TIMA: dot-mapping mode with a working distance of 15 mm, spot size of ~92 nm, scanning at 3 µm resolution (operating at 25 kV, 11.6 nA). LA-ICP-MS mapping: laser energy of 5 J/cm2, repetition rate of 15 Hz, spot size of 10 µm, scan speed of 40 µm/s. | NIST 610, NIST 612, and GSD-1G as external standards | [48 empty] | 278.69 | [21 empty] | 671 | [76 empty] | 2025 | Wang, L., Han, R., Zhang, Y., Chen, Y., Liu, D. (2026). Unraveling the redistribution of trace elements during supergene processes: A case study from the Qingshan carbonate-hosted Zn-Pb deposit, SW China. Ore Geology Reviews, 188, 107059. |  | CHN | Southwest China
| Qingshan |  | Basin hydrothermal | Mississippi Valley-type (MVT) | MVT zinc-lead | Zn, Pb | Ge, Cd, Ag | Zn, Pb, Ge, Cd, Ag | Meng et al., 2023 |  | Li-HS-63_sph_II_517.d-1 | Li-HS-63_sph_II_517.d-1 | underground mine |  |  |  |  | ore material | polished section | grab | mineral separate | [5 empty] | mineralisation | primary sulfide ores and secondary non-sulfide ores |  |  | sphalerite, pyrite, galena, hemimorphite, willemite, goethite, smithsonite, cerussite | hydrothermal (stages 1–3), supergene | massive, brecciated, replacive, infilling | colloform, oscillatory zoning, replacement, core-mantle-rim, dendritic, botryoidal, euhedral, subhedral, anhedral |  |  |  | calcite, greenockite | polished sections (150 µm thick) | LA-ICPMS, EMPA, SEM-EDS | JEOL JXA-i SP100 microprobe equipped with five wavelength-dispersive spectrometers; Tescan Mira 3 field emission scanning electron microscope equipped with an energy dispersive spectrometer; Tescan Integrated Mineral Analyzer (TIMA) system comprising a field emission scanning electron microscope (Tescan Mira 3), integrated with four energy dispersive detectors (EDAXElement) | Guangzhou Tuoyan Analytical Technology Co., Ltd., Guizhou, China (GTAT) | EPMA: 15 kV accelerating potential and a beam current of 10 or 20 nA, with a defocused beam diameter of 5 µm; peak counting times for analyzed elements varied between 10 and 40 s, background measurements at 50% of the peak counting duration on both sides of the analyzed peak. SEM: operating voltage of 25 kV and a working distance of ~15.0 mm. TIMA: dot-mapping mode with a working distance of 15 mm, spot size of ~92 nm, scanning at 3 µm resolution (operating at 25 kV, 11.6 nA). LA-ICP-MS mapping: laser energy of 5 J/cm2, repetition rate of 15 Hz, spot size of 10 µm, scan speed of 40 µm/s. | NIST 610, NIST 612, and GSD-1G as external standards | [48 empty] | 289.884 | [21 empty] | 800 | [76 empty] | 2025 | Wang, L., Han, R., Zhang, Y., Chen, Y., Liu, D. (2026). Unraveling the redistribution of trace elements during supergene processes: A case study from the Qingshan carbonate-hosted Zn-Pb deposit, SW China. Ore Geology Reviews, 188, 107059. |  | CHN | Southwest China
| Qingshan |  | Basin hydrothermal | Mississippi Valley-type (MVT) | MVT zinc-lead | Zn, Pb | Ge, Cd, Ag | Zn, Pb, Ge, Cd, Ag | Meng et al., 2023 |  | Li-HS-63_sph_II_518.d-1 | Li-HS-63_sph_II_518.d-1 | underground mine |  |  |  |  | ore material | polished section | grab | mineral separate | [5 empty] | mineralisation | primary sulfide ores and secondary non-sulfide ores |  |  | sphalerite, pyrite, galena, hemimorphite, willemite, goethite, smithsonite, cerussite | hydrothermal (stages 1–3), supergene | massive, brecciated, replacive, infilling | colloform, oscillatory zoning, replacement, core-mantle-rim, dendritic, botryoidal, euhedral, subhedral, anhedral |  |  |  | calcite, greenockite | polished sections (150 µm thick) | LA-ICPMS, EMPA, SEM-EDS | JEOL JXA-i SP100 microprobe equipped with five wavelength-dispersive spectrometers; Tescan Mira 3 field emission scanning electron microscope equipped with an energy dispersive spectrometer; Tescan Integrated Mineral Analyzer (TIMA) system comprising a field emission scanning electron microscope (Tescan Mira 3), integrated with four energy dispersive detectors (EDAXElement) | Guangzhou Tuoyan Analytical Technology Co., Ltd., Guizhou, China (GTAT) | EPMA: 15 kV accelerating potential and a beam current of 10 or 20 nA, with a defocused beam diameter of 5 µm; peak counting times for analyzed elements varied between 10 and 40 s, background measurements at 50% of the peak counting duration on both sides of the analyzed peak. SEM: operating voltage of 25 kV and a working distance of ~15.0 mm. TIMA: dot-mapping mode with a working distance of 15 mm, spot size of ~92 nm, scanning at 3 µm resolution (operating at 25 kV, 11.6 nA). LA-ICP-MS mapping: laser energy of 5 J/cm2, repetition rate of 15 Hz, spot size of 10 µm, scan speed of 40 µm/s. | NIST 610, NIST 612, and GSD-1G as external standards | [48 empty] | 270.512 | [21 empty] | 663 | [76 empty] | 2025 | Wang, L., Han, R., Zhang, Y., Chen, Y., Liu, D. (2026). Unraveling the redistribution of trace elements during supergene processes: A case study from the Qingshan carbonate-hosted Zn-Pb deposit, SW China. Ore Geology Reviews, 188, 107059. |  | CHN | Southwest China
| Qingshan |  | Basin hydrothermal | Mississippi Valley-type (MVT) | MVT zinc-lead | Zn, Pb | Ge, Cd, Ag | Zn, Pb, Ge, Cd, Ag | Meng et al., 2023 |  | Li-HS-63_sph_II_519.d-1 | Li-HS-63_sph_II_519.d-1 | underground mine |  |  |  |  | ore material | polished section | grab | mineral separate | [5 empty] | mineralisation | primary sulfide ores and secondary non-sulfide ores |  |  | sphalerite, pyrite, galena, hemimorphite, willemite, goethite, smithsonite, cerussite | hydrothermal (stages 1–3), supergene | massive, brecciated, replacive, infilling | colloform, oscillatory zoning, replacement, core-mantle-rim, dendritic, botryoidal, euhedral, subhedral, anhedral |  |  |  | calcite, greenockite | polished sections (150 µm thick) | LA-ICPMS, EMPA, SEM-EDS | JEOL JXA-i SP100 microprobe equipped with five wavelength-dispersive spectrometers; Tescan Mira 3 field emission scanning electron microscope equipped with an energy dispersive spectrometer; Tescan Integrated Mineral Analyzer (TIMA) system comprising a field emission scanning electron microscope (Tescan Mira 3), integrated with four energy dispersive detectors (EDAXElement) | Guangzhou Tuoyan Analytical Technology Co., Ltd., Guizhou, China (GTAT) | EPMA: 15 kV accelerating potential and a beam current of 10 or 20 nA, with a defocused beam diameter of 5 µm; peak counting times for analyzed elements varied between 10 and 40 s, background measurements at 50% of the peak counting duration on both sides of the analyzed peak. SEM: operating voltage of 25 kV and a working distance of ~15.0 mm. TIMA: dot-mapping mode with a working distance of 15 mm, spot size of ~92 nm, scanning at 3 µm resolution (operating at 25 kV, 11.6 nA). LA-ICP-MS mapping: laser energy of 5 J/cm2, repetition rate of 15 Hz, spot size of 10 µm, scan speed of 40 µm/s. | NIST 610, NIST 612, and GSD-1G as external standards | [48 empty] | 140.186 | [21 empty] | 236.8 | [76 empty] | 2025 | Wang, L., Han, R., Zhang, Y., Chen, Y., Liu, D. (2026). Unraveling the redistribution of trace elements during supergene processes: A case study from the Qingshan carbonate-hosted Zn-Pb deposit, SW China. Ore Geology Reviews, 188, 107059. |  | CHN | Southwest China
| Qingshan |  | Basin hydrothermal | Mississippi Valley-type (MVT) | MVT zinc-lead | Zn, Pb | Ge, Cd, Ag | Zn, Pb, Ge, Cd, Ag | Meng et al., 2023 |  | Li-HS-63_sph_II_520.d-1 | Li-HS-63_sph_II_520.d-1 | underground mine |  |  |  |  | ore material | polished section | grab | mineral separate | [5 empty] | mineralisation | primary sulfide ores and secondary non-sulfide ores |  |  | sphalerite, pyrite, galena, hemimorphite, willemite, goethite, smithsonite, cerussite | hydrothermal (stages 1–3), supergene | massive, brecciated, replacive, infilling | colloform, oscillatory zoning, replacement, core-mantle-rim, dendritic, botryoidal, euhedral, subhedral, anhedral |  |  |  | calcite, greenockite | polished sections (150 µm thick) | LA-ICPMS, EMPA, SEM-EDS | JEOL JXA-i SP100 microprobe equipped with five wavelength-dispersive spectrometers; Tescan Mira 3 field emission scanning electron microscope equipped with an energy dispersive spectrometer; Tescan Integrated Mineral Analyzer (TIMA) system comprising a field emission scanning electron microscope (Tescan Mira 3), integrated with four energy dispersive detectors (EDAXElement) | Guangzhou Tuoyan Analytical Technology Co., Ltd., Guizhou, China (GTAT) | EPMA: 15 kV accelerating potential and a beam current of 10 or 20 nA, with a defocused beam diameter of 5 µm; peak counting times for analyzed elements varied between 10 and 40 s, background measurements at 50% of the peak counting duration on both sides of the analyzed peak. SEM: operating voltage of 25 kV and a working distance of ~15.0 mm. TIMA: dot-mapping mode with a working distance of 15 mm, spot size of ~92 nm, scanning at 3 µm resolution (operating at 25 kV, 11.6 nA). LA-ICP-MS mapping: laser energy of 5 J/cm2, repetition rate of 15 Hz, spot size of 10 µm, scan speed of 40 µm/s. | NIST 610, NIST 612, and GSD-1G as external standards | [48 empty] | 66.99 | [21 empty] | 10.19 | [76 empty] | 2025 | Wang, L., Han, R., Zhang, Y., Chen, Y., Liu, D. (2026). Unraveling the redistribution of trace elements during supergene processes: A case study from the Qingshan carbonate-hosted Zn-Pb deposit, SW China. Ore Geology Reviews, 188, 107059. |  | CHN | Southwest China
| Qingshan |  | Basin hydrothermal | Mississippi Valley-type (MVT) | MVT zinc-lead | Zn, Pb | Ge, Cd, Ag | Zn, Pb, Ge, Cd, Ag | Meng et al., 2023 |  | Li-HS-63_sph_II_521.d-1 | Li-HS-63_sph_II_521.d-1 | underground mine |  |  |  |  | ore material | polished section | grab | mineral separate | [5 empty] | mineralisation | primary sulfide ores and secondary non-sulfide ores |  |  | sphalerite, pyrite, galena, hemimorphite, willemite, goethite, smithsonite, cerussite | hydrothermal (stages 1–3), supergene | massive, brecciated, replacive, infilling | colloform, oscillatory zoning, replacement, core-mantle-rim, dendritic, botryoidal, euhedral, subhedral, anhedral |  |  |  | calcite, greenockite | polished sections (150 µm thick) | LA-ICPMS, EMPA, SEM-EDS | JEOL JXA-i SP100 microprobe equipped with five wavelength-dispersive spectrometers; Tescan Mira 3 field emission scanning electron microscope equipped with an energy dispersive spectrometer; Tescan Integrated Mineral Analyzer (TIMA) system comprising a field emission scanning electron microscope (Tescan Mira 3), integrated with four energy dispersive detectors (EDAXElement) | Guangzhou Tuoyan Analytical Technology Co., Ltd., Guizhou, China (GTAT) | EPMA: 15 kV accelerating potential and a beam current of 10 or 20 nA, with a defocused beam diameter of 5 µm; peak counting times for analyzed elements varied between 10 and 40 s, background measurements at 50% of the peak counting duration on both sides of the analyzed peak. SEM: operating voltage of 25 kV and a working distance of ~15.0 mm. TIMA: dot-mapping mode with a working distance of 15 mm, spot size of ~92 nm, scanning at 3 µm resolution (operating at 25 kV, 11.6 nA). LA-ICP-MS mapping: laser energy of 5 J/cm2, repetition rate of 15 Hz, spot size of 10 µm, scan speed of 40 µm/s. | NIST 610, NIST 612, and GSD-1G as external standards | [48 empty] | 52.084 | [21 empty] | 7.3 | [76 empty] | 2025 | Wang, L., Han, R., Zhang, Y., Chen, Y., Liu, D. (2026). Unraveling the redistribution of trace elements during supergene processes: A case study from the Qingshan carbonate-hosted Zn-Pb deposit, SW China. Ore Geology Reviews, 188, 107059. |  | CHN | Southwest China
| Qingshan |  | Basin hydrothermal | Mississippi Valley-type (MVT) | MVT zinc-lead | Zn, Pb | Ge, Cd, Ag | Zn, Pb, Ge, Cd, Ag | Meng et al., 2023 |  | Li-HS-63_sph_II_522.d-1 | Li-HS-63_sph_II_522.d-1 | underground mine |  |  |  |  | ore material | polished section | grab | mineral separate | [5 empty] | mineralisation | primary sulfide ores and secondary non-sulfide ores |  |  | sphalerite, pyrite, galena, hemimorphite, willemite, goethite, smithsonite, cerussite | hydrothermal (stages 1–3), supergene | massive, brecciated, replacive, infilling | colloform, oscillatory zoning, replacement, core-mantle-rim, dendritic, botryoidal, euhedral, subhedral, anhedral |  |  |  | calcite, greenockite | polished sections (150 µm thick) | LA-ICPMS, EMPA, SEM-EDS | JEOL JXA-i SP100 microprobe equipped with five wavelength-dispersive spectrometers; Tescan Mira 3 field emission scanning electron microscope equipped with an energy dispersive spectrometer; Tescan Integrated Mineral Analyzer (TIMA) system comprising a field emission scanning electron microscope (Tescan Mira 3), integrated with four energy dispersive detectors (EDAXElement) | Guangzhou Tuoyan Analytical Technology Co., Ltd., Guizhou, China (GTAT) | EPMA: 15 kV accelerating potential and a beam current of 10 or 20 nA, with a defocused beam diameter of 5 µm; peak counting times for analyzed elements varied between 10 and 40 s, background measurements at 50% of the peak counting duration on both sides of the analyzed peak. SEM: operating voltage of 25 kV and a working distance of ~15.0 mm. TIMA: dot-mapping mode with a working distance of 15 mm, spot size of ~92 nm, scanning at 3 µm resolution (operating at 25 kV, 11.6 nA). LA-ICP-MS mapping: laser energy of 5 J/cm2, repetition rate of 15 Hz, spot size of 10 µm, scan speed of 40 µm/s. | NIST 610, NIST 612, and GSD-1G as external standards | [48 empty] | 177.828 | [21 empty] | 132.2 | [76 empty] | 2025 | Wang, L., Han, R., Zhang, Y., Chen, Y., Liu, D. (2026). Unraveling the redistribution of trace elements during supergene processes: A case study from the Qingshan carbonate-hosted Zn-Pb deposit, SW China. Ore Geology Reviews, 188, 107059. |  | CHN | Southwest China
| Qingshan |  | Basin hydrothermal | Mississippi Valley-type (MVT) | MVT zinc-lead | Zn, Pb | Ge, Cd, Ag | Zn, Pb, Ge, Cd, Ag | Meng et al., 2023 |  | Li-HS-63_sph_II_523.d-1 | Li-HS-63_sph_II_523.d-1 | underground mine |  |  |  |  | ore material | polished section | grab | mineral separate | [5 empty] | mineralisation | primary sulfide ores and secondary non-sulfide ores |  |  | sphalerite, pyrite, galena, hemimorphite, willemite, goethite, smithsonite, cerussite | hydrothermal (stages 1–3), supergene | massive, brecciated, replacive, infilling | colloform, oscillatory zoning, replacement, core-mantle-rim, dendritic, botryoidal, euhedral, subhedral, anhedral |  |  |  | calcite, greenockite | polished sections (150 µm thick) | LA-ICPMS, EMPA, SEM-EDS | JEOL JXA-i SP100 microprobe equipped with five wavelength-dispersive spectrometers; Tescan Mira 3 field emission scanning electron microscope equipped with an energy dispersive spectrometer; Tescan Integrated Mineral Analyzer (TIMA) system comprising a field emission scanning electron microscope (Tescan Mira 3), integrated with four energy dispersive detectors (EDAXElement) | Guangzhou Tuoyan Analytical Technology Co., Ltd., Guizhou, China (GTAT) | EPMA: 15 kV accelerating potential and a beam current of 10 or 20 nA, with a defocused beam diameter of 5 µm; peak counting times for analyzed elements varied between 10 and 40 s, background measurements at 50% of the peak counting duration on both sides of the analyzed peak. SEM: operating voltage of 25 kV and a working distance of ~15.0 mm. TIMA: dot-mapping mode with a working distance of 15 mm, spot size of ~92 nm, scanning at 3 µm resolution (operating at 25 kV, 11.6 nA). LA-ICP-MS mapping: laser energy of 5 J/cm2, repetition rate of 15 Hz, spot size of 10 µm, scan speed of 40 µm/s. | NIST 610, NIST 612, and GSD-1G as external standards | [48 empty] | 261.348 | [21 empty] | 618 | [76 empty] | 2025 | Wang, L., Han, R., Zhang, Y., Chen, Y., Liu, D. (2026). Unraveling the redistribution of trace elements during supergene processes: A case study from the Qingshan carbonate-hosted Zn-Pb deposit, SW China. Ore Geology Reviews, 188, 107059. |  | CHN | Southwest China
| Qingshan |  | Basin hydrothermal | Mississippi Valley-type (MVT) | MVT zinc-lead | Zn, Pb | Ge, Cd, Ag | Zn, Pb, Ge, Cd, Ag | Meng et al., 2023 |  | Li-HS-63_sph_II_524.d-1 | Li-HS-63_sph_II_524.d-1 | underground mine |  |  |  |  | ore material | polished section | grab | mineral separate | [5 empty] | mineralisation | primary sulfide ores and secondary non-sulfide ores |  |  | sphalerite, pyrite, galena, hemimorphite, willemite, goethite, smithsonite, cerussite | hydrothermal (stages 1–3), supergene | massive, brecciated, replacive, infilling | colloform, oscillatory zoning, replacement, core-mantle-rim, dendritic, botryoidal, euhedral, subhedral, anhedral |  |  |  | calcite, greenockite | polished sections (150 µm thick) | LA-ICPMS, EMPA, SEM-EDS | JEOL JXA-i SP100 microprobe equipped with five wavelength-dispersive spectrometers; Tescan Mira 3 field emission scanning electron microscope equipped with an energy dispersive spectrometer; Tescan Integrated Mineral Analyzer (TIMA) system comprising a field emission scanning electron microscope (Tescan Mira 3), integrated with four energy dispersive detectors (EDAXElement) | Guangzhou Tuoyan Analytical Technology Co., Ltd., Guizhou, China (GTAT) | EPMA: 15 kV accelerating potential and a beam current of 10 or 20 nA, with a defocused beam diameter of 5 µm; peak counting times for analyzed elements varied between 10 and 40 s, background measurements at 50% of the peak counting duration on both sides of the analyzed peak. SEM: operating voltage of 25 kV and a working distance of ~15.0 mm. TIMA: dot-mapping mode with a working distance of 15 mm, spot size of ~92 nm, scanning at 3 µm resolution (operating at 25 kV, 11.6 nA). LA-ICP-MS mapping: laser energy of 5 J/cm2, repetition rate of 15 Hz, spot size of 10 µm, scan speed of 40 µm/s. | NIST 610, NIST 612, and GSD-1G as external standards | [48 empty] | 128.122 | [21 empty] | 185.5 | [76 empty] | 2025 | Wang, L., Han, R., Zhang, Y., Chen, Y., Liu, D. (2026). Unraveling the redistribution of trace elements during supergene processes: A case study from the Qingshan carbonate-hosted Zn-Pb deposit, SW China. Ore Geology Reviews, 188, 107059. |  | CHN | Southwest China
| Qingshan |  | Basin hydrothermal | Mississippi Valley-type (MVT) | MVT zinc-lead | Zn, Pb | Ge, Cd, Ag | Zn, Pb, Ge, Cd, Ag | Meng et al., 2023 |  | Li-HS-63_sph_III_532.d-1 | Li-HS-63_sph_III_532.d-1 | underground mine |  |  |  |  | ore material | polished section | grab | mineral separate | [5 empty] | mineralisation | primary sulfide ores and secondary non-sulfide ores |  |  | sphalerite, pyrite, galena, hemimorphite, willemite, goethite, smithsonite, cerussite | hydrothermal (stages 1–3), supergene | massive, brecciated, replacive, infilling | colloform, oscillatory zoning, replacement, core-mantle-rim, dendritic, botryoidal, euhedral, subhedral, anhedral |  |  |  | calcite, greenockite | polished sections (150 µm thick) | LA-ICPMS, EMPA, SEM-EDS | JEOL JXA-i SP100 microprobe equipped with five wavelength-dispersive spectrometers; Tescan Mira 3 field emission scanning electron microscope equipped with an energy dispersive spectrometer; Tescan Integrated Mineral Analyzer (TIMA) system comprising a field emission scanning electron microscope (Tescan Mira 3), integrated with four energy dispersive detectors (EDAXElement) | Guangzhou Tuoyan Analytical Technology Co., Ltd., Guizhou, China (GTAT) | EPMA: 15 kV accelerating potential and a beam current of 10 or 20 nA, with a defocused beam diameter of 5 µm; peak counting times for analyzed elements varied between 10 and 40 s, background measurements at 50% of the peak counting duration on both sides of the analyzed peak. SEM: operating voltage of 25 kV and a working distance of ~15.0 mm. TIMA: dot-mapping mode with a working distance of 15 mm, spot size of ~92 nm, scanning at 3 µm resolution (operating at 25 kV, 11.6 nA). LA-ICP-MS mapping: laser energy of 5 J/cm2, repetition rate of 15 Hz, spot size of 10 µm, scan speed of 40 µm/s. | NIST 610, NIST 612, and GSD-1G as external standards | [48 empty] | 227.36 | [21 empty] | 13.9 | [76 empty] | 2025 | Wang, L., Han, R., Zhang, Y., Chen, Y., Liu, D. (2026). Unraveling the redistribution of trace elements during supergene processes: A case study from the Qingshan carbonate-hosted Zn-Pb deposit, SW China. Ore Geology Reviews, 188, 107059. |  | CHN | Southwest China
| Qingshan |  | Basin hydrothermal | Mississippi Valley-type (MVT) | MVT zinc-lead | Zn, Pb | Ge, Cd, Ag | Zn, Pb, Ge, Cd, Ag | Meng et al., 2023 |  | Li-HS-63_sph_III_533.d-1 | Li-HS-63_sph_III_533.d-1 | underground mine |  |  |  |  | ore material | polished section | grab | mineral separate | [5 empty] | mineralisation | primary sulfide ores and secondary non-sulfide ores |  |  | sphalerite, pyrite, galena, hemimorphite, willemite, goethite, smithsonite, cerussite | hydrothermal (stages 1–3), supergene | massive, brecciated, replacive, infilling | colloform, oscillatory zoning, replacement, core-mantle-rim, dendritic, botryoidal, euhedral, subhedral, anhedral |  |  |  | calcite, greenockite | polished sections (150 µm thick) | LA-ICPMS, EMPA, SEM-EDS | JEOL JXA-i SP100 microprobe equipped with five wavelength-dispersive spectrometers; Tescan Mira 3 field emission scanning electron microscope equipped with an energy dispersive spectrometer; Tescan Integrated Mineral Analyzer (TIMA) system comprising a field emission scanning electron microscope (Tescan Mira 3), integrated with four energy dispersive detectors (EDAXElement) | Guangzhou Tuoyan Analytical Technology Co., Ltd., Guizhou, China (GTAT) | EPMA: 15 kV accelerating potential and a beam current of 10 or 20 nA, with a defocused beam diameter of 5 µm; peak counting times for analyzed elements varied between 10 and 40 s, background measurements at 50% of the peak counting duration on both sides of the analyzed peak. SEM: operating voltage of 25 kV and a working distance of ~15.0 mm. TIMA: dot-mapping mode with a working distance of 15 mm, spot size of ~92 nm, scanning at 3 µm resolution (operating at 25 kV, 11.6 nA). LA-ICP-MS mapping: laser energy of 5 J/cm2, repetition rate of 15 Hz, spot size of 10 µm, scan speed of 40 µm/s. | NIST 610, NIST 612, and GSD-1G as external standards | [48 empty] | 267.38 | [21 empty] | 10.6 | [76 empty] | 2025 | Wang, L., Han, R., Zhang, Y., Chen, Y., Liu, D. (2026). Unraveling the redistribution of trace elements during supergene processes: A case study from the Qingshan carbonate-hosted Zn-Pb deposit, SW China. Ore Geology Reviews, 188, 107059. |  | CHN | Southwest China
| Qingshan |  | Basin hydrothermal | Mississippi Valley-type (MVT) | MVT zinc-lead | Zn, Pb | Ge, Cd, Ag | Zn, Pb, Ge, Cd, Ag | Meng et al., 2023 |  | Li-HS-63_sph_III_534.d-1 | Li-HS-63_sph_III_534.d-1 | underground mine |  |  |  |  | ore material | polished section | grab | mineral separate | [5 empty] | mineralisation | primary sulfide ores and secondary non-sulfide ores |  |  | sphalerite, pyrite, galena, hemimorphite, willemite, goethite, smithsonite, cerussite | hydrothermal (stages 1–3), supergene | massive, brecciated, replacive, infilling | colloform, oscillatory zoning, replacement, core-mantle-rim, dendritic, botryoidal, euhedral, subhedral, anhedral |  |  |  | calcite, greenockite | polished sections (150 µm thick) | LA-ICPMS, EMPA, SEM-EDS | JEOL JXA-i SP100 microprobe equipped with five wavelength-dispersive spectrometers; Tescan Mira 3 field emission scanning electron microscope equipped with an energy dispersive spectrometer; Tescan Integrated Mineral Analyzer (TIMA) system comprising a field emission scanning electron microscope (Tescan Mira 3), integrated with four energy dispersive detectors (EDAXElement) | Guangzhou Tuoyan Analytical Technology Co., Ltd., Guizhou, China (GTAT) | EPMA: 15 kV accelerating potential and a beam current of 10 or 20 nA, with a defocused beam diameter of 5 µm; peak counting times for analyzed elements varied between 10 and 40 s, background measurements at 50% of the peak counting duration on both sides of the analyzed peak. SEM: operating voltage of 25 kV and a working distance of ~15.0 mm. TIMA: dot-mapping mode with a working distance of 15 mm, spot size of ~92 nm, scanning at 3 µm resolution (operating at 25 kV, 11.6 nA). LA-ICP-MS mapping: laser energy of 5 J/cm2, repetition rate of 15 Hz, spot size of 10 µm, scan speed of 40 µm/s. | NIST 610, NIST 612, and GSD-1G as external standards | [48 empty] | 287.97 | [21 empty] | 13.5 | [76 empty] | 2025 | Wang, L., Han, R., Zhang, Y., Chen, Y., Liu, D. (2026). Unraveling the redistribution of trace elements during supergene processes: A case study from the Qingshan carbonate-hosted Zn-Pb deposit, SW China. Ore Geology Reviews, 188, 107059. |  | CHN | Southwest China
| Qingshan |  | Basin hydrothermal | Mississippi Valley-type (MVT) | MVT zinc-lead | Zn, Pb | Ge, Cd, Ag | Zn, Pb, Ge, Cd, Ag | Meng et al., 2023 |  | Li-HS-63_sph_III_535.d-1 | Li-HS-63_sph_III_535.d-1 | underground mine |  |  |  |  | ore material | polished section | grab | mineral separate | [5 empty] | mineralisation | primary sulfide ores and secondary non-sulfide ores |  |  | sphalerite, pyrite, galena, hemimorphite, willemite, goethite, smithsonite, cerussite | hydrothermal (stages 1–3), supergene | massive, brecciated, replacive, infilling | colloform, oscillatory zoning, replacement, core-mantle-rim, dendritic, botryoidal, euhedral, subhedral, anhedral |  |  |  | calcite, greenockite | polished sections (150 µm thick) | LA-ICPMS, EMPA, SEM-EDS | JEOL JXA-i SP100 microprobe equipped with five wavelength-dispersive spectrometers; Tescan Mira 3 field emission scanning electron microscope equipped with an energy dispersive spectrometer; Tescan Integrated Mineral Analyzer (TIMA) system comprising a field emission scanning electron microscope (Tescan Mira 3), integrated with four energy dispersive detectors (EDAXElement) | Guangzhou Tuoyan Analytical Technology Co., Ltd., Guizhou, China (GTAT) | EPMA: 15 kV accelerating potential and a beam current of 10 or 20 nA, with a defocused beam diameter of 5 µm; peak counting times for analyzed elements varied between 10 and 40 s, background measurements at 50% of the peak counting duration on both sides of the analyzed peak. SEM: operating voltage of 25 kV and a working distance of ~15.0 mm. TIMA: dot-mapping mode with a working distance of 15 mm, spot size of ~92 nm, scanning at 3 µm resolution (operating at 25 kV, 11.6 nA). LA-ICP-MS mapping: laser energy of 5 J/cm2, repetition rate of 15 Hz, spot size of 10 µm, scan speed of 40 µm/s. | NIST 610, NIST 612, and GSD-1G as external standards | [48 empty] | 283.098 | [21 empty] | 14.3 | [76 empty] | 2025 | Wang, L., Han, R., Zhang, Y., Chen, Y., Liu, D. (2026). Unraveling the redistribution of trace elements during supergene processes: A case study from the Qingshan carbonate-hosted Zn-Pb deposit, SW China. Ore Geology Reviews, 188, 107059. |  | CHN | Southwest China
| Qingshan |  | Basin hydrothermal | Mississippi Valley-type (MVT) | MVT zinc-lead | Zn, Pb | Ge, Cd, Ag | Zn, Pb, Ge, Cd, Ag | Meng et al., 2023 |  | Li-HS-63_sph_I_536.d-1 | Li-HS-63_sph_I_536.d-1 | underground mine |  |  |  |  | ore material | polished section | grab | mineral separate | [5 empty] | mineralisation | primary sulfide ores and secondary non-sulfide ores |  |  | sphalerite, pyrite, galena, hemimorphite, willemite, goethite, smithsonite, cerussite | hydrothermal (stages 1–3), supergene | massive, brecciated, replacive, infilling | colloform, oscillatory zoning, replacement, core-mantle-rim, dendritic, botryoidal, euhedral, subhedral, anhedral |  |  |  | calcite, greenockite | polished sections (150 µm thick) | LA-ICPMS, EMPA, SEM-EDS | JEOL JXA-i SP100 microprobe equipped with five wavelength-dispersive spectrometers; Tescan Mira 3 field emission scanning electron microscope equipped with an energy dispersive spectrometer; Tescan Integrated Mineral Analyzer (TIMA) system comprising a field emission scanning electron microscope (Tescan Mira 3), integrated with four energy dispersive detectors (EDAXElement) | Guangzhou Tuoyan Analytical Technology Co., Ltd., Guizhou, China (GTAT) | EPMA: 15 kV accelerating potential and a beam current of 10 or 20 nA, with a defocused beam diameter of 5 µm; peak counting times for analyzed elements varied between 10 and 40 s, background measurements at 50% of the peak counting duration on both sides of the analyzed peak. SEM: operating voltage of 25 kV and a working distance of ~15.0 mm. TIMA: dot-mapping mode with a working distance of 15 mm, spot size of ~92 nm, scanning at 3 µm resolution (operating at 25 kV, 11.6 nA). LA-ICP-MS mapping: laser energy of 5 J/cm2, repetition rate of 15 Hz, spot size of 10 µm, scan speed of 40 µm/s. | NIST 610, NIST 612, and GSD-1G as external standards | [48 empty] | 123.482 | [21 empty] | 181 | [76 empty] | 2025 | Wang, L., Han, R., Zhang, Y., Chen, Y., Liu, D. (2026). Unraveling the redistribution of trace elements during supergene processes: A case study from the Qingshan carbonate-hosted Zn-Pb deposit, SW China. Ore Geology Reviews, 188, 107059. |  | CHN | Southwest China
| Qingshan |  | Basin hydrothermal | Mississippi Valley-type (MVT) | MVT zinc-lead | Zn, Pb | Ge, Cd, Ag | Zn, Pb, Ge, Cd, Ag | Meng et al., 2023 |  | Li-HS-63_sph_I_537.d-1 | Li-HS-63_sph_I_537.d-1 | underground mine |  |  |  |  | ore material | polished section | grab | mineral separate | [5 empty] | mineralisation | primary sulfide ores and secondary non-sulfide ores |  |  | sphalerite, pyrite, galena, hemimorphite, willemite, goethite, smithsonite, cerussite | hydrothermal (stages 1–3), supergene | massive, brecciated, replacive, infilling | colloform, oscillatory zoning, replacement, core-mantle-rim, dendritic, botryoidal, euhedral, subhedral, anhedral |  |  |  | calcite, greenockite | polished sections (150 µm thick) | LA-ICPMS, EMPA, SEM-EDS | JEOL JXA-i SP100 microprobe equipped with five wavelength-dispersive spectrometers; Tescan Mira 3 field emission scanning electron microscope equipped with an energy dispersive spectrometer; Tescan Integrated Mineral Analyzer (TIMA) system comprising a field emission scanning electron microscope (Tescan Mira 3), integrated with four energy dispersive detectors (EDAXElement) | Guangzhou Tuoyan Analytical Technology Co., Ltd., Guizhou, China (GTAT) | EPMA: 15 kV accelerating potential and a beam current of 10 or 20 nA, with a defocused beam diameter of 5 µm; peak counting times for analyzed elements varied between 10 and 40 s, background measurements at 50% of the peak counting duration on both sides of the analyzed peak. SEM: operating voltage of 25 kV and a working distance of ~15.0 mm. TIMA: dot-mapping mode with a working distance of 15 mm, spot size of ~92 nm, scanning at 3 µm resolution (operating at 25 kV, 11.6 nA). LA-ICP-MS mapping: laser energy of 5 J/cm2, repetition rate of 15 Hz, spot size of 10 µm, scan speed of 40 µm/s. | NIST 610, NIST 612, and GSD-1G as external standards | [48 empty] | 132.588 | [21 empty] | 129.5 | [76 empty] | 2025 | Wang, L., Han, R., Zhang, Y., Chen, Y., Liu, D. (2026). Unraveling the redistribution of trace elements during supergene processes: A case study from the Qingshan carbonate-hosted Zn-Pb deposit, SW China. Ore Geology Reviews, 188, 107059. |  | CHN | Southwest China
| Qingshan |  | Basin hydrothermal | Mississippi Valley-type (MVT) | MVT zinc-lead | Zn, Pb | Ge, Cd, Ag | Zn, Pb, Ge, Cd, Ag | Meng et al., 2023 |  | Li-HS-63_sph_I_538.d-1 | Li-HS-63_sph_I_538.d-1 | underground mine |  |  |  |  | ore material | polished section | grab | mineral separate | [5 empty] | mineralisation | primary sulfide ores and secondary non-sulfide ores |  |  | sphalerite, pyrite, galena, hemimorphite, willemite, goethite, smithsonite, cerussite | hydrothermal (stages 1–3), supergene | massive, brecciated, replacive, infilling | colloform, oscillatory zoning, replacement, core-mantle-rim, dendritic, botryoidal, euhedral, subhedral, anhedral |  |  |  | calcite, greenockite | polished sections (150 µm thick) | LA-ICPMS, EMPA, SEM-EDS | JEOL JXA-i SP100 microprobe equipped with five wavelength-dispersive spectrometers; Tescan Mira 3 field emission scanning electron microscope equipped with an energy dispersive spectrometer; Tescan Integrated Mineral Analyzer (TIMA) system comprising a field emission scanning electron microscope (Tescan Mira 3), integrated with four energy dispersive detectors (EDAXElement) | Guangzhou Tuoyan Analytical Technology Co., Ltd., Guizhou, China (GTAT) | EPMA: 15 kV accelerating potential and a beam current of 10 or 20 nA, with a defocused beam diameter of 5 µm; peak counting times for analyzed elements varied between 10 and 40 s, background measurements at 50% of the peak counting duration on both sides of the analyzed peak. SEM: operating voltage of 25 kV and a working distance of ~15.0 mm. TIMA: dot-mapping mode with a working distance of 15 mm, spot size of ~92 nm, scanning at 3 µm resolution (operating at 25 kV, 11.6 nA). LA-ICP-MS mapping: laser energy of 5 J/cm2, repetition rate of 15 Hz, spot size of 10 µm, scan speed of 40 µm/s. | NIST 610, NIST 612, and GSD-1G as external standards | [48 empty] | 128.528 | [21 empty] | 422.9 | [76 empty] | 2025 | Wang, L., Han, R., Zhang, Y., Chen, Y., Liu, D. (2026). Unraveling the redistribution of trace elements during supergene processes: A case study from the Qingshan carbonate-hosted Zn-Pb deposit, SW China. Ore Geology Reviews, 188, 107059. |  | CHN | Southwest China
| Qingshan |  | Basin hydrothermal | Mississippi Valley-type (MVT) | MVT zinc-lead | Zn, Pb | Ge, Cd, Ag | Zn, Pb, Ge, Cd, Ag | Meng et al., 2023 |  | Li-HS-63_sph_I_539.d-1 | Li-HS-63_sph_I_539.d-1 | underground mine |  |  |  |  | ore material | polished section | grab | mineral separate | [5 empty] | mineralisation | primary sulfide ores and secondary non-sulfide ores |  |  | sphalerite, pyrite, galena, hemimorphite, willemite, goethite, smithsonite, cerussite | hydrothermal (stages 1–3), supergene | massive, brecciated, replacive, infilling | colloform, oscillatory zoning, replacement, core-mantle-rim, dendritic, botryoidal, euhedral, subhedral, anhedral |  |  |  | calcite, greenockite | polished sections (150 µm thick) | LA-ICPMS, EMPA, SEM-EDS | JEOL JXA-i SP100 microprobe equipped with five wavelength-dispersive spectrometers; Tescan Mira 3 field emission scanning electron microscope equipped with an energy dispersive spectrometer; Tescan Integrated Mineral Analyzer (TIMA) system comprising a field emission scanning electron microscope (Tescan Mira 3), integrated with four energy dispersive detectors (EDAXElement) | Guangzhou Tuoyan Analytical Technology Co., Ltd., Guizhou, China (GTAT) | EPMA: 15 kV accelerating potential and a beam current of 10 or 20 nA, with a defocused beam diameter of 5 µm; peak counting times for analyzed elements varied between 10 and 40 s, background measurements at 50% of the peak counting duration on both sides of the analyzed peak. SEM: operating voltage of 25 kV and a working distance of ~15.0 mm. TIMA: dot-mapping mode with a working distance of 15 mm, spot size of ~92 nm, scanning at 3 µm resolution (operating at 25 kV, 11.6 nA). LA-ICP-MS mapping: laser energy of 5 J/cm2, repetition rate of 15 Hz, spot size of 10 µm, scan speed of 40 µm/s. | NIST 610, NIST 612, and GSD-1G as external standards | [48 empty] | 79.2454 | [21 empty] | 402.2 | [76 empty] | 2025 | Wang, L., Han, R., Zhang, Y., Chen, Y., Liu, D. (2026). Unraveling the redistribution of trace elements during supergene processes: A case study from the Qingshan carbonate-hosted Zn-Pb deposit, SW China. Ore Geology Reviews, 188, 107059. |  | CHN | Southwest China
| Qingshan |  | Basin hydrothermal | Mississippi Valley-type (MVT) | MVT zinc-lead | Zn, Pb | Ge, Cd, Ag | Zn, Pb, Ge, Cd, Ag | Meng et al., 2023 |  | Li-HS-63_sph_I_540.d-1 | Li-HS-63_sph_I_540.d-1 | underground mine |  |  |  |  | ore material | polished section | grab | mineral separate | [5 empty] | mineralisation | primary sulfide ores and secondary non-sulfide ores |  |  | sphalerite, pyrite, galena, hemimorphite, willemite, goethite, smithsonite, cerussite | hydrothermal (stages 1–3), supergene | massive, brecciated, replacive, infilling | colloform, oscillatory zoning, replacement, core-mantle-rim, dendritic, botryoidal, euhedral, subhedral, anhedral |  |  |  | calcite, greenockite | polished sections (150 µm thick) | LA-ICPMS, EMPA, SEM-EDS | JEOL JXA-i SP100 microprobe equipped with five wavelength-dispersive spectrometers; Tescan Mira 3 field emission scanning electron microscope equipped with an energy dispersive spectrometer; Tescan Integrated Mineral Analyzer (TIMA) system comprising a field emission scanning electron microscope (Tescan Mira 3), integrated with four energy dispersive detectors (EDAXElement) | Guangzhou Tuoyan Analytical Technology Co., Ltd., Guizhou, China (GTAT) | EPMA: 15 kV accelerating potential and a beam current of 10 or 20 nA, with a defocused beam diameter of 5 µm; peak counting times for analyzed elements varied between 10 and 40 s, background measurements at 50% of the peak counting duration on both sides of the analyzed peak. SEM: operating voltage of 25 kV and a working distance of ~15.0 mm. TIMA: dot-mapping mode with a working distance of 15 mm, spot size of ~92 nm, scanning at 3 µm resolution (operating at 25 kV, 11.6 nA). LA-ICP-MS mapping: laser energy of 5 J/cm2, repetition rate of 15 Hz, spot size of 10 µm, scan speed of 40 µm/s. | NIST 610, NIST 612, and GSD-1G as external standards | [48 empty] | 81.287 | [21 empty] | 426.2 | [76 empty] | 2025 | Wang, L., Han, R., Zhang, Y., Chen, Y., Liu, D. (2026). Unraveling the redistribution of trace elements during supergene processes: A case study from the Qingshan carbonate-hosted Zn-Pb deposit, SW China. Ore Geology Reviews, 188, 107059. |  | CHN | Southwest China
| Qingshan |  | Basin hydrothermal | Mississippi Valley-type (MVT) | MVT zinc-lead | Zn, Pb | Ge, Cd, Ag | Zn, Pb, Ge, Cd, Ag | Meng et al., 2023 |  | Li-HS-63_sph_I_541.d-1 | Li-HS-63_sph_I_541.d-1 | underground mine |  |  |  |  | ore material | polished section | grab | mineral separate | [5 empty] | mineralisation | primary sulfide ores and secondary non-sulfide ores |  |  | sphalerite, pyrite, galena, hemimorphite, willemite, goethite, smithsonite, cerussite | hydrothermal (stages 1–3), supergene | massive, brecciated, replacive, infilling | colloform, oscillatory zoning, replacement, core-mantle-rim, dendritic, botryoidal, euhedral, subhedral, anhedral |  |  |  | calcite, greenockite | polished sections (150 µm thick) | LA-ICPMS, EMPA, SEM-EDS | JEOL JXA-i SP100 microprobe equipped with five wavelength-dispersive spectrometers; Tescan Mira 3 field emission scanning electron microscope equipped with an energy dispersive spectrometer; Tescan Integrated Mineral Analyzer (TIMA) system comprising a field emission scanning electron microscope (Tescan Mira 3), integrated with four energy dispersive detectors (EDAXElement) | Guangzhou Tuoyan Analytical Technology Co., Ltd., Guizhou, China (GTAT) | EPMA: 15 kV accelerating potential and a beam current of 10 or 20 nA, with a defocused beam diameter of 5 µm; peak counting times for analyzed elements varied between 10 and 40 s, background measurements at 50% of the peak counting duration on both sides of the analyzed peak. SEM: operating voltage of 25 kV and a working distance of ~15.0 mm. TIMA: dot-mapping mode with a working distance of 15 mm, spot size of ~92 nm, scanning at 3 µm resolution (operating at 25 kV, 11.6 nA). LA-ICP-MS mapping: laser energy of 5 J/cm2, repetition rate of 15 Hz, spot size of 10 µm, scan speed of 40 µm/s. | NIST 610, NIST 612, and GSD-1G as external standards | [48 empty] | 93.844 | [21 empty] | 295.4 | [76 empty] | 2025 | Wang, L., Han, R., Zhang, Y., Chen, Y., Liu, D. (2026). Unraveling the redistribution of trace elements during supergene processes: A case study from the Qingshan carbonate-hosted Zn-Pb deposit, SW China. Ore Geology Reviews, 188, 107059. |  | CHN | Southwest China
| Qingshan |  | Basin hydrothermal | Mississippi Valley-type (MVT) | MVT zinc-lead | Zn, Pb | Ge, Cd, Ag | Zn, Pb, Ge, Cd, Ag | Meng et al., 2023 |  | Li-HS-63_sph_IV_542.d-1 | Li-HS-63_sph_IV_542.d-1 | underground mine |  |  |  |  | ore material | polished section | grab | mineral separate | [5 empty] | mineralisation | primary sulfide ores and secondary non-sulfide ores |  |  | sphalerite, pyrite, galena, hemimorphite, willemite, goethite, smithsonite, cerussite | hydrothermal (stages 1–3), supergene | massive, brecciated, replacive, infilling | colloform, oscillatory zoning, replacement, core-mantle-rim, dendritic, botryoidal, euhedral, subhedral, anhedral |  |  |  | calcite, greenockite | polished sections (150 µm thick) | LA-ICPMS, EMPA, SEM-EDS | JEOL JXA-i SP100 microprobe equipped with five wavelength-dispersive spectrometers; Tescan Mira 3 field emission scanning electron microscope equipped with an energy dispersive spectrometer; Tescan Integrated Mineral Analyzer (TIMA) system comprising a field emission scanning electron microscope (Tescan Mira 3), integrated with four energy dispersive detectors (EDAXElement) | Guangzhou Tuoyan Analytical Technology Co., Ltd., Guizhou, China (GTAT) | EPMA: 15 kV accelerating potential and a beam current of 10 or 20 nA, with a defocused beam diameter of 5 µm; peak counting times for analyzed elements varied between 10 and 40 s, background measurements at 50% of the peak counting duration on both sides of the analyzed peak. SEM: operating voltage of 25 kV and a working distance of ~15.0 mm. TIMA: dot-mapping mode with a working distance of 15 mm, spot size of ~92 nm, scanning at 3 µm resolution (operating at 25 kV, 11.6 nA). LA-ICP-MS mapping: laser energy of 5 J/cm2, repetition rate of 15 Hz, spot size of 10 µm, scan speed of 40 µm/s. | NIST 610, NIST 612, and GSD-1G as external standards | [48 empty] | 108.518 | [21 empty] | 8.3 | [76 empty] | 2025 | Wang, L., Han, R., Zhang, Y., Chen, Y., Liu, D. (2026). Unraveling the redistribution of trace elements during supergene processes: A case study from the Qingshan carbonate-hosted Zn-Pb deposit, SW China. Ore Geology Reviews, 188, 107059. |  | CHN | Southwest China
| Qingshan |  | Basin hydrothermal | Mississippi Valley-type (MVT) | MVT zinc-lead | Zn, Pb | Ge, Cd, Ag | Zn, Pb, Ge, Cd, Ag | Meng et al., 2023 |  | Li-HS-63_sph_IV_543.d-1 | Li-HS-63_sph_IV_543.d-1 | underground mine |  |  |  |  | ore material | polished section | grab | mineral separate | [5 empty] | mineralisation | primary sulfide ores and secondary non-sulfide ores |  |  | sphalerite, pyrite, galena, hemimorphite, willemite, goethite, smithsonite, cerussite | hydrothermal (stages 1–3), supergene | massive, brecciated, replacive, infilling | colloform, oscillatory zoning, replacement, core-mantle-rim, dendritic, botryoidal, euhedral, subhedral, anhedral |  |  |  | calcite, greenockite | polished sections (150 µm thick) | LA-ICPMS, EMPA, SEM-EDS | JEOL JXA-i SP100 microprobe equipped with five wavelength-dispersive spectrometers; Tescan Mira 3 field emission scanning electron microscope equipped with an energy dispersive spectrometer; Tescan Integrated Mineral Analyzer (TIMA) system comprising a field emission scanning electron microscope (Tescan Mira 3), integrated with four energy dispersive detectors (EDAXElement) | Guangzhou Tuoyan Analytical Technology Co., Ltd., Guizhou, China (GTAT) | EPMA: 15 kV accelerating potential and a beam current of 10 or 20 nA, with a defocused beam diameter of 5 µm; peak counting times for analyzed elements varied between 10 and 40 s, background measurements at 50% of the peak counting duration on both sides of the analyzed peak. SEM: operating voltage of 25 kV and a working distance of ~15.0 mm. TIMA: dot-mapping mode with a working distance of 15 mm, spot size of ~92 nm, scanning at 3 µm resolution (operating at 25 kV, 11.6 nA). LA-ICP-MS mapping: laser energy of 5 J/cm2, repetition rate of 15 Hz, spot size of 10 µm, scan speed of 40 µm/s. | NIST 610, NIST 612, and GSD-1G as external standards | [48 empty] | 254.446 | [21 empty] | 71.8 | [76 empty] | 2025 | Wang, L., Han, R., Zhang, Y., Chen, Y., Liu, D. (2026). Unraveling the redistribution of trace elements during supergene processes: A case study from the Qingshan carbonate-hosted Zn-Pb deposit, SW China. Ore Geology Reviews, 188, 107059. |  | CHN | Southwest China
| Qingshan |  | Basin hydrothermal | Mississippi Valley-type (MVT) | MVT zinc-lead | Zn, Pb | Ge, Cd, Ag | Zn, Pb, Ge, Cd, Ag | Meng et al., 2023 |  | Li-HS-63_sph_IV_544.d-1 | Li-HS-63_sph_IV_544.d-1 | underground mine |  |  |  |  | ore material | polished section | grab | mineral separate | [5 empty] | mineralisation | primary sulfide ores and secondary non-sulfide ores |  |  | sphalerite, pyrite, galena, hemimorphite, willemite, goethite, smithsonite, cerussite | hydrothermal (stages 1–3), supergene | massive, brecciated, replacive, infilling | colloform, oscillatory zoning, replacement, core-mantle-rim, dendritic, botryoidal, euhedral, subhedral, anhedral |  |  |  | calcite, greenockite | polished sections (150 µm thick) | LA-ICPMS, EMPA, SEM-EDS | JEOL JXA-i SP100 microprobe equipped with five wavelength-dispersive spectrometers; Tescan Mira 3 field emission scanning electron microscope equipped with an energy dispersive spectrometer; Tescan Integrated Mineral Analyzer (TIMA) system comprising a field emission scanning electron microscope (Tescan Mira 3), integrated with four energy dispersive detectors (EDAXElement) | Guangzhou Tuoyan Analytical Technology Co., Ltd., Guizhou, China (GTAT) | EPMA: 15 kV accelerating potential and a beam current of 10 or 20 nA, with a defocused beam diameter of 5 µm; peak counting times for analyzed elements varied between 10 and 40 s, background measurements at 50% of the peak counting duration on both sides of the analyzed peak. SEM: operating voltage of 25 kV and a working distance of ~15.0 mm. TIMA: dot-mapping mode with a working distance of 15 mm, spot size of ~92 nm, scanning at 3 µm resolution (operating at 25 kV, 11.6 nA). LA-ICP-MS mapping: laser energy of 5 J/cm2, repetition rate of 15 Hz, spot size of 10 µm, scan speed of 40 µm/s. | NIST 610, NIST 612, and GSD-1G as external standards | [48 empty] | 181.308 | [21 empty] | 16.9 | [76 empty] | 2025 | Wang, L., Han, R., Zhang, Y., Chen, Y., Liu, D. (2026). Unraveling the redistribution of trace elements during supergene processes: A case study from the Qingshan carbonate-hosted Zn-Pb deposit, SW China. Ore Geology Reviews, 188, 107059. |  | CHN | Southwest China
| Qingshan |  | Basin hydrothermal | Mississippi Valley-type (MVT) | MVT zinc-lead | Zn, Pb | Ge, Cd, Ag | Zn, Pb, Ge, Cd, Ag | Meng et al., 2023 |  | Li-HS-63_sph_IV_545.d-1 | Li-HS-63_sph_IV_545.d-1 | underground mine |  |  |  |  | ore material | polished section | grab | mineral separate | [5 empty] | mineralisation | primary sulfide ores and secondary non-sulfide ores |  |  | sphalerite, pyrite, galena, hemimorphite, willemite, goethite, smithsonite, cerussite | hydrothermal (stages 1–3), supergene | massive, brecciated, replacive, infilling | colloform, oscillatory zoning, replacement, core-mantle-rim, dendritic, botryoidal, euhedral, subhedral, anhedral |  |  |  | calcite, greenockite | polished sections (150 µm thick) | LA-ICPMS, EMPA, SEM-EDS | JEOL JXA-i SP100 microprobe equipped with five wavelength-dispersive spectrometers; Tescan Mira 3 field emission scanning electron microscope equipped with an energy dispersive spectrometer; Tescan Integrated Mineral Analyzer (TIMA) system comprising a field emission scanning electron microscope (Tescan Mira 3), integrated with four energy dispersive detectors (EDAXElement) | Guangzhou Tuoyan Analytical Technology Co., Ltd., Guizhou, China (GTAT) | EPMA: 15 kV accelerating potential and a beam current of 10 or 20 nA, with a defocused beam diameter of 5 µm; peak counting times for analyzed elements varied between 10 and 40 s, background measurements at 50% of the peak counting duration on both sides of the analyzed peak. SEM: operating voltage of 25 kV and a working distance of ~15.0 mm. TIMA: dot-mapping mode with a working distance of 15 mm, spot size of ~92 nm, scanning at 3 µm resolution (operating at 25 kV, 11.6 nA). LA-ICP-MS mapping: laser energy of 5 J/cm2, repetition rate of 15 Hz, spot size of 10 µm, scan speed of 40 µm/s. | NIST 610, NIST 612, and GSD-1G as external standards | [48 empty] | 279.096 | [21 empty] | 40.3 | [76 empty] | 2025 | Wang, L., Han, R., Zhang, Y., Chen, Y., Liu, D. (2026). Unraveling the redistribution of trace elements during supergene processes: A case study from the Qingshan carbonate-hosted Zn-Pb deposit, SW China. Ore Geology Reviews, 188, 107059. |  | CHN | Southwest China
| Qingshan |  | Basin hydrothermal | Mississippi Valley-type (MVT) | MVT zinc-lead | Zn, Pb | Ge, Cd, Ag | Zn, Pb, Ge, Cd, Ag | Meng et al., 2023 |  | Li-HS-63_sph_IV_546.d-1 | Li-HS-63_sph_IV_546.d-1 | underground mine |  |  |  |  | ore material | polished section | grab | mineral separate | [5 empty] | mineralisation | primary sulfide ores and secondary non-sulfide ores |  |  | sphalerite, pyrite, galena, hemimorphite, willemite, goethite, smithsonite, cerussite | hydrothermal (stages 1–3), supergene | massive, brecciated, replacive, infilling | colloform, oscillatory zoning, replacement, core-mantle-rim, dendritic, botryoidal, euhedral, subhedral, anhedral |  |  |  | calcite, greenockite | polished sections (150 µm thick) | LA-ICPMS, EMPA, SEM-EDS | JEOL JXA-i SP100 microprobe equipped with five wavelength-dispersive spectrometers; Tescan Mira 3 field emission scanning electron microscope equipped with an energy dispersive spectrometer; Tescan Integrated Mineral Analyzer (TIMA) system comprising a field emission scanning electron microscope (Tescan Mira 3), integrated with four energy dispersive detectors (EDAXElement) | Guangzhou Tuoyan Analytical Technology Co., Ltd., Guizhou, China (GTAT) | EPMA: 15 kV accelerating potential and a beam current of 10 or 20 nA, with a defocused beam diameter of 5 µm; peak counting times for analyzed elements varied between 10 and 40 s, background measurements at 50% of the peak counting duration on both sides of the analyzed peak. SEM: operating voltage of 25 kV and a working distance of ~15.0 mm. TIMA: dot-mapping mode with a working distance of 15 mm, spot size of ~92 nm, scanning at 3 µm resolution (operating at 25 kV, 11.6 nA). LA-ICP-MS mapping: laser energy of 5 J/cm2, repetition rate of 15 Hz, spot size of 10 µm, scan speed of 40 µm/s. | NIST 610, NIST 612, and GSD-1G as external standards | [48 empty] | 158.166 | [21 empty] | 50.8 | [76 empty] | 2025 | Wang, L., Han, R., Zhang, Y., Chen, Y., Liu, D. (2026). Unraveling the redistribution of trace elements during supergene processes: A case study from the Qingshan carbonate-hosted Zn-Pb deposit, SW China. Ore Geology Reviews, 188, 107059. |  | CHN | Southwest China
| Qingshan |  | Basin hydrothermal | Mississippi Valley-type (MVT) | MVT zinc-lead | Zn, Pb | Ge, Cd, Ag | Zn, Pb, Ge, Cd, Ag | Meng et al., 2023 |  | Li-HS-63_sph_IV_547.d-1 | Li-HS-63_sph_IV_547.d-1 | underground mine |  |  |  |  | ore material | polished section | grab | mineral separate | [5 empty] | mineralisation | primary sulfide ores and secondary non-sulfide ores |  |  | sphalerite, pyrite, galena, hemimorphite, willemite, goethite, smithsonite, cerussite | hydrothermal (stages 1–3), supergene | massive, brecciated, replacive, infilling | colloform, oscillatory zoning, replacement, core-mantle-rim, dendritic, botryoidal, euhedral, subhedral, anhedral |  |  |  | calcite, greenockite | polished sections (150 µm thick) | LA-ICPMS, EMPA, SEM-EDS | JEOL JXA-i SP100 microprobe equipped with five wavelength-dispersive spectrometers; Tescan Mira 3 field emission scanning electron microscope equipped with an energy dispersive spectrometer; Tescan Integrated Mineral Analyzer (TIMA) system comprising a field emission scanning electron microscope (Tescan Mira 3), integrated with four energy dispersive detectors (EDAXElement) | Guangzhou Tuoyan Analytical Technology Co., Ltd., Guizhou, China (GTAT) | EPMA: 15 kV accelerating potential and a beam current of 10 or 20 nA, with a defocused beam diameter of 5 µm; peak counting times for analyzed elements varied between 10 and 40 s, background measurements at 50% of the peak counting duration on both sides of the analyzed peak. SEM: operating voltage of 25 kV and a working distance of ~15.0 mm. TIMA: dot-mapping mode with a working distance of 15 mm, spot size of ~92 nm, scanning at 3 µm resolution (operating at 25 kV, 11.6 nA). LA-ICP-MS mapping: laser energy of 5 J/cm2, repetition rate of 15 Hz, spot size of 10 µm, scan speed of 40 µm/s. | NIST 610, NIST 612, and GSD-1G as external standards | [48 empty] | 46.4 | [21 empty] | 86 | [76 empty] | 2025 | Wang, L., Han, R., Zhang, Y., Chen, Y., Liu, D. (2026). Unraveling the redistribution of trace elements during supergene processes: A case study from the Qingshan carbonate-hosted Zn-Pb deposit, SW China. Ore Geology Reviews, 188, 107059. |  | CHN | Southwest China
| Qingshan |  | Basin hydrothermal | Mississippi Valley-type (MVT) | MVT zinc-lead | Zn, Pb | Ge, Cd, Ag | Zn, Pb, Ge, Cd, Ag | Meng et al., 2023 |  | Li-HS-63_sph_IV_548.d-1 | Li-HS-63_sph_IV_548.d-1 | underground mine |  |  |  |  | ore material | polished section | grab | mineral separate | [5 empty] | mineralisation | primary sulfide ores and secondary non-sulfide ores |  |  | sphalerite, pyrite, galena, hemimorphite, willemite, goethite, smithsonite, cerussite | hydrothermal (stages 1–3), supergene | massive, brecciated, replacive, infilling | colloform, oscillatory zoning, replacement, core-mantle-rim, dendritic, botryoidal, euhedral, subhedral, anhedral |  |  |  | calcite, greenockite | polished sections (150 µm thick) | LA-ICPMS, EMPA, SEM-EDS | JEOL JXA-i SP100 microprobe equipped with five wavelength-dispersive spectrometers; Tescan Mira 3 field emission scanning electron microscope equipped with an energy dispersive spectrometer; Tescan Integrated Mineral Analyzer (TIMA) system comprising a field emission scanning electron microscope (Tescan Mira 3), integrated with four energy dispersive detectors (EDAXElement) | Guangzhou Tuoyan Analytical Technology Co., Ltd., Guizhou, China (GTAT) | EPMA: 15 kV accelerating potential and a beam current of 10 or 20 nA, with a defocused beam diameter of 5 µm; peak counting times for analyzed elements varied between 10 and 40 s, background measurements at 50% of the peak counting duration on both sides of the analyzed peak. SEM: operating voltage of 25 kV and a working distance of ~15.0 mm. TIMA: dot-mapping mode with a working distance of 15 mm, spot size of ~92 nm, scanning at 3 µm resolution (operating at 25 kV, 11.6 nA). LA-ICP-MS mapping: laser energy of 5 J/cm2, repetition rate of 15 Hz, spot size of 10 µm, scan speed of 40 µm/s. | NIST 610, NIST 612, and GSD-1G as external standards | [48 empty] | 27.608 | [21 empty] | 23.4 | [76 empty] | 2025 | Wang, L., Han, R., Zhang, Y., Chen, Y., Liu, D. (2026). Unraveling the redistribution of trace elements during supergene processes: A case study from the Qingshan carbonate-hosted Zn-Pb deposit, SW China. Ore Geology Reviews, 188, 107059. |  | CHN | Southwest China
| Qingshan |  | Basin hydrothermal | Mississippi Valley-type (MVT) | MVT zinc-lead | Zn, Pb | Ge, Cd, Ag | Zn, Pb, Ge, Cd, Ag | Meng et al., 2023 |  | Li-HS-63_sph_IV_549.d-1 | Li-HS-63_sph_IV_549.d-1 | underground mine |  |  |  |  | ore material | polished section | grab | mineral separate | [5 empty] | mineralisation | primary sulfide ores and secondary non-sulfide ores |  |  | sphalerite, pyrite, galena, hemimorphite, willemite, goethite, smithsonite, cerussite | hydrothermal (stages 1–3), supergene | massive, brecciated, replacive, infilling | colloform, oscillatory zoning, replacement, core-mantle-rim, dendritic, botryoidal, euhedral, subhedral, anhedral |  |  |  | calcite, greenockite | polished sections (150 µm thick) | LA-ICPMS, EMPA, SEM-EDS | JEOL JXA-i SP100 microprobe equipped with five wavelength-dispersive spectrometers; Tescan Mira 3 field emission scanning electron microscope equipped with an energy dispersive spectrometer; Tescan Integrated Mineral Analyzer (TIMA) system comprising a field emission scanning electron microscope (Tescan Mira 3), integrated with four energy dispersive detectors (EDAXElement) | Guangzhou Tuoyan Analytical Technology Co., Ltd., Guizhou, China (GTAT) | EPMA: 15 kV accelerating potential and a beam current of 10 or 20 nA, with a defocused beam diameter of 5 µm; peak counting times for analyzed elements varied between 10 and 40 s, background measurements at 50% of the peak counting duration on both sides of the analyzed peak. SEM: operating voltage of 25 kV and a working distance of ~15.0 mm. TIMA: dot-mapping mode with a working distance of 15 mm, spot size of ~92 nm, scanning at 3 µm resolution (operating at 25 kV, 11.6 nA). LA-ICP-MS mapping: laser energy of 5 J/cm2, repetition rate of 15 Hz, spot size of 10 µm, scan speed of 40 µm/s. | NIST 610, NIST 612, and GSD-1G as external standards | [48 empty] | 23.954 | [21 empty] | 22 | [76 empty] | 2025 | Wang, L., Han, R., Zhang, Y., Chen, Y., Liu, D. (2026). Unraveling the redistribution of trace elements during supergene processes: A case study from the Qingshan carbonate-hosted Zn-Pb deposit, SW China. Ore Geology Reviews, 188, 107059. |  | CHN | Southwest China
| Qingshan |  | Basin hydrothermal | Mississippi Valley-type (MVT) | MVT zinc-lead | Zn, Pb | Ge, Cd, Ag | Zn, Pb, Ge, Cd, Ag | Meng et al., 2023 |  | Li-HS-63_sph_IV_550.d-1 | Li-HS-63_sph_IV_550.d-1 | underground mine |  |  |  |  | ore material | polished section | grab | mineral separate | [5 empty] | mineralisation | primary sulfide ores and secondary non-sulfide ores |  |  | sphalerite, pyrite, galena, hemimorphite, willemite, goethite, smithsonite, cerussite | hydrothermal (stages 1–3), supergene | massive, brecciated, replacive, infilling | colloform, oscillatory zoning, replacement, core-mantle-rim, dendritic, botryoidal, euhedral, subhedral, anhedral |  |  |  | calcite, greenockite | polished sections (150 µm thick) | LA-ICPMS, EMPA, SEM-EDS | JEOL JXA-i SP100 microprobe equipped with five wavelength-dispersive spectrometers; Tescan Mira 3 field emission scanning electron microscope equipped with an energy dispersive spectrometer; Tescan Integrated Mineral Analyzer (TIMA) system comprising a field emission scanning electron microscope (Tescan Mira 3), integrated with four energy dispersive detectors (EDAXElement) | Guangzhou Tuoyan Analytical Technology Co., Ltd., Guizhou, China (GTAT) | EPMA: 15 kV accelerating potential and a beam current of 10 or 20 nA, with a defocused beam diameter of 5 µm; peak counting times for analyzed elements varied between 10 and 40 s, background measurements at 50% of the peak counting duration on both sides of the analyzed peak. SEM: operating voltage of 25 kV and a working distance of ~15.0 mm. TIMA: dot-mapping mode with a working distance of 15 mm, spot size of ~92 nm, scanning at 3 µm resolution (operating at 25 kV, 11.6 nA). LA-ICP-MS mapping: laser energy of 5 J/cm2, repetition rate of 15 Hz, spot size of 10 µm, scan speed of 40 µm/s. | NIST 610, NIST 612, and GSD-1G as external standards | [48 empty] | 51.8926 | [21 empty] | 160.2 | [76 empty] | 2025 | Wang, L., Han, R., Zhang, Y., Chen, Y., Liu, D. (2026). Unraveling the redistribution of trace elements during supergene processes: A case study from the Qingshan carbonate-hosted Zn-Pb deposit, SW China. Ore Geology Reviews, 188, 107059. |  | CHN | Southwest China
| Qingshan |  | Basin hydrothermal | Mississippi Valley-type (MVT) | MVT zinc-lead | Zn, Pb | Ge, Cd, Ag | Zn, Pb, Ge, Cd, Ag | Meng et al., 2023 |  | Li-HS-63_sph_IV_551.d-1 | Li-HS-63_sph_IV_551.d-1 | underground mine |  |  |  |  | ore material | polished section | grab | mineral separate | [5 empty] | mineralisation | primary sulfide ores and secondary non-sulfide ores |  |  | sphalerite, pyrite, galena, hemimorphite, willemite, goethite, smithsonite, cerussite | hydrothermal (stages 1–3), supergene | massive, brecciated, replacive, infilling | colloform, oscillatory zoning, replacement, core-mantle-rim, dendritic, botryoidal, euhedral, subhedral, anhedral |  |  |  | calcite, greenockite | polished sections (150 µm thick) | LA-ICPMS, EMPA, SEM-EDS | JEOL JXA-i SP100 microprobe equipped with five wavelength-dispersive spectrometers; Tescan Mira 3 field emission scanning electron microscope equipped with an energy dispersive spectrometer; Tescan Integrated Mineral Analyzer (TIMA) system comprising a field emission scanning electron microscope (Tescan Mira 3), integrated with four energy dispersive detectors (EDAXElement) | Guangzhou Tuoyan Analytical Technology Co., Ltd., Guizhou, China (GTAT) | EPMA: 15 kV accelerating potential and a beam current of 10 or 20 nA, with a defocused beam diameter of 5 µm; peak counting times for analyzed elements varied between 10 and 40 s, background measurements at 50% of the peak counting duration on both sides of the analyzed peak. SEM: operating voltage of 25 kV and a working distance of ~15.0 mm. TIMA: dot-mapping mode with a working distance of 15 mm, spot size of ~92 nm, scanning at 3 µm resolution (operating at 25 kV, 11.6 nA). LA-ICP-MS mapping: laser energy of 5 J/cm2, repetition rate of 15 Hz, spot size of 10 µm, scan speed of 40 µm/s. | NIST 610, NIST 612, and GSD-1G as external standards | [48 empty] | 56.84 | [21 empty] | 24.7 | [76 empty] | 2025 | Wang, L., Han, R., Zhang, Y., Chen, Y., Liu, D. (2026). Unraveling the redistribution of trace elements during supergene processes: A case study from the Qingshan carbonate-hosted Zn-Pb deposit, SW China. Ore Geology Reviews, 188, 107059. |  | CHN | Southwest China
| Qingshan |  | Basin hydrothermal | Mississippi Valley-type (MVT) | MVT zinc-lead | Zn, Pb | Ge, Cd, Ag | Zn, Pb, Ge, Cd, Ag | Meng et al., 2023 |  | Li-HS-63_sph_IV_552.d-1 | Li-HS-63_sph_IV_552.d-1 | underground mine |  |  |  |  | ore material | polished section | grab | mineral separate | [5 empty] | mineralisation | primary sulfide ores and secondary non-sulfide ores |  |  | sphalerite, pyrite, galena, hemimorphite, willemite, goethite, smithsonite, cerussite | hydrothermal (stages 1–3), supergene | massive, brecciated, replacive, infilling | colloform, oscillatory zoning, replacement, core-mantle-rim, dendritic, botryoidal, euhedral, subhedral, anhedral |  |  |  | calcite, greenockite | polished sections (150 µm thick) | LA-ICPMS, EMPA, SEM-EDS | JEOL JXA-i SP100 microprobe equipped with five wavelength-dispersive spectrometers; Tescan Mira 3 field emission scanning electron microscope equipped with an energy dispersive spectrometer; Tescan Integrated Mineral Analyzer (TIMA) system comprising a field emission scanning electron microscope (Tescan Mira 3), integrated with four energy dispersive detectors (EDAXElement) | Guangzhou Tuoyan Analytical Technology Co., Ltd., Guizhou, China (GTAT) | EPMA: 15 kV accelerating potential and a beam current of 10 or 20 nA, with a defocused beam diameter of 5 µm; peak counting times for analyzed elements varied between 10 and 40 s, background measurements at 50% of the peak counting duration on both sides of the analyzed peak. SEM: operating voltage of 25 kV and a working distance of ~15.0 mm. TIMA: dot-mapping mode with a working distance of 15 mm, spot size of ~92 nm, scanning at 3 µm resolution (operating at 25 kV, 11.6 nA). LA-ICP-MS mapping: laser energy of 5 J/cm2, repetition rate of 15 Hz, spot size of 10 µm, scan speed of 40 µm/s. | NIST 610, NIST 612, and GSD-1G as external standards | [48 empty] | 40.716 | [21 empty] | 44.9 | [76 empty] | 2025 | Wang, L., Han, R., Zhang, Y., Chen, Y., Liu, D. (2026). Unraveling the redistribution of trace elements during supergene processes: A case study from the Qingshan carbonate-hosted Zn-Pb deposit, SW China. Ore Geology Reviews, 188, 107059. |  | CHN | Southwest China
| Qingshan |  | Basin hydrothermal | Mississippi Valley-type (MVT) | MVT zinc-lead | Zn, Pb | Ge, Cd, Ag | Zn, Pb, Ge, Cd, Ag | Meng et al., 2023 |  | Li-HS-63_sph_IV_553.d-1 | Li-HS-63_sph_IV_553.d-1 | underground mine |  |  |  |  | ore material | polished section | grab | mineral separate | [5 empty] | mineralisation | primary sulfide ores and secondary non-sulfide ores |  |  | sphalerite, pyrite, galena, hemimorphite, willemite, goethite, smithsonite, cerussite | hydrothermal (stages 1–3), supergene | massive, brecciated, replacive, infilling | colloform, oscillatory zoning, replacement, core-mantle-rim, dendritic, botryoidal, euhedral, subhedral, anhedral |  |  |  | calcite, greenockite | polished sections (150 µm thick) | LA-ICPMS, EMPA, SEM-EDS | JEOL JXA-i SP100 microprobe equipped with five wavelength-dispersive spectrometers; Tescan Mira 3 field emission scanning electron microscope equipped with an energy dispersive spectrometer; Tescan Integrated Mineral Analyzer (TIMA) system comprising a field emission scanning electron microscope (Tescan Mira 3), integrated with four energy dispersive detectors (EDAXElement) | Guangzhou Tuoyan Analytical Technology Co., Ltd., Guizhou, China (GTAT) | EPMA: 15 kV accelerating potential and a beam current of 10 or 20 nA, with a defocused beam diameter of 5 µm; peak counting times for analyzed elements varied between 10 and 40 s, background measurements at 50% of the peak counting duration on both sides of the analyzed peak. SEM: operating voltage of 25 kV and a working distance of ~15.0 mm. TIMA: dot-mapping mode with a working distance of 15 mm, spot size of ~92 nm, scanning at 3 µm resolution (operating at 25 kV, 11.6 nA). LA-ICP-MS mapping: laser energy of 5 J/cm2, repetition rate of 15 Hz, spot size of 10 µm, scan speed of 40 µm/s. | NIST 610, NIST 612, and GSD-1G as external standards | [48 empty] | 69.774 | [21 empty] | 24.4 | [76 empty] | 2025 | Wang, L., Han, R., Zhang, Y., Chen, Y., Liu, D. (2026). Unraveling the redistribution of trace elements during supergene processes: A case study from the Qingshan carbonate-hosted Zn-Pb deposit, SW China. Ore Geology Reviews, 188, 107059. |  | CHN | Southwest China
| Qingshan |  | Basin hydrothermal | Mississippi Valley-type (MVT) | MVT zinc-lead | Zn, Pb | Ge, Cd, Ag | Zn, Pb, Ge, Cd, Ag | Meng et al., 2023 |  | Li-HS-63_sph_IV_554.d-1 | Li-HS-63_sph_IV_554.d-1 | underground mine |  |  |  |  | ore material | polished section | grab | mineral separate | [5 empty] | mineralisation | primary sulfide ores and secondary non-sulfide ores |  |  | sphalerite, pyrite, galena, hemimorphite, willemite, goethite, smithsonite, cerussite | hydrothermal (stages 1–3), supergene | massive, brecciated, replacive, infilling | colloform, oscillatory zoning, replacement, core-mantle-rim, dendritic, botryoidal, euhedral, subhedral, anhedral |  |  |  | calcite, greenockite | polished sections (150 µm thick) | LA-ICPMS, EMPA, SEM-EDS | JEOL JXA-i SP100 microprobe equipped with five wavelength-dispersive spectrometers; Tescan Mira 3 field emission scanning electron microscope equipped with an energy dispersive spectrometer; Tescan Integrated Mineral Analyzer (TIMA) system comprising a field emission scanning electron microscope (Tescan Mira 3), integrated with four energy dispersive detectors (EDAXElement) | Guangzhou Tuoyan Analytical Technology Co., Ltd., Guizhou, China (GTAT) | EPMA: 15 kV accelerating potential and a beam current of 10 or 20 nA, with a defocused beam diameter of 5 µm; peak counting times for analyzed elements varied between 10 and 40 s, background measurements at 50% of the peak counting duration on both sides of the analyzed peak. SEM: operating voltage of 25 kV and a working distance of ~15.0 mm. TIMA: dot-mapping mode with a working distance of 15 mm, spot size of ~92 nm, scanning at 3 µm resolution (operating at 25 kV, 11.6 nA). LA-ICP-MS mapping: laser energy of 5 J/cm2, repetition rate of 15 Hz, spot size of 10 µm, scan speed of 40 µm/s. | NIST 610, NIST 612, and GSD-1G as external standards | [48 empty] | 83.752 | [21 empty] | 35.2 | [76 empty] | 2025 | Wang, L., Han, R., Zhang, Y., Chen, Y., Liu, D. (2026). Unraveling the redistribution of trace elements during supergene processes: A case study from the Qingshan carbonate-hosted Zn-Pb deposit, SW China. Ore Geology Reviews, 188, 107059. |  | CHN | Southwest China
| Qingshan |  | Basin hydrothermal | Mississippi Valley-type (MVT) | MVT zinc-lead | Zn, Pb | Ge, Cd, Ag | Zn, Pb, Ge, Cd, Ag | Meng et al., 2023 |  | Li-HS-63_sph_IV_555.d-1 | Li-HS-63_sph_IV_555.d-1 | underground mine |  |  |  |  | ore material | polished section | grab | mineral separate | [5 empty] | mineralisation | primary sulfide ores and secondary non-sulfide ores |  |  | sphalerite, pyrite, galena, hemimorphite, willemite, goethite, smithsonite, cerussite | hydrothermal (stages 1–3), supergene | massive, brecciated, replacive, infilling | colloform, oscillatory zoning, replacement, core-mantle-rim, dendritic, botryoidal, euhedral, subhedral, anhedral |  |  |  | calcite, greenockite | polished sections (150 µm thick) | LA-ICPMS, EMPA, SEM-EDS | JEOL JXA-i SP100 microprobe equipped with five wavelength-dispersive spectrometers; Tescan Mira 3 field emission scanning electron microscope equipped with an energy dispersive spectrometer; Tescan Integrated Mineral Analyzer (TIMA) system comprising a field emission scanning electron microscope (Tescan Mira 3), integrated with four energy dispersive detectors (EDAXElement) | Guangzhou Tuoyan Analytical Technology Co., Ltd., Guizhou, China (GTAT) | EPMA: 15 kV accelerating potential and a beam current of 10 or 20 nA, with a defocused beam diameter of 5 µm; peak counting times for analyzed elements varied between 10 and 40 s, background measurements at 50% of the peak counting duration on both sides of the analyzed peak. SEM: operating voltage of 25 kV and a working distance of ~15.0 mm. TIMA: dot-mapping mode with a working distance of 15 mm, spot size of ~92 nm, scanning at 3 µm resolution (operating at 25 kV, 11.6 nA). LA-ICP-MS mapping: laser energy of 5 J/cm2, repetition rate of 15 Hz, spot size of 10 µm, scan speed of 40 µm/s. | NIST 610, NIST 612, and GSD-1G as external standards | [48 empty] | 831.72 | [21 empty] | 15 | [76 empty] | 2025 | Wang, L., Han, R., Zhang, Y., Chen, Y., Liu, D. (2026). Unraveling the redistribution of trace elements during supergene processes: A case study from the Qingshan carbonate-hosted Zn-Pb deposit, SW China. Ore Geology Reviews, 188, 107059. |  | CHN | Southwest China
| Qingshan |  | Basin hydrothermal | Mississippi Valley-type (MVT) | MVT zinc-lead | Zn, Pb | Ge, Cd, Ag | Zn, Pb, Ge, Cd, Ag | Meng et al., 2023 |  | Li-HS-63_sph_IV_556.d-1 | Li-HS-63_sph_IV_556.d-1 | underground mine |  |  |  |  | ore material | polished section | grab | mineral separate | [5 empty] | mineralisation | primary sulfide ores and secondary non-sulfide ores |  |  | sphalerite, pyrite, galena, hemimorphite, willemite, goethite, smithsonite, cerussite | hydrothermal (stages 1–3), supergene | massive, brecciated, replacive, infilling | colloform, oscillatory zoning, replacement, core-mantle-rim, dendritic, botryoidal, euhedral, subhedral, anhedral |  |  |  | calcite, greenockite | polished sections (150 µm thick) | LA-ICPMS, EMPA, SEM-EDS | JEOL JXA-i SP100 microprobe equipped with five wavelength-dispersive spectrometers; Tescan Mira 3 field emission scanning electron microscope equipped with an energy dispersive spectrometer; Tescan Integrated Mineral Analyzer (TIMA) system comprising a field emission scanning electron microscope (Tescan Mira 3), integrated with four energy dispersive detectors (EDAXElement) | Guangzhou Tuoyan Analytical Technology Co., Ltd., Guizhou, China (GTAT) | EPMA: 15 kV accelerating potential and a beam current of 10 or 20 nA, with a defocused beam diameter of 5 µm; peak counting times for analyzed elements varied between 10 and 40 s, background measurements at 50% of the peak counting duration on both sides of the analyzed peak. SEM: operating voltage of 25 kV and a working distance of ~15.0 mm. TIMA: dot-mapping mode with a working distance of 15 mm, spot size of ~92 nm, scanning at 3 µm resolution (operating at 25 kV, 11.6 nA). LA-ICP-MS mapping: laser energy of 5 J/cm2, repetition rate of 15 Hz, spot size of 10 µm, scan speed of 40 µm/s. | NIST 610, NIST 612, and GSD-1G as external standards | [48 empty] | 409.596 | [21 empty] | 15.4 | [76 empty] | 2025 | Wang, L., Han, R., Zhang, Y., Chen, Y., Liu, D. (2026). Unraveling the redistribution of trace elements during supergene processes: A case study from the Qingshan carbonate-hosted Zn-Pb deposit, SW China. Ore Geology Reviews, 188, 107059. |  | CHN | Southwest China
| Qingshan |  | Basin hydrothermal | Mississippi Valley-type (MVT) | MVT zinc-lead | Zn, Pb | Ge, Cd, Ag | Zn, Pb, Ge, Cd, Ag | Meng et al., 2023 |  | Li-HS-63_sph_IV_557.d-1 | Li-HS-63_sph_IV_557.d-1 | underground mine |  |  |  |  | ore material | polished section | grab | mineral separate | [5 empty] | mineralisation | primary sulfide ores and secondary non-sulfide ores |  |  | sphalerite, pyrite, galena, hemimorphite, willemite, goethite, smithsonite, cerussite | hydrothermal (stages 1–3), supergene | massive, brecciated, replacive, infilling | colloform, oscillatory zoning, replacement, core-mantle-rim, dendritic, botryoidal, euhedral, subhedral, anhedral |  |  |  | calcite, greenockite | polished sections (150 µm thick) | LA-ICPMS, EMPA, SEM-EDS | JEOL JXA-i SP100 microprobe equipped with five wavelength-dispersive spectrometers; Tescan Mira 3 field emission scanning electron microscope equipped with an energy dispersive spectrometer; Tescan Integrated Mineral Analyzer (TIMA) system comprising a field emission scanning electron microscope (Tescan Mira 3), integrated with four energy dispersive detectors (EDAXElement) | Guangzhou Tuoyan Analytical Technology Co., Ltd., Guizhou, China (GTAT) | EPMA: 15 kV accelerating potential and a beam current of 10 or 20 nA, with a defocused beam diameter of 5 µm; peak counting times for analyzed elements varied between 10 and 40 s, background measurements at 50% of the peak counting duration on both sides of the analyzed peak. SEM: operating voltage of 25 kV and a working distance of ~15.0 mm. TIMA: dot-mapping mode with a working distance of 15 mm, spot size of ~92 nm, scanning at 3 µm resolution (operating at 25 kV, 11.6 nA). LA-ICP-MS mapping: laser energy of 5 J/cm2, repetition rate of 15 Hz, spot size of 10 µm, scan speed of 40 µm/s. | NIST 610, NIST 612, and GSD-1G as external standards | [48 empty] | 124.7 | [21 empty] | 85 | [76 empty] | 2025 | Wang, L., Han, R., Zhang, Y., Chen, Y., Liu, D. (2026). Unraveling the redistribution of trace elements during supergene processes: A case study from the Qingshan carbonate-hosted Zn-Pb deposit, SW China. Ore Geology Reviews, 188, 107059. |  | CHN | Southwest China
| Qingshan |  | Basin hydrothermal | Mississippi Valley-type (MVT) | MVT zinc-lead | Zn, Pb | Ge, Cd, Ag | Zn, Pb, Ge, Cd, Ag | Meng et al., 2023 |  | Li-HS-63_sph_IV_558.d-1 | Li-HS-63_sph_IV_558.d-1 | underground mine |  |  |  |  | ore material | polished section | grab | mineral separate | [5 empty] | mineralisation | primary sulfide ores and secondary non-sulfide ores |  |  | sphalerite, pyrite, galena, hemimorphite, willemite, goethite, smithsonite, cerussite | hydrothermal (stages 1–3), supergene | massive, brecciated, replacive, infilling | colloform, oscillatory zoning, replacement, core-mantle-rim, dendritic, botryoidal, euhedral, subhedral, anhedral |  |  |  | calcite, greenockite | polished sections (150 µm thick) | LA-ICPMS, EMPA, SEM-EDS | JEOL JXA-i SP100 microprobe equipped with five wavelength-dispersive spectrometers; Tescan Mira 3 field emission scanning electron microscope equipped with an energy dispersive spectrometer; Tescan Integrated Mineral Analyzer (TIMA) system comprising a field emission scanning electron microscope (Tescan Mira 3), integrated with four energy dispersive detectors (EDAXElement) | Guangzhou Tuoyan Analytical Technology Co., Ltd., Guizhou, China (GTAT) | EPMA: 15 kV accelerating potential and a beam current of 10 or 20 nA, with a defocused beam diameter of 5 µm; peak counting times for analyzed elements varied between 10 and 40 s, background measurements at 50% of the peak counting duration on both sides of the analyzed peak. SEM: operating voltage of 25 kV and a working distance of ~15.0 mm. TIMA: dot-mapping mode with a working distance of 15 mm, spot size of ~92 nm, scanning at 3 µm resolution (operating at 25 kV, 11.6 nA). LA-ICP-MS mapping: laser energy of 5 J/cm2, repetition rate of 15 Hz, spot size of 10 µm, scan speed of 40 µm/s. | NIST 610, NIST 612, and GSD-1G as external standards | [48 empty] | 81.954 | [21 empty] | 266 | [76 empty] | 2025 | Wang, L., Han, R., Zhang, Y., Chen, Y., Liu, D. (2026). Unraveling the redistribution of trace elements during supergene processes: A case study from the Qingshan carbonate-hosted Zn-Pb deposit, SW China. Ore Geology Reviews, 188, 107059. |  | CHN | Southwest China
| Qingshan |  | Basin hydrothermal | Mississippi Valley-type (MVT) | MVT zinc-lead | Zn, Pb | Ge, Cd, Ag | Zn, Pb, Ge, Cd, Ag | Meng et al., 2023 |  | Li-HS-63_sph_IV_559.d-1 | Li-HS-63_sph_IV_559.d-1 | underground mine |  |  |  |  | ore material | polished section | grab | mineral separate | [5 empty] | mineralisation | primary sulfide ores and secondary non-sulfide ores |  |  | sphalerite, pyrite, galena, hemimorphite, willemite, goethite, smithsonite, cerussite | hydrothermal (stages 1–3), supergene | massive, brecciated, replacive, infilling | colloform, oscillatory zoning, replacement, core-mantle-rim, dendritic, botryoidal, euhedral, subhedral, anhedral |  |  |  | calcite, greenockite | polished sections (150 µm thick) | LA-ICPMS, EMPA, SEM-EDS | JEOL JXA-i SP100 microprobe equipped with five wavelength-dispersive spectrometers; Tescan Mira 3 field emission scanning electron microscope equipped with an energy dispersive spectrometer; Tescan Integrated Mineral Analyzer (TIMA) system comprising a field emission scanning electron microscope (Tescan Mira 3), integrated with four energy dispersive detectors (EDAXElement) | Guangzhou Tuoyan Analytical Technology Co., Ltd., Guizhou, China (GTAT) | EPMA: 15 kV accelerating potential and a beam current of 10 or 20 nA, with a defocused beam diameter of 5 µm; peak counting times for analyzed elements varied between 10 and 40 s, background measurements at 50% of the peak counting duration on both sides of the analyzed peak. SEM: operating voltage of 25 kV and a working distance of ~15.0 mm. TIMA: dot-mapping mode with a working distance of 15 mm, spot size of ~92 nm, scanning at 3 µm resolution (operating at 25 kV, 11.6 nA). LA-ICP-MS mapping: laser energy of 5 J/cm2, repetition rate of 15 Hz, spot size of 10 µm, scan speed of 40 µm/s. | NIST 610, NIST 612, and GSD-1G as external standards | [48 empty] | 81.258 | [21 empty] | 15.3 | [76 empty] | 2025 | Wang, L., Han, R., Zhang, Y., Chen, Y., Liu, D. (2026). Unraveling the redistribution of trace elements during supergene processes: A case study from the Qingshan carbonate-hosted Zn-Pb deposit, SW China. Ore Geology Reviews, 188, 107059. |  | CHN | Southwest China
| Qingshan |  | Basin hydrothermal | Mississippi Valley-type (MVT) | MVT zinc-lead | Zn, Pb | Ge, Cd, Ag | Zn, Pb, Ge, Cd, Ag | Meng et al., 2023 |  | Li-HS-63_sph_IV_560.d-1 | Li-HS-63_sph_IV_560.d-1 | underground mine |  |  |  |  | ore material | polished section | grab | mineral separate | [5 empty] | mineralisation | primary sulfide ores and secondary non-sulfide ores |  |  | sphalerite, pyrite, galena, hemimorphite, willemite, goethite, smithsonite, cerussite | hydrothermal (stages 1–3), supergene | massive, brecciated, replacive, infilling | colloform, oscillatory zoning, replacement, core-mantle-rim, dendritic, botryoidal, euhedral, subhedral, anhedral |  |  |  | calcite, greenockite | polished sections (150 µm thick) | LA-ICPMS, EMPA, SEM-EDS | JEOL JXA-i SP100 microprobe equipped with five wavelength-dispersive spectrometers; Tescan Mira 3 field emission scanning electron microscope equipped with an energy dispersive spectrometer; Tescan Integrated Mineral Analyzer (TIMA) system comprising a field emission scanning electron microscope (Tescan Mira 3), integrated with four energy dispersive detectors (EDAXElement) | Guangzhou Tuoyan Analytical Technology Co., Ltd., Guizhou, China (GTAT) | EPMA: 15 kV accelerating potential and a beam current of 10 or 20 nA, with a defocused beam diameter of 5 µm; peak counting times for analyzed elements varied between 10 and 40 s, background measurements at 50% of the peak counting duration on both sides of the analyzed peak. SEM: operating voltage of 25 kV and a working distance of ~15.0 mm. TIMA: dot-mapping mode with a working distance of 15 mm, spot size of ~92 nm, scanning at 3 µm resolution (operating at 25 kV, 11.6 nA). LA-ICP-MS mapping: laser energy of 5 J/cm2, repetition rate of 15 Hz, spot size of 10 µm, scan speed of 40 µm/s. | NIST 610, NIST 612, and GSD-1G as external standards | [48 empty] | 180.786 | [21 empty] | 19.7 | [76 empty] | 2025 | Wang, L., Han, R., Zhang, Y., Chen, Y., Liu, D. (2026). Unraveling the redistribution of trace elements during supergene processes: A case study from the Qingshan carbonate-hosted Zn-Pb deposit, SW China. Ore Geology Reviews, 188, 107059. |  | CHN | Southwest China
| Qingshan |  | Basin hydrothermal | Mississippi Valley-type (MVT) | MVT zinc-lead | Zn, Pb | Ge, Cd, Ag | Zn, Pb, Ge, Cd, Ag | Meng et al., 2023 |  | Li-HS-63_sph_IV_561.d-1 | Li-HS-63_sph_IV_561.d-1 | underground mine |  |  |  |  | ore material | polished section | grab | mineral separate | [5 empty] | mineralisation | primary sulfide ores and secondary non-sulfide ores |  |  | sphalerite, pyrite, galena, hemimorphite, willemite, goethite, smithsonite, cerussite | hydrothermal (stages 1–3), supergene | massive, brecciated, replacive, infilling | colloform, oscillatory zoning, replacement, core-mantle-rim, dendritic, botryoidal, euhedral, subhedral, anhedral |  |  |  | calcite, greenockite | polished sections (150 µm thick) | LA-ICPMS, EMPA, SEM-EDS | JEOL JXA-i SP100 microprobe equipped with five wavelength-dispersive spectrometers; Tescan Mira 3 field emission scanning electron microscope equipped with an energy dispersive spectrometer; Tescan Integrated Mineral Analyzer (TIMA) system comprising a field emission scanning electron microscope (Tescan Mira 3), integrated with four energy dispersive detectors (EDAXElement) | Guangzhou Tuoyan Analytical Technology Co., Ltd., Guizhou, China (GTAT) | EPMA: 15 kV accelerating potential and a beam current of 10 or 20 nA, with a defocused beam diameter of 5 µm; peak counting times for analyzed elements varied between 10 and 40 s, background measurements at 50% of the peak counting duration on both sides of the analyzed peak. SEM: operating voltage of 25 kV and a working distance of ~15.0 mm. TIMA: dot-mapping mode with a working distance of 15 mm, spot size of ~92 nm, scanning at 3 µm resolution (operating at 25 kV, 11.6 nA). LA-ICP-MS mapping: laser energy of 5 J/cm2, repetition rate of 15 Hz, spot size of 10 µm, scan speed of 40 µm/s. | NIST 610, NIST 612, and GSD-1G as external standards | [48 empty] | 314.592 | [21 empty] | 19.09 | [76 empty] | 2025 | Wang, L., Han, R., Zhang, Y., Chen, Y., Liu, D. (2026). Unraveling the redistribution of trace elements during supergene processes: A case study from the Qingshan carbonate-hosted Zn-Pb deposit, SW China. Ore Geology Reviews, 188, 107059. |  | CHN | Southwest China
| Qingshan |  | Basin hydrothermal | Mississippi Valley-type (MVT) | MVT zinc-lead | Zn, Pb | Ge, Cd, Ag | Zn, Pb, Ge, Cd, Ag | Meng et al., 2023 |  | Li-HS-63_sph_IV_562.d-1 | Li-HS-63_sph_IV_562.d-1 | underground mine |  |  |  |  | ore material | polished section | grab | mineral separate | [5 empty] | mineralisation | primary sulfide ores and secondary non-sulfide ores |  |  | sphalerite, pyrite, galena, hemimorphite, willemite, goethite, smithsonite, cerussite | hydrothermal (stages 1–3), supergene | massive, brecciated, replacive, infilling | colloform, oscillatory zoning, replacement, core-mantle-rim, dendritic, botryoidal, euhedral, subhedral, anhedral |  |  |  | calcite, greenockite | polished sections (150 µm thick) | LA-ICPMS, EMPA, SEM-EDS | JEOL JXA-i SP100 microprobe equipped with five wavelength-dispersive spectrometers; Tescan Mira 3 field emission scanning electron microscope equipped with an energy dispersive spectrometer; Tescan Integrated Mineral Analyzer (TIMA) system comprising a field emission scanning electron microscope (Tescan Mira 3), integrated with four energy dispersive detectors (EDAXElement) | Guangzhou Tuoyan Analytical Technology Co., Ltd., Guizhou, China (GTAT) | EPMA: 15 kV accelerating potential and a beam current of 10 or 20 nA, with a defocused beam diameter of 5 µm; peak counting times for analyzed elements varied between 10 and 40 s, background measurements at 50% of the peak counting duration on both sides of the analyzed peak. SEM: operating voltage of 25 kV and a working distance of ~15.0 mm. TIMA: dot-mapping mode with a working distance of 15 mm, spot size of ~92 nm, scanning at 3 µm resolution (operating at 25 kV, 11.6 nA). LA-ICP-MS mapping: laser energy of 5 J/cm2, repetition rate of 15 Hz, spot size of 10 µm, scan speed of 40 µm/s. | NIST 610, NIST 612, and GSD-1G as external standards | [48 empty] | 74.1182 | [21 empty] | 197.1 | [76 empty] | 2025 | Wang, L., Han, R., Zhang, Y., Chen, Y., Liu, D. (2026). Unraveling the redistribution of trace elements during supergene processes: A case study from the Qingshan carbonate-hosted Zn-Pb deposit, SW China. Ore Geology Reviews, 188, 107059. |  | CHN | Southwest China
| Qingshan |  | Basin hydrothermal | Mississippi Valley-type (MVT) | MVT zinc-lead | Zn, Pb | Ge, Cd, Ag | Zn, Pb, Ge, Cd, Ag | Meng et al., 2023 |  | Li-HS-63_sph_IV_563.d-1 | Li-HS-63_sph_IV_563.d-1 | underground mine |  |  |  |  | ore material | polished section | grab | mineral separate | [5 empty] | mineralisation | primary sulfide ores and secondary non-sulfide ores |  |  | sphalerite, pyrite, galena, hemimorphite, willemite, goethite, smithsonite, cerussite | hydrothermal (stages 1–3), supergene | massive, brecciated, replacive, infilling | colloform, oscillatory zoning, replacement, core-mantle-rim, dendritic, botryoidal, euhedral, subhedral, anhedral |  |  |  | calcite, greenockite | polished sections (150 µm thick) | LA-ICPMS, EMPA, SEM-EDS | JEOL JXA-i SP100 microprobe equipped with five wavelength-dispersive spectrometers; Tescan Mira 3 field emission scanning electron microscope equipped with an energy dispersive spectrometer; Tescan Integrated Mineral Analyzer (TIMA) system comprising a field emission scanning electron microscope (Tescan Mira 3), integrated with four energy dispersive detectors (EDAXElement) | Guangzhou Tuoyan Analytical Technology Co., Ltd., Guizhou, China (GTAT) | EPMA: 15 kV accelerating potential and a beam current of 10 or 20 nA, with a defocused beam diameter of 5 µm; peak counting times for analyzed elements varied between 10 and 40 s, background measurements at 50% of the peak counting duration on both sides of the analyzed peak. SEM: operating voltage of 25 kV and a working distance of ~15.0 mm. TIMA: dot-mapping mode with a working distance of 15 mm, spot size of ~92 nm, scanning at 3 µm resolution (operating at 25 kV, 11.6 nA). LA-ICP-MS mapping: laser energy of 5 J/cm2, repetition rate of 15 Hz, spot size of 10 µm, scan speed of 40 µm/s. | NIST 610, NIST 612, and GSD-1G as external standards | [48 empty] | 175.74 | [21 empty] | 21.3 | [76 empty] | 2025 | Wang, L., Han, R., Zhang, Y., Chen, Y., Liu, D. (2026). Unraveling the redistribution of trace elements during supergene processes: A case study from the Qingshan carbonate-hosted Zn-Pb deposit, SW China. Ore Geology Reviews, 188, 107059. |  | CHN | Southwest China
| Qingshan |  | Basin hydrothermal | Mississippi Valley-type (MVT) | MVT zinc-lead | Zn, Pb | Ge, Cd, Ag | Zn, Pb, Ge, Cd, Ag | Meng et al., 2023 |  | Li-HS-63_sph_V_8.d-1 | Li-HS-63_sph_V_8.d-1 | underground mine |  |  |  |  | ore material | polished section | grab | mineral separate | [5 empty] | mineralisation | primary sulfide ores and secondary non-sulfide ores |  |  | sphalerite, pyrite, galena, hemimorphite, willemite, goethite, smithsonite, cerussite | hydrothermal (stages 1–3), supergene | massive, brecciated, replacive, infilling | colloform, oscillatory zoning, replacement, core-mantle-rim, dendritic, botryoidal, euhedral, subhedral, anhedral |  |  |  | calcite, greenockite | polished sections (150 µm thick) | LA-ICPMS, EMPA, SEM-EDS | JEOL JXA-i SP100 microprobe equipped with five wavelength-dispersive spectrometers; Tescan Mira 3 field emission scanning electron microscope equipped with an energy dispersive spectrometer; Tescan Integrated Mineral Analyzer (TIMA) system comprising a field emission scanning electron microscope (Tescan Mira 3), integrated with four energy dispersive detectors (EDAXElement) | Guangzhou Tuoyan Analytical Technology Co., Ltd., Guizhou, China (GTAT) | EPMA: 15 kV accelerating potential and a beam current of 10 or 20 nA, with a defocused beam diameter of 5 µm; peak counting times for analyzed elements varied between 10 and 40 s, background measurements at 50% of the peak counting duration on both sides of the analyzed peak. SEM: operating voltage of 25 kV and a working distance of ~15.0 mm. TIMA: dot-mapping mode with a working distance of 15 mm, spot size of ~92 nm, scanning at 3 µm resolution (operating at 25 kV, 11.6 nA). LA-ICP-MS mapping: laser energy of 5 J/cm2, repetition rate of 15 Hz, spot size of 10 µm, scan speed of 40 µm/s. | NIST 610, NIST 612, and GSD-1G as external standards | [48 empty] | 1.0562 | [21 empty] | 8.39 | [76 empty] | 2025 | Wang, L., Han, R., Zhang, Y., Chen, Y., Liu, D. (2026). Unraveling the redistribution of trace elements during supergene processes: A case study from the Qingshan carbonate-hosted Zn-Pb deposit, SW China. Ore Geology Reviews, 188, 107059. |  | CHN | Southwest China
| Qingshan |  | Basin hydrothermal | Mississippi Valley-type (MVT) | MVT zinc-lead | Zn, Pb | Ge, Cd, Ag | Zn, Pb, Ge, Cd, Ag | Meng et al., 2023 |  | Li-HS-63_sph_V_9.d-1 | Li-HS-63_sph_V_9.d-1 | underground mine |  |  |  |  | ore material | polished section | grab | mineral separate | [5 empty] | mineralisation | primary sulfide ores and secondary non-sulfide ores |  |  | sphalerite, pyrite, galena, hemimorphite, willemite, goethite, smithsonite, cerussite | hydrothermal (stages 1–3), supergene | massive, brecciated, replacive, infilling | colloform, oscillatory zoning, replacement, core-mantle-rim, dendritic, botryoidal, euhedral, subhedral, anhedral |  |  |  | calcite, greenockite | polished sections (150 µm thick) | LA-ICPMS, EMPA, SEM-EDS | JEOL JXA-i SP100 microprobe equipped with five wavelength-dispersive spectrometers; Tescan Mira 3 field emission scanning electron microscope equipped with an energy dispersive spectrometer; Tescan Integrated Mineral Analyzer (TIMA) system comprising a field emission scanning electron microscope (Tescan Mira 3), integrated with four energy dispersive detectors (EDAXElement) | Guangzhou Tuoyan Analytical Technology Co., Ltd., Guizhou, China (GTAT) | EPMA: 15 kV accelerating potential and a beam current of 10 or 20 nA, with a defocused beam diameter of 5 µm; peak counting times for analyzed elements varied between 10 and 40 s, background measurements at 50% of the peak counting duration on both sides of the analyzed peak. SEM: operating voltage of 25 kV and a working distance of ~15.0 mm. TIMA: dot-mapping mode with a working distance of 15 mm, spot size of ~92 nm, scanning at 3 µm resolution (operating at 25 kV, 11.6 nA). LA-ICP-MS mapping: laser energy of 5 J/cm2, repetition rate of 15 Hz, spot size of 10 µm, scan speed of 40 µm/s. | NIST 610, NIST 612, and GSD-1G as external standards | [48 empty] | 3.6018 | [21 empty] | 8.22 | [76 empty] | 2025 | Wang, L., Han, R., Zhang, Y., Chen, Y., Liu, D. (2026). Unraveling the redistribution of trace elements during supergene processes: A case study from the Qingshan carbonate-hosted Zn-Pb deposit, SW China. Ore Geology Reviews, 188, 107059. |  | CHN | Southwest China
| Qingshan |  | Basin hydrothermal | Mississippi Valley-type (MVT) | MVT zinc-lead | Zn, Pb | Ge, Cd, Ag | Zn, Pb, Ge, Cd, Ag | Meng et al., 2023 |  | Li-HS-63_sph_V_10.d-1 | Li-HS-63_sph_V_10.d-1 | underground mine |  |  |  |  | ore material | polished section | grab | mineral separate | [5 empty] | mineralisation | primary sulfide ores and secondary non-sulfide ores |  |  | sphalerite, pyrite, galena, hemimorphite, willemite, goethite, smithsonite, cerussite | hydrothermal (stages 1–3), supergene | massive, brecciated, replacive, infilling | colloform, oscillatory zoning, replacement, core-mantle-rim, dendritic, botryoidal, euhedral, subhedral, anhedral |  |  |  | calcite, greenockite | polished sections (150 µm thick) | LA-ICPMS, EMPA, SEM-EDS | JEOL JXA-i SP100 microprobe equipped with five wavelength-dispersive spectrometers; Tescan Mira 3 field emission scanning electron microscope equipped with an energy dispersive spectrometer; Tescan Integrated Mineral Analyzer (TIMA) system comprising a field emission scanning electron microscope (Tescan Mira 3), integrated with four energy dispersive detectors (EDAXElement) | Guangzhou Tuoyan Analytical Technology Co., Ltd., Guizhou, China (GTAT) | EPMA: 15 kV accelerating potential and a beam current of 10 or 20 nA, with a defocused beam diameter of 5 µm; peak counting times for analyzed elements varied between 10 and 40 s, background measurements at 50% of the peak counting duration on both sides of the analyzed peak. SEM: operating voltage of 25 kV and a working distance of ~15.0 mm. TIMA: dot-mapping mode with a working distance of 15 mm, spot size of ~92 nm, scanning at 3 µm resolution (operating at 25 kV, 11.6 nA). LA-ICP-MS mapping: laser energy of 5 J/cm2, repetition rate of 15 Hz, spot size of 10 µm, scan speed of 40 µm/s. | NIST 610, NIST 612, and GSD-1G as external standards | [48 empty] | 3.3872 | [21 empty] | 6.89 | [76 empty] | 2025 | Wang, L., Han, R., Zhang, Y., Chen, Y., Liu, D. (2026). Unraveling the redistribution of trace elements during supergene processes: A case study from the Qingshan carbonate-hosted Zn-Pb deposit, SW China. Ore Geology Reviews, 188, 107059. |  | CHN | Southwest China
| Qingshan |  | Basin hydrothermal | Mississippi Valley-type (MVT) | MVT zinc-lead | Zn, Pb | Ge, Cd, Ag | Zn, Pb, Ge, Cd, Ag | Meng et al., 2023 |  | Li-HS-63_sph_V_11.d-1 | Li-HS-63_sph_V_11.d-1 | underground mine |  |  |  |  | ore material | polished section | grab | mineral separate | [5 empty] | mineralisation | primary sulfide ores and secondary non-sulfide ores |  |  | sphalerite, pyrite, galena, hemimorphite, willemite, goethite, smithsonite, cerussite | hydrothermal (stages 1–3), supergene | massive, brecciated, replacive, infilling | colloform, oscillatory zoning, replacement, core-mantle-rim, dendritic, botryoidal, euhedral, subhedral, anhedral |  |  |  | calcite, greenockite | polished sections (150 µm thick) | LA-ICPMS, EMPA, SEM-EDS | JEOL JXA-i SP100 microprobe equipped with five wavelength-dispersive spectrometers; Tescan Mira 3 field emission scanning electron microscope equipped with an energy dispersive spectrometer; Tescan Integrated Mineral Analyzer (TIMA) system comprising a field emission scanning electron microscope (Tescan Mira 3), integrated with four energy dispersive detectors (EDAXElement) | Guangzhou Tuoyan Analytical Technology Co., Ltd., Guizhou, China (GTAT) | EPMA: 15 kV accelerating potential and a beam current of 10 or 20 nA, with a defocused beam diameter of 5 µm; peak counting times for analyzed elements varied between 10 and 40 s, background measurements at 50% of the peak counting duration on both sides of the analyzed peak. SEM: operating voltage of 25 kV and a working distance of ~15.0 mm. TIMA: dot-mapping mode with a working distance of 15 mm, spot size of ~92 nm, scanning at 3 µm resolution (operating at 25 kV, 11.6 nA). LA-ICP-MS mapping: laser energy of 5 J/cm2, repetition rate of 15 Hz, spot size of 10 µm, scan speed of 40 µm/s. | NIST 610, NIST 612, and GSD-1G as external standards | [48 empty] | 3.277 | [21 empty] | 6.19 | [76 empty] | 2025 | Wang, L., Han, R., Zhang, Y., Chen, Y., Liu, D. (2026). Unraveling the redistribution of trace elements during supergene processes: A case study from the Qingshan carbonate-hosted Zn-Pb deposit, SW China. Ore Geology Reviews, 188, 107059. |  | CHN | Southwest China
| Qingshan |  | Basin hydrothermal | Mississippi Valley-type (MVT) | MVT zinc-lead | Zn, Pb | Ge, Cd, Ag | Zn, Pb, Ge, Cd, Ag | Meng et al., 2023 |  | Li-HS-63_sph_V_12.d-1 | Li-HS-63_sph_V_12.d-1 | underground mine |  |  |  |  | ore material | polished section | grab | mineral separate | [5 empty] | mineralisation | primary sulfide ores and secondary non-sulfide ores |  |  | sphalerite, pyrite, galena, hemimorphite, willemite, goethite, smithsonite, cerussite | hydrothermal (stages 1–3), supergene | massive, brecciated, replacive, infilling | colloform, oscillatory zoning, replacement, core-mantle-rim, dendritic, botryoidal, euhedral, subhedral, anhedral |  |  |  | calcite, greenockite | polished sections (150 µm thick) | LA-ICPMS, EMPA, SEM-EDS | JEOL JXA-i SP100 microprobe equipped with five wavelength-dispersive spectrometers; Tescan Mira 3 field emission scanning electron microscope equipped with an energy dispersive spectrometer; Tescan Integrated Mineral Analyzer (TIMA) system comprising a field emission scanning electron microscope (Tescan Mira 3), integrated with four energy dispersive detectors (EDAXElement) | Guangzhou Tuoyan Analytical Technology Co., Ltd., Guizhou, China (GTAT) | EPMA: 15 kV accelerating potential and a beam current of 10 or 20 nA, with a defocused beam diameter of 5 µm; peak counting times for analyzed elements varied between 10 and 40 s, background measurements at 50% of the peak counting duration on both sides of the analyzed peak. SEM: operating voltage of 25 kV and a working distance of ~15.0 mm. TIMA: dot-mapping mode with a working distance of 15 mm, spot size of ~92 nm, scanning at 3 µm resolution (operating at 25 kV, 11.6 nA). LA-ICP-MS mapping: laser energy of 5 J/cm2, repetition rate of 15 Hz, spot size of 10 µm, scan speed of 40 µm/s. | NIST 610, NIST 612, and GSD-1G as external standards | [48 empty] | -0.6 | [21 empty] | 7.02 | [76 empty] | 2025 | Wang, L., Han, R., Zhang, Y., Chen, Y., Liu, D. (2026). Unraveling the redistribution of trace elements during supergene processes: A case study from the Qingshan carbonate-hosted Zn-Pb deposit, SW China. Ore Geology Reviews, 188, 107059. |  | CHN | Southwest China
| Qingshan |  | Basin hydrothermal | Mississippi Valley-type (MVT) | MVT zinc-lead | Zn, Pb | Ge, Cd, Ag | Zn, Pb, Ge, Cd, Ag | Meng et al., 2023 |  | Li-HS-63_sph_V_13.d-1 | Li-HS-63_sph_V_13.d-1 | underground mine |  |  |  |  | ore material | polished section | grab | mineral separate | [5 empty] | mineralisation | primary sulfide ores and secondary non-sulfide ores |  |  | sphalerite, pyrite, galena, hemimorphite, willemite, goethite, smithsonite, cerussite | hydrothermal (stages 1–3), supergene | massive, brecciated, replacive, infilling | colloform, oscillatory zoning, replacement, core-mantle-rim, dendritic, botryoidal, euhedral, subhedral, anhedral |  |  |  | calcite, greenockite | polished sections (150 µm thick) | LA-ICPMS, EMPA, SEM-EDS | JEOL JXA-i SP100 microprobe equipped with five wavelength-dispersive spectrometers; Tescan Mira 3 field emission scanning electron microscope equipped with an energy dispersive spectrometer; Tescan Integrated Mineral Analyzer (TIMA) system comprising a field emission scanning electron microscope (Tescan Mira 3), integrated with four energy dispersive detectors (EDAXElement) | Guangzhou Tuoyan Analytical Technology Co., Ltd., Guizhou, China (GTAT) | EPMA: 15 kV accelerating potential and a beam current of 10 or 20 nA, with a defocused beam diameter of 5 µm; peak counting times for analyzed elements varied between 10 and 40 s, background measurements at 50% of the peak counting duration on both sides of the analyzed peak. SEM: operating voltage of 25 kV and a working distance of ~15.0 mm. TIMA: dot-mapping mode with a working distance of 15 mm, spot size of ~92 nm, scanning at 3 µm resolution (operating at 25 kV, 11.6 nA). LA-ICP-MS mapping: laser energy of 5 J/cm2, repetition rate of 15 Hz, spot size of 10 µm, scan speed of 40 µm/s. | NIST 610, NIST 612, and GSD-1G as external standards | [48 empty] | 11.8842 | [21 empty] | 8.34 | [76 empty] | 2025 | Wang, L., Han, R., Zhang, Y., Chen, Y., Liu, D. (2026). Unraveling the redistribution of trace elements during supergene processes: A case study from the Qingshan carbonate-hosted Zn-Pb deposit, SW China. Ore Geology Reviews, 188, 107059. |  | CHN | Southwest China
| Qingshan |  | Basin hydrothermal | Mississippi Valley-type (MVT) | MVT zinc-lead | Zn, Pb | Ge, Cd, Ag | Zn, Pb, Ge, Cd, Ag | Meng et al., 2023 |  | Li-HS-63_sph_V_14.d-1 | Li-HS-63_sph_V_14.d-1 | underground mine |  |  |  |  | ore material | polished section | grab | mineral separate | [5 empty] | mineralisation | primary sulfide ores and secondary non-sulfide ores |  |  | sphalerite, pyrite, galena, hemimorphite, willemite, goethite, smithsonite, cerussite | hydrothermal (stages 1–3), supergene | massive, brecciated, replacive, infilling | colloform, oscillatory zoning, replacement, core-mantle-rim, dendritic, botryoidal, euhedral, subhedral, anhedral |  |  |  | calcite, greenockite | polished sections (150 µm thick) | LA-ICPMS, EMPA, SEM-EDS | JEOL JXA-i SP100 microprobe equipped with five wavelength-dispersive spectrometers; Tescan Mira 3 field emission scanning electron microscope equipped with an energy dispersive spectrometer; Tescan Integrated Mineral Analyzer (TIMA) system comprising a field emission scanning electron microscope (Tescan Mira 3), integrated with four energy dispersive detectors (EDAXElement) | Guangzhou Tuoyan Analytical Technology Co., Ltd., Guizhou, China (GTAT) | EPMA: 15 kV accelerating potential and a beam current of 10 or 20 nA, with a defocused beam diameter of 5 µm; peak counting times for analyzed elements varied between 10 and 40 s, background measurements at 50% of the peak counting duration on both sides of the analyzed peak. SEM: operating voltage of 25 kV and a working distance of ~15.0 mm. TIMA: dot-mapping mode with a working distance of 15 mm, spot size of ~92 nm, scanning at 3 µm resolution (operating at 25 kV, 11.6 nA). LA-ICP-MS mapping: laser energy of 5 J/cm2, repetition rate of 15 Hz, spot size of 10 µm, scan speed of 40 µm/s. | NIST 610, NIST 612, and GSD-1G as external standards | [48 empty] | 196.91 | [21 empty] | 9.25 | [76 empty] | 2025 | Wang, L., Han, R., Zhang, Y., Chen, Y., Liu, D. (2026). Unraveling the redistribution of trace elements during supergene processes: A case study from the Qingshan carbonate-hosted Zn-Pb deposit, SW China. Ore Geology Reviews, 188, 107059. |  | CHN | Southwest China
| Qingshan |  | Basin hydrothermal | Mississippi Valley-type (MVT) | MVT zinc-lead | Zn, Pb | Ge, Cd, Ag | Zn, Pb, Ge, Cd, Ag | Meng et al., 2023 |  | Li-HS-63_sph_V_15.d-1 | Li-HS-63_sph_V_15.d-1 | underground mine |  |  |  |  | ore material | polished section | grab | mineral separate | [5 empty] | mineralisation | primary sulfide ores and secondary non-sulfide ores |  |  | sphalerite, pyrite, galena, hemimorphite, willemite, goethite, smithsonite, cerussite | hydrothermal (stages 1–3), supergene | massive, brecciated, replacive, infilling | colloform, oscillatory zoning, replacement, core-mantle-rim, dendritic, botryoidal, euhedral, subhedral, anhedral |  |  |  | calcite, greenockite | polished sections (150 µm thick) | LA-ICPMS, EMPA, SEM-EDS | JEOL JXA-i SP100 microprobe equipped with five wavelength-dispersive spectrometers; Tescan Mira 3 field emission scanning electron microscope equipped with an energy dispersive spectrometer; Tescan Integrated Mineral Analyzer (TIMA) system comprising a field emission scanning electron microscope (Tescan Mira 3), integrated with four energy dispersive detectors (EDAXElement) | Guangzhou Tuoyan Analytical Technology Co., Ltd., Guizhou, China (GTAT) | EPMA: 15 kV accelerating potential and a beam current of 10 or 20 nA, with a defocused beam diameter of 5 µm; peak counting times for analyzed elements varied between 10 and 40 s, background measurements at 50% of the peak counting duration on both sides of the analyzed peak. SEM: operating voltage of 25 kV and a working distance of ~15.0 mm. TIMA: dot-mapping mode with a working distance of 15 mm, spot size of ~92 nm, scanning at 3 µm resolution (operating at 25 kV, 11.6 nA). LA-ICP-MS mapping: laser energy of 5 J/cm2, repetition rate of 15 Hz, spot size of 10 µm, scan speed of 40 µm/s. | NIST 610, NIST 612, and GSD-1G as external standards | [48 empty] | 229.912 | [21 empty] | 8.43 | [76 empty] | 2025 | Wang, L., Han, R., Zhang, Y., Chen, Y., Liu, D. (2026). Unraveling the redistribution of trace elements during supergene processes: A case study from the Qingshan carbonate-hosted Zn-Pb deposit, SW China. Ore Geology Reviews, 188, 107059. |  | CHN | Southwest China
| Qingshan |  | Basin hydrothermal | Mississippi Valley-type (MVT) | MVT zinc-lead | Zn, Pb | Ge, Cd, Ag | Zn, Pb, Ge, Cd, Ag | Meng et al., 2023 |  | Li-HS-63_sph_V_16.d-1 | Li-HS-63_sph_V_16.d-1 | underground mine |  |  |  |  | ore material | polished section | grab | mineral separate | [5 empty] | mineralisation | primary sulfide ores and secondary non-sulfide ores |  |  | sphalerite, pyrite, galena, hemimorphite, willemite, goethite, smithsonite, cerussite | hydrothermal (stages 1–3), supergene | massive, brecciated, replacive, infilling | colloform, oscillatory zoning, replacement, core-mantle-rim, dendritic, botryoidal, euhedral, subhedral, anhedral |  |  |  | calcite, greenockite | polished sections (150 µm thick) | LA-ICPMS, EMPA, SEM-EDS | JEOL JXA-i SP100 microprobe equipped with five wavelength-dispersive spectrometers; Tescan Mira 3 field emission scanning electron microscope equipped with an energy dispersive spectrometer; Tescan Integrated Mineral Analyzer (TIMA) system comprising a field emission scanning electron microscope (Tescan Mira 3), integrated with four energy dispersive detectors (EDAXElement) | Guangzhou Tuoyan Analytical Technology Co., Ltd., Guizhou, China (GTAT) | EPMA: 15 kV accelerating potential and a beam current of 10 or 20 nA, with a defocused beam diameter of 5 µm; peak counting times for analyzed elements varied between 10 and 40 s, background measurements at 50% of the peak counting duration on both sides of the analyzed peak. SEM: operating voltage of 25 kV and a working distance of ~15.0 mm. TIMA: dot-mapping mode with a working distance of 15 mm, spot size of ~92 nm, scanning at 3 µm resolution (operating at 25 kV, 11.6 nA). LA-ICP-MS mapping: laser energy of 5 J/cm2, repetition rate of 15 Hz, spot size of 10 µm, scan speed of 40 µm/s. | NIST 610, NIST 612, and GSD-1G as external standards | [48 empty] | 61.886 | [21 empty] | 31.1 | [76 empty] | 2025 | Wang, L., Han, R., Zhang, Y., Chen, Y., Liu, D. (2026). Unraveling the redistribution of trace elements during supergene processes: A case study from the Qingshan carbonate-hosted Zn-Pb deposit, SW China. Ore Geology Reviews, 188, 107059. |  | CHN | Southwest China
| Qingshan |  | Basin hydrothermal | Mississippi Valley-type (MVT) | MVT zinc-lead | Zn, Pb | Ge, Cd, Ag | Zn, Pb, Ge, Cd, Ag | Meng et al., 2023 |  | Li-HS-83_sph_I - 1.d-1 | Li-HS-83_sph_I - 1.d-1 | underground mine |  |  |  |  | ore material | polished section | grab | mineral separate | [5 empty] | mineralisation | primary sulfide ores and secondary non-sulfide ores |  |  | sphalerite, pyrite, galena, hemimorphite, willemite, goethite, smithsonite, cerussite | hydrothermal (stages 1–3), supergene | massive, brecciated, replacive, infilling | colloform, oscillatory zoning, replacement, core-mantle-rim, dendritic, botryoidal, euhedral, subhedral, anhedral |  |  |  | calcite, greenockite | polished sections (150 µm thick) | LA-ICPMS, EMPA, SEM-EDS | JEOL JXA-i SP100 microprobe equipped with five wavelength-dispersive spectrometers; Tescan Mira 3 field emission scanning electron microscope equipped with an energy dispersive spectrometer; Tescan Integrated Mineral Analyzer (TIMA) system comprising a field emission scanning electron microscope (Tescan Mira 3), integrated with four energy dispersive detectors (EDAXElement) | Guangzhou Tuoyan Analytical Technology Co., Ltd., Guizhou, China (GTAT) | EPMA: 15 kV accelerating potential and a beam current of 10 or 20 nA, with a defocused beam diameter of 5 µm; peak counting times for analyzed elements varied between 10 and 40 s, background measurements at 50% of the peak counting duration on both sides of the analyzed peak. SEM: operating voltage of 25 kV and a working distance of ~15.0 mm. TIMA: dot-mapping mode with a working distance of 15 mm, spot size of ~92 nm, scanning at 3 µm resolution (operating at 25 kV, 11.6 nA). LA-ICP-MS mapping: laser energy of 5 J/cm2, repetition rate of 15 Hz, spot size of 10 µm, scan speed of 40 µm/s. | NIST 610, NIST 612, and GSD-1G as external standards | [48 empty] | 71.0038 | [21 empty] | 126.7512 | [76 empty] | 2025 | Wang, L., Han, R., Zhang, Y., Chen, Y., Liu, D. (2026). Unraveling the redistribution of trace elements during supergene processes: A case study from the Qingshan carbonate-hosted Zn-Pb deposit, SW China. Ore Geology Reviews, 188, 107059. |  | CHN | Southwest China
| Qingshan |  | Basin hydrothermal | Mississippi Valley-type (MVT) | MVT zinc-lead | Zn, Pb | Ge, Cd, Ag | Zn, Pb, Ge, Cd, Ag | Meng et al., 2023 |  | Li-HS-83_sph_I - 2.d-1 | Li-HS-83_sph_I - 2.d-1 | underground mine |  |  |  |  | ore material | polished section | grab | mineral separate | [5 empty] | mineralisation | primary sulfide ores and secondary non-sulfide ores |  |  | sphalerite, pyrite, galena, hemimorphite, willemite, goethite, smithsonite, cerussite | hydrothermal (stages 1–3), supergene | massive, brecciated, replacive, infilling | colloform, oscillatory zoning, replacement, core-mantle-rim, dendritic, botryoidal, euhedral, subhedral, anhedral |  |  |  | calcite, greenockite | polished sections (150 µm thick) | LA-ICPMS, EMPA, SEM-EDS | JEOL JXA-i SP100 microprobe equipped with five wavelength-dispersive spectrometers; Tescan Mira 3 field emission scanning electron microscope equipped with an energy dispersive spectrometer; Tescan Integrated Mineral Analyzer (TIMA) system comprising a field emission scanning electron microscope (Tescan Mira 3), integrated with four energy dispersive detectors (EDAXElement) | Guangzhou Tuoyan Analytical Technology Co., Ltd., Guizhou, China (GTAT) | EPMA: 15 kV accelerating potential and a beam current of 10 or 20 nA, with a defocused beam diameter of 5 µm; peak counting times for analyzed elements varied between 10 and 40 s, background measurements at 50% of the peak counting duration on both sides of the analyzed peak. SEM: operating voltage of 25 kV and a working distance of ~15.0 mm. TIMA: dot-mapping mode with a working distance of 15 mm, spot size of ~92 nm, scanning at 3 µm resolution (operating at 25 kV, 11.6 nA). LA-ICP-MS mapping: laser energy of 5 J/cm2, repetition rate of 15 Hz, spot size of 10 µm, scan speed of 40 µm/s. | NIST 610, NIST 612, and GSD-1G as external standards | [48 empty] | 41.9537 | [21 empty] | 149.3233 | [76 empty] | 2025 | Wang, L., Han, R., Zhang, Y., Chen, Y., Liu, D. (2026). Unraveling the redistribution of trace elements during supergene processes: A case study from the Qingshan carbonate-hosted Zn-Pb deposit, SW China. Ore Geology Reviews, 188, 107059. |  | CHN | Southwest China
| Qingshan |  | Basin hydrothermal | Mississippi Valley-type (MVT) | MVT zinc-lead | Zn, Pb | Ge, Cd, Ag | Zn, Pb, Ge, Cd, Ag | Meng et al., 2023 |  | Li-HS-83_sph_I - 3.d-1 | Li-HS-83_sph_I - 3.d-1 | underground mine |  |  |  |  | ore material | polished section | grab | mineral separate | [5 empty] | mineralisation | primary sulfide ores and secondary non-sulfide ores |  |  | sphalerite, pyrite, galena, hemimorphite, willemite, goethite, smithsonite, cerussite | hydrothermal (stages 1–3), supergene | massive, brecciated, replacive, infilling | colloform, oscillatory zoning, replacement, core-mantle-rim, dendritic, botryoidal, euhedral, subhedral, anhedral |  |  |  | calcite, greenockite | polished sections (150 µm thick) | LA-ICPMS, EMPA, SEM-EDS | JEOL JXA-i SP100 microprobe equipped with five wavelength-dispersive spectrometers; Tescan Mira 3 field emission scanning electron microscope equipped with an energy dispersive spectrometer; Tescan Integrated Mineral Analyzer (TIMA) system comprising a field emission scanning electron microscope (Tescan Mira 3), integrated with four energy dispersive detectors (EDAXElement) | Guangzhou Tuoyan Analytical Technology Co., Ltd., Guizhou, China (GTAT) | EPMA: 15 kV accelerating potential and a beam current of 10 or 20 nA, with a defocused beam diameter of 5 µm; peak counting times for analyzed elements varied between 10 and 40 s, background measurements at 50% of the peak counting duration on both sides of the analyzed peak. SEM: operating voltage of 25 kV and a working distance of ~15.0 mm. TIMA: dot-mapping mode with a working distance of 15 mm, spot size of ~92 nm, scanning at 3 µm resolution (operating at 25 kV, 11.6 nA). LA-ICP-MS mapping: laser energy of 5 J/cm2, repetition rate of 15 Hz, spot size of 10 µm, scan speed of 40 µm/s. | NIST 610, NIST 612, and GSD-1G as external standards | [48 empty] | 48.7096 | [21 empty] | 125.0149 | [76 empty] | 2025 | Wang, L., Han, R., Zhang, Y., Chen, Y., Liu, D. (2026). Unraveling the redistribution of trace elements during supergene processes: A case study from the Qingshan carbonate-hosted Zn-Pb deposit, SW China. Ore Geology Reviews, 188, 107059. |  | CHN | Southwest China
| Qingshan |  | Basin hydrothermal | Mississippi Valley-type (MVT) | MVT zinc-lead | Zn, Pb | Ge, Cd, Ag | Zn, Pb, Ge, Cd, Ag | Meng et al., 2023 |  | Li-HS-83_sph_I - 4.d-1 | Li-HS-83_sph_I - 4.d-1 | underground mine |  |  |  |  | ore material | polished section | grab | mineral separate | [5 empty] | mineralisation | primary sulfide ores and secondary non-sulfide ores |  |  | sphalerite, pyrite, galena, hemimorphite, willemite, goethite, smithsonite, cerussite | hydrothermal (stages 1–3), supergene | massive, brecciated, replacive, infilling | colloform, oscillatory zoning, replacement, core-mantle-rim, dendritic, botryoidal, euhedral, subhedral, anhedral |  |  |  | calcite, greenockite | polished sections (150 µm thick) | LA-ICPMS, EMPA, SEM-EDS | JEOL JXA-i SP100 microprobe equipped with five wavelength-dispersive spectrometers; Tescan Mira 3 field emission scanning electron microscope equipped with an energy dispersive spectrometer; Tescan Integrated Mineral Analyzer (TIMA) system comprising a field emission scanning electron microscope (Tescan Mira 3), integrated with four energy dispersive detectors (EDAXElement) | Guangzhou Tuoyan Analytical Technology Co., Ltd., Guizhou, China (GTAT) | EPMA: 15 kV accelerating potential and a beam current of 10 or 20 nA, with a defocused beam diameter of 5 µm; peak counting times for analyzed elements varied between 10 and 40 s, background measurements at 50% of the peak counting duration on both sides of the analyzed peak. SEM: operating voltage of 25 kV and a working distance of ~15.0 mm. TIMA: dot-mapping mode with a working distance of 15 mm, spot size of ~92 nm, scanning at 3 µm resolution (operating at 25 kV, 11.6 nA). LA-ICP-MS mapping: laser energy of 5 J/cm2, repetition rate of 15 Hz, spot size of 10 µm, scan speed of 40 µm/s. | NIST 610, NIST 612, and GSD-1G as external standards | [48 empty] | 168.2203 | [21 empty] | 40.7456 | [76 empty] | 2025 | Wang, L., Han, R., Zhang, Y., Chen, Y., Liu, D. (2026). Unraveling the redistribution of trace elements during supergene processes: A case study from the Qingshan carbonate-hosted Zn-Pb deposit, SW China. Ore Geology Reviews, 188, 107059. |  | CHN | Southwest China
| Qingshan |  | Basin hydrothermal | Mississippi Valley-type (MVT) | MVT zinc-lead | Zn, Pb | Ge, Cd, Ag | Zn, Pb, Ge, Cd, Ag | Meng et al., 2023 |  | Li-HS-83_sph_I - 5.d-1 | Li-HS-83_sph_I - 5.d-1 | underground mine |  |  |  |  | ore material | polished section | grab | mineral separate | [5 empty] | mineralisation | primary sulfide ores and secondary non-sulfide ores |  |  | sphalerite, pyrite, galena, hemimorphite, willemite, goethite, smithsonite, cerussite | hydrothermal (stages 1–3), supergene | massive, brecciated, replacive, infilling | colloform, oscillatory zoning, replacement, core-mantle-rim, dendritic, botryoidal, euhedral, subhedral, anhedral |  |  |  | calcite, greenockite | polished sections (150 µm thick) | LA-ICPMS, EMPA, SEM-EDS | JEOL JXA-i SP100 microprobe equipped with five wavelength-dispersive spectrometers; Tescan Mira 3 field emission scanning electron microscope equipped with an energy dispersive spectrometer; Tescan Integrated Mineral Analyzer (TIMA) system comprising a field emission scanning electron microscope (Tescan Mira 3), integrated with four energy dispersive detectors (EDAXElement) | Guangzhou Tuoyan Analytical Technology Co., Ltd., Guizhou, China (GTAT) | EPMA: 15 kV accelerating potential and a beam current of 10 or 20 nA, with a defocused beam diameter of 5 µm; peak counting times for analyzed elements varied between 10 and 40 s, background measurements at 50% of the peak counting duration on both sides of the analyzed peak. SEM: operating voltage of 25 kV and a working distance of ~15.0 mm. TIMA: dot-mapping mode with a working distance of 15 mm, spot size of ~92 nm, scanning at 3 µm resolution (operating at 25 kV, 11.6 nA). LA-ICP-MS mapping: laser energy of 5 J/cm2, repetition rate of 15 Hz, spot size of 10 µm, scan speed of 40 µm/s. | NIST 610, NIST 612, and GSD-1G as external standards | [48 empty] | 49.7905 | [21 empty] | 96.4235 | [76 empty] | 2025 | Wang, L., Han, R., Zhang, Y., Chen, Y., Liu, D. (2026). Unraveling the redistribution of trace elements during supergene processes: A case study from the Qingshan carbonate-hosted Zn-Pb deposit, SW China. Ore Geology Reviews, 188, 107059. |  | CHN | Southwest China
| Qingshan |  | Basin hydrothermal | Mississippi Valley-type (MVT) | MVT zinc-lead | Zn, Pb | Ge, Cd, Ag | Zn, Pb, Ge, Cd, Ag | Meng et al., 2023 |  | Li-HS-83_sph_I - 6.d-1 | Li-HS-83_sph_I - 6.d-1 | underground mine |  |  |  |  | ore material | polished section | grab | mineral separate | [5 empty] | mineralisation | primary sulfide ores and secondary non-sulfide ores |  |  | sphalerite, pyrite, galena, hemimorphite, willemite, goethite, smithsonite, cerussite | hydrothermal (stages 1–3), supergene | massive, brecciated, replacive, infilling | colloform, oscillatory zoning, replacement, core-mantle-rim, dendritic, botryoidal, euhedral, subhedral, anhedral |  |  |  | calcite, greenockite | polished sections (150 µm thick) | LA-ICPMS, EMPA, SEM-EDS | JEOL JXA-i SP100 microprobe equipped with five wavelength-dispersive spectrometers; Tescan Mira 3 field emission scanning electron microscope equipped with an energy dispersive spectrometer; Tescan Integrated Mineral Analyzer (TIMA) system comprising a field emission scanning electron microscope (Tescan Mira 3), integrated with four energy dispersive detectors (EDAXElement) | Guangzhou Tuoyan Analytical Technology Co., Ltd., Guizhou, China (GTAT) | EPMA: 15 kV accelerating potential and a beam current of 10 or 20 nA, with a defocused beam diameter of 5 µm; peak counting times for analyzed elements varied between 10 and 40 s, background measurements at 50% of the peak counting duration on both sides of the analyzed peak. SEM: operating voltage of 25 kV and a working distance of ~15.0 mm. TIMA: dot-mapping mode with a working distance of 15 mm, spot size of ~92 nm, scanning at 3 µm resolution (operating at 25 kV, 11.6 nA). LA-ICP-MS mapping: laser energy of 5 J/cm2, repetition rate of 15 Hz, spot size of 10 µm, scan speed of 40 µm/s. | NIST 610, NIST 612, and GSD-1G as external standards | [48 empty] | 67.5583 | [21 empty] | 71.9993 | [76 empty] | 2025 | Wang, L., Han, R., Zhang, Y., Chen, Y., Liu, D. (2026). Unraveling the redistribution of trace elements during supergene processes: A case study from the Qingshan carbonate-hosted Zn-Pb deposit, SW China. Ore Geology Reviews, 188, 107059. |  | CHN | Southwest China
| Qingshan |  | Basin hydrothermal | Mississippi Valley-type (MVT) | MVT zinc-lead | Zn, Pb | Ge, Cd, Ag | Zn, Pb, Ge, Cd, Ag | Meng et al., 2023 |  | Li-HS-83_sph_I - 7.d-1 | Li-HS-83_sph_I - 7.d-1 | underground mine |  |  |  |  | ore material | polished section | grab | mineral separate | [5 empty] | mineralisation | primary sulfide ores and secondary non-sulfide ores |  |  | sphalerite, pyrite, galena, hemimorphite, willemite, goethite, smithsonite, cerussite | hydrothermal (stages 1–3), supergene | massive, brecciated, replacive, infilling | colloform, oscillatory zoning, replacement, core-mantle-rim, dendritic, botryoidal, euhedral, subhedral, anhedral |  |  |  | calcite, greenockite | polished sections (150 µm thick) | LA-ICPMS, EMPA, SEM-EDS | JEOL JXA-i SP100 microprobe equipped with five wavelength-dispersive spectrometers; Tescan Mira 3 field emission scanning electron microscope equipped with an energy dispersive spectrometer; Tescan Integrated Mineral Analyzer (TIMA) system comprising a field emission scanning electron microscope (Tescan Mira 3), integrated with four energy dispersive detectors (EDAXElement) | Guangzhou Tuoyan Analytical Technology Co., Ltd., Guizhou, China (GTAT) | EPMA: 15 kV accelerating potential and a beam current of 10 or 20 nA, with a defocused beam diameter of 5 µm; peak counting times for analyzed elements varied between 10 and 40 s, background measurements at 50% of the peak counting duration on both sides of the analyzed peak. SEM: operating voltage of 25 kV and a working distance of ~15.0 mm. TIMA: dot-mapping mode with a working distance of 15 mm, spot size of ~92 nm, scanning at 3 µm resolution (operating at 25 kV, 11.6 nA). LA-ICP-MS mapping: laser energy of 5 J/cm2, repetition rate of 15 Hz, spot size of 10 µm, scan speed of 40 µm/s. | NIST 610, NIST 612, and GSD-1G as external standards | [48 empty] | 41.6632 | [21 empty] | 101.864 | [76 empty] | 2025 | Wang, L., Han, R., Zhang, Y., Chen, Y., Liu, D. (2026). Unraveling the redistribution of trace elements during supergene processes: A case study from the Qingshan carbonate-hosted Zn-Pb deposit, SW China. Ore Geology Reviews, 188, 107059. |  | CHN | Southwest China
| Qingshan |  | Basin hydrothermal | Mississippi Valley-type (MVT) | MVT zinc-lead | Zn, Pb | Ge, Cd, Ag | Zn, Pb, Ge, Cd, Ag | Meng et al., 2023 |  | Li-HS-83_sph_I - 8.d-1 | Li-HS-83_sph_I - 8.d-1 | underground mine |  |  |  |  | ore material | polished section | grab | mineral separate | [5 empty] | mineralisation | primary sulfide ores and secondary non-sulfide ores |  |  | sphalerite, pyrite, galena, hemimorphite, willemite, goethite, smithsonite, cerussite | hydrothermal (stages 1–3), supergene | massive, brecciated, replacive, infilling | colloform, oscillatory zoning, replacement, core-mantle-rim, dendritic, botryoidal, euhedral, subhedral, anhedral |  |  |  | calcite, greenockite | polished sections (150 µm thick) | LA-ICPMS, EMPA, SEM-EDS | JEOL JXA-i SP100 microprobe equipped with five wavelength-dispersive spectrometers; Tescan Mira 3 field emission scanning electron microscope equipped with an energy dispersive spectrometer; Tescan Integrated Mineral Analyzer (TIMA) system comprising a field emission scanning electron microscope (Tescan Mira 3), integrated with four energy dispersive detectors (EDAXElement) | Guangzhou Tuoyan Analytical Technology Co., Ltd., Guizhou, China (GTAT) | EPMA: 15 kV accelerating potential and a beam current of 10 or 20 nA, with a defocused beam diameter of 5 µm; peak counting times for analyzed elements varied between 10 and 40 s, background measurements at 50% of the peak counting duration on both sides of the analyzed peak. SEM: operating voltage of 25 kV and a working distance of ~15.0 mm. TIMA: dot-mapping mode with a working distance of 15 mm, spot size of ~92 nm, scanning at 3 µm resolution (operating at 25 kV, 11.6 nA). LA-ICP-MS mapping: laser energy of 5 J/cm2, repetition rate of 15 Hz, spot size of 10 µm, scan speed of 40 µm/s. | NIST 610, NIST 612, and GSD-1G as external standards | [48 empty] | 54.1818 | [21 empty] | 149.7863 | [76 empty] | 2025 | Wang, L., Han, R., Zhang, Y., Chen, Y., Liu, D. (2026). Unraveling the redistribution of trace elements during supergene processes: A case study from the Qingshan carbonate-hosted Zn-Pb deposit, SW China. Ore Geology Reviews, 188, 107059. |  | CHN | Southwest China
| Qingshan |  | Basin hydrothermal | Mississippi Valley-type (MVT) | MVT zinc-lead | Zn, Pb | Ge, Cd, Ag | Zn, Pb, Ge, Cd, Ag | Meng et al., 2023 |  | Li-HS-83_sph_I - 9.d-1 | Li-HS-83_sph_I - 9.d-1 | underground mine |  |  |  |  | ore material | polished section | grab | mineral separate | [5 empty] | mineralisation | primary sulfide ores and secondary non-sulfide ores |  |  | sphalerite, pyrite, galena, hemimorphite, willemite, goethite, smithsonite, cerussite | hydrothermal (stages 1–3), supergene | massive, brecciated, replacive, infilling | colloform, oscillatory zoning, replacement, core-mantle-rim, dendritic, botryoidal, euhedral, subhedral, anhedral |  |  |  | calcite, greenockite | polished sections (150 µm thick) | LA-ICPMS, EMPA, SEM-EDS | JEOL JXA-i SP100 microprobe equipped with five wavelength-dispersive spectrometers; Tescan Mira 3 field emission scanning electron microscope equipped with an energy dispersive spectrometer; Tescan Integrated Mineral Analyzer (TIMA) system comprising a field emission scanning electron microscope (Tescan Mira 3), integrated with four energy dispersive detectors (EDAXElement) | Guangzhou Tuoyan Analytical Technology Co., Ltd., Guizhou, China (GTAT) | EPMA: 15 kV accelerating potential and a beam current of 10 or 20 nA, with a defocused beam diameter of 5 µm; peak counting times for analyzed elements varied between 10 and 40 s, background measurements at 50% of the peak counting duration on both sides of the analyzed peak. SEM: operating voltage of 25 kV and a working distance of ~15.0 mm. TIMA: dot-mapping mode with a working distance of 15 mm, spot size of ~92 nm, scanning at 3 µm resolution (operating at 25 kV, 11.6 nA). LA-ICP-MS mapping: laser energy of 5 J/cm2, repetition rate of 15 Hz, spot size of 10 µm, scan speed of 40 µm/s. | NIST 610, NIST 612, and GSD-1G as external standards | [48 empty] | 44.6561 | [21 empty] | 159.0467 | [76 empty] | 2025 | Wang, L., Han, R., Zhang, Y., Chen, Y., Liu, D. (2026). Unraveling the redistribution of trace elements during supergene processes: A case study from the Qingshan carbonate-hosted Zn-Pb deposit, SW China. Ore Geology Reviews, 188, 107059. |  | CHN | Southwest China
| Qingshan |  | Basin hydrothermal | Mississippi Valley-type (MVT) | MVT zinc-lead | Zn, Pb | Ge, Cd, Ag | Zn, Pb, Ge, Cd, Ag | Meng et al., 2023 |  | Li-HS-83_sph_I - 10.d-1 | Li-HS-83_sph_I - 10.d-1 | underground mine |  |  |  |  | ore material | polished section | grab | mineral separate | [5 empty] | mineralisation | primary sulfide ores and secondary non-sulfide ores |  |  | sphalerite, pyrite, galena, hemimorphite, willemite, goethite, smithsonite, cerussite | hydrothermal (stages 1–3), supergene | massive, brecciated, replacive, infilling | colloform, oscillatory zoning, replacement, core-mantle-rim, dendritic, botryoidal, euhedral, subhedral, anhedral |  |  |  | calcite, greenockite | polished sections (150 µm thick) | LA-ICPMS, EMPA, SEM-EDS | JEOL JXA-i SP100 microprobe equipped with five wavelength-dispersive spectrometers; Tescan Mira 3 field emission scanning electron microscope equipped with an energy dispersive spectrometer; Tescan Integrated Mineral Analyzer (TIMA) system comprising a field emission scanning electron microscope (Tescan Mira 3), integrated with four energy dispersive detectors (EDAXElement) | Guangzhou Tuoyan Analytical Technology Co., Ltd., Guizhou, China (GTAT) | EPMA: 15 kV accelerating potential and a beam current of 10 or 20 nA, with a defocused beam diameter of 5 µm; peak counting times for analyzed elements varied between 10 and 40 s, background measurements at 50% of the peak counting duration on both sides of the analyzed peak. SEM: operating voltage of 25 kV and a working distance of ~15.0 mm. TIMA: dot-mapping mode with a working distance of 15 mm, spot size of ~92 nm, scanning at 3 µm resolution (operating at 25 kV, 11.6 nA). LA-ICP-MS mapping: laser energy of 5 J/cm2, repetition rate of 15 Hz, spot size of 10 µm, scan speed of 40 µm/s. | NIST 610, NIST 612, and GSD-1G as external standards | [48 empty] | 28.5772 | [21 empty] | 27.2023 | [76 empty] | 2025 | Wang, L., Han, R., Zhang, Y., Chen, Y., Liu, D. (2026). Unraveling the redistribution of trace elements during supergene processes: A case study from the Qingshan carbonate-hosted Zn-Pb deposit, SW China. Ore Geology Reviews, 188, 107059. |  | CHN | Southwest China
| Qingshan |  | Basin hydrothermal | Mississippi Valley-type (MVT) | MVT zinc-lead | Zn, Pb | Ge, Cd, Ag | Zn, Pb, Ge, Cd, Ag | Meng et al., 2023 |  | Li-HS-83_sph_I - 11.d-1 | Li-HS-83_sph_I - 11.d-1 | underground mine |  |  |  |  | ore material | polished section | grab | mineral separate | [5 empty] | mineralisation | primary sulfide ores and secondary non-sulfide ores |  |  | sphalerite, pyrite, galena, hemimorphite, willemite, goethite, smithsonite, cerussite | hydrothermal (stages 1–3), supergene | massive, brecciated, replacive, infilling | colloform, oscillatory zoning, replacement, core-mantle-rim, dendritic, botryoidal, euhedral, subhedral, anhedral |  |  |  | calcite, greenockite | polished sections (150 µm thick) | LA-ICPMS, EMPA, SEM-EDS | JEOL JXA-i SP100 microprobe equipped with five wavelength-dispersive spectrometers; Tescan Mira 3 field emission scanning electron microscope equipped with an energy dispersive spectrometer; Tescan Integrated Mineral Analyzer (TIMA) system comprising a field emission scanning electron microscope (Tescan Mira 3), integrated with four energy dispersive detectors (EDAXElement) | Guangzhou Tuoyan Analytical Technology Co., Ltd., Guizhou, China (GTAT) | EPMA: 15 kV accelerating potential and a beam current of 10 or 20 nA, with a defocused beam diameter of 5 µm; peak counting times for analyzed elements varied between 10 and 40 s, background measurements at 50% of the peak counting duration on both sides of the analyzed peak. SEM: operating voltage of 25 kV and a working distance of ~15.0 mm. TIMA: dot-mapping mode with a working distance of 15 mm, spot size of ~92 nm, scanning at 3 µm resolution (operating at 25 kV, 11.6 nA). LA-ICP-MS mapping: laser energy of 5 J/cm2, repetition rate of 15 Hz, spot size of 10 µm, scan speed of 40 µm/s. | NIST 610, NIST 612, and GSD-1G as external standards | [48 empty] | 48.034 | [21 empty] | 273.1806 | [76 empty] | 2025 | Wang, L., Han, R., Zhang, Y., Chen, Y., Liu, D. (2026). Unraveling the redistribution of trace elements during supergene processes: A case study from the Qingshan carbonate-hosted Zn-Pb deposit, SW China. Ore Geology Reviews, 188, 107059. |  | CHN | Southwest China
| Qingshan |  | Basin hydrothermal | Mississippi Valley-type (MVT) | MVT zinc-lead | Zn, Pb | Ge, Cd, Ag | Zn, Pb, Ge, Cd, Ag | Meng et al., 2023 |  | Li-HS-83_sph_I - 12.d-1 | Li-HS-83_sph_I - 12.d-1 | underground mine |  |  |  |  | ore material | polished section | grab | mineral separate | [5 empty] | mineralisation | primary sulfide ores and secondary non-sulfide ores |  |  | sphalerite, pyrite, galena, hemimorphite, willemite, goethite, smithsonite, cerussite | hydrothermal (stages 1–3), supergene | massive, brecciated, replacive, infilling | colloform, oscillatory zoning, replacement, core-mantle-rim, dendritic, botryoidal, euhedral, subhedral, anhedral |  |  |  | calcite, greenockite | polished sections (150 µm thick) | LA-ICPMS, EMPA, SEM-EDS | JEOL JXA-i SP100 microprobe equipped with five wavelength-dispersive spectrometers; Tescan Mira 3 field emission scanning electron microscope equipped with an energy dispersive spectrometer; Tescan Integrated Mineral Analyzer (TIMA) system comprising a field emission scanning electron microscope (Tescan Mira 3), integrated with four energy dispersive detectors (EDAXElement) | Guangzhou Tuoyan Analytical Technology Co., Ltd., Guizhou, China (GTAT) | EPMA: 15 kV accelerating potential and a beam current of 10 or 20 nA, with a defocused beam diameter of 5 µm; peak counting times for analyzed elements varied between 10 and 40 s, background measurements at 50% of the peak counting duration on both sides of the analyzed peak. SEM: operating voltage of 25 kV and a working distance of ~15.0 mm. TIMA: dot-mapping mode with a working distance of 15 mm, spot size of ~92 nm, scanning at 3 µm resolution (operating at 25 kV, 11.6 nA). LA-ICP-MS mapping: laser energy of 5 J/cm2, repetition rate of 15 Hz, spot size of 10 µm, scan speed of 40 µm/s. | NIST 610, NIST 612, and GSD-1G as external standards | [48 empty] | 61.2079 | [21 empty] | 180.9243 | [76 empty] | 2025 | Wang, L., Han, R., Zhang, Y., Chen, Y., Liu, D. (2026). Unraveling the redistribution of trace elements during supergene processes: A case study from the Qingshan carbonate-hosted Zn-Pb deposit, SW China. Ore Geology Reviews, 188, 107059. |  | CHN | Southwest China
| Qingshan |  | Basin hydrothermal | Mississippi Valley-type (MVT) | MVT zinc-lead | Zn, Pb | Ge, Cd, Ag | Zn, Pb, Ge, Cd, Ag | Meng et al., 2023 |  | Li-HS-83_sph_I - 13.d-1 | Li-HS-83_sph_I - 13.d-1 | underground mine |  |  |  |  | ore material | polished section | grab | mineral separate | [5 empty] | mineralisation | primary sulfide ores and secondary non-sulfide ores |  |  | sphalerite, pyrite, galena, hemimorphite, willemite, goethite, smithsonite, cerussite | hydrothermal (stages 1–3), supergene | massive, brecciated, replacive, infilling | colloform, oscillatory zoning, replacement, core-mantle-rim, dendritic, botryoidal, euhedral, subhedral, anhedral |  |  |  | calcite, greenockite | polished sections (150 µm thick) | LA-ICPMS, EMPA, SEM-EDS | JEOL JXA-i SP100 microprobe equipped with five wavelength-dispersive spectrometers; Tescan Mira 3 field emission scanning electron microscope equipped with an energy dispersive spectrometer; Tescan Integrated Mineral Analyzer (TIMA) system comprising a field emission scanning electron microscope (Tescan Mira 3), integrated with four energy dispersive detectors (EDAXElement) | Guangzhou Tuoyan Analytical Technology Co., Ltd., Guizhou, China (GTAT) | EPMA: 15 kV accelerating potential and a beam current of 10 or 20 nA, with a defocused beam diameter of 5 µm; peak counting times for analyzed elements varied between 10 and 40 s, background measurements at 50% of the peak counting duration on both sides of the analyzed peak. SEM: operating voltage of 25 kV and a working distance of ~15.0 mm. TIMA: dot-mapping mode with a working distance of 15 mm, spot size of ~92 nm, scanning at 3 µm resolution (operating at 25 kV, 11.6 nA). LA-ICP-MS mapping: laser energy of 5 J/cm2, repetition rate of 15 Hz, spot size of 10 µm, scan speed of 40 µm/s. | NIST 610, NIST 612, and GSD-1G as external standards | [48 empty] | 84.3128 | [21 empty] | 195.7408 | [76 empty] | 2025 | Wang, L., Han, R., Zhang, Y., Chen, Y., Liu, D. (2026). Unraveling the redistribution of trace elements during supergene processes: A case study from the Qingshan carbonate-hosted Zn-Pb deposit, SW China. Ore Geology Reviews, 188, 107059. |  | CHN | Southwest China
| Qingshan |  | Basin hydrothermal | Mississippi Valley-type (MVT) | MVT zinc-lead | Zn, Pb | Ge, Cd, Ag | Zn, Pb, Ge, Cd, Ag | Meng et al., 2023 |  | Li-HS-83_sph_I - 14.d-1 | Li-HS-83_sph_I - 14.d-1 | underground mine |  |  |  |  | ore material | polished section | grab | mineral separate | [5 empty] | mineralisation | primary sulfide ores and secondary non-sulfide ores |  |  | sphalerite, pyrite, galena, hemimorphite, willemite, goethite, smithsonite, cerussite | hydrothermal (stages 1–3), supergene | massive, brecciated, replacive, infilling | colloform, oscillatory zoning, replacement, core-mantle-rim, dendritic, botryoidal, euhedral, subhedral, anhedral |  |  |  | calcite, greenockite | polished sections (150 µm thick) | LA-ICPMS, EMPA, SEM-EDS | JEOL JXA-i SP100 microprobe equipped with five wavelength-dispersive spectrometers; Tescan Mira 3 field emission scanning electron microscope equipped with an energy dispersive spectrometer; Tescan Integrated Mineral Analyzer (TIMA) system comprising a field emission scanning electron microscope (Tescan Mira 3), integrated with four energy dispersive detectors (EDAXElement) | Guangzhou Tuoyan Analytical Technology Co., Ltd., Guizhou, China (GTAT) | EPMA: 15 kV accelerating potential and a beam current of 10 or 20 nA, with a defocused beam diameter of 5 µm; peak counting times for analyzed elements varied between 10 and 40 s, background measurements at 50% of the peak counting duration on both sides of the analyzed peak. SEM: operating voltage of 25 kV and a working distance of ~15.0 mm. TIMA: dot-mapping mode with a working distance of 15 mm, spot size of ~92 nm, scanning at 3 µm resolution (operating at 25 kV, 11.6 nA). LA-ICP-MS mapping: laser energy of 5 J/cm2, repetition rate of 15 Hz, spot size of 10 µm, scan speed of 40 µm/s. | NIST 610, NIST 612, and GSD-1G as external standards | [48 empty] | 63.0481 | [21 empty] | 46.2972 | [76 empty] | 2025 | Wang, L., Han, R., Zhang, Y., Chen, Y., Liu, D. (2026). Unraveling the redistribution of trace elements during supergene processes: A case study from the Qingshan carbonate-hosted Zn-Pb deposit, SW China. Ore Geology Reviews, 188, 107059. |  | CHN | Southwest China
| Qingshan |  | Basin hydrothermal | Mississippi Valley-type (MVT) | MVT zinc-lead | Zn, Pb | Ge, Cd, Ag | Zn, Pb, Ge, Cd, Ag | Meng et al., 2023 |  | Li-HS-83_sph_I - 15.d-1 | Li-HS-83_sph_I - 15.d-1 | underground mine |  |  |  |  | ore material | polished section | grab | mineral separate | [5 empty] | mineralisation | primary sulfide ores and secondary non-sulfide ores |  |  | sphalerite, pyrite, galena, hemimorphite, willemite, goethite, smithsonite, cerussite | hydrothermal (stages 1–3), supergene | massive, brecciated, replacive, infilling | colloform, oscillatory zoning, replacement, core-mantle-rim, dendritic, botryoidal, euhedral, subhedral, anhedral |  |  |  | calcite, greenockite | polished sections (150 µm thick) | LA-ICPMS, EMPA, SEM-EDS | JEOL JXA-i SP100 microprobe equipped with five wavelength-dispersive spectrometers; Tescan Mira 3 field emission scanning electron microscope equipped with an energy dispersive spectrometer; Tescan Integrated Mineral Analyzer (TIMA) system comprising a field emission scanning electron microscope (Tescan Mira 3), integrated with four energy dispersive detectors (EDAXElement) | Guangzhou Tuoyan Analytical Technology Co., Ltd., Guizhou, China (GTAT) | EPMA: 15 kV accelerating potential and a beam current of 10 or 20 nA, with a defocused beam diameter of 5 µm; peak counting times for analyzed elements varied between 10 and 40 s, background measurements at 50% of the peak counting duration on both sides of the analyzed peak. SEM: operating voltage of 25 kV and a working distance of ~15.0 mm. TIMA: dot-mapping mode with a working distance of 15 mm, spot size of ~92 nm, scanning at 3 µm resolution (operating at 25 kV, 11.6 nA). LA-ICP-MS mapping: laser energy of 5 J/cm2, repetition rate of 15 Hz, spot size of 10 µm, scan speed of 40 µm/s. | NIST 610, NIST 612, and GSD-1G as external standards | [48 empty] | 48.2367 | [21 empty] | 52.6683 | [76 empty] | 2025 | Wang, L., Han, R., Zhang, Y., Chen, Y., Liu, D. (2026). Unraveling the redistribution of trace elements during supergene processes: A case study from the Qingshan carbonate-hosted Zn-Pb deposit, SW China. Ore Geology Reviews, 188, 107059. |  | CHN | Southwest China
| Qingshan |  | Basin hydrothermal | Mississippi Valley-type (MVT) | MVT zinc-lead | Zn, Pb | Ge, Cd, Ag | Zn, Pb, Ge, Cd, Ag | Meng et al., 2023 |  | Li-HS-83_sph_I - 16.d-1 | Li-HS-83_sph_I - 16.d-1 | underground mine |  |  |  |  | ore material | polished section | grab | mineral separate | [5 empty] | mineralisation | primary sulfide ores and secondary non-sulfide ores |  |  | sphalerite, pyrite, galena, hemimorphite, willemite, goethite, smithsonite, cerussite | hydrothermal (stages 1–3), supergene | massive, brecciated, replacive, infilling | colloform, oscillatory zoning, replacement, core-mantle-rim, dendritic, botryoidal, euhedral, subhedral, anhedral |  |  |  | calcite, greenockite | polished sections (150 µm thick) | LA-ICPMS, EMPA, SEM-EDS | JEOL JXA-i SP100 microprobe equipped with five wavelength-dispersive spectrometers; Tescan Mira 3 field emission scanning electron microscope equipped with an energy dispersive spectrometer; Tescan Integrated Mineral Analyzer (TIMA) system comprising a field emission scanning electron microscope (Tescan Mira 3), integrated with four energy dispersive detectors (EDAXElement) | Guangzhou Tuoyan Analytical Technology Co., Ltd., Guizhou, China (GTAT) | EPMA: 15 kV accelerating potential and a beam current of 10 or 20 nA, with a defocused beam diameter of 5 µm; peak counting times for analyzed elements varied between 10 and 40 s, background measurements at 50% of the peak counting duration on both sides of the analyzed peak. SEM: operating voltage of 25 kV and a working distance of ~15.0 mm. TIMA: dot-mapping mode with a working distance of 15 mm, spot size of ~92 nm, scanning at 3 µm resolution (operating at 25 kV, 11.6 nA). LA-ICP-MS mapping: laser energy of 5 J/cm2, repetition rate of 15 Hz, spot size of 10 µm, scan speed of 40 µm/s. | NIST 610, NIST 612, and GSD-1G as external standards | [48 empty] | 34.0494 | [21 empty] | 134.0437 | [76 empty] | 2025 | Wang, L., Han, R., Zhang, Y., Chen, Y., Liu, D. (2026). Unraveling the redistribution of trace elements during supergene processes: A case study from the Qingshan carbonate-hosted Zn-Pb deposit, SW China. Ore Geology Reviews, 188, 107059. |  | CHN | Southwest China
| Qingshan |  | Basin hydrothermal | Mississippi Valley-type (MVT) | MVT zinc-lead | Zn, Pb | Ge, Cd, Ag | Zn, Pb, Ge, Cd, Ag | Meng et al., 2023 |  | Li-HS-83_sph_I - 17.d-1 | Li-HS-83_sph_I - 17.d-1 | underground mine |  |  |  |  | ore material | polished section | grab | mineral separate | [5 empty] | mineralisation | primary sulfide ores and secondary non-sulfide ores |  |  | sphalerite, pyrite, galena, hemimorphite, willemite, goethite, smithsonite, cerussite | hydrothermal (stages 1–3), supergene | massive, brecciated, replacive, infilling | colloform, oscillatory zoning, replacement, core-mantle-rim, dendritic, botryoidal, euhedral, subhedral, anhedral |  |  |  | calcite, greenockite | polished sections (150 µm thick) | LA-ICPMS, EMPA, SEM-EDS | JEOL JXA-i SP100 microprobe equipped with five wavelength-dispersive spectrometers; Tescan Mira 3 field emission scanning electron microscope equipped with an energy dispersive spectrometer; Tescan Integrated Mineral Analyzer (TIMA) system comprising a field emission scanning electron microscope (Tescan Mira 3), integrated with four energy dispersive detectors (EDAXElement) | Guangzhou Tuoyan Analytical Technology Co., Ltd., Guizhou, China (GTAT) | EPMA: 15 kV accelerating potential and a beam current of 10 or 20 nA, with a defocused beam diameter of 5 µm; peak counting times for analyzed elements varied between 10 and 40 s, background measurements at 50% of the peak counting duration on both sides of the analyzed peak. SEM: operating voltage of 25 kV and a working distance of ~15.0 mm. TIMA: dot-mapping mode with a working distance of 15 mm, spot size of ~92 nm, scanning at 3 µm resolution (operating at 25 kV, 11.6 nA). LA-ICP-MS mapping: laser energy of 5 J/cm2, repetition rate of 15 Hz, spot size of 10 µm, scan speed of 40 µm/s. | NIST 610, NIST 612, and GSD-1G as external standards | [48 empty] | 98.973 | [21 empty] | 295.174 | [76 empty] | 2025 | Wang, L., Han, R., Zhang, Y., Chen, Y., Liu, D. (2026). Unraveling the redistribution of trace elements during supergene processes: A case study from the Qingshan carbonate-hosted Zn-Pb deposit, SW China. Ore Geology Reviews, 188, 107059. |  | CHN | Southwest China
| Qingshan |  | Basin hydrothermal | Mississippi Valley-type (MVT) | MVT zinc-lead | Zn, Pb | Ge, Cd, Ag | Zn, Pb, Ge, Cd, Ag | Meng et al., 2023 |  | Li-HS-83_sph_I - 18.d-1 | Li-HS-83_sph_I - 18.d-1 | underground mine |  |  |  |  | ore material | polished section | grab | mineral separate | [5 empty] | mineralisation | primary sulfide ores and secondary non-sulfide ores |  |  | sphalerite, pyrite, galena, hemimorphite, willemite, goethite, smithsonite, cerussite | hydrothermal (stages 1–3), supergene | massive, brecciated, replacive, infilling | colloform, oscillatory zoning, replacement, core-mantle-rim, dendritic, botryoidal, euhedral, subhedral, anhedral |  |  |  | calcite, greenockite | polished sections (150 µm thick) | LA-ICPMS, EMPA, SEM-EDS | JEOL JXA-i SP100 microprobe equipped with five wavelength-dispersive spectrometers; Tescan Mira 3 field emission scanning electron microscope equipped with an energy dispersive spectrometer; Tescan Integrated Mineral Analyzer (TIMA) system comprising a field emission scanning electron microscope (Tescan Mira 3), integrated with four energy dispersive detectors (EDAXElement) | Guangzhou Tuoyan Analytical Technology Co., Ltd., Guizhou, China (GTAT) | EPMA: 15 kV accelerating potential and a beam current of 10 or 20 nA, with a defocused beam diameter of 5 µm; peak counting times for analyzed elements varied between 10 and 40 s, background measurements at 50% of the peak counting duration on both sides of the analyzed peak. SEM: operating voltage of 25 kV and a working distance of ~15.0 mm. TIMA: dot-mapping mode with a working distance of 15 mm, spot size of ~92 nm, scanning at 3 µm resolution (operating at 25 kV, 11.6 nA). LA-ICP-MS mapping: laser energy of 5 J/cm2, repetition rate of 15 Hz, spot size of 10 µm, scan speed of 40 µm/s. | NIST 610, NIST 612, and GSD-1G as external standards | [48 empty] | 39.4541 | [21 empty] | 59.4978 | [76 empty] | 2025 | Wang, L., Han, R., Zhang, Y., Chen, Y., Liu, D. (2026). Unraveling the redistribution of trace elements during supergene processes: A case study from the Qingshan carbonate-hosted Zn-Pb deposit, SW China. Ore Geology Reviews, 188, 107059. |  | CHN | Southwest China
| Qingshan |  | Basin hydrothermal | Mississippi Valley-type (MVT) | MVT zinc-lead | Zn, Pb | Ge, Cd, Ag | Zn, Pb, Ge, Cd, Ag | Meng et al., 2023 |  | Li-HS-83_sph_I - 19.d-1 | Li-HS-83_sph_I - 19.d-1 | underground mine |  |  |  |  | ore material | polished section | grab | mineral separate | [5 empty] | mineralisation | primary sulfide ores and secondary non-sulfide ores |  |  | sphalerite, pyrite, galena, hemimorphite, willemite, goethite, smithsonite, cerussite | hydrothermal (stages 1–3), supergene | massive, brecciated, replacive, infilling | colloform, oscillatory zoning, replacement, core-mantle-rim, dendritic, botryoidal, euhedral, subhedral, anhedral |  |  |  | calcite, greenockite | polished sections (150 µm thick) | LA-ICPMS, EMPA, SEM-EDS | JEOL JXA-i SP100 microprobe equipped with five wavelength-dispersive spectrometers; Tescan Mira 3 field emission scanning electron microscope equipped with an energy dispersive spectrometer; Tescan Integrated Mineral Analyzer (TIMA) system comprising a field emission scanning electron microscope (Tescan Mira 3), integrated with four energy dispersive detectors (EDAXElement) | Guangzhou Tuoyan Analytical Technology Co., Ltd., Guizhou, China (GTAT) | EPMA: 15 kV accelerating potential and a beam current of 10 or 20 nA, with a defocused beam diameter of 5 µm; peak counting times for analyzed elements varied between 10 and 40 s, background measurements at 50% of the peak counting duration on both sides of the analyzed peak. SEM: operating voltage of 25 kV and a working distance of ~15.0 mm. TIMA: dot-mapping mode with a working distance of 15 mm, spot size of ~92 nm, scanning at 3 µm resolution (operating at 25 kV, 11.6 nA). LA-ICP-MS mapping: laser energy of 5 J/cm2, repetition rate of 15 Hz, spot size of 10 µm, scan speed of 40 µm/s. | NIST 610, NIST 612, and GSD-1G as external standards | [48 empty] | 67.4232 | [21 empty] | 63.202 | [76 empty] | 2025 | Wang, L., Han, R., Zhang, Y., Chen, Y., Liu, D. (2026). Unraveling the redistribution of trace elements during supergene processes: A case study from the Qingshan carbonate-hosted Zn-Pb deposit, SW China. Ore Geology Reviews, 188, 107059. |  | CHN | Southwest China
| Qingshan |  | Basin hydrothermal | Mississippi Valley-type (MVT) | MVT zinc-lead | Zn, Pb | Ge, Cd, Ag | Zn, Pb, Ge, Cd, Ag | Meng et al., 2023 |  | Li-HS-83_sph_I - 20.d-1 | Li-HS-83_sph_I - 20.d-1 | underground mine |  |  |  |  | ore material | polished section | grab | mineral separate | [5 empty] | mineralisation | primary sulfide ores and secondary non-sulfide ores |  |  | sphalerite, pyrite, galena, hemimorphite, willemite, goethite, smithsonite, cerussite | hydrothermal (stages 1–3), supergene | massive, brecciated, replacive, infilling | colloform, oscillatory zoning, replacement, core-mantle-rim, dendritic, botryoidal, euhedral, subhedral, anhedral |  |  |  | calcite, greenockite | polished sections (150 µm thick) | LA-ICPMS, EMPA, SEM-EDS | JEOL JXA-i SP100 microprobe equipped with five wavelength-dispersive spectrometers; Tescan Mira 3 field emission scanning electron microscope equipped with an energy dispersive spectrometer; Tescan Integrated Mineral Analyzer (TIMA) system comprising a field emission scanning electron microscope (Tescan Mira 3), integrated with four energy dispersive detectors (EDAXElement) | Guangzhou Tuoyan Analytical Technology Co., Ltd., Guizhou, China (GTAT) | EPMA: 15 kV accelerating potential and a beam current of 10 or 20 nA, with a defocused beam diameter of 5 µm; peak counting times for analyzed elements varied between 10 and 40 s, background measurements at 50% of the peak counting duration on both sides of the analyzed peak. SEM: operating voltage of 25 kV and a working distance of ~15.0 mm. TIMA: dot-mapping mode with a working distance of 15 mm, spot size of ~92 nm, scanning at 3 µm resolution (operating at 25 kV, 11.6 nA). LA-ICP-MS mapping: laser energy of 5 J/cm2, repetition rate of 15 Hz, spot size of 10 µm, scan speed of 40 µm/s. | NIST 610, NIST 612, and GSD-1G as external standards | [48 empty] | 37.0895 | [21 empty] | 125.4779 | [76 empty] | 2025 | Wang, L., Han, R., Zhang, Y., Chen, Y., Liu, D. (2026). Unraveling the redistribution of trace elements during supergene processes: A case study from the Qingshan carbonate-hosted Zn-Pb deposit, SW China. Ore Geology Reviews, 188, 107059. |  | CHN | Southwest China
| Qingshan |  | Basin hydrothermal | Mississippi Valley-type (MVT) | MVT zinc-lead | Zn, Pb | Ge, Cd, Ag | Zn, Pb, Ge, Cd, Ag | Meng et al., 2023 |  | Li-HS-83_sph_I - 21.d-1 | Li-HS-83_sph_I - 21.d-1 | underground mine |  |  |  |  | ore material | polished section | grab | mineral separate | [5 empty] | mineralisation | primary sulfide ores and secondary non-sulfide ores |  |  | sphalerite, pyrite, galena, hemimorphite, willemite, goethite, smithsonite, cerussite | hydrothermal (stages 1–3), supergene | massive, brecciated, replacive, infilling | colloform, oscillatory zoning, replacement, core-mantle-rim, dendritic, botryoidal, euhedral, subhedral, anhedral |  |  |  | calcite, greenockite | polished sections (150 µm thick) | LA-ICPMS, EMPA, SEM-EDS | JEOL JXA-i SP100 microprobe equipped with five wavelength-dispersive spectrometers; Tescan Mira 3 field emission scanning electron microscope equipped with an energy dispersive spectrometer; Tescan Integrated Mineral Analyzer (TIMA) system comprising a field emission scanning electron microscope (Tescan Mira 3), integrated with four energy dispersive detectors (EDAXElement) | Guangzhou Tuoyan Analytical Technology Co., Ltd., Guizhou, China (GTAT) | EPMA: 15 kV accelerating potential and a beam current of 10 or 20 nA, with a defocused beam diameter of 5 µm; peak counting times for analyzed elements varied between 10 and 40 s, background measurements at 50% of the peak counting duration on both sides of the analyzed peak. SEM: operating voltage of 25 kV and a working distance of ~15.0 mm. TIMA: dot-mapping mode with a working distance of 15 mm, spot size of ~92 nm, scanning at 3 µm resolution (operating at 25 kV, 11.6 nA). LA-ICP-MS mapping: laser energy of 5 J/cm2, repetition rate of 15 Hz, spot size of 10 µm, scan speed of 40 µm/s. | NIST 610, NIST 612, and GSD-1G as external standards | [48 empty] | 38.0353 | [21 empty] | 75.4719 | [76 empty] | 2025 | Wang, L., Han, R., Zhang, Y., Chen, Y., Liu, D. (2026). Unraveling the redistribution of trace elements during supergene processes: A case study from the Qingshan carbonate-hosted Zn-Pb deposit, SW China. Ore Geology Reviews, 188, 107059. |  | CHN | Southwest China
| Qingshan |  | Basin hydrothermal | Mississippi Valley-type (MVT) | MVT zinc-lead | Zn, Pb | Ge, Cd, Ag | Zn, Pb, Ge, Cd, Ag | Meng et al., 2023 |  | Li-HS-83_sph_I - 22.d-1 | Li-HS-83_sph_I - 22.d-1 | underground mine |  |  |  |  | ore material | polished section | grab | mineral separate | [5 empty] | mineralisation | primary sulfide ores and secondary non-sulfide ores |  |  | sphalerite, pyrite, galena, hemimorphite, willemite, goethite, smithsonite, cerussite | hydrothermal (stages 1–3), supergene | massive, brecciated, replacive, infilling | colloform, oscillatory zoning, replacement, core-mantle-rim, dendritic, botryoidal, euhedral, subhedral, anhedral |  |  |  | calcite, greenockite | polished sections (150 µm thick) | LA-ICPMS, EMPA, SEM-EDS | JEOL JXA-i SP100 microprobe equipped with five wavelength-dispersive spectrometers; Tescan Mira 3 field emission scanning electron microscope equipped with an energy dispersive spectrometer; Tescan Integrated Mineral Analyzer (TIMA) system comprising a field emission scanning electron microscope (Tescan Mira 3), integrated with four energy dispersive detectors (EDAXElement) | Guangzhou Tuoyan Analytical Technology Co., Ltd., Guizhou, China (GTAT) | EPMA: 15 kV accelerating potential and a beam current of 10 or 20 nA, with a defocused beam diameter of 5 µm; peak counting times for analyzed elements varied between 10 and 40 s, background measurements at 50% of the peak counting duration on both sides of the analyzed peak. SEM: operating voltage of 25 kV and a working distance of ~15.0 mm. TIMA: dot-mapping mode with a working distance of 15 mm, spot size of ~92 nm, scanning at 3 µm resolution (operating at 25 kV, 11.6 nA). LA-ICP-MS mapping: laser energy of 5 J/cm2, repetition rate of 15 Hz, spot size of 10 µm, scan speed of 40 µm/s. | NIST 610, NIST 612, and GSD-1G as external standards | [48 empty] | 50.6282 | [21 empty] | 119.4586 | [76 empty] | 2025 | Wang, L., Han, R., Zhang, Y., Chen, Y., Liu, D. (2026). Unraveling the redistribution of trace elements during supergene processes: A case study from the Qingshan carbonate-hosted Zn-Pb deposit, SW China. Ore Geology Reviews, 188, 107059. |  | CHN | Southwest China
| Qingshan |  | Basin hydrothermal | Mississippi Valley-type (MVT) | MVT zinc-lead | Zn, Pb | Ge, Cd, Ag | Zn, Pb, Ge, Cd, Ag | Meng et al., 2023 |  | Li-HS-83_sph_I - 23.d-1 | Li-HS-83_sph_I - 23.d-1 | underground mine |  |  |  |  | ore material | polished section | grab | mineral separate | [5 empty] | mineralisation | primary sulfide ores and secondary non-sulfide ores |  |  | sphalerite, pyrite, galena, hemimorphite, willemite, goethite, smithsonite, cerussite | hydrothermal (stages 1–3), supergene | massive, brecciated, replacive, infilling | colloform, oscillatory zoning, replacement, core-mantle-rim, dendritic, botryoidal, euhedral, subhedral, anhedral |  |  |  | calcite, greenockite | polished sections (150 µm thick) | LA-ICPMS, EMPA, SEM-EDS | JEOL JXA-i SP100 microprobe equipped with five wavelength-dispersive spectrometers; Tescan Mira 3 field emission scanning electron microscope equipped with an energy dispersive spectrometer; Tescan Integrated Mineral Analyzer (TIMA) system comprising a field emission scanning electron microscope (Tescan Mira 3), integrated with four energy dispersive detectors (EDAXElement) | Guangzhou Tuoyan Analytical Technology Co., Ltd., Guizhou, China (GTAT) | EPMA: 15 kV accelerating potential and a beam current of 10 or 20 nA, with a defocused beam diameter of 5 µm; peak counting times for analyzed elements varied between 10 and 40 s, background measurements at 50% of the peak counting duration on both sides of the analyzed peak. SEM: operating voltage of 25 kV and a working distance of ~15.0 mm. TIMA: dot-mapping mode with a working distance of 15 mm, spot size of ~92 nm, scanning at 3 µm resolution (operating at 25 kV, 11.6 nA). LA-ICP-MS mapping: laser energy of 5 J/cm2, repetition rate of 15 Hz, spot size of 10 µm, scan speed of 40 µm/s. | NIST 610, NIST 612, and GSD-1G as external standards | [48 empty] | 68.0988 | [21 empty] | 209.7471 | [76 empty] | 2025 | Wang, L., Han, R., Zhang, Y., Chen, Y., Liu, D. (2026). Unraveling the redistribution of trace elements during supergene processes: A case study from the Qingshan carbonate-hosted Zn-Pb deposit, SW China. Ore Geology Reviews, 188, 107059. |  | CHN | Southwest China
| Qingshan |  | Basin hydrothermal | Mississippi Valley-type (MVT) | MVT zinc-lead | Zn, Pb | Ge, Cd, Ag | Zn, Pb, Ge, Cd, Ag | Meng et al., 2023 |  | Li-HS-83_sph_I - 24.d-1 | Li-HS-83_sph_I - 24.d-1 | underground mine |  |  |  |  | ore material | polished section | grab | mineral separate | [5 empty] | mineralisation | primary sulfide ores and secondary non-sulfide ores |  |  | sphalerite, pyrite, galena, hemimorphite, willemite, goethite, smithsonite, cerussite | hydrothermal (stages 1–3), supergene | massive, brecciated, replacive, infilling | colloform, oscillatory zoning, replacement, core-mantle-rim, dendritic, botryoidal, euhedral, subhedral, anhedral |  |  |  | calcite, greenockite | polished sections (150 µm thick) | LA-ICPMS, EMPA, SEM-EDS | JEOL JXA-i SP100 microprobe equipped with five wavelength-dispersive spectrometers; Tescan Mira 3 field emission scanning electron microscope equipped with an energy dispersive spectrometer; Tescan Integrated Mineral Analyzer (TIMA) system comprising a field emission scanning electron microscope (Tescan Mira 3), integrated with four energy dispersive detectors (EDAXElement) | Guangzhou Tuoyan Analytical Technology Co., Ltd., Guizhou, China (GTAT) | EPMA: 15 kV accelerating potential and a beam current of 10 or 20 nA, with a defocused beam diameter of 5 µm; peak counting times for analyzed elements varied between 10 and 40 s, background measurements at 50% of the peak counting duration on both sides of the analyzed peak. SEM: operating voltage of 25 kV and a working distance of ~15.0 mm. TIMA: dot-mapping mode with a working distance of 15 mm, spot size of ~92 nm, scanning at 3 µm resolution (operating at 25 kV, 11.6 nA). LA-ICP-MS mapping: laser energy of 5 J/cm2, repetition rate of 15 Hz, spot size of 10 µm, scan speed of 40 µm/s. | NIST 610, NIST 612, and GSD-1G as external standards | [48 empty] | 54.6547 | [21 empty] | 192.1525 | [76 empty] | 2025 | Wang, L., Han, R., Zhang, Y., Chen, Y., Liu, D. (2026). Unraveling the redistribution of trace elements during supergene processes: A case study from the Qingshan carbonate-hosted Zn-Pb deposit, SW China. Ore Geology Reviews, 188, 107059. |  | CHN | Southwest China
| Qingshan |  | Basin hydrothermal | Mississippi Valley-type (MVT) | MVT zinc-lead | Zn, Pb | Ge, Cd, Ag | Zn, Pb, Ge, Cd, Ag | Meng et al., 2023 |  | Li-HS-83_sph_II - 1.d-1 | Li-HS-83_sph_II - 1.d-1 | underground mine |  |  |  |  | ore material | polished section | grab | mineral separate | [5 empty] | mineralisation | primary sulfide ores and secondary non-sulfide ores |  |  | sphalerite, pyrite, galena, hemimorphite, willemite, goethite, smithsonite, cerussite | hydrothermal (stages 1–3), supergene | massive, brecciated, replacive, infilling | colloform, oscillatory zoning, replacement, core-mantle-rim, dendritic, botryoidal, euhedral, subhedral, anhedral |  |  |  | calcite, greenockite | polished sections (150 µm thick) | LA-ICPMS, EMPA, SEM-EDS | JEOL JXA-i SP100 microprobe equipped with five wavelength-dispersive spectrometers; Tescan Mira 3 field emission scanning electron microscope equipped with an energy dispersive spectrometer; Tescan Integrated Mineral Analyzer (TIMA) system comprising a field emission scanning electron microscope (Tescan Mira 3), integrated with four energy dispersive detectors (EDAXElement) | Guangzhou Tuoyan Analytical Technology Co., Ltd., Guizhou, China (GTAT) | EPMA: 15 kV accelerating potential and a beam current of 10 or 20 nA, with a defocused beam diameter of 5 µm; peak counting times for analyzed elements varied between 10 and 40 s, background measurements at 50% of the peak counting duration on both sides of the analyzed peak. SEM: operating voltage of 25 kV and a working distance of ~15.0 mm. TIMA: dot-mapping mode with a working distance of 15 mm, spot size of ~92 nm, scanning at 3 µm resolution (operating at 25 kV, 11.6 nA). LA-ICP-MS mapping: laser energy of 5 J/cm2, repetition rate of 15 Hz, spot size of 10 µm, scan speed of 40 µm/s. | NIST 610, NIST 612, and GSD-1G as external standards | [48 empty] | 137.6839 | [21 empty] | 32.064 | [76 empty] | 2025 | Wang, L., Han, R., Zhang, Y., Chen, Y., Liu, D. (2026). Unraveling the redistribution of trace elements during supergene processes: A case study from the Qingshan carbonate-hosted Zn-Pb deposit, SW China. Ore Geology Reviews, 188, 107059. |  | CHN | Southwest China
| Qingshan |  | Basin hydrothermal | Mississippi Valley-type (MVT) | MVT zinc-lead | Zn, Pb | Ge, Cd, Ag | Zn, Pb, Ge, Cd, Ag | Meng et al., 2023 |  | Li-HS-83_sph_II - 2.d-1 | Li-HS-83_sph_II - 2.d-1 | underground mine |  |  |  |  | ore material | polished section | grab | mineral separate | [5 empty] | mineralisation | primary sulfide ores and secondary non-sulfide ores |  |  | sphalerite, pyrite, galena, hemimorphite, willemite, goethite, smithsonite, cerussite | hydrothermal (stages 1–3), supergene | massive, brecciated, replacive, infilling | colloform, oscillatory zoning, replacement, core-mantle-rim, dendritic, botryoidal, euhedral, subhedral, anhedral |  |  |  | calcite, greenockite | polished sections (150 µm thick) | LA-ICPMS, EMPA, SEM-EDS | JEOL JXA-i SP100 microprobe equipped with five wavelength-dispersive spectrometers; Tescan Mira 3 field emission scanning electron microscope equipped with an energy dispersive spectrometer; Tescan Integrated Mineral Analyzer (TIMA) system comprising a field emission scanning electron microscope (Tescan Mira 3), integrated with four energy dispersive detectors (EDAXElement) | Guangzhou Tuoyan Analytical Technology Co., Ltd., Guizhou, China (GTAT) | EPMA: 15 kV accelerating potential and a beam current of 10 or 20 nA, with a defocused beam diameter of 5 µm; peak counting times for analyzed elements varied between 10 and 40 s, background measurements at 50% of the peak counting duration on both sides of the analyzed peak. SEM: operating voltage of 25 kV and a working distance of ~15.0 mm. TIMA: dot-mapping mode with a working distance of 15 mm, spot size of ~92 nm, scanning at 3 µm resolution (operating at 25 kV, 11.6 nA). LA-ICP-MS mapping: laser energy of 5 J/cm2, repetition rate of 15 Hz, spot size of 10 µm, scan speed of 40 µm/s. | NIST 610, NIST 612, and GSD-1G as external standards | [48 empty] | 133.8331 | [21 empty] | 39.3565 | [76 empty] | 2025 | Wang, L., Han, R., Zhang, Y., Chen, Y., Liu, D. (2026). Unraveling the redistribution of trace elements during supergene processes: A case study from the Qingshan carbonate-hosted Zn-Pb deposit, SW China. Ore Geology Reviews, 188, 107059. |  | CHN | Southwest China
| Qingshan |  | Basin hydrothermal | Mississippi Valley-type (MVT) | MVT zinc-lead | Zn, Pb | Ge, Cd, Ag | Zn, Pb, Ge, Cd, Ag | Meng et al., 2023 |  | Li-HS-83_sph_II - 3.d-1 | Li-HS-83_sph_II - 3.d-1 | underground mine |  |  |  |  | ore material | polished section | grab | mineral separate | [5 empty] | mineralisation | primary sulfide ores and secondary non-sulfide ores |  |  | sphalerite, pyrite, galena, hemimorphite, willemite, goethite, smithsonite, cerussite | hydrothermal (stages 1–3), supergene | massive, brecciated, replacive, infilling | colloform, oscillatory zoning, replacement, core-mantle-rim, dendritic, botryoidal, euhedral, subhedral, anhedral |  |  |  | calcite, greenockite | polished sections (150 µm thick) | LA-ICPMS, EMPA, SEM-EDS | JEOL JXA-i SP100 microprobe equipped with five wavelength-dispersive spectrometers; Tescan Mira 3 field emission scanning electron microscope equipped with an energy dispersive spectrometer; Tescan Integrated Mineral Analyzer (TIMA) system comprising a field emission scanning electron microscope (Tescan Mira 3), integrated with four energy dispersive detectors (EDAXElement) | Guangzhou Tuoyan Analytical Technology Co., Ltd., Guizhou, China (GTAT) | EPMA: 15 kV accelerating potential and a beam current of 10 or 20 nA, with a defocused beam diameter of 5 µm; peak counting times for analyzed elements varied between 10 and 40 s, background measurements at 50% of the peak counting duration on both sides of the analyzed peak. SEM: operating voltage of 25 kV and a working distance of ~15.0 mm. TIMA: dot-mapping mode with a working distance of 15 mm, spot size of ~92 nm, scanning at 3 µm resolution (operating at 25 kV, 11.6 nA). LA-ICP-MS mapping: laser energy of 5 J/cm2, repetition rate of 15 Hz, spot size of 10 µm, scan speed of 40 µm/s. | NIST 610, NIST 612, and GSD-1G as external standards | [48 empty] | 162.748 | [21 empty] | 61.8129 | [76 empty] | 2025 | Wang, L., Han, R., Zhang, Y., Chen, Y., Liu, D. (2026). Unraveling the redistribution of trace elements during supergene processes: A case study from the Qingshan carbonate-hosted Zn-Pb deposit, SW China. Ore Geology Reviews, 188, 107059. |  | CHN | Southwest China
| Qingshan |  | Basin hydrothermal | Mississippi Valley-type (MVT) | MVT zinc-lead | Zn, Pb | Ge, Cd, Ag | Zn, Pb, Ge, Cd, Ag | Meng et al., 2023 |  | Li-HS-83_sph_II - 4.d-1 | Li-HS-83_sph_II - 4.d-1 | underground mine |  |  |  |  | ore material | polished section | grab | mineral separate | [5 empty] | mineralisation | primary sulfide ores and secondary non-sulfide ores |  |  | sphalerite, pyrite, galena, hemimorphite, willemite, goethite, smithsonite, cerussite | hydrothermal (stages 1–3), supergene | massive, brecciated, replacive, infilling | colloform, oscillatory zoning, replacement, core-mantle-rim, dendritic, botryoidal, euhedral, subhedral, anhedral |  |  |  | calcite, greenockite | polished sections (150 µm thick) | LA-ICPMS, EMPA, SEM-EDS | JEOL JXA-i SP100 microprobe equipped with five wavelength-dispersive spectrometers; Tescan Mira 3 field emission scanning electron microscope equipped with an energy dispersive spectrometer; Tescan Integrated Mineral Analyzer (TIMA) system comprising a field emission scanning electron microscope (Tescan Mira 3), integrated with four energy dispersive detectors (EDAXElement) | Guangzhou Tuoyan Analytical Technology Co., Ltd., Guizhou, China (GTAT) | EPMA: 15 kV accelerating potential and a beam current of 10 or 20 nA, with a defocused beam diameter of 5 µm; peak counting times for analyzed elements varied between 10 and 40 s, background measurements at 50% of the peak counting duration on both sides of the analyzed peak. SEM: operating voltage of 25 kV and a working distance of ~15.0 mm. TIMA: dot-mapping mode with a working distance of 15 mm, spot size of ~92 nm, scanning at 3 µm resolution (operating at 25 kV, 11.6 nA). LA-ICP-MS mapping: laser energy of 5 J/cm2, repetition rate of 15 Hz, spot size of 10 µm, scan speed of 40 µm/s. | NIST 610, NIST 612, and GSD-1G as external standards | [48 empty] | 155.7895 | [21 empty] | 64.2437 | [76 empty] | 2025 | Wang, L., Han, R., Zhang, Y., Chen, Y., Liu, D. (2026). Unraveling the redistribution of trace elements during supergene processes: A case study from the Qingshan carbonate-hosted Zn-Pb deposit, SW China. Ore Geology Reviews, 188, 107059. |  | CHN | Southwest China
| Qingshan |  | Basin hydrothermal | Mississippi Valley-type (MVT) | MVT zinc-lead | Zn, Pb | Ge, Cd, Ag | Zn, Pb, Ge, Cd, Ag | Meng et al., 2023 |  | Li-HS-83_sph_II - 5.d-1 | Li-HS-83_sph_II - 5.d-1 | underground mine |  |  |  |  | ore material | polished section | grab | mineral separate | [5 empty] | mineralisation | primary sulfide ores and secondary non-sulfide ores |  |  | sphalerite, pyrite, galena, hemimorphite, willemite, goethite, smithsonite, cerussite | hydrothermal (stages 1–3), supergene | massive, brecciated, replacive, infilling | colloform, oscillatory zoning, replacement, core-mantle-rim, dendritic, botryoidal, euhedral, subhedral, anhedral |  |  |  | calcite, greenockite | polished sections (150 µm thick) | LA-ICPMS, EMPA, SEM-EDS | JEOL JXA-i SP100 microprobe equipped with five wavelength-dispersive spectrometers; Tescan Mira 3 field emission scanning electron microscope equipped with an energy dispersive spectrometer; Tescan Integrated Mineral Analyzer (TIMA) system comprising a field emission scanning electron microscope (Tescan Mira 3), integrated with four energy dispersive detectors (EDAXElement) | Guangzhou Tuoyan Analytical Technology Co., Ltd., Guizhou, China (GTAT) | EPMA: 15 kV accelerating potential and a beam current of 10 or 20 nA, with a defocused beam diameter of 5 µm; peak counting times for analyzed elements varied between 10 and 40 s, background measurements at 50% of the peak counting duration on both sides of the analyzed peak. SEM: operating voltage of 25 kV and a working distance of ~15.0 mm. TIMA: dot-mapping mode with a working distance of 15 mm, spot size of ~92 nm, scanning at 3 µm resolution (operating at 25 kV, 11.6 nA). LA-ICP-MS mapping: laser energy of 5 J/cm2, repetition rate of 15 Hz, spot size of 10 µm, scan speed of 40 µm/s. | NIST 610, NIST 612, and GSD-1G as external standards | [48 empty] | 167.0042 | [21 empty] | 41.4401 | [76 empty] | 2025 | Wang, L., Han, R., Zhang, Y., Chen, Y., Liu, D. (2026). Unraveling the redistribution of trace elements during supergene processes: A case study from the Qingshan carbonate-hosted Zn-Pb deposit, SW China. Ore Geology Reviews, 188, 107059. |  | CHN | Southwest China
| Qingshan |  | Basin hydrothermal | Mississippi Valley-type (MVT) | MVT zinc-lead | Zn, Pb | Ge, Cd, Ag | Zn, Pb, Ge, Cd, Ag | Meng et al., 2023 |  | Li-HS-83_sph_II - 6.d-1 | Li-HS-83_sph_II - 6.d-1 | underground mine |  |  |  |  | ore material | polished section | grab | mineral separate | [5 empty] | mineralisation | primary sulfide ores and secondary non-sulfide ores |  |  | sphalerite, pyrite, galena, hemimorphite, willemite, goethite, smithsonite, cerussite | hydrothermal (stages 1–3), supergene | massive, brecciated, replacive, infilling | colloform, oscillatory zoning, replacement, core-mantle-rim, dendritic, botryoidal, euhedral, subhedral, anhedral |  |  |  | calcite, greenockite | polished sections (150 µm thick) | LA-ICPMS, EMPA, SEM-EDS | JEOL JXA-i SP100 microprobe equipped with five wavelength-dispersive spectrometers; Tescan Mira 3 field emission scanning electron microscope equipped with an energy dispersive spectrometer; Tescan Integrated Mineral Analyzer (TIMA) system comprising a field emission scanning electron microscope (Tescan Mira 3), integrated with four energy dispersive detectors (EDAXElement) | Guangzhou Tuoyan Analytical Technology Co., Ltd., Guizhou, China (GTAT) | EPMA: 15 kV accelerating potential and a beam current of 10 or 20 nA, with a defocused beam diameter of 5 µm; peak counting times for analyzed elements varied between 10 and 40 s, background measurements at 50% of the peak counting duration on both sides of the analyzed peak. SEM: operating voltage of 25 kV and a working distance of ~15.0 mm. TIMA: dot-mapping mode with a working distance of 15 mm, spot size of ~92 nm, scanning at 3 µm resolution (operating at 25 kV, 11.6 nA). LA-ICP-MS mapping: laser energy of 5 J/cm2, repetition rate of 15 Hz, spot size of 10 µm, scan speed of 40 µm/s. | NIST 610, NIST 612, and GSD-1G as external standards | [48 empty] | 65.1938 | [21 empty] | 107.1887 | [76 empty] | 2025 | Wang, L., Han, R., Zhang, Y., Chen, Y., Liu, D. (2026). Unraveling the redistribution of trace elements during supergene processes: A case study from the Qingshan carbonate-hosted Zn-Pb deposit, SW China. Ore Geology Reviews, 188, 107059. |  | CHN | Southwest China
| Qingshan |  | Basin hydrothermal | Mississippi Valley-type (MVT) | MVT zinc-lead | Zn, Pb | Ge, Cd, Ag | Zn, Pb, Ge, Cd, Ag | Meng et al., 2023 |  | Li-HS-83_sph_II - 7.d-1 | Li-HS-83_sph_II - 7.d-1 | underground mine |  |  |  |  | ore material | polished section | grab | mineral separate | [5 empty] | mineralisation | primary sulfide ores and secondary non-sulfide ores |  |  | sphalerite, pyrite, galena, hemimorphite, willemite, goethite, smithsonite, cerussite | hydrothermal (stages 1–3), supergene | massive, brecciated, replacive, infilling | colloform, oscillatory zoning, replacement, core-mantle-rim, dendritic, botryoidal, euhedral, subhedral, anhedral |  |  |  | calcite, greenockite | polished sections (150 µm thick) | LA-ICPMS, EMPA, SEM-EDS | JEOL JXA-i SP100 microprobe equipped with five wavelength-dispersive spectrometers; Tescan Mira 3 field emission scanning electron microscope equipped with an energy dispersive spectrometer; Tescan Integrated Mineral Analyzer (TIMA) system comprising a field emission scanning electron microscope (Tescan Mira 3), integrated with four energy dispersive detectors (EDAXElement) | Guangzhou Tuoyan Analytical Technology Co., Ltd., Guizhou, China (GTAT) | EPMA: 15 kV accelerating potential and a beam current of 10 or 20 nA, with a defocused beam diameter of 5 µm; peak counting times for analyzed elements varied between 10 and 40 s, background measurements at 50% of the peak counting duration on both sides of the analyzed peak. SEM: operating voltage of 25 kV and a working distance of ~15.0 mm. TIMA: dot-mapping mode with a working distance of 15 mm, spot size of ~92 nm, scanning at 3 µm resolution (operating at 25 kV, 11.6 nA). LA-ICP-MS mapping: laser energy of 5 J/cm2, repetition rate of 15 Hz, spot size of 10 µm, scan speed of 40 µm/s. | NIST 610, NIST 612, and GSD-1G as external standards | [48 empty] | 138.6973 | [21 empty] | 52.8998 | [76 empty] | 2025 | Wang, L., Han, R., Zhang, Y., Chen, Y., Liu, D. (2026). Unraveling the redistribution of trace elements during supergene processes: A case study from the Qingshan carbonate-hosted Zn-Pb deposit, SW China. Ore Geology Reviews, 188, 107059. |  | CHN | Southwest China
| Qingshan |  | Basin hydrothermal | Mississippi Valley-type (MVT) | MVT zinc-lead | Zn, Pb | Ge, Cd, Ag | Zn, Pb, Ge, Cd, Ag | Meng et al., 2023 |  | Li-HS-83_sph_II - 8.d-1 | Li-HS-83_sph_II - 8.d-1 | underground mine |  |  |  |  | ore material | polished section | grab | mineral separate | [5 empty] | mineralisation | primary sulfide ores and secondary non-sulfide ores |  |  | sphalerite, pyrite, galena, hemimorphite, willemite, goethite, smithsonite, cerussite | hydrothermal (stages 1–3), supergene | massive, brecciated, replacive, infilling | colloform, oscillatory zoning, replacement, core-mantle-rim, dendritic, botryoidal, euhedral, subhedral, anhedral |  |  |  | calcite, greenockite | polished sections (150 µm thick) | LA-ICPMS, EMPA, SEM-EDS | JEOL JXA-i SP100 microprobe equipped with five wavelength-dispersive spectrometers; Tescan Mira 3 field emission scanning electron microscope equipped with an energy dispersive spectrometer; Tescan Integrated Mineral Analyzer (TIMA) system comprising a field emission scanning electron microscope (Tescan Mira 3), integrated with four energy dispersive detectors (EDAXElement) | Guangzhou Tuoyan Analytical Technology Co., Ltd., Guizhou, China (GTAT) | EPMA: 15 kV accelerating potential and a beam current of 10 or 20 nA, with a defocused beam diameter of 5 µm; peak counting times for analyzed elements varied between 10 and 40 s, background measurements at 50% of the peak counting duration on both sides of the analyzed peak. SEM: operating voltage of 25 kV and a working distance of ~15.0 mm. TIMA: dot-mapping mode with a working distance of 15 mm, spot size of ~92 nm, scanning at 3 µm resolution (operating at 25 kV, 11.6 nA). LA-ICP-MS mapping: laser energy of 5 J/cm2, repetition rate of 15 Hz, spot size of 10 µm, scan speed of 40 µm/s. | NIST 610, NIST 612, and GSD-1G as external standards | [48 empty] | 176.8677 | [21 empty] | 45.0285 | [76 empty] | 2025 | Wang, L., Han, R., Zhang, Y., Chen, Y., Liu, D. (2026). Unraveling the redistribution of trace elements during supergene processes: A case study from the Qingshan carbonate-hosted Zn-Pb deposit, SW China. Ore Geology Reviews, 188, 107059. |  | CHN | Southwest China
| Qingshan |  | Basin hydrothermal | Mississippi Valley-type (MVT) | MVT zinc-lead | Zn, Pb | Ge, Cd, Ag | Zn, Pb, Ge, Cd, Ag | Meng et al., 2023 |  | Li-HS-83_sph_II - 9.d-1 | Li-HS-83_sph_II - 9.d-1 | underground mine |  |  |  |  | ore material | polished section | grab | mineral separate | [5 empty] | mineralisation | primary sulfide ores and secondary non-sulfide ores |  |  | sphalerite, pyrite, galena, hemimorphite, willemite, goethite, smithsonite, cerussite | hydrothermal (stages 1–3), supergene | massive, brecciated, replacive, infilling | colloform, oscillatory zoning, replacement, core-mantle-rim, dendritic, botryoidal, euhedral, subhedral, anhedral |  |  |  | calcite, greenockite | polished sections (150 µm thick) | LA-ICPMS, EMPA, SEM-EDS | JEOL JXA-i SP100 microprobe equipped with five wavelength-dispersive spectrometers; Tescan Mira 3 field emission scanning electron microscope equipped with an energy dispersive spectrometer; Tescan Integrated Mineral Analyzer (TIMA) system comprising a field emission scanning electron microscope (Tescan Mira 3), integrated with four energy dispersive detectors (EDAXElement) | Guangzhou Tuoyan Analytical Technology Co., Ltd., Guizhou, China (GTAT) | EPMA: 15 kV accelerating potential and a beam current of 10 or 20 nA, with a defocused beam diameter of 5 µm; peak counting times for analyzed elements varied between 10 and 40 s, background measurements at 50% of the peak counting duration on both sides of the analyzed peak. SEM: operating voltage of 25 kV and a working distance of ~15.0 mm. TIMA: dot-mapping mode with a working distance of 15 mm, spot size of ~92 nm, scanning at 3 µm resolution (operating at 25 kV, 11.6 nA). LA-ICP-MS mapping: laser energy of 5 J/cm2, repetition rate of 15 Hz, spot size of 10 µm, scan speed of 40 µm/s. | NIST 610, NIST 612, and GSD-1G as external standards | [48 empty] | 212.3359 | [21 empty] | 21.5766 | [76 empty] | 2025 | Wang, L., Han, R., Zhang, Y., Chen, Y., Liu, D. (2026). Unraveling the redistribution of trace elements during supergene processes: A case study from the Qingshan carbonate-hosted Zn-Pb deposit, SW China. Ore Geology Reviews, 188, 107059. |  | CHN | Southwest China
| Qingshan |  | Basin hydrothermal | Mississippi Valley-type (MVT) | MVT zinc-lead | Zn, Pb | Ge, Cd, Ag | Zn, Pb, Ge, Cd, Ag | Meng et al., 2023 |  | Li-HS-83_sph_II - 10.d-1 | Li-HS-83_sph_II - 10.d-1 | underground mine |  |  |  |  | ore material | polished section | grab | mineral separate | [5 empty] | mineralisation | primary sulfide ores and secondary non-sulfide ores |  |  | sphalerite, pyrite, galena, hemimorphite, willemite, goethite, smithsonite, cerussite | hydrothermal (stages 1–3), supergene | massive, brecciated, replacive, infilling | colloform, oscillatory zoning, replacement, core-mantle-rim, dendritic, botryoidal, euhedral, subhedral, anhedral |  |  |  | calcite, greenockite | polished sections (150 µm thick) | LA-ICPMS, EMPA, SEM-EDS | JEOL JXA-i SP100 microprobe equipped with five wavelength-dispersive spectrometers; Tescan Mira 3 field emission scanning electron microscope equipped with an energy dispersive spectrometer; Tescan Integrated Mineral Analyzer (TIMA) system comprising a field emission scanning electron microscope (Tescan Mira 3), integrated with four energy dispersive detectors (EDAXElement) | Guangzhou Tuoyan Analytical Technology Co., Ltd., Guizhou, China (GTAT) | EPMA: 15 kV accelerating potential and a beam current of 10 or 20 nA, with a defocused beam diameter of 5 µm; peak counting times for analyzed elements varied between 10 and 40 s, background measurements at 50% of the peak counting duration on both sides of the analyzed peak. SEM: operating voltage of 25 kV and a working distance of ~15.0 mm. TIMA: dot-mapping mode with a working distance of 15 mm, spot size of ~92 nm, scanning at 3 µm resolution (operating at 25 kV, 11.6 nA). LA-ICP-MS mapping: laser energy of 5 J/cm2, repetition rate of 15 Hz, spot size of 10 µm, scan speed of 40 µm/s. | NIST 610, NIST 612, and GSD-1G as external standards | [48 empty] | 105.3235 | [21 empty] | 213.6828 | [76 empty] | 2025 | Wang, L., Han, R., Zhang, Y., Chen, Y., Liu, D. (2026). Unraveling the redistribution of trace elements during supergene processes: A case study from the Qingshan carbonate-hosted Zn-Pb deposit, SW China. Ore Geology Reviews, 188, 107059. |  | CHN | Southwest China
| Qingshan |  | Basin hydrothermal | Mississippi Valley-type (MVT) | MVT zinc-lead | Zn, Pb | Ge, Cd, Ag | Zn, Pb, Ge, Cd, Ag | Meng et al., 2023 |  | Li-HS-83_sph_II - 11.d-1 | Li-HS-83_sph_II - 11.d-1 | underground mine |  |  |  |  | ore material | polished section | grab | mineral separate | [5 empty] | mineralisation | primary sulfide ores and secondary non-sulfide ores |  |  | sphalerite, pyrite, galena, hemimorphite, willemite, goethite, smithsonite, cerussite | hydrothermal (stages 1–3), supergene | massive, brecciated, replacive, infilling | colloform, oscillatory zoning, replacement, core-mantle-rim, dendritic, botryoidal, euhedral, subhedral, anhedral |  |  |  | calcite, greenockite | polished sections (150 µm thick) | LA-ICPMS, EMPA, SEM-EDS | JEOL JXA-i SP100 microprobe equipped with five wavelength-dispersive spectrometers; Tescan Mira 3 field emission scanning electron microscope equipped with an energy dispersive spectrometer; Tescan Integrated Mineral Analyzer (TIMA) system comprising a field emission scanning electron microscope (Tescan Mira 3), integrated with four energy dispersive detectors (EDAXElement) | Guangzhou Tuoyan Analytical Technology Co., Ltd., Guizhou, China (GTAT) | EPMA: 15 kV accelerating potential and a beam current of 10 or 20 nA, with a defocused beam diameter of 5 µm; peak counting times for analyzed elements varied between 10 and 40 s, background measurements at 50% of the peak counting duration on both sides of the analyzed peak. SEM: operating voltage of 25 kV and a working distance of ~15.0 mm. TIMA: dot-mapping mode with a working distance of 15 mm, spot size of ~92 nm, scanning at 3 µm resolution (operating at 25 kV, 11.6 nA). LA-ICP-MS mapping: laser energy of 5 J/cm2, repetition rate of 15 Hz, spot size of 10 µm, scan speed of 40 µm/s. | NIST 610, NIST 612, and GSD-1G as external standards | [48 empty] | 217.8081 | [21 empty] | 16.6686 | [76 empty] | 2025 | Wang, L., Han, R., Zhang, Y., Chen, Y., Liu, D. (2026). Unraveling the redistribution of trace elements during supergene processes: A case study from the Qingshan carbonate-hosted Zn-Pb deposit, SW China. Ore Geology Reviews, 188, 107059. |  | CHN | Southwest China
| Qingshan |  | Basin hydrothermal | Mississippi Valley-type (MVT) | MVT zinc-lead | Zn, Pb | Ge, Cd, Ag | Zn, Pb, Ge, Cd, Ag | Meng et al., 2023 |  | Li-HS-83_sph_II - 12.d-1 | Li-HS-83_sph_II - 12.d-1 | underground mine |  |  |  |  | ore material | polished section | grab | mineral separate | [5 empty] | mineralisation | primary sulfide ores and secondary non-sulfide ores |  |  | sphalerite, pyrite, galena, hemimorphite, willemite, goethite, smithsonite, cerussite | hydrothermal (stages 1–3), supergene | massive, brecciated, replacive, infilling | colloform, oscillatory zoning, replacement, core-mantle-rim, dendritic, botryoidal, euhedral, subhedral, anhedral |  |  |  | calcite, greenockite | polished sections (150 µm thick) | LA-ICPMS, EMPA, SEM-EDS | JEOL JXA-i SP100 microprobe equipped with five wavelength-dispersive spectrometers; Tescan Mira 3 field emission scanning electron microscope equipped with an energy dispersive spectrometer; Tescan Integrated Mineral Analyzer (TIMA) system comprising a field emission scanning electron microscope (Tescan Mira 3), integrated with four energy dispersive detectors (EDAXElement) | Guangzhou Tuoyan Analytical Technology Co., Ltd., Guizhou, China (GTAT) | EPMA: 15 kV accelerating potential and a beam current of 10 or 20 nA, with a defocused beam diameter of 5 µm; peak counting times for analyzed elements varied between 10 and 40 s, background measurements at 50% of the peak counting duration on both sides of the analyzed peak. SEM: operating voltage of 25 kV and a working distance of ~15.0 mm. TIMA: dot-mapping mode with a working distance of 15 mm, spot size of ~92 nm, scanning at 3 µm resolution (operating at 25 kV, 11.6 nA). LA-ICP-MS mapping: laser energy of 5 J/cm2, repetition rate of 15 Hz, spot size of 10 µm, scan speed of 40 µm/s. | NIST 610, NIST 612, and GSD-1G as external standards | [48 empty] | 308.5524 | [21 empty] | 37.053 | [76 empty] | 2025 | Wang, L., Han, R., Zhang, Y., Chen, Y., Liu, D. (2026). Unraveling the redistribution of trace elements during supergene processes: A case study from the Qingshan carbonate-hosted Zn-Pb deposit, SW China. Ore Geology Reviews, 188, 107059. |  | CHN | Southwest China
| Qingshan |  | Basin hydrothermal | Mississippi Valley-type (MVT) | MVT zinc-lead | Zn, Pb | Ge, Cd, Ag | Zn, Pb, Ge, Cd, Ag | Meng et al., 2023 |  | Li-HS-83_sph_III - 1.d-1 | Li-HS-83_sph_III - 1.d-1 | underground mine |  |  |  |  | ore material | polished section | grab | mineral separate | [5 empty] | mineralisation | primary sulfide ores and secondary non-sulfide ores |  |  | sphalerite, pyrite, galena, hemimorphite, willemite, goethite, smithsonite, cerussite | hydrothermal (stages 1–3), supergene | massive, brecciated, replacive, infilling | colloform, oscillatory zoning, replacement, core-mantle-rim, dendritic, botryoidal, euhedral, subhedral, anhedral |  |  |  | calcite, greenockite | polished sections (150 µm thick) | LA-ICPMS, EMPA, SEM-EDS | JEOL JXA-i SP100 microprobe equipped with five wavelength-dispersive spectrometers; Tescan Mira 3 field emission scanning electron microscope equipped with an energy dispersive spectrometer; Tescan Integrated Mineral Analyzer (TIMA) system comprising a field emission scanning electron microscope (Tescan Mira 3), integrated with four energy dispersive detectors (EDAXElement) | Guangzhou Tuoyan Analytical Technology Co., Ltd., Guizhou, China (GTAT) | EPMA: 15 kV accelerating potential and a beam current of 10 or 20 nA, with a defocused beam diameter of 5 µm; peak counting times for analyzed elements varied between 10 and 40 s, background measurements at 50% of the peak counting duration on both sides of the analyzed peak. SEM: operating voltage of 25 kV and a working distance of ~15.0 mm. TIMA: dot-mapping mode with a working distance of 15 mm, spot size of ~92 nm, scanning at 3 µm resolution (operating at 25 kV, 11.6 nA). LA-ICP-MS mapping: laser energy of 5 J/cm2, repetition rate of 15 Hz, spot size of 10 µm, scan speed of 40 µm/s. | NIST 610, NIST 612, and GSD-1G as external standards | [48 empty] | 243.8856 | [21 empty] | 23.3014 | [76 empty] | 2025 | Wang, L., Han, R., Zhang, Y., Chen, Y., Liu, D. (2026). Unraveling the redistribution of trace elements during supergene processes: A case study from the Qingshan carbonate-hosted Zn-Pb deposit, SW China. Ore Geology Reviews, 188, 107059. |  | CHN | Southwest China
| Qingshan |  | Basin hydrothermal | Mississippi Valley-type (MVT) | MVT zinc-lead | Zn, Pb | Ge, Cd, Ag | Zn, Pb, Ge, Cd, Ag | Meng et al., 2023 |  | Li-HS-83_sph_III - 2.d-1 | Li-HS-83_sph_III - 2.d-1 | underground mine |  |  |  |  | ore material | polished section | grab | mineral separate | [5 empty] | mineralisation | primary sulfide ores and secondary non-sulfide ores |  |  | sphalerite, pyrite, galena, hemimorphite, willemite, goethite, smithsonite, cerussite | hydrothermal (stages 1–3), supergene | massive, brecciated, replacive, infilling | colloform, oscillatory zoning, replacement, core-mantle-rim, dendritic, botryoidal, euhedral, subhedral, anhedral |  |  |  | calcite, greenockite | polished sections (150 µm thick) | LA-ICPMS, EMPA, SEM-EDS | JEOL JXA-i SP100 microprobe equipped with five wavelength-dispersive spectrometers; Tescan Mira 3 field emission scanning electron microscope equipped with an energy dispersive spectrometer; Tescan Integrated Mineral Analyzer (TIMA) system comprising a field emission scanning electron microscope (Tescan Mira 3), integrated with four energy dispersive detectors (EDAXElement) | Guangzhou Tuoyan Analytical Technology Co., Ltd., Guizhou, China (GTAT) | EPMA: 15 kV accelerating potential and a beam current of 10 or 20 nA, with a defocused beam diameter of 5 µm; peak counting times for analyzed elements varied between 10 and 40 s, background measurements at 50% of the peak counting duration on both sides of the analyzed peak. SEM: operating voltage of 25 kV and a working distance of ~15.0 mm. TIMA: dot-mapping mode with a working distance of 15 mm, spot size of ~92 nm, scanning at 3 µm resolution (operating at 25 kV, 11.6 nA). LA-ICP-MS mapping: laser energy of 5 J/cm2, repetition rate of 15 Hz, spot size of 10 µm, scan speed of 40 µm/s. | NIST 610, NIST 612, and GSD-1G as external standards | [48 empty] | 108.7014 | [21 empty] | 22.248 | [76 empty] | 2025 | Wang, L., Han, R., Zhang, Y., Chen, Y., Liu, D. (2026). Unraveling the redistribution of trace elements during supergene processes: A case study from the Qingshan carbonate-hosted Zn-Pb deposit, SW China. Ore Geology Reviews, 188, 107059. |  | CHN | Southwest China
| Qingshan |  | Basin hydrothermal | Mississippi Valley-type (MVT) | MVT zinc-lead | Zn, Pb | Ge, Cd, Ag | Zn, Pb, Ge, Cd, Ag | Meng et al., 2023 |  | Li-HS-83_sph_III - 3.d-1 | Li-HS-83_sph_III - 3.d-1 | underground mine |  |  |  |  | ore material | polished section | grab | mineral separate | [5 empty] | mineralisation | primary sulfide ores and secondary non-sulfide ores |  |  | sphalerite, pyrite, galena, hemimorphite, willemite, goethite, smithsonite, cerussite | hydrothermal (stages 1–3), supergene | massive, brecciated, replacive, infilling | colloform, oscillatory zoning, replacement, core-mantle-rim, dendritic, botryoidal, euhedral, subhedral, anhedral |  |  |  | calcite, greenockite | polished sections (150 µm thick) | LA-ICPMS, EMPA, SEM-EDS | JEOL JXA-i SP100 microprobe equipped with five wavelength-dispersive spectrometers; Tescan Mira 3 field emission scanning electron microscope equipped with an energy dispersive spectrometer; Tescan Integrated Mineral Analyzer (TIMA) system comprising a field emission scanning electron microscope (Tescan Mira 3), integrated with four energy dispersive detectors (EDAXElement) | Guangzhou Tuoyan Analytical Technology Co., Ltd., Guizhou, China (GTAT) | EPMA: 15 kV accelerating potential and a beam current of 10 or 20 nA, with a defocused beam diameter of 5 µm; peak counting times for analyzed elements varied between 10 and 40 s, background measurements at 50% of the peak counting duration on both sides of the analyzed peak. SEM: operating voltage of 25 kV and a working distance of ~15.0 mm. TIMA: dot-mapping mode with a working distance of 15 mm, spot size of ~92 nm, scanning at 3 µm resolution (operating at 25 kV, 11.6 nA). LA-ICP-MS mapping: laser energy of 5 J/cm2, repetition rate of 15 Hz, spot size of 10 µm, scan speed of 40 µm/s. | NIST 610, NIST 612, and GSD-1G as external standards | [48 empty] | 11.9578 | [21 empty] | 8.1838 | [76 empty] | 2025 | Wang, L., Han, R., Zhang, Y., Chen, Y., Liu, D. (2026). Unraveling the redistribution of trace elements during supergene processes: A case study from the Qingshan carbonate-hosted Zn-Pb deposit, SW China. Ore Geology Reviews, 188, 107059. |  | CHN | Southwest China
| Qingshan |  | Basin hydrothermal | Mississippi Valley-type (MVT) | MVT zinc-lead | Zn, Pb | Ge, Cd, Ag | Zn, Pb, Ge, Cd, Ag | Meng et al., 2023 |  | Li-HS-83_sph_III - 4.d-1 | Li-HS-83_sph_III - 4.d-1 | underground mine |  |  |  |  | ore material | polished section | grab | mineral separate | [5 empty] | mineralisation | primary sulfide ores and secondary non-sulfide ores |  |  | sphalerite, pyrite, galena, hemimorphite, willemite, goethite, smithsonite, cerussite | hydrothermal (stages 1–3), supergene | massive, brecciated, replacive, infilling | colloform, oscillatory zoning, replacement, core-mantle-rim, dendritic, botryoidal, euhedral, subhedral, anhedral |  |  |  | calcite, greenockite | polished sections (150 µm thick) | LA-ICPMS, EMPA, SEM-EDS | JEOL JXA-i SP100 microprobe equipped with five wavelength-dispersive spectrometers; Tescan Mira 3 field emission scanning electron microscope equipped with an energy dispersive spectrometer; Tescan Integrated Mineral Analyzer (TIMA) system comprising a field emission scanning electron microscope (Tescan Mira 3), integrated with four energy dispersive detectors (EDAXElement) | Guangzhou Tuoyan Analytical Technology Co., Ltd., Guizhou, China (GTAT) | EPMA: 15 kV accelerating potential and a beam current of 10 or 20 nA, with a defocused beam diameter of 5 µm; peak counting times for analyzed elements varied between 10 and 40 s, background measurements at 50% of the peak counting duration on both sides of the analyzed peak. SEM: operating voltage of 25 kV and a working distance of ~15.0 mm. TIMA: dot-mapping mode with a working distance of 15 mm, spot size of ~92 nm, scanning at 3 µm resolution (operating at 25 kV, 11.6 nA). LA-ICP-MS mapping: laser energy of 5 J/cm2, repetition rate of 15 Hz, spot size of 10 µm, scan speed of 40 µm/s. | NIST 610, NIST 612, and GSD-1G as external standards | [48 empty] | 258.7484 | [21 empty] | 92.6036 | [76 empty] | 2025 | Wang, L., Han, R., Zhang, Y., Chen, Y., Liu, D. (2026). Unraveling the redistribution of trace elements during supergene processes: A case study from the Qingshan carbonate-hosted Zn-Pb deposit, SW China. Ore Geology Reviews, 188, 107059. |  | CHN | Southwest China
| Qingshan |  | Basin hydrothermal | Mississippi Valley-type (MVT) | MVT zinc-lead | Zn, Pb | Ge, Cd, Ag | Zn, Pb, Ge, Cd, Ag | Meng et al., 2023 |  | Li-HS-83_sph_III - 5.d-1 | Li-HS-83_sph_III - 5.d-1 | underground mine |  |  |  |  | ore material | polished section | grab | mineral separate | [5 empty] | mineralisation | primary sulfide ores and secondary non-sulfide ores |  |  | sphalerite, pyrite, galena, hemimorphite, willemite, goethite, smithsonite, cerussite | hydrothermal (stages 1–3), supergene | massive, brecciated, replacive, infilling | colloform, oscillatory zoning, replacement, core-mantle-rim, dendritic, botryoidal, euhedral, subhedral, anhedral |  |  |  | calcite, greenockite | polished sections (150 µm thick) | LA-ICPMS, EMPA, SEM-EDS | JEOL JXA-i SP100 microprobe equipped with five wavelength-dispersive spectrometers; Tescan Mira 3 field emission scanning electron microscope equipped with an energy dispersive spectrometer; Tescan Integrated Mineral Analyzer (TIMA) system comprising a field emission scanning electron microscope (Tescan Mira 3), integrated with four energy dispersive detectors (EDAXElement) | Guangzhou Tuoyan Analytical Technology Co., Ltd., Guizhou, China (GTAT) | EPMA: 15 kV accelerating potential and a beam current of 10 or 20 nA, with a defocused beam diameter of 5 µm; peak counting times for analyzed elements varied between 10 and 40 s, background measurements at 50% of the peak counting duration on both sides of the analyzed peak. SEM: operating voltage of 25 kV and a working distance of ~15.0 mm. TIMA: dot-mapping mode with a working distance of 15 mm, spot size of ~92 nm, scanning at 3 µm resolution (operating at 25 kV, 11.6 nA). LA-ICP-MS mapping: laser energy of 5 J/cm2, repetition rate of 15 Hz, spot size of 10 µm, scan speed of 40 µm/s. | NIST 610, NIST 612, and GSD-1G as external standards | [48 empty] | 269.8956 | [21 empty] | 245.3995 | [76 empty] | 2025 | Wang, L., Han, R., Zhang, Y., Chen, Y., Liu, D. (2026). Unraveling the redistribution of trace elements during supergene processes: A case study from the Qingshan carbonate-hosted Zn-Pb deposit, SW China. Ore Geology Reviews, 188, 107059. |  | CHN | Southwest China
| Qingshan |  | Basin hydrothermal | Mississippi Valley-type (MVT) | MVT zinc-lead | Zn, Pb | Ge, Cd, Ag | Zn, Pb, Ge, Cd, Ag | Meng et al., 2023 |  | Li-HS-83_sph_III - 6.d-1 | Li-HS-83_sph_III - 6.d-1 | underground mine |  |  |  |  | ore material | polished section | grab | mineral separate | [5 empty] | mineralisation | primary sulfide ores and secondary non-sulfide ores |  |  | sphalerite, pyrite, galena, hemimorphite, willemite, goethite, smithsonite, cerussite | hydrothermal (stages 1–3), supergene | massive, brecciated, replacive, infilling | colloform, oscillatory zoning, replacement, core-mantle-rim, dendritic, botryoidal, euhedral, subhedral, anhedral |  |  |  | calcite, greenockite | polished sections (150 µm thick) | LA-ICPMS, EMPA, SEM-EDS | JEOL JXA-i SP100 microprobe equipped with five wavelength-dispersive spectrometers; Tescan Mira 3 field emission scanning electron microscope equipped with an energy dispersive spectrometer; Tescan Integrated Mineral Analyzer (TIMA) system comprising a field emission scanning electron microscope (Tescan Mira 3), integrated with four energy dispersive detectors (EDAXElement) | Guangzhou Tuoyan Analytical Technology Co., Ltd., Guizhou, China (GTAT) | EPMA: 15 kV accelerating potential and a beam current of 10 or 20 nA, with a defocused beam diameter of 5 µm; peak counting times for analyzed elements varied between 10 and 40 s, background measurements at 50% of the peak counting duration on both sides of the analyzed peak. SEM: operating voltage of 25 kV and a working distance of ~15.0 mm. TIMA: dot-mapping mode with a working distance of 15 mm, spot size of ~92 nm, scanning at 3 µm resolution (operating at 25 kV, 11.6 nA). LA-ICP-MS mapping: laser energy of 5 J/cm2, repetition rate of 15 Hz, spot size of 10 µm, scan speed of 40 µm/s. | NIST 610, NIST 612, and GSD-1G as external standards | [48 empty] | 246.2501 | [21 empty] | 176.4099 | [76 empty] | 2025 | Wang, L., Han, R., Zhang, Y., Chen, Y., Liu, D. (2026). Unraveling the redistribution of trace elements during supergene processes: A case study from the Qingshan carbonate-hosted Zn-Pb deposit, SW China. Ore Geology Reviews, 188, 107059. |  | CHN | Southwest China
| Qingshan |  | Basin hydrothermal | Mississippi Valley-type (MVT) | MVT zinc-lead | Zn, Pb | Ge, Cd, Ag | Zn, Pb, Ge, Cd, Ag | Meng et al., 2023 |  | Li-HS-83_sph_III - 7.d-1 | Li-HS-83_sph_III - 7.d-1 | underground mine |  |  |  |  | ore material | polished section | grab | mineral separate | [5 empty] | mineralisation | primary sulfide ores and secondary non-sulfide ores |  |  | sphalerite, pyrite, galena, hemimorphite, willemite, goethite, smithsonite, cerussite | hydrothermal (stages 1–3), supergene | massive, brecciated, replacive, infilling | colloform, oscillatory zoning, replacement, core-mantle-rim, dendritic, botryoidal, euhedral, subhedral, anhedral |  |  |  | calcite, greenockite | polished sections (150 µm thick) | LA-ICPMS, EMPA, SEM-EDS | JEOL JXA-i SP100 microprobe equipped with five wavelength-dispersive spectrometers; Tescan Mira 3 field emission scanning electron microscope equipped with an energy dispersive spectrometer; Tescan Integrated Mineral Analyzer (TIMA) system comprising a field emission scanning electron microscope (Tescan Mira 3), integrated with four energy dispersive detectors (EDAXElement) | Guangzhou Tuoyan Analytical Technology Co., Ltd., Guizhou, China (GTAT) | EPMA: 15 kV accelerating potential and a beam current of 10 or 20 nA, with a defocused beam diameter of 5 µm; peak counting times for analyzed elements varied between 10 and 40 s, background measurements at 50% of the peak counting duration on both sides of the analyzed peak. SEM: operating voltage of 25 kV and a working distance of ~15.0 mm. TIMA: dot-mapping mode with a working distance of 15 mm, spot size of ~92 nm, scanning at 3 µm resolution (operating at 25 kV, 11.6 nA). LA-ICP-MS mapping: laser energy of 5 J/cm2, repetition rate of 15 Hz, spot size of 10 µm, scan speed of 40 µm/s. | NIST 610, NIST 612, and GSD-1G as external standards | [48 empty] | 281.7183 | [21 empty] | 216.2294 | [76 empty] | 2025 | Wang, L., Han, R., Zhang, Y., Chen, Y., Liu, D. (2026). Unraveling the redistribution of trace elements during supergene processes: A case study from the Qingshan carbonate-hosted Zn-Pb deposit, SW China. Ore Geology Reviews, 188, 107059. |  | CHN | Southwest China
| Qingshan |  | Basin hydrothermal | Mississippi Valley-type (MVT) | MVT zinc-lead | Zn, Pb | Ge, Cd, Ag | Zn, Pb, Ge, Cd, Ag | Meng et al., 2023 |  | Li-HS-86_sph_I_244.d-1 | Li-HS-86_sph_I_244.d-1 | underground mine |  |  |  |  | ore material | polished section | grab | mineral separate | [5 empty] | mineralisation | primary sulfide ores and secondary non-sulfide ores |  |  | sphalerite, pyrite, galena, hemimorphite, willemite, goethite, smithsonite, cerussite | hydrothermal (stages 1–3), supergene | massive, brecciated, replacive, infilling | colloform, oscillatory zoning, replacement, core-mantle-rim, dendritic, botryoidal, euhedral, subhedral, anhedral |  |  |  | calcite, greenockite | polished sections (150 µm thick) | LA-ICPMS, EMPA, SEM-EDS | JEOL JXA-i SP100 microprobe equipped with five wavelength-dispersive spectrometers; Tescan Mira 3 field emission scanning electron microscope equipped with an energy dispersive spectrometer; Tescan Integrated Mineral Analyzer (TIMA) system comprising a field emission scanning electron microscope (Tescan Mira 3), integrated with four energy dispersive detectors (EDAXElement) | Guangzhou Tuoyan Analytical Technology Co., Ltd., Guizhou, China (GTAT) | EPMA: 15 kV accelerating potential and a beam current of 10 or 20 nA, with a defocused beam diameter of 5 µm; peak counting times for analyzed elements varied between 10 and 40 s, background measurements at 50% of the peak counting duration on both sides of the analyzed peak. SEM: operating voltage of 25 kV and a working distance of ~15.0 mm. TIMA: dot-mapping mode with a working distance of 15 mm, spot size of ~92 nm, scanning at 3 µm resolution (operating at 25 kV, 11.6 nA). LA-ICP-MS mapping: laser energy of 5 J/cm2, repetition rate of 15 Hz, spot size of 10 µm, scan speed of 40 µm/s. | NIST 610, NIST 612, and GSD-1G as external standards | [48 empty] | 18.038 | [21 empty] | 85.5 | [76 empty] | 2025 | Wang, L., Han, R., Zhang, Y., Chen, Y., Liu, D. (2026). Unraveling the redistribution of trace elements during supergene processes: A case study from the Qingshan carbonate-hosted Zn-Pb deposit, SW China. Ore Geology Reviews, 188, 107059. |  | CHN | Southwest China
| Qingshan |  | Basin hydrothermal | Mississippi Valley-type (MVT) | MVT zinc-lead | Zn, Pb | Ge, Cd, Ag | Zn, Pb, Ge, Cd, Ag | Meng et al., 2023 |  | Li-HS-86_sph_I_245.d-1 | Li-HS-86_sph_I_245.d-1 | underground mine |  |  |  |  | ore material | polished section | grab | mineral separate | [5 empty] | mineralisation | primary sulfide ores and secondary non-sulfide ores |  |  | sphalerite, pyrite, galena, hemimorphite, willemite, goethite, smithsonite, cerussite | hydrothermal (stages 1–3), supergene | massive, brecciated, replacive, infilling | colloform, oscillatory zoning, replacement, core-mantle-rim, dendritic, botryoidal, euhedral, subhedral, anhedral |  |  |  | calcite, greenockite | polished sections (150 µm thick) | LA-ICPMS, EMPA, SEM-EDS | JEOL JXA-i SP100 microprobe equipped with five wavelength-dispersive spectrometers; Tescan Mira 3 field emission scanning electron microscope equipped with an energy dispersive spectrometer; Tescan Integrated Mineral Analyzer (TIMA) system comprising a field emission scanning electron microscope (Tescan Mira 3), integrated with four energy dispersive detectors (EDAXElement) | Guangzhou Tuoyan Analytical Technology Co., Ltd., Guizhou, China (GTAT) | EPMA: 15 kV accelerating potential and a beam current of 10 or 20 nA, with a defocused beam diameter of 5 µm; peak counting times for analyzed elements varied between 10 and 40 s, background measurements at 50% of the peak counting duration on both sides of the analyzed peak. SEM: operating voltage of 25 kV and a working distance of ~15.0 mm. TIMA: dot-mapping mode with a working distance of 15 mm, spot size of ~92 nm, scanning at 3 µm resolution (operating at 25 kV, 11.6 nA). LA-ICP-MS mapping: laser energy of 5 J/cm2, repetition rate of 15 Hz, spot size of 10 µm, scan speed of 40 µm/s. | NIST 610, NIST 612, and GSD-1G as external standards | [48 empty] | 15.776 | [21 empty] | 92.4 | [76 empty] | 2025 | Wang, L., Han, R., Zhang, Y., Chen, Y., Liu, D. (2026). Unraveling the redistribution of trace elements during supergene processes: A case study from the Qingshan carbonate-hosted Zn-Pb deposit, SW China. Ore Geology Reviews, 188, 107059. |  | CHN | Southwest China
| Qingshan |  | Basin hydrothermal | Mississippi Valley-type (MVT) | MVT zinc-lead | Zn, Pb | Ge, Cd, Ag | Zn, Pb, Ge, Cd, Ag | Meng et al., 2023 |  | Li-HS-86_sph_I_246.d-1 | Li-HS-86_sph_I_246.d-1 | underground mine |  |  |  |  | ore material | polished section | grab | mineral separate | [5 empty] | mineralisation | primary sulfide ores and secondary non-sulfide ores |  |  | sphalerite, pyrite, galena, hemimorphite, willemite, goethite, smithsonite, cerussite | hydrothermal (stages 1–3), supergene | massive, brecciated, replacive, infilling | colloform, oscillatory zoning, replacement, core-mantle-rim, dendritic, botryoidal, euhedral, subhedral, anhedral |  |  |  | calcite, greenockite | polished sections (150 µm thick) | LA-ICPMS, EMPA, SEM-EDS | JEOL JXA-i SP100 microprobe equipped with five wavelength-dispersive spectrometers; Tescan Mira 3 field emission scanning electron microscope equipped with an energy dispersive spectrometer; Tescan Integrated Mineral Analyzer (TIMA) system comprising a field emission scanning electron microscope (Tescan Mira 3), integrated with four energy dispersive detectors (EDAXElement) | Guangzhou Tuoyan Analytical Technology Co., Ltd., Guizhou, China (GTAT) | EPMA: 15 kV accelerating potential and a beam current of 10 or 20 nA, with a defocused beam diameter of 5 µm; peak counting times for analyzed elements varied between 10 and 40 s, background measurements at 50% of the peak counting duration on both sides of the analyzed peak. SEM: operating voltage of 25 kV and a working distance of ~15.0 mm. TIMA: dot-mapping mode with a working distance of 15 mm, spot size of ~92 nm, scanning at 3 µm resolution (operating at 25 kV, 11.6 nA). LA-ICP-MS mapping: laser energy of 5 J/cm2, repetition rate of 15 Hz, spot size of 10 µm, scan speed of 40 µm/s. | NIST 610, NIST 612, and GSD-1G as external standards | [48 empty] | 108.866 | [21 empty] | 95.2 | [76 empty] | 2025 | Wang, L., Han, R., Zhang, Y., Chen, Y., Liu, D. (2026). Unraveling the redistribution of trace elements during supergene processes: A case study from the Qingshan carbonate-hosted Zn-Pb deposit, SW China. Ore Geology Reviews, 188, 107059. |  | CHN | Southwest China
| Qingshan |  | Basin hydrothermal | Mississippi Valley-type (MVT) | MVT zinc-lead | Zn, Pb | Ge, Cd, Ag | Zn, Pb, Ge, Cd, Ag | Meng et al., 2023 |  | Li-HS-86_sph_I_247.d-1 | Li-HS-86_sph_I_247.d-1 | underground mine |  |  |  |  | ore material | polished section | grab | mineral separate | [5 empty] | mineralisation | primary sulfide ores and secondary non-sulfide ores |  |  | sphalerite, pyrite, galena, hemimorphite, willemite, goethite, smithsonite, cerussite | hydrothermal (stages 1–3), supergene | massive, brecciated, replacive, infilling | colloform, oscillatory zoning, replacement, core-mantle-rim, dendritic, botryoidal, euhedral, subhedral, anhedral |  |  |  | calcite, greenockite | polished sections (150 µm thick) | LA-ICPMS, EMPA, SEM-EDS | JEOL JXA-i SP100 microprobe equipped with five wavelength-dispersive spectrometers; Tescan Mira 3 field emission scanning electron microscope equipped with an energy dispersive spectrometer; Tescan Integrated Mineral Analyzer (TIMA) system comprising a field emission scanning electron microscope (Tescan Mira 3), integrated with four energy dispersive detectors (EDAXElement) | Guangzhou Tuoyan Analytical Technology Co., Ltd., Guizhou, China (GTAT) | EPMA: 15 kV accelerating potential and a beam current of 10 or 20 nA, with a defocused beam diameter of 5 µm; peak counting times for analyzed elements varied between 10 and 40 s, background measurements at 50% of the peak counting duration on both sides of the analyzed peak. SEM: operating voltage of 25 kV and a working distance of ~15.0 mm. TIMA: dot-mapping mode with a working distance of 15 mm, spot size of ~92 nm, scanning at 3 µm resolution (operating at 25 kV, 11.6 nA). LA-ICP-MS mapping: laser energy of 5 J/cm2, repetition rate of 15 Hz, spot size of 10 µm, scan speed of 40 µm/s. | NIST 610, NIST 612, and GSD-1G as external standards | [48 empty] | 119.364 | [21 empty] | 96.4 | [76 empty] | 2025 | Wang, L., Han, R., Zhang, Y., Chen, Y., Liu, D. (2026). Unraveling the redistribution of trace elements during supergene processes: A case study from the Qingshan carbonate-hosted Zn-Pb deposit, SW China. Ore Geology Reviews, 188, 107059. |  | CHN | Southwest China
| Qingshan |  | Basin hydrothermal | Mississippi Valley-type (MVT) | MVT zinc-lead | Zn, Pb | Ge, Cd, Ag | Zn, Pb, Ge, Cd, Ag | Meng et al., 2023 |  | Li-HS-86_sph_I_248.d-1 | Li-HS-86_sph_I_248.d-1 | underground mine |  |  |  |  | ore material | polished section | grab | mineral separate | [5 empty] | mineralisation | primary sulfide ores and secondary non-sulfide ores |  |  | sphalerite, pyrite, galena, hemimorphite, willemite, goethite, smithsonite, cerussite | hydrothermal (stages 1–3), supergene | massive, brecciated, replacive, infilling | colloform, oscillatory zoning, replacement, core-mantle-rim, dendritic, botryoidal, euhedral, subhedral, anhedral |  |  |  | calcite, greenockite | polished sections (150 µm thick) | LA-ICPMS, EMPA, SEM-EDS | JEOL JXA-i SP100 microprobe equipped with five wavelength-dispersive spectrometers; Tescan Mira 3 field emission scanning electron microscope equipped with an energy dispersive spectrometer; Tescan Integrated Mineral Analyzer (TIMA) system comprising a field emission scanning electron microscope (Tescan Mira 3), integrated with four energy dispersive detectors (EDAXElement) | Guangzhou Tuoyan Analytical Technology Co., Ltd., Guizhou, China (GTAT) | EPMA: 15 kV accelerating potential and a beam current of 10 or 20 nA, with a defocused beam diameter of 5 µm; peak counting times for analyzed elements varied between 10 and 40 s, background measurements at 50% of the peak counting duration on both sides of the analyzed peak. SEM: operating voltage of 25 kV and a working distance of ~15.0 mm. TIMA: dot-mapping mode with a working distance of 15 mm, spot size of ~92 nm, scanning at 3 µm resolution (operating at 25 kV, 11.6 nA). LA-ICP-MS mapping: laser energy of 5 J/cm2, repetition rate of 15 Hz, spot size of 10 µm, scan speed of 40 µm/s. | NIST 610, NIST 612, and GSD-1G as external standards | [48 empty] | 67.338 | [21 empty] | 70 | [76 empty] | 2025 | Wang, L., Han, R., Zhang, Y., Chen, Y., Liu, D. (2026). Unraveling the redistribution of trace elements during supergene processes: A case study from the Qingshan carbonate-hosted Zn-Pb deposit, SW China. Ore Geology Reviews, 188, 107059. |  | CHN | Southwest China
| Qingshan |  | Basin hydrothermal | Mississippi Valley-type (MVT) | MVT zinc-lead | Zn, Pb | Ge, Cd, Ag | Zn, Pb, Ge, Cd, Ag | Meng et al., 2023 |  | Li-HS-86_sph_I_249.d-1 | Li-HS-86_sph_I_249.d-1 | underground mine |  |  |  |  | ore material | polished section | grab | mineral separate | [5 empty] | mineralisation | primary sulfide ores and secondary non-sulfide ores |  |  | sphalerite, pyrite, galena, hemimorphite, willemite, goethite, smithsonite, cerussite | hydrothermal (stages 1–3), supergene | massive, brecciated, replacive, infilling | colloform, oscillatory zoning, replacement, core-mantle-rim, dendritic, botryoidal, euhedral, subhedral, anhedral |  |  |  | calcite, greenockite | polished sections (150 µm thick) | LA-ICPMS, EMPA, SEM-EDS | JEOL JXA-i SP100 microprobe equipped with five wavelength-dispersive spectrometers; Tescan Mira 3 field emission scanning electron microscope equipped with an energy dispersive spectrometer; Tescan Integrated Mineral Analyzer (TIMA) system comprising a field emission scanning electron microscope (Tescan Mira 3), integrated with four energy dispersive detectors (EDAXElement) | Guangzhou Tuoyan Analytical Technology Co., Ltd., Guizhou, China (GTAT) | EPMA: 15 kV accelerating potential and a beam current of 10 or 20 nA, with a defocused beam diameter of 5 µm; peak counting times for analyzed elements varied between 10 and 40 s, background measurements at 50% of the peak counting duration on both sides of the analyzed peak. SEM: operating voltage of 25 kV and a working distance of ~15.0 mm. TIMA: dot-mapping mode with a working distance of 15 mm, spot size of ~92 nm, scanning at 3 µm resolution (operating at 25 kV, 11.6 nA). LA-ICP-MS mapping: laser energy of 5 J/cm2, repetition rate of 15 Hz, spot size of 10 µm, scan speed of 40 µm/s. | NIST 610, NIST 612, and GSD-1G as external standards | [48 empty] | 28.1068 | [21 empty] | 89 | [76 empty] | 2025 | Wang, L., Han, R., Zhang, Y., Chen, Y., Liu, D. (2026). Unraveling the redistribution of trace elements during supergene processes: A case study from the Qingshan carbonate-hosted Zn-Pb deposit, SW China. Ore Geology Reviews, 188, 107059. |  | CHN | Southwest China
| Qingshan |  | Basin hydrothermal | Mississippi Valley-type (MVT) | MVT zinc-lead | Zn, Pb | Ge, Cd, Ag | Zn, Pb, Ge, Cd, Ag | Meng et al., 2023 |  | Li-HS-86_sph_I_250.d-1 | Li-HS-86_sph_I_250.d-1 | underground mine |  |  |  |  | ore material | polished section | grab | mineral separate | [5 empty] | mineralisation | primary sulfide ores and secondary non-sulfide ores |  |  | sphalerite, pyrite, galena, hemimorphite, willemite, goethite, smithsonite, cerussite | hydrothermal (stages 1–3), supergene | massive, brecciated, replacive, infilling | colloform, oscillatory zoning, replacement, core-mantle-rim, dendritic, botryoidal, euhedral, subhedral, anhedral |  |  |  | calcite, greenockite | polished sections (150 µm thick) | LA-ICPMS, EMPA, SEM-EDS | JEOL JXA-i SP100 microprobe equipped with five wavelength-dispersive spectrometers; Tescan Mira 3 field emission scanning electron microscope equipped with an energy dispersive spectrometer; Tescan Integrated Mineral Analyzer (TIMA) system comprising a field emission scanning electron microscope (Tescan Mira 3), integrated with four energy dispersive detectors (EDAXElement) | Guangzhou Tuoyan Analytical Technology Co., Ltd., Guizhou, China (GTAT) | EPMA: 15 kV accelerating potential and a beam current of 10 or 20 nA, with a defocused beam diameter of 5 µm; peak counting times for analyzed elements varied between 10 and 40 s, background measurements at 50% of the peak counting duration on both sides of the analyzed peak. SEM: operating voltage of 25 kV and a working distance of ~15.0 mm. TIMA: dot-mapping mode with a working distance of 15 mm, spot size of ~92 nm, scanning at 3 µm resolution (operating at 25 kV, 11.6 nA). LA-ICP-MS mapping: laser energy of 5 J/cm2, repetition rate of 15 Hz, spot size of 10 µm, scan speed of 40 µm/s. | NIST 610, NIST 612, and GSD-1G as external standards | [48 empty] | 39.092 | [21 empty] | 1.88 | [76 empty] | 2025 | Wang, L., Han, R., Zhang, Y., Chen, Y., Liu, D. (2026). Unraveling the redistribution of trace elements during supergene processes: A case study from the Qingshan carbonate-hosted Zn-Pb deposit, SW China. Ore Geology Reviews, 188, 107059. |  | CHN | Southwest China
| Qingshan |  | Basin hydrothermal | Mississippi Valley-type (MVT) | MVT zinc-lead | Zn, Pb | Ge, Cd, Ag | Zn, Pb, Ge, Cd, Ag | Meng et al., 2023 |  | Li-HS-86_sph_I_251.d-1 | Li-HS-86_sph_I_251.d-1 | underground mine |  |  |  |  | ore material | polished section | grab | mineral separate | [5 empty] | mineralisation | primary sulfide ores and secondary non-sulfide ores |  |  | sphalerite, pyrite, galena, hemimorphite, willemite, goethite, smithsonite, cerussite | hydrothermal (stages 1–3), supergene | massive, brecciated, replacive, infilling | colloform, oscillatory zoning, replacement, core-mantle-rim, dendritic, botryoidal, euhedral, subhedral, anhedral |  |  |  | calcite, greenockite | polished sections (150 µm thick) | LA-ICPMS, EMPA, SEM-EDS | JEOL JXA-i SP100 microprobe equipped with five wavelength-dispersive spectrometers; Tescan Mira 3 field emission scanning electron microscope equipped with an energy dispersive spectrometer; Tescan Integrated Mineral Analyzer (TIMA) system comprising a field emission scanning electron microscope (Tescan Mira 3), integrated with four energy dispersive detectors (EDAXElement) | Guangzhou Tuoyan Analytical Technology Co., Ltd., Guizhou, China (GTAT) | EPMA: 15 kV accelerating potential and a beam current of 10 or 20 nA, with a defocused beam diameter of 5 µm; peak counting times for analyzed elements varied between 10 and 40 s, background measurements at 50% of the peak counting duration on both sides of the analyzed peak. SEM: operating voltage of 25 kV and a working distance of ~15.0 mm. TIMA: dot-mapping mode with a working distance of 15 mm, spot size of ~92 nm, scanning at 3 µm resolution (operating at 25 kV, 11.6 nA). LA-ICP-MS mapping: laser energy of 5 J/cm2, repetition rate of 15 Hz, spot size of 10 µm, scan speed of 40 µm/s. | NIST 610, NIST 612, and GSD-1G as external standards | [48 empty] | 150.394 | [21 empty] | 1.58 | [76 empty] | 2025 | Wang, L., Han, R., Zhang, Y., Chen, Y., Liu, D. (2026). Unraveling the redistribution of trace elements during supergene processes: A case study from the Qingshan carbonate-hosted Zn-Pb deposit, SW China. Ore Geology Reviews, 188, 107059. |  | CHN | Southwest China
| Qingshan |  | Basin hydrothermal | Mississippi Valley-type (MVT) | MVT zinc-lead | Zn, Pb | Ge, Cd, Ag | Zn, Pb, Ge, Cd, Ag | Meng et al., 2023 |  | Li-HS-86_sph_I_252.d-1 | Li-HS-86_sph_I_252.d-1 | underground mine |  |  |  |  | ore material | polished section | grab | mineral separate | [5 empty] | mineralisation | primary sulfide ores and secondary non-sulfide ores |  |  | sphalerite, pyrite, galena, hemimorphite, willemite, goethite, smithsonite, cerussite | hydrothermal (stages 1–3), supergene | massive, brecciated, replacive, infilling | colloform, oscillatory zoning, replacement, core-mantle-rim, dendritic, botryoidal, euhedral, subhedral, anhedral |  |  |  | calcite, greenockite | polished sections (150 µm thick) | LA-ICPMS, EMPA, SEM-EDS | JEOL JXA-i SP100 microprobe equipped with five wavelength-dispersive spectrometers; Tescan Mira 3 field emission scanning electron microscope equipped with an energy dispersive spectrometer; Tescan Integrated Mineral Analyzer (TIMA) system comprising a field emission scanning electron microscope (Tescan Mira 3), integrated with four energy dispersive detectors (EDAXElement) | Guangzhou Tuoyan Analytical Technology Co., Ltd., Guizhou, China (GTAT) | EPMA: 15 kV accelerating potential and a beam current of 10 or 20 nA, with a defocused beam diameter of 5 µm; peak counting times for analyzed elements varied between 10 and 40 s, background measurements at 50% of the peak counting duration on both sides of the analyzed peak. SEM: operating voltage of 25 kV and a working distance of ~15.0 mm. TIMA: dot-mapping mode with a working distance of 15 mm, spot size of ~92 nm, scanning at 3 µm resolution (operating at 25 kV, 11.6 nA). LA-ICP-MS mapping: laser energy of 5 J/cm2, repetition rate of 15 Hz, spot size of 10 µm, scan speed of 40 µm/s. | NIST 610, NIST 612, and GSD-1G as external standards | [48 empty] | 14.8132 | [21 empty] | 3.48 | [76 empty] | 2025 | Wang, L., Han, R., Zhang, Y., Chen, Y., Liu, D. (2026). Unraveling the redistribution of trace elements during supergene processes: A case study from the Qingshan carbonate-hosted Zn-Pb deposit, SW China. Ore Geology Reviews, 188, 107059. |  | CHN | Southwest China
| Qingshan |  | Basin hydrothermal | Mississippi Valley-type (MVT) | MVT zinc-lead | Zn, Pb | Ge, Cd, Ag | Zn, Pb, Ge, Cd, Ag | Meng et al., 2023 |  | Li-HS-86_sph_I_253.d-1 | Li-HS-86_sph_I_253.d-1 | underground mine |  |  |  |  | ore material | polished section | grab | mineral separate | [5 empty] | mineralisation | primary sulfide ores and secondary non-sulfide ores |  |  | sphalerite, pyrite, galena, hemimorphite, willemite, goethite, smithsonite, cerussite | hydrothermal (stages 1–3), supergene | massive, brecciated, replacive, infilling | colloform, oscillatory zoning, replacement, core-mantle-rim, dendritic, botryoidal, euhedral, subhedral, anhedral |  |  |  | calcite, greenockite | polished sections (150 µm thick) | LA-ICPMS, EMPA, SEM-EDS | JEOL JXA-i SP100 microprobe equipped with five wavelength-dispersive spectrometers; Tescan Mira 3 field emission scanning electron microscope equipped with an energy dispersive spectrometer; Tescan Integrated Mineral Analyzer (TIMA) system comprising a field emission scanning electron microscope (Tescan Mira 3), integrated with four energy dispersive detectors (EDAXElement) | Guangzhou Tuoyan Analytical Technology Co., Ltd., Guizhou, China (GTAT) | EPMA: 15 kV accelerating potential and a beam current of 10 or 20 nA, with a defocused beam diameter of 5 µm; peak counting times for analyzed elements varied between 10 and 40 s, background measurements at 50% of the peak counting duration on both sides of the analyzed peak. SEM: operating voltage of 25 kV and a working distance of ~15.0 mm. TIMA: dot-mapping mode with a working distance of 15 mm, spot size of ~92 nm, scanning at 3 µm resolution (operating at 25 kV, 11.6 nA). LA-ICP-MS mapping: laser energy of 5 J/cm2, repetition rate of 15 Hz, spot size of 10 µm, scan speed of 40 µm/s. | NIST 610, NIST 612, and GSD-1G as external standards | [48 empty] | 79.808 | [21 empty] | 1.49 | [76 empty] | 2025 | Wang, L., Han, R., Zhang, Y., Chen, Y., Liu, D. (2026). Unraveling the redistribution of trace elements during supergene processes: A case study from the Qingshan carbonate-hosted Zn-Pb deposit, SW China. Ore Geology Reviews, 188, 107059. |  | CHN | Southwest China
| Qingshan |  | Basin hydrothermal | Mississippi Valley-type (MVT) | MVT zinc-lead | Zn, Pb | Ge, Cd, Ag | Zn, Pb, Ge, Cd, Ag | Meng et al., 2023 |  | Li-HS-86_sph_I_254.d-1 | Li-HS-86_sph_I_254.d-1 | underground mine |  |  |  |  | ore material | polished section | grab | mineral separate | [5 empty] | mineralisation | primary sulfide ores and secondary non-sulfide ores |  |  | sphalerite, pyrite, galena, hemimorphite, willemite, goethite, smithsonite, cerussite | hydrothermal (stages 1–3), supergene | massive, brecciated, replacive, infilling | colloform, oscillatory zoning, replacement, core-mantle-rim, dendritic, botryoidal, euhedral, subhedral, anhedral |  |  |  | calcite, greenockite | polished sections (150 µm thick) | LA-ICPMS, EMPA, SEM-EDS | JEOL JXA-i SP100 microprobe equipped with five wavelength-dispersive spectrometers; Tescan Mira 3 field emission scanning electron microscope equipped with an energy dispersive spectrometer; Tescan Integrated Mineral Analyzer (TIMA) system comprising a field emission scanning electron microscope (Tescan Mira 3), integrated with four energy dispersive detectors (EDAXElement) | Guangzhou Tuoyan Analytical Technology Co., Ltd., Guizhou, China (GTAT) | EPMA: 15 kV accelerating potential and a beam current of 10 or 20 nA, with a defocused beam diameter of 5 µm; peak counting times for analyzed elements varied between 10 and 40 s, background measurements at 50% of the peak counting duration on both sides of the analyzed peak. SEM: operating voltage of 25 kV and a working distance of ~15.0 mm. TIMA: dot-mapping mode with a working distance of 15 mm, spot size of ~92 nm, scanning at 3 µm resolution (operating at 25 kV, 11.6 nA). LA-ICP-MS mapping: laser energy of 5 J/cm2, repetition rate of 15 Hz, spot size of 10 µm, scan speed of 40 µm/s. | NIST 610, NIST 612, and GSD-1G as external standards | [48 empty] | 210.598 | [21 empty] | 1.93 | [76 empty] | 2025 | Wang, L., Han, R., Zhang, Y., Chen, Y., Liu, D. (2026). Unraveling the redistribution of trace elements during supergene processes: A case study from the Qingshan carbonate-hosted Zn-Pb deposit, SW China. Ore Geology Reviews, 188, 107059. |  | CHN | Southwest China
| Qingshan |  | Basin hydrothermal | Mississippi Valley-type (MVT) | MVT zinc-lead | Zn, Pb | Ge, Cd, Ag | Zn, Pb, Ge, Cd, Ag | Meng et al., 2023 |  | Li-HS-86_sph_I_255.d-1 | Li-HS-86_sph_I_255.d-1 | underground mine |  |  |  |  | ore material | polished section | grab | mineral separate | [5 empty] | mineralisation | primary sulfide ores and secondary non-sulfide ores |  |  | sphalerite, pyrite, galena, hemimorphite, willemite, goethite, smithsonite, cerussite | hydrothermal (stages 1–3), supergene | massive, brecciated, replacive, infilling | colloform, oscillatory zoning, replacement, core-mantle-rim, dendritic, botryoidal, euhedral, subhedral, anhedral |  |  |  | calcite, greenockite | polished sections (150 µm thick) | LA-ICPMS, EMPA, SEM-EDS | JEOL JXA-i SP100 microprobe equipped with five wavelength-dispersive spectrometers; Tescan Mira 3 field emission scanning electron microscope equipped with an energy dispersive spectrometer; Tescan Integrated Mineral Analyzer (TIMA) system comprising a field emission scanning electron microscope (Tescan Mira 3), integrated with four energy dispersive detectors (EDAXElement) | Guangzhou Tuoyan Analytical Technology Co., Ltd., Guizhou, China (GTAT) | EPMA: 15 kV accelerating potential and a beam current of 10 or 20 nA, with a defocused beam diameter of 5 µm; peak counting times for analyzed elements varied between 10 and 40 s, background measurements at 50% of the peak counting duration on both sides of the analyzed peak. SEM: operating voltage of 25 kV and a working distance of ~15.0 mm. TIMA: dot-mapping mode with a working distance of 15 mm, spot size of ~92 nm, scanning at 3 µm resolution (operating at 25 kV, 11.6 nA). LA-ICP-MS mapping: laser energy of 5 J/cm2, repetition rate of 15 Hz, spot size of 10 µm, scan speed of 40 µm/s. | NIST 610, NIST 612, and GSD-1G as external standards | [48 empty] | 8.12 | [21 empty] | 1.788 | [76 empty] | 2025 | Wang, L., Han, R., Zhang, Y., Chen, Y., Liu, D. (2026). Unraveling the redistribution of trace elements during supergene processes: A case study from the Qingshan carbonate-hosted Zn-Pb deposit, SW China. Ore Geology Reviews, 188, 107059. |  | CHN | Southwest China
| Qingshan |  | Basin hydrothermal | Mississippi Valley-type (MVT) | MVT zinc-lead | Zn, Pb | Ge, Cd, Ag | Zn, Pb, Ge, Cd, Ag | Meng et al., 2023 |  | Li-HS-86_sph_I_256.d-1 | Li-HS-86_sph_I_256.d-1 | underground mine |  |  |  |  | ore material | polished section | grab | mineral separate | [5 empty] | mineralisation | primary sulfide ores and secondary non-sulfide ores |  |  | sphalerite, pyrite, galena, hemimorphite, willemite, goethite, smithsonite, cerussite | hydrothermal (stages 1–3), supergene | massive, brecciated, replacive, infilling | colloform, oscillatory zoning, replacement, core-mantle-rim, dendritic, botryoidal, euhedral, subhedral, anhedral |  |  |  | calcite, greenockite | polished sections (150 µm thick) | LA-ICPMS, EMPA, SEM-EDS | JEOL JXA-i SP100 microprobe equipped with five wavelength-dispersive spectrometers; Tescan Mira 3 field emission scanning electron microscope equipped with an energy dispersive spectrometer; Tescan Integrated Mineral Analyzer (TIMA) system comprising a field emission scanning electron microscope (Tescan Mira 3), integrated with four energy dispersive detectors (EDAXElement) | Guangzhou Tuoyan Analytical Technology Co., Ltd., Guizhou, China (GTAT) | EPMA: 15 kV accelerating potential and a beam current of 10 or 20 nA, with a defocused beam diameter of 5 µm; peak counting times for analyzed elements varied between 10 and 40 s, background measurements at 50% of the peak counting duration on both sides of the analyzed peak. SEM: operating voltage of 25 kV and a working distance of ~15.0 mm. TIMA: dot-mapping mode with a working distance of 15 mm, spot size of ~92 nm, scanning at 3 µm resolution (operating at 25 kV, 11.6 nA). LA-ICP-MS mapping: laser energy of 5 J/cm2, repetition rate of 15 Hz, spot size of 10 µm, scan speed of 40 µm/s. | NIST 610, NIST 612, and GSD-1G as external standards | [48 empty] | 16.472 | [21 empty] | 1.09 | [76 empty] | 2025 | Wang, L., Han, R., Zhang, Y., Chen, Y., Liu, D. (2026). Unraveling the redistribution of trace elements during supergene processes: A case study from the Qingshan carbonate-hosted Zn-Pb deposit, SW China. Ore Geology Reviews, 188, 107059. |  | CHN | Southwest China
| Qingshan |  | Basin hydrothermal | Mississippi Valley-type (MVT) | MVT zinc-lead | Zn, Pb | Ge, Cd, Ag | Zn, Pb, Ge, Cd, Ag | Meng et al., 2023 |  | Li-HS-86_sph_I_257.d-1 | Li-HS-86_sph_I_257.d-1 | underground mine |  |  |  |  | ore material | polished section | grab | mineral separate | [5 empty] | mineralisation | primary sulfide ores and secondary non-sulfide ores |  |  | sphalerite, pyrite, galena, hemimorphite, willemite, goethite, smithsonite, cerussite | hydrothermal (stages 1–3), supergene | massive, brecciated, replacive, infilling | colloform, oscillatory zoning, replacement, core-mantle-rim, dendritic, botryoidal, euhedral, subhedral, anhedral |  |  |  | calcite, greenockite | polished sections (150 µm thick) | LA-ICPMS, EMPA, SEM-EDS | JEOL JXA-i SP100 microprobe equipped with five wavelength-dispersive spectrometers; Tescan Mira 3 field emission scanning electron microscope equipped with an energy dispersive spectrometer; Tescan Integrated Mineral Analyzer (TIMA) system comprising a field emission scanning electron microscope (Tescan Mira 3), integrated with four energy dispersive detectors (EDAXElement) | Guangzhou Tuoyan Analytical Technology Co., Ltd., Guizhou, China (GTAT) | EPMA: 15 kV accelerating potential and a beam current of 10 or 20 nA, with a defocused beam diameter of 5 µm; peak counting times for analyzed elements varied between 10 and 40 s, background measurements at 50% of the peak counting duration on both sides of the analyzed peak. SEM: operating voltage of 25 kV and a working distance of ~15.0 mm. TIMA: dot-mapping mode with a working distance of 15 mm, spot size of ~92 nm, scanning at 3 µm resolution (operating at 25 kV, 11.6 nA). LA-ICP-MS mapping: laser energy of 5 J/cm2, repetition rate of 15 Hz, spot size of 10 µm, scan speed of 40 µm/s. | NIST 610, NIST 612, and GSD-1G as external standards | [48 empty] | 6.554 | [21 empty] | 1.05 | [76 empty] | 2025 | Wang, L., Han, R., Zhang, Y., Chen, Y., Liu, D. (2026). Unraveling the redistribution of trace elements during supergene processes: A case study from the Qingshan carbonate-hosted Zn-Pb deposit, SW China. Ore Geology Reviews, 188, 107059. |  | CHN | Southwest China
| Qingshan |  | Basin hydrothermal | Mississippi Valley-type (MVT) | MVT zinc-lead | Zn, Pb | Ge, Cd, Ag | Zn, Pb, Ge, Cd, Ag | Meng et al., 2023 |  | Li-HS-86_sph_I_258.d-1 | Li-HS-86_sph_I_258.d-1 | underground mine |  |  |  |  | ore material | polished section | grab | mineral separate | [5 empty] | mineralisation | primary sulfide ores and secondary non-sulfide ores |  |  | sphalerite, pyrite, galena, hemimorphite, willemite, goethite, smithsonite, cerussite | hydrothermal (stages 1–3), supergene | massive, brecciated, replacive, infilling | colloform, oscillatory zoning, replacement, core-mantle-rim, dendritic, botryoidal, euhedral, subhedral, anhedral |  |  |  | calcite, greenockite | polished sections (150 µm thick) | LA-ICPMS, EMPA, SEM-EDS | JEOL JXA-i SP100 microprobe equipped with five wavelength-dispersive spectrometers; Tescan Mira 3 field emission scanning electron microscope equipped with an energy dispersive spectrometer; Tescan Integrated Mineral Analyzer (TIMA) system comprising a field emission scanning electron microscope (Tescan Mira 3), integrated with four energy dispersive detectors (EDAXElement) | Guangzhou Tuoyan Analytical Technology Co., Ltd., Guizhou, China (GTAT) | EPMA: 15 kV accelerating potential and a beam current of 10 or 20 nA, with a defocused beam diameter of 5 µm; peak counting times for analyzed elements varied between 10 and 40 s, background measurements at 50% of the peak counting duration on both sides of the analyzed peak. SEM: operating voltage of 25 kV and a working distance of ~15.0 mm. TIMA: dot-mapping mode with a working distance of 15 mm, spot size of ~92 nm, scanning at 3 µm resolution (operating at 25 kV, 11.6 nA). LA-ICP-MS mapping: laser energy of 5 J/cm2, repetition rate of 15 Hz, spot size of 10 µm, scan speed of 40 µm/s. | NIST 610, NIST 612, and GSD-1G as external standards | [48 empty] | 22.4692 | [21 empty] | 1.183 | [76 empty] | 2025 | Wang, L., Han, R., Zhang, Y., Chen, Y., Liu, D. (2026). Unraveling the redistribution of trace elements during supergene processes: A case study from the Qingshan carbonate-hosted Zn-Pb deposit, SW China. Ore Geology Reviews, 188, 107059. |  | CHN | Southwest China
| Qingshan |  | Basin hydrothermal | Mississippi Valley-type (MVT) | MVT zinc-lead | Zn, Pb | Ge, Cd, Ag | Zn, Pb, Ge, Cd, Ag | Meng et al., 2023 |  | Li-HS-86_sph_I_259.d-1 | Li-HS-86_sph_I_259.d-1 | underground mine |  |  |  |  | ore material | polished section | grab | mineral separate | [5 empty] | mineralisation | primary sulfide ores and secondary non-sulfide ores |  |  | sphalerite, pyrite, galena, hemimorphite, willemite, goethite, smithsonite, cerussite | hydrothermal (stages 1–3), supergene | massive, brecciated, replacive, infilling | colloform, oscillatory zoning, replacement, core-mantle-rim, dendritic, botryoidal, euhedral, subhedral, anhedral |  |  |  | calcite, greenockite | polished sections (150 µm thick) | LA-ICPMS, EMPA, SEM-EDS | JEOL JXA-i SP100 microprobe equipped with five wavelength-dispersive spectrometers; Tescan Mira 3 field emission scanning electron microscope equipped with an energy dispersive spectrometer; Tescan Integrated Mineral Analyzer (TIMA) system comprising a field emission scanning electron microscope (Tescan Mira 3), integrated with four energy dispersive detectors (EDAXElement) | Guangzhou Tuoyan Analytical Technology Co., Ltd., Guizhou, China (GTAT) | EPMA: 15 kV accelerating potential and a beam current of 10 or 20 nA, with a defocused beam diameter of 5 µm; peak counting times for analyzed elements varied between 10 and 40 s, background measurements at 50% of the peak counting duration on both sides of the analyzed peak. SEM: operating voltage of 25 kV and a working distance of ~15.0 mm. TIMA: dot-mapping mode with a working distance of 15 mm, spot size of ~92 nm, scanning at 3 µm resolution (operating at 25 kV, 11.6 nA). LA-ICP-MS mapping: laser energy of 5 J/cm2, repetition rate of 15 Hz, spot size of 10 µm, scan speed of 40 µm/s. | NIST 610, NIST 612, and GSD-1G as external standards | [48 empty] | 3.3118 | [21 empty] | 0.931 | [76 empty] | 2025 | Wang, L., Han, R., Zhang, Y., Chen, Y., Liu, D. (2026). Unraveling the redistribution of trace elements during supergene processes: A case study from the Qingshan carbonate-hosted Zn-Pb deposit, SW China. Ore Geology Reviews, 188, 107059. |  | CHN | Southwest China
| Qingshan |  | Basin hydrothermal | Mississippi Valley-type (MVT) | MVT zinc-lead | Zn, Pb | Ge, Cd, Ag | Zn, Pb, Ge, Cd, Ag | Meng et al., 2023 |  | Li-HS-86_sph_I_260.d-1 | Li-HS-86_sph_I_260.d-1 | underground mine |  |  |  |  | ore material | polished section | grab | mineral separate | [5 empty] | mineralisation | primary sulfide ores and secondary non-sulfide ores |  |  | sphalerite, pyrite, galena, hemimorphite, willemite, goethite, smithsonite, cerussite | hydrothermal (stages 1–3), supergene | massive, brecciated, replacive, infilling | colloform, oscillatory zoning, replacement, core-mantle-rim, dendritic, botryoidal, euhedral, subhedral, anhedral |  |  |  | calcite, greenockite | polished sections (150 µm thick) | LA-ICPMS, EMPA, SEM-EDS | JEOL JXA-i SP100 microprobe equipped with five wavelength-dispersive spectrometers; Tescan Mira 3 field emission scanning electron microscope equipped with an energy dispersive spectrometer; Tescan Integrated Mineral Analyzer (TIMA) system comprising a field emission scanning electron microscope (Tescan Mira 3), integrated with four energy dispersive detectors (EDAXElement) | Guangzhou Tuoyan Analytical Technology Co., Ltd., Guizhou, China (GTAT) | EPMA: 15 kV accelerating potential and a beam current of 10 or 20 nA, with a defocused beam diameter of 5 µm; peak counting times for analyzed elements varied between 10 and 40 s, background measurements at 50% of the peak counting duration on both sides of the analyzed peak. SEM: operating voltage of 25 kV and a working distance of ~15.0 mm. TIMA: dot-mapping mode with a working distance of 15 mm, spot size of ~92 nm, scanning at 3 µm resolution (operating at 25 kV, 11.6 nA). LA-ICP-MS mapping: laser energy of 5 J/cm2, repetition rate of 15 Hz, spot size of 10 µm, scan speed of 40 µm/s. | NIST 610, NIST 612, and GSD-1G as external standards | [48 empty] | 80.214 | [21 empty] | 6.06 | [76 empty] | 2025 | Wang, L., Han, R., Zhang, Y., Chen, Y., Liu, D. (2026). Unraveling the redistribution of trace elements during supergene processes: A case study from the Qingshan carbonate-hosted Zn-Pb deposit, SW China. Ore Geology Reviews, 188, 107059. |  | CHN | Southwest China
| Qingshan |  | Basin hydrothermal | Mississippi Valley-type (MVT) | MVT zinc-lead | Zn, Pb | Ge, Cd, Ag | Zn, Pb, Ge, Cd, Ag | Meng et al., 2023 |  | Li-HS-86_sph_I_261.d-1 | Li-HS-86_sph_I_261.d-1 | underground mine |  |  |  |  | ore material | polished section | grab | mineral separate | [5 empty] | mineralisation | primary sulfide ores and secondary non-sulfide ores |  |  | sphalerite, pyrite, galena, hemimorphite, willemite, goethite, smithsonite, cerussite | hydrothermal (stages 1–3), supergene | massive, brecciated, replacive, infilling | colloform, oscillatory zoning, replacement, core-mantle-rim, dendritic, botryoidal, euhedral, subhedral, anhedral |  |  |  | calcite, greenockite | polished sections (150 µm thick) | LA-ICPMS, EMPA, SEM-EDS | JEOL JXA-i SP100 microprobe equipped with five wavelength-dispersive spectrometers; Tescan Mira 3 field emission scanning electron microscope equipped with an energy dispersive spectrometer; Tescan Integrated Mineral Analyzer (TIMA) system comprising a field emission scanning electron microscope (Tescan Mira 3), integrated with four energy dispersive detectors (EDAXElement) | Guangzhou Tuoyan Analytical Technology Co., Ltd., Guizhou, China (GTAT) | EPMA: 15 kV accelerating potential and a beam current of 10 or 20 nA, with a defocused beam diameter of 5 µm; peak counting times for analyzed elements varied between 10 and 40 s, background measurements at 50% of the peak counting duration on both sides of the analyzed peak. SEM: operating voltage of 25 kV and a working distance of ~15.0 mm. TIMA: dot-mapping mode with a working distance of 15 mm, spot size of ~92 nm, scanning at 3 µm resolution (operating at 25 kV, 11.6 nA). LA-ICP-MS mapping: laser energy of 5 J/cm2, repetition rate of 15 Hz, spot size of 10 µm, scan speed of 40 µm/s. | NIST 610, NIST 612, and GSD-1G as external standards | [48 empty] | 119.828 | [21 empty] | 4.17 | [76 empty] | 2025 | Wang, L., Han, R., Zhang, Y., Chen, Y., Liu, D. (2026). Unraveling the redistribution of trace elements during supergene processes: A case study from the Qingshan carbonate-hosted Zn-Pb deposit, SW China. Ore Geology Reviews, 188, 107059. |  | CHN | Southwest China
| Qingshan |  | Basin hydrothermal | Mississippi Valley-type (MVT) | MVT zinc-lead | Zn, Pb | Ge, Cd, Ag | Zn, Pb, Ge, Cd, Ag | Meng et al., 2023 |  | Li-HS-86_sph_I_262.d-1 | Li-HS-86_sph_I_262.d-1 | underground mine |  |  |  |  | ore material | polished section | grab | mineral separate | [5 empty] | mineralisation | primary sulfide ores and secondary non-sulfide ores |  |  | sphalerite, pyrite, galena, hemimorphite, willemite, goethite, smithsonite, cerussite | hydrothermal (stages 1–3), supergene | massive, brecciated, replacive, infilling | colloform, oscillatory zoning, replacement, core-mantle-rim, dendritic, botryoidal, euhedral, subhedral, anhedral |  |  |  | calcite, greenockite | polished sections (150 µm thick) | LA-ICPMS, EMPA, SEM-EDS | JEOL JXA-i SP100 microprobe equipped with five wavelength-dispersive spectrometers; Tescan Mira 3 field emission scanning electron microscope equipped with an energy dispersive spectrometer; Tescan Integrated Mineral Analyzer (TIMA) system comprising a field emission scanning electron microscope (Tescan Mira 3), integrated with four energy dispersive detectors (EDAXElement) | Guangzhou Tuoyan Analytical Technology Co., Ltd., Guizhou, China (GTAT) | EPMA: 15 kV accelerating potential and a beam current of 10 or 20 nA, with a defocused beam diameter of 5 µm; peak counting times for analyzed elements varied between 10 and 40 s, background measurements at 50% of the peak counting duration on both sides of the analyzed peak. SEM: operating voltage of 25 kV and a working distance of ~15.0 mm. TIMA: dot-mapping mode with a working distance of 15 mm, spot size of ~92 nm, scanning at 3 µm resolution (operating at 25 kV, 11.6 nA). LA-ICP-MS mapping: laser energy of 5 J/cm2, repetition rate of 15 Hz, spot size of 10 µm, scan speed of 40 µm/s. | NIST 610, NIST 612, and GSD-1G as external standards | [48 empty] | 27.84 | [21 empty] | 0.75 | [76 empty] | 2025 | Wang, L., Han, R., Zhang, Y., Chen, Y., Liu, D. (2026). Unraveling the redistribution of trace elements during supergene processes: A case study from the Qingshan carbonate-hosted Zn-Pb deposit, SW China. Ore Geology Reviews, 188, 107059. |  | CHN | Southwest China
| Qingshan |  | Basin hydrothermal | Mississippi Valley-type (MVT) | MVT zinc-lead | Zn, Pb | Ge, Cd, Ag | Zn, Pb, Ge, Cd, Ag | Meng et al., 2023 |  | Li-HS-86_sph_I_263.d-1 | Li-HS-86_sph_I_263.d-1 | underground mine |  |  |  |  | ore material | polished section | grab | mineral separate | [5 empty] | mineralisation | primary sulfide ores and secondary non-sulfide ores |  |  | sphalerite, pyrite, galena, hemimorphite, willemite, goethite, smithsonite, cerussite | hydrothermal (stages 1–3), supergene | massive, brecciated, replacive, infilling | colloform, oscillatory zoning, replacement, core-mantle-rim, dendritic, botryoidal, euhedral, subhedral, anhedral |  |  |  | calcite, greenockite | polished sections (150 µm thick) | LA-ICPMS, EMPA, SEM-EDS | JEOL JXA-i SP100 microprobe equipped with five wavelength-dispersive spectrometers; Tescan Mira 3 field emission scanning electron microscope equipped with an energy dispersive spectrometer; Tescan Integrated Mineral Analyzer (TIMA) system comprising a field emission scanning electron microscope (Tescan Mira 3), integrated with four energy dispersive detectors (EDAXElement) | Guangzhou Tuoyan Analytical Technology Co., Ltd., Guizhou, China (GTAT) | EPMA: 15 kV accelerating potential and a beam current of 10 or 20 nA, with a defocused beam diameter of 5 µm; peak counting times for analyzed elements varied between 10 and 40 s, background measurements at 50% of the peak counting duration on both sides of the analyzed peak. SEM: operating voltage of 25 kV and a working distance of ~15.0 mm. TIMA: dot-mapping mode with a working distance of 15 mm, spot size of ~92 nm, scanning at 3 µm resolution (operating at 25 kV, 11.6 nA). LA-ICP-MS mapping: laser energy of 5 J/cm2, repetition rate of 15 Hz, spot size of 10 µm, scan speed of 40 µm/s. | NIST 610, NIST 612, and GSD-1G as external standards | [48 empty] | 116.116 | [21 empty] | 4.13 | [76 empty] | 2025 | Wang, L., Han, R., Zhang, Y., Chen, Y., Liu, D. (2026). Unraveling the redistribution of trace elements during supergene processes: A case study from the Qingshan carbonate-hosted Zn-Pb deposit, SW China. Ore Geology Reviews, 188, 107059. |  | CHN | Southwest China
| Qingshan |  | Basin hydrothermal | Mississippi Valley-type (MVT) | MVT zinc-lead | Zn, Pb | Ge, Cd, Ag | Zn, Pb, Ge, Cd, Ag | Meng et al., 2023 |  | Li-HS-86_sph_I_264.d-1 | Li-HS-86_sph_I_264.d-1 | underground mine |  |  |  |  | ore material | polished section | grab | mineral separate | [5 empty] | mineralisation | primary sulfide ores and secondary non-sulfide ores |  |  | sphalerite, pyrite, galena, hemimorphite, willemite, goethite, smithsonite, cerussite | hydrothermal (stages 1–3), supergene | massive, brecciated, replacive, infilling | colloform, oscillatory zoning, replacement, core-mantle-rim, dendritic, botryoidal, euhedral, subhedral, anhedral |  |  |  | calcite, greenockite | polished sections (150 µm thick) | LA-ICPMS, EMPA, SEM-EDS | JEOL JXA-i SP100 microprobe equipped with five wavelength-dispersive spectrometers; Tescan Mira 3 field emission scanning electron microscope equipped with an energy dispersive spectrometer; Tescan Integrated Mineral Analyzer (TIMA) system comprising a field emission scanning electron microscope (Tescan Mira 3), integrated with four energy dispersive detectors (EDAXElement) | Guangzhou Tuoyan Analytical Technology Co., Ltd., Guizhou, China (GTAT) | EPMA: 15 kV accelerating potential and a beam current of 10 or 20 nA, with a defocused beam diameter of 5 µm; peak counting times for analyzed elements varied between 10 and 40 s, background measurements at 50% of the peak counting duration on both sides of the analyzed peak. SEM: operating voltage of 25 kV and a working distance of ~15.0 mm. TIMA: dot-mapping mode with a working distance of 15 mm, spot size of ~92 nm, scanning at 3 µm resolution (operating at 25 kV, 11.6 nA). LA-ICP-MS mapping: laser energy of 5 J/cm2, repetition rate of 15 Hz, spot size of 10 µm, scan speed of 40 µm/s. | NIST 610, NIST 612, and GSD-1G as external standards | [48 empty] | 25.114 | [98 empty] | 2025 | Wang, L., Han, R., Zhang, Y., Chen, Y., Liu, D. (2026). Unraveling the redistribution of trace elements during supergene processes: A case study from the Qingshan carbonate-hosted Zn-Pb deposit, SW China. Ore Geology Reviews, 188, 107059. |  | CHN | Southwest China
| Qingshan |  | Basin hydrothermal | Mississippi Valley-type (MVT) | MVT zinc-lead | Zn, Pb | Ge, Cd, Ag | Zn, Pb, Ge, Cd, Ag | Meng et al., 2023 |  | Li-HS-86_sph_I_265.d-1 | Li-HS-86_sph_I_265.d-1 | underground mine |  |  |  |  | ore material | polished section | grab | mineral separate | [5 empty] | mineralisation | primary sulfide ores and secondary non-sulfide ores |  |  | sphalerite, pyrite, galena, hemimorphite, willemite, goethite, smithsonite, cerussite | hydrothermal (stages 1–3), supergene | massive, brecciated, replacive, infilling | colloform, oscillatory zoning, replacement, core-mantle-rim, dendritic, botryoidal, euhedral, subhedral, anhedral |  |  |  | calcite, greenockite | polished sections (150 µm thick) | LA-ICPMS, EMPA, SEM-EDS | JEOL JXA-i SP100 microprobe equipped with five wavelength-dispersive spectrometers; Tescan Mira 3 field emission scanning electron microscope equipped with an energy dispersive spectrometer; Tescan Integrated Mineral Analyzer (TIMA) system comprising a field emission scanning electron microscope (Tescan Mira 3), integrated with four energy dispersive detectors (EDAXElement) | Guangzhou Tuoyan Analytical Technology Co., Ltd., Guizhou, China (GTAT) | EPMA: 15 kV accelerating potential and a beam current of 10 or 20 nA, with a defocused beam diameter of 5 µm; peak counting times for analyzed elements varied between 10 and 40 s, background measurements at 50% of the peak counting duration on both sides of the analyzed peak. SEM: operating voltage of 25 kV and a working distance of ~15.0 mm. TIMA: dot-mapping mode with a working distance of 15 mm, spot size of ~92 nm, scanning at 3 µm resolution (operating at 25 kV, 11.6 nA). LA-ICP-MS mapping: laser energy of 5 J/cm2, repetition rate of 15 Hz, spot size of 10 µm, scan speed of 40 µm/s. | NIST 610, NIST 612, and GSD-1G as external standards | [48 empty] | 16.066 | [21 empty] | 3.65 | [76 empty] | 2025 | Wang, L., Han, R., Zhang, Y., Chen, Y., Liu, D. (2026). Unraveling the redistribution of trace elements during supergene processes: A case study from the Qingshan carbonate-hosted Zn-Pb deposit, SW China. Ore Geology Reviews, 188, 107059. |  | CHN | Southwest China
| Qingshan |  | Basin hydrothermal | Mississippi Valley-type (MVT) | MVT zinc-lead | Zn, Pb | Ge, Cd, Ag | Zn, Pb, Ge, Cd, Ag | Meng et al., 2023 |  | Li-HS-86_sph_I_266.d-1 | Li-HS-86_sph_I_266.d-1 | underground mine |  |  |  |  | ore material | polished section | grab | mineral separate | [5 empty] | mineralisation | primary sulfide ores and secondary non-sulfide ores |  |  | sphalerite, pyrite, galena, hemimorphite, willemite, goethite, smithsonite, cerussite | hydrothermal (stages 1–3), supergene | massive, brecciated, replacive, infilling | colloform, oscillatory zoning, replacement, core-mantle-rim, dendritic, botryoidal, euhedral, subhedral, anhedral |  |  |  | calcite, greenockite | polished sections (150 µm thick) | LA-ICPMS, EMPA, SEM-EDS | JEOL JXA-i SP100 microprobe equipped with five wavelength-dispersive spectrometers; Tescan Mira 3 field emission scanning electron microscope equipped with an energy dispersive spectrometer; Tescan Integrated Mineral Analyzer (TIMA) system comprising a field emission scanning electron microscope (Tescan Mira 3), integrated with four energy dispersive detectors (EDAXElement) | Guangzhou Tuoyan Analytical Technology Co., Ltd., Guizhou, China (GTAT) | EPMA: 15 kV accelerating potential and a beam current of 10 or 20 nA, with a defocused beam diameter of 5 µm; peak counting times for analyzed elements varied between 10 and 40 s, background measurements at 50% of the peak counting duration on both sides of the analyzed peak. SEM: operating voltage of 25 kV and a working distance of ~15.0 mm. TIMA: dot-mapping mode with a working distance of 15 mm, spot size of ~92 nm, scanning at 3 µm resolution (operating at 25 kV, 11.6 nA). LA-ICP-MS mapping: laser energy of 5 J/cm2, repetition rate of 15 Hz, spot size of 10 µm, scan speed of 40 µm/s. | NIST 610, NIST 612, and GSD-1G as external standards | [48 empty] | 82.766 | [21 empty] | 14.96 | [76 empty] | 2025 | Wang, L., Han, R., Zhang, Y., Chen, Y., Liu, D. (2026). Unraveling the redistribution of trace elements during supergene processes: A case study from the Qingshan carbonate-hosted Zn-Pb deposit, SW China. Ore Geology Reviews, 188, 107059. |  | CHN | Southwest China
| Qingshan |  | Basin hydrothermal | Mississippi Valley-type (MVT) | MVT zinc-lead | Zn, Pb | Ge, Cd, Ag | Zn, Pb, Ge, Cd, Ag | Meng et al., 2023 |  | Li-HS-86_sph_I_267.d-1 | Li-HS-86_sph_I_267.d-1 | underground mine |  |  |  |  | ore material | polished section | grab | mineral separate | [5 empty] | mineralisation | primary sulfide ores and secondary non-sulfide ores |  |  | sphalerite, pyrite, galena, hemimorphite, willemite, goethite, smithsonite, cerussite | hydrothermal (stages 1–3), supergene | massive, brecciated, replacive, infilling | colloform, oscillatory zoning, replacement, core-mantle-rim, dendritic, botryoidal, euhedral, subhedral, anhedral |  |  |  | calcite, greenockite | polished sections (150 µm thick) | LA-ICPMS, EMPA, SEM-EDS | JEOL JXA-i SP100 microprobe equipped with five wavelength-dispersive spectrometers; Tescan Mira 3 field emission scanning electron microscope equipped with an energy dispersive spectrometer; Tescan Integrated Mineral Analyzer (TIMA) system comprising a field emission scanning electron microscope (Tescan Mira 3), integrated with four energy dispersive detectors (EDAXElement) | Guangzhou Tuoyan Analytical Technology Co., Ltd., Guizhou, China (GTAT) | EPMA: 15 kV accelerating potential and a beam current of 10 or 20 nA, with a defocused beam diameter of 5 µm; peak counting times for analyzed elements varied between 10 and 40 s, background measurements at 50% of the peak counting duration on both sides of the analyzed peak. SEM: operating voltage of 25 kV and a working distance of ~15.0 mm. TIMA: dot-mapping mode with a working distance of 15 mm, spot size of ~92 nm, scanning at 3 µm resolution (operating at 25 kV, 11.6 nA). LA-ICP-MS mapping: laser energy of 5 J/cm2, repetition rate of 15 Hz, spot size of 10 µm, scan speed of 40 µm/s. | NIST 610, NIST 612, and GSD-1G as external standards | [48 empty] | 217.674 | [21 empty] | 40.7 | [76 empty] | 2025 | Wang, L., Han, R., Zhang, Y., Chen, Y., Liu, D. (2026). Unraveling the redistribution of trace elements during supergene processes: A case study from the Qingshan carbonate-hosted Zn-Pb deposit, SW China. Ore Geology Reviews, 188, 107059. |  | CHN | Southwest China
| Qingshan |  | Basin hydrothermal | Mississippi Valley-type (MVT) | MVT zinc-lead | Zn, Pb | Ge, Cd, Ag | Zn, Pb, Ge, Cd, Ag | Meng et al., 2023 |  | Li-HS-86_sph_II_276.d-1 | Li-HS-86_sph_II_276.d-1 | underground mine |  |  |  |  | ore material | polished section | grab | mineral separate | [5 empty] | mineralisation | primary sulfide ores and secondary non-sulfide ores |  |  | sphalerite, pyrite, galena, hemimorphite, willemite, goethite, smithsonite, cerussite | hydrothermal (stages 1–3), supergene | massive, brecciated, replacive, infilling | colloform, oscillatory zoning, replacement, core-mantle-rim, dendritic, botryoidal, euhedral, subhedral, anhedral |  |  |  | calcite, greenockite | polished sections (150 µm thick) | LA-ICPMS, EMPA, SEM-EDS | JEOL JXA-i SP100 microprobe equipped with five wavelength-dispersive spectrometers; Tescan Mira 3 field emission scanning electron microscope equipped with an energy dispersive spectrometer; Tescan Integrated Mineral Analyzer (TIMA) system comprising a field emission scanning electron microscope (Tescan Mira 3), integrated with four energy dispersive detectors (EDAXElement) | Guangzhou Tuoyan Analytical Technology Co., Ltd., Guizhou, China (GTAT) | EPMA: 15 kV accelerating potential and a beam current of 10 or 20 nA, with a defocused beam diameter of 5 µm; peak counting times for analyzed elements varied between 10 and 40 s, background measurements at 50% of the peak counting duration on both sides of the analyzed peak. SEM: operating voltage of 25 kV and a working distance of ~15.0 mm. TIMA: dot-mapping mode with a working distance of 15 mm, spot size of ~92 nm, scanning at 3 µm resolution (operating at 25 kV, 11.6 nA). LA-ICP-MS mapping: laser energy of 5 J/cm2, repetition rate of 15 Hz, spot size of 10 µm, scan speed of 40 µm/s. | NIST 610, NIST 612, and GSD-1G as external standards | [48 empty] | 133.748 | [21 empty] | 9.8 | [76 empty] | 2025 | Wang, L., Han, R., Zhang, Y., Chen, Y., Liu, D. (2026). Unraveling the redistribution of trace elements during supergene processes: A case study from the Qingshan carbonate-hosted Zn-Pb deposit, SW China. Ore Geology Reviews, 188, 107059. |  | CHN | Southwest China
| Qingshan |  | Basin hydrothermal | Mississippi Valley-type (MVT) | MVT zinc-lead | Zn, Pb | Ge, Cd, Ag | Zn, Pb, Ge, Cd, Ag | Meng et al., 2023 |  | Li-HS-86_sph_II_277.d-1 | Li-HS-86_sph_II_277.d-1 | underground mine |  |  |  |  | ore material | polished section | grab | mineral separate | [5 empty] | mineralisation | primary sulfide ores and secondary non-sulfide ores |  |  | sphalerite, pyrite, galena, hemimorphite, willemite, goethite, smithsonite, cerussite | hydrothermal (stages 1–3), supergene | massive, brecciated, replacive, infilling | colloform, oscillatory zoning, replacement, core-mantle-rim, dendritic, botryoidal, euhedral, subhedral, anhedral |  |  |  | calcite, greenockite | polished sections (150 µm thick) | LA-ICPMS, EMPA, SEM-EDS | JEOL JXA-i SP100 microprobe equipped with five wavelength-dispersive spectrometers; Tescan Mira 3 field emission scanning electron microscope equipped with an energy dispersive spectrometer; Tescan Integrated Mineral Analyzer (TIMA) system comprising a field emission scanning electron microscope (Tescan Mira 3), integrated with four energy dispersive detectors (EDAXElement) | Guangzhou Tuoyan Analytical Technology Co., Ltd., Guizhou, China (GTAT) | EPMA: 15 kV accelerating potential and a beam current of 10 or 20 nA, with a defocused beam diameter of 5 µm; peak counting times for analyzed elements varied between 10 and 40 s, background measurements at 50% of the peak counting duration on both sides of the analyzed peak. SEM: operating voltage of 25 kV and a working distance of ~15.0 mm. TIMA: dot-mapping mode with a working distance of 15 mm, spot size of ~92 nm, scanning at 3 µm resolution (operating at 25 kV, 11.6 nA). LA-ICP-MS mapping: laser energy of 5 J/cm2, repetition rate of 15 Hz, spot size of 10 µm, scan speed of 40 µm/s. | NIST 610, NIST 612, and GSD-1G as external standards | [48 empty] | 119.77 | [21 empty] | 9.3 | [76 empty] | 2025 | Wang, L., Han, R., Zhang, Y., Chen, Y., Liu, D. (2026). Unraveling the redistribution of trace elements during supergene processes: A case study from the Qingshan carbonate-hosted Zn-Pb deposit, SW China. Ore Geology Reviews, 188, 107059. |  | CHN | Southwest China
| Qingshan |  | Basin hydrothermal | Mississippi Valley-type (MVT) | MVT zinc-lead | Zn, Pb | Ge, Cd, Ag | Zn, Pb, Ge, Cd, Ag | Meng et al., 2023 |  | Li-HS-86_sph_II_278.d-1 | Li-HS-86_sph_II_278.d-1 | underground mine |  |  |  |  | ore material | polished section | grab | mineral separate | [5 empty] | mineralisation | primary sulfide ores and secondary non-sulfide ores |  |  | sphalerite, pyrite, galena, hemimorphite, willemite, goethite, smithsonite, cerussite | hydrothermal (stages 1–3), supergene | massive, brecciated, replacive, infilling | colloform, oscillatory zoning, replacement, core-mantle-rim, dendritic, botryoidal, euhedral, subhedral, anhedral |  |  |  | calcite, greenockite | polished sections (150 µm thick) | LA-ICPMS, EMPA, SEM-EDS | JEOL JXA-i SP100 microprobe equipped with five wavelength-dispersive spectrometers; Tescan Mira 3 field emission scanning electron microscope equipped with an energy dispersive spectrometer; Tescan Integrated Mineral Analyzer (TIMA) system comprising a field emission scanning electron microscope (Tescan Mira 3), integrated with four energy dispersive detectors (EDAXElement) | Guangzhou Tuoyan Analytical Technology Co., Ltd., Guizhou, China (GTAT) | EPMA: 15 kV accelerating potential and a beam current of 10 or 20 nA, with a defocused beam diameter of 5 µm; peak counting times for analyzed elements varied between 10 and 40 s, background measurements at 50% of the peak counting duration on both sides of the analyzed peak. SEM: operating voltage of 25 kV and a working distance of ~15.0 mm. TIMA: dot-mapping mode with a working distance of 15 mm, spot size of ~92 nm, scanning at 3 µm resolution (operating at 25 kV, 11.6 nA). LA-ICP-MS mapping: laser energy of 5 J/cm2, repetition rate of 15 Hz, spot size of 10 µm, scan speed of 40 µm/s. | NIST 610, NIST 612, and GSD-1G as external standards | [48 empty] | 87.522 | [21 empty] | 10.71 | [76 empty] | 2025 | Wang, L., Han, R., Zhang, Y., Chen, Y., Liu, D. (2026). Unraveling the redistribution of trace elements during supergene processes: A case study from the Qingshan carbonate-hosted Zn-Pb deposit, SW China. Ore Geology Reviews, 188, 107059. |  | CHN | Southwest China
| Qingshan |  | Basin hydrothermal | Mississippi Valley-type (MVT) | MVT zinc-lead | Zn, Pb | Ge, Cd, Ag | Zn, Pb, Ge, Cd, Ag | Meng et al., 2023 |  | Li-HS-86_sph_II_279.d-1 | Li-HS-86_sph_II_279.d-1 | underground mine |  |  |  |  | ore material | polished section | grab | mineral separate | [5 empty] | mineralisation | primary sulfide ores and secondary non-sulfide ores |  |  | sphalerite, pyrite, galena, hemimorphite, willemite, goethite, smithsonite, cerussite | hydrothermal (stages 1–3), supergene | massive, brecciated, replacive, infilling | colloform, oscillatory zoning, replacement, core-mantle-rim, dendritic, botryoidal, euhedral, subhedral, anhedral |  |  |  | calcite, greenockite | polished sections (150 µm thick) | LA-ICPMS, EMPA, SEM-EDS | JEOL JXA-i SP100 microprobe equipped with five wavelength-dispersive spectrometers; Tescan Mira 3 field emission scanning electron microscope equipped with an energy dispersive spectrometer; Tescan Integrated Mineral Analyzer (TIMA) system comprising a field emission scanning electron microscope (Tescan Mira 3), integrated with four energy dispersive detectors (EDAXElement) | Guangzhou Tuoyan Analytical Technology Co., Ltd., Guizhou, China (GTAT) | EPMA: 15 kV accelerating potential and a beam current of 10 or 20 nA, with a defocused beam diameter of 5 µm; peak counting times for analyzed elements varied between 10 and 40 s, background measurements at 50% of the peak counting duration on both sides of the analyzed peak. SEM: operating voltage of 25 kV and a working distance of ~15.0 mm. TIMA: dot-mapping mode with a working distance of 15 mm, spot size of ~92 nm, scanning at 3 µm resolution (operating at 25 kV, 11.6 nA). LA-ICP-MS mapping: laser energy of 5 J/cm2, repetition rate of 15 Hz, spot size of 10 µm, scan speed of 40 µm/s. | NIST 610, NIST 612, and GSD-1G as external standards | [48 empty] | 85.608 | [21 empty] | 11.4 | [76 empty] | 2025 | Wang, L., Han, R., Zhang, Y., Chen, Y., Liu, D. (2026). Unraveling the redistribution of trace elements during supergene processes: A case study from the Qingshan carbonate-hosted Zn-Pb deposit, SW China. Ore Geology Reviews, 188, 107059. |  | CHN | Southwest China
| Qingshan |  | Basin hydrothermal | Mississippi Valley-type (MVT) | MVT zinc-lead | Zn, Pb | Ge, Cd, Ag | Zn, Pb, Ge, Cd, Ag | Meng et al., 2023 |  | Li-HS-86_sph_II_280.d-1 | Li-HS-86_sph_II_280.d-1 | underground mine |  |  |  |  | ore material | polished section | grab | mineral separate | [5 empty] | mineralisation | primary sulfide ores and secondary non-sulfide ores |  |  | sphalerite, pyrite, galena, hemimorphite, willemite, goethite, smithsonite, cerussite | hydrothermal (stages 1–3), supergene | massive, brecciated, replacive, infilling | colloform, oscillatory zoning, replacement, core-mantle-rim, dendritic, botryoidal, euhedral, subhedral, anhedral |  |  |  | calcite, greenockite | polished sections (150 µm thick) | LA-ICPMS, EMPA, SEM-EDS | JEOL JXA-i SP100 microprobe equipped with five wavelength-dispersive spectrometers; Tescan Mira 3 field emission scanning electron microscope equipped with an energy dispersive spectrometer; Tescan Integrated Mineral Analyzer (TIMA) system comprising a field emission scanning electron microscope (Tescan Mira 3), integrated with four energy dispersive detectors (EDAXElement) | Guangzhou Tuoyan Analytical Technology Co., Ltd., Guizhou, China (GTAT) | EPMA: 15 kV accelerating potential and a beam current of 10 or 20 nA, with a defocused beam diameter of 5 µm; peak counting times for analyzed elements varied between 10 and 40 s, background measurements at 50% of the peak counting duration on both sides of the analyzed peak. SEM: operating voltage of 25 kV and a working distance of ~15.0 mm. TIMA: dot-mapping mode with a working distance of 15 mm, spot size of ~92 nm, scanning at 3 µm resolution (operating at 25 kV, 11.6 nA). LA-ICP-MS mapping: laser energy of 5 J/cm2, repetition rate of 15 Hz, spot size of 10 µm, scan speed of 40 µm/s. | NIST 610, NIST 612, and GSD-1G as external standards | [48 empty] | 101.674 | [21 empty] | 10.6 | [76 empty] | 2025 | Wang, L., Han, R., Zhang, Y., Chen, Y., Liu, D. (2026). Unraveling the redistribution of trace elements during supergene processes: A case study from the Qingshan carbonate-hosted Zn-Pb deposit, SW China. Ore Geology Reviews, 188, 107059. |  | CHN | Southwest China
| Qingshan |  | Basin hydrothermal | Mississippi Valley-type (MVT) | MVT zinc-lead | Zn, Pb | Ge, Cd, Ag | Zn, Pb, Ge, Cd, Ag | Meng et al., 2023 |  | Li-HS-86_sph_II_281.d-1 | Li-HS-86_sph_II_281.d-1 | underground mine |  |  |  |  | ore material | polished section | grab | mineral separate | [5 empty] | mineralisation | primary sulfide ores and secondary non-sulfide ores |  |  | sphalerite, pyrite, galena, hemimorphite, willemite, goethite, smithsonite, cerussite | hydrothermal (stages 1–3), supergene | massive, brecciated, replacive, infilling | colloform, oscillatory zoning, replacement, core-mantle-rim, dendritic, botryoidal, euhedral, subhedral, anhedral |  |  |  | calcite, greenockite | polished sections (150 µm thick) | LA-ICPMS, EMPA, SEM-EDS | JEOL JXA-i SP100 microprobe equipped with five wavelength-dispersive spectrometers; Tescan Mira 3 field emission scanning electron microscope equipped with an energy dispersive spectrometer; Tescan Integrated Mineral Analyzer (TIMA) system comprising a field emission scanning electron microscope (Tescan Mira 3), integrated with four energy dispersive detectors (EDAXElement) | Guangzhou Tuoyan Analytical Technology Co., Ltd., Guizhou, China (GTAT) | EPMA: 15 kV accelerating potential and a beam current of 10 or 20 nA, with a defocused beam diameter of 5 µm; peak counting times for analyzed elements varied between 10 and 40 s, background measurements at 50% of the peak counting duration on both sides of the analyzed peak. SEM: operating voltage of 25 kV and a working distance of ~15.0 mm. TIMA: dot-mapping mode with a working distance of 15 mm, spot size of ~92 nm, scanning at 3 µm resolution (operating at 25 kV, 11.6 nA). LA-ICP-MS mapping: laser energy of 5 J/cm2, repetition rate of 15 Hz, spot size of 10 µm, scan speed of 40 µm/s. | NIST 610, NIST 612, and GSD-1G as external standards | [48 empty] | 136.764 | [21 empty] | 11.8 | [76 empty] | 2025 | Wang, L., Han, R., Zhang, Y., Chen, Y., Liu, D. (2026). Unraveling the redistribution of trace elements during supergene processes: A case study from the Qingshan carbonate-hosted Zn-Pb deposit, SW China. Ore Geology Reviews, 188, 107059. |  | CHN | Southwest China
| Qingshan |  | Basin hydrothermal | Mississippi Valley-type (MVT) | MVT zinc-lead | Zn, Pb | Ge, Cd, Ag | Zn, Pb, Ge, Cd, Ag | Meng et al., 2023 |  | Li-HS-86_sph_II_282.d-1 | Li-HS-86_sph_II_282.d-1 | underground mine |  |  |  |  | ore material | polished section | grab | mineral separate | [5 empty] | mineralisation | primary sulfide ores and secondary non-sulfide ores |  |  | sphalerite, pyrite, galena, hemimorphite, willemite, goethite, smithsonite, cerussite | hydrothermal (stages 1–3), supergene | massive, brecciated, replacive, infilling | colloform, oscillatory zoning, replacement, core-mantle-rim, dendritic, botryoidal, euhedral, subhedral, anhedral |  |  |  | calcite, greenockite | polished sections (150 µm thick) | LA-ICPMS, EMPA, SEM-EDS | JEOL JXA-i SP100 microprobe equipped with five wavelength-dispersive spectrometers; Tescan Mira 3 field emission scanning electron microscope equipped with an energy dispersive spectrometer; Tescan Integrated Mineral Analyzer (TIMA) system comprising a field emission scanning electron microscope (Tescan Mira 3), integrated with four energy dispersive detectors (EDAXElement) | Guangzhou Tuoyan Analytical Technology Co., Ltd., Guizhou, China (GTAT) | EPMA: 15 kV accelerating potential and a beam current of 10 or 20 nA, with a defocused beam diameter of 5 µm; peak counting times for analyzed elements varied between 10 and 40 s, background measurements at 50% of the peak counting duration on both sides of the analyzed peak. SEM: operating voltage of 25 kV and a working distance of ~15.0 mm. TIMA: dot-mapping mode with a working distance of 15 mm, spot size of ~92 nm, scanning at 3 µm resolution (operating at 25 kV, 11.6 nA). LA-ICP-MS mapping: laser energy of 5 J/cm2, repetition rate of 15 Hz, spot size of 10 µm, scan speed of 40 µm/s. | NIST 610, NIST 612, and GSD-1G as external standards | [48 empty] | 206.944 | [21 empty] | 127.4 | [76 empty] | 2025 | Wang, L., Han, R., Zhang, Y., Chen, Y., Liu, D. (2026). Unraveling the redistribution of trace elements during supergene processes: A case study from the Qingshan carbonate-hosted Zn-Pb deposit, SW China. Ore Geology Reviews, 188, 107059. |  | CHN | Southwest China
| Qingshan |  | Basin hydrothermal | Mississippi Valley-type (MVT) | MVT zinc-lead | Zn, Pb | Ge, Cd, Ag | Zn, Pb, Ge, Cd, Ag | Meng et al., 2023 |  | Li-HS-86_sph_II_283.d-1 | Li-HS-86_sph_II_283.d-1 | underground mine |  |  |  |  | ore material | polished section | grab | mineral separate | [5 empty] | mineralisation | primary sulfide ores and secondary non-sulfide ores |  |  | sphalerite, pyrite, galena, hemimorphite, willemite, goethite, smithsonite, cerussite | hydrothermal (stages 1–3), supergene | massive, brecciated, replacive, infilling | colloform, oscillatory zoning, replacement, core-mantle-rim, dendritic, botryoidal, euhedral, subhedral, anhedral |  |  |  | calcite, greenockite | polished sections (150 µm thick) | LA-ICPMS, EMPA, SEM-EDS | JEOL JXA-i SP100 microprobe equipped with five wavelength-dispersive spectrometers; Tescan Mira 3 field emission scanning electron microscope equipped with an energy dispersive spectrometer; Tescan Integrated Mineral Analyzer (TIMA) system comprising a field emission scanning electron microscope (Tescan Mira 3), integrated with four energy dispersive detectors (EDAXElement) | Guangzhou Tuoyan Analytical Technology Co., Ltd., Guizhou, China (GTAT) | EPMA: 15 kV accelerating potential and a beam current of 10 or 20 nA, with a defocused beam diameter of 5 µm; peak counting times for analyzed elements varied between 10 and 40 s, background measurements at 50% of the peak counting duration on both sides of the analyzed peak. SEM: operating voltage of 25 kV and a working distance of ~15.0 mm. TIMA: dot-mapping mode with a working distance of 15 mm, spot size of ~92 nm, scanning at 3 µm resolution (operating at 25 kV, 11.6 nA). LA-ICP-MS mapping: laser energy of 5 J/cm2, repetition rate of 15 Hz, spot size of 10 µm, scan speed of 40 µm/s. | NIST 610, NIST 612, and GSD-1G as external standards | [48 empty] | 152.656 | [21 empty] | 14 | [76 empty] | 2025 | Wang, L., Han, R., Zhang, Y., Chen, Y., Liu, D. (2026). Unraveling the redistribution of trace elements during supergene processes: A case study from the Qingshan carbonate-hosted Zn-Pb deposit, SW China. Ore Geology Reviews, 188, 107059. |  | CHN | Southwest China
| Qingshan |  | Basin hydrothermal | Mississippi Valley-type (MVT) | MVT zinc-lead | Zn, Pb | Ge, Cd, Ag | Zn, Pb, Ge, Cd, Ag | Meng et al., 2023 |  | Li-HS-86_sph_II_284.d-1 | Li-HS-86_sph_II_284.d-1 | underground mine |  |  |  |  | ore material | polished section | grab | mineral separate | [5 empty] | mineralisation | primary sulfide ores and secondary non-sulfide ores |  |  | sphalerite, pyrite, galena, hemimorphite, willemite, goethite, smithsonite, cerussite | hydrothermal (stages 1–3), supergene | massive, brecciated, replacive, infilling | colloform, oscillatory zoning, replacement, core-mantle-rim, dendritic, botryoidal, euhedral, subhedral, anhedral |  |  |  | calcite, greenockite | polished sections (150 µm thick) | LA-ICPMS, EMPA, SEM-EDS | JEOL JXA-i SP100 microprobe equipped with five wavelength-dispersive spectrometers; Tescan Mira 3 field emission scanning electron microscope equipped with an energy dispersive spectrometer; Tescan Integrated Mineral Analyzer (TIMA) system comprising a field emission scanning electron microscope (Tescan Mira 3), integrated with four energy dispersive detectors (EDAXElement) | Guangzhou Tuoyan Analytical Technology Co., Ltd., Guizhou, China (GTAT) | EPMA: 15 kV accelerating potential and a beam current of 10 or 20 nA, with a defocused beam diameter of 5 µm; peak counting times for analyzed elements varied between 10 and 40 s, background measurements at 50% of the peak counting duration on both sides of the analyzed peak. SEM: operating voltage of 25 kV and a working distance of ~15.0 mm. TIMA: dot-mapping mode with a working distance of 15 mm, spot size of ~92 nm, scanning at 3 µm resolution (operating at 25 kV, 11.6 nA). LA-ICP-MS mapping: laser energy of 5 J/cm2, repetition rate of 15 Hz, spot size of 10 µm, scan speed of 40 µm/s. | NIST 610, NIST 612, and GSD-1G as external standards | [48 empty] | 208.916 | [21 empty] | 37.9 | [76 empty] | 2025 | Wang, L., Han, R., Zhang, Y., Chen, Y., Liu, D. (2026). Unraveling the redistribution of trace elements during supergene processes: A case study from the Qingshan carbonate-hosted Zn-Pb deposit, SW China. Ore Geology Reviews, 188, 107059. |  | CHN | Southwest China
| Qingshan |  | Basin hydrothermal | Mississippi Valley-type (MVT) | MVT zinc-lead | Zn, Pb | Ge, Cd, Ag | Zn, Pb, Ge, Cd, Ag | Meng et al., 2023 |  | Li-HS-86_sph_II_285.d-1 | Li-HS-86_sph_II_285.d-1 | underground mine |  |  |  |  | ore material | polished section | grab | mineral separate | [5 empty] | mineralisation | primary sulfide ores and secondary non-sulfide ores |  |  | sphalerite, pyrite, galena, hemimorphite, willemite, goethite, smithsonite, cerussite | hydrothermal (stages 1–3), supergene | massive, brecciated, replacive, infilling | colloform, oscillatory zoning, replacement, core-mantle-rim, dendritic, botryoidal, euhedral, subhedral, anhedral |  |  |  | calcite, greenockite | polished sections (150 µm thick) | LA-ICPMS, EMPA, SEM-EDS | JEOL JXA-i SP100 microprobe equipped with five wavelength-dispersive spectrometers; Tescan Mira 3 field emission scanning electron microscope equipped with an energy dispersive spectrometer; Tescan Integrated Mineral Analyzer (TIMA) system comprising a field emission scanning electron microscope (Tescan Mira 3), integrated with four energy dispersive detectors (EDAXElement) | Guangzhou Tuoyan Analytical Technology Co., Ltd., Guizhou, China (GTAT) | EPMA: 15 kV accelerating potential and a beam current of 10 or 20 nA, with a defocused beam diameter of 5 µm; peak counting times for analyzed elements varied between 10 and 40 s, background measurements at 50% of the peak counting duration on both sides of the analyzed peak. SEM: operating voltage of 25 kV and a working distance of ~15.0 mm. TIMA: dot-mapping mode with a working distance of 15 mm, spot size of ~92 nm, scanning at 3 µm resolution (operating at 25 kV, 11.6 nA). LA-ICP-MS mapping: laser energy of 5 J/cm2, repetition rate of 15 Hz, spot size of 10 µm, scan speed of 40 µm/s. | NIST 610, NIST 612, and GSD-1G as external standards | [48 empty] | 423.98 | [21 empty] | 57.7 | [76 empty] | 2025 | Wang, L., Han, R., Zhang, Y., Chen, Y., Liu, D. (2026). Unraveling the redistribution of trace elements during supergene processes: A case study from the Qingshan carbonate-hosted Zn-Pb deposit, SW China. Ore Geology Reviews, 188, 107059. |  | CHN | Southwest China
| Qingshan |  | Basin hydrothermal | Mississippi Valley-type (MVT) | MVT zinc-lead | Zn, Pb | Ge, Cd, Ag | Zn, Pb, Ge, Cd, Ag | Meng et al., 2023 |  | Li-HS-86_sph_II_286.d-1 | Li-HS-86_sph_II_286.d-1 | underground mine |  |  |  |  | ore material | polished section | grab | mineral separate | [5 empty] | mineralisation | primary sulfide ores and secondary non-sulfide ores |  |  | sphalerite, pyrite, galena, hemimorphite, willemite, goethite, smithsonite, cerussite | hydrothermal (stages 1–3), supergene | massive, brecciated, replacive, infilling | colloform, oscillatory zoning, replacement, core-mantle-rim, dendritic, botryoidal, euhedral, subhedral, anhedral |  |  |  | calcite, greenockite | polished sections (150 µm thick) | LA-ICPMS, EMPA, SEM-EDS | JEOL JXA-i SP100 microprobe equipped with five wavelength-dispersive spectrometers; Tescan Mira 3 field emission scanning electron microscope equipped with an energy dispersive spectrometer; Tescan Integrated Mineral Analyzer (TIMA) system comprising a field emission scanning electron microscope (Tescan Mira 3), integrated with four energy dispersive detectors (EDAXElement) | Guangzhou Tuoyan Analytical Technology Co., Ltd., Guizhou, China (GTAT) | EPMA: 15 kV accelerating potential and a beam current of 10 or 20 nA, with a defocused beam diameter of 5 µm; peak counting times for analyzed elements varied between 10 and 40 s, background measurements at 50% of the peak counting duration on both sides of the analyzed peak. SEM: operating voltage of 25 kV and a working distance of ~15.0 mm. TIMA: dot-mapping mode with a working distance of 15 mm, spot size of ~92 nm, scanning at 3 µm resolution (operating at 25 kV, 11.6 nA). LA-ICP-MS mapping: laser energy of 5 J/cm2, repetition rate of 15 Hz, spot size of 10 µm, scan speed of 40 µm/s. | NIST 610, NIST 612, and GSD-1G as external standards | [48 empty] | 406.58 | [21 empty] | 59.3 | [76 empty] | 2025 | Wang, L., Han, R., Zhang, Y., Chen, Y., Liu, D. (2026). Unraveling the redistribution of trace elements during supergene processes: A case study from the Qingshan carbonate-hosted Zn-Pb deposit, SW China. Ore Geology Reviews, 188, 107059. |  | CHN | Southwest China
| Qingshan |  | Basin hydrothermal | Mississippi Valley-type (MVT) | MVT zinc-lead | Zn, Pb | Ge, Cd, Ag | Zn, Pb, Ge, Cd, Ag | Meng et al., 2023 |  | Li-HS-86_sph_II_287.d-1 | Li-HS-86_sph_II_287.d-1 | underground mine |  |  |  |  | ore material | polished section | grab | mineral separate | [5 empty] | mineralisation | primary sulfide ores and secondary non-sulfide ores |  |  | sphalerite, pyrite, galena, hemimorphite, willemite, goethite, smithsonite, cerussite | hydrothermal (stages 1–3), supergene | massive, brecciated, replacive, infilling | colloform, oscillatory zoning, replacement, core-mantle-rim, dendritic, botryoidal, euhedral, subhedral, anhedral |  |  |  | calcite, greenockite | polished sections (150 µm thick) | LA-ICPMS, EMPA, SEM-EDS | JEOL JXA-i SP100 microprobe equipped with five wavelength-dispersive spectrometers; Tescan Mira 3 field emission scanning electron microscope equipped with an energy dispersive spectrometer; Tescan Integrated Mineral Analyzer (TIMA) system comprising a field emission scanning electron microscope (Tescan Mira 3), integrated with four energy dispersive detectors (EDAXElement) | Guangzhou Tuoyan Analytical Technology Co., Ltd., Guizhou, China (GTAT) | EPMA: 15 kV accelerating potential and a beam current of 10 or 20 nA, with a defocused beam diameter of 5 µm; peak counting times for analyzed elements varied between 10 and 40 s, background measurements at 50% of the peak counting duration on both sides of the analyzed peak. SEM: operating voltage of 25 kV and a working distance of ~15.0 mm. TIMA: dot-mapping mode with a working distance of 15 mm, spot size of ~92 nm, scanning at 3 µm resolution (operating at 25 kV, 11.6 nA). LA-ICP-MS mapping: laser energy of 5 J/cm2, repetition rate of 15 Hz, spot size of 10 µm, scan speed of 40 µm/s. | NIST 610, NIST 612, and GSD-1G as external standards | [48 empty] | 127.832 | [21 empty] | 100.9 | [76 empty] | 2025 | Wang, L., Han, R., Zhang, Y., Chen, Y., Liu, D. (2026). Unraveling the redistribution of trace elements during supergene processes: A case study from the Qingshan carbonate-hosted Zn-Pb deposit, SW China. Ore Geology Reviews, 188, 107059. |  | CHN | Southwest China
| Qingshan |  | Basin hydrothermal | Mississippi Valley-type (MVT) | MVT zinc-lead | Zn, Pb | Ge, Cd, Ag | Zn, Pb, Ge, Cd, Ag | Meng et al., 2023 |  | Li-HS-86_sph_II_288.d-1 | Li-HS-86_sph_II_288.d-1 | underground mine |  |  |  |  | ore material | polished section | grab | mineral separate | [5 empty] | mineralisation | primary sulfide ores and secondary non-sulfide ores |  |  | sphalerite, pyrite, galena, hemimorphite, willemite, goethite, smithsonite, cerussite | hydrothermal (stages 1–3), supergene | massive, brecciated, replacive, infilling | colloform, oscillatory zoning, replacement, core-mantle-rim, dendritic, botryoidal, euhedral, subhedral, anhedral |  |  |  | calcite, greenockite | polished sections (150 µm thick) | LA-ICPMS, EMPA, SEM-EDS | JEOL JXA-i SP100 microprobe equipped with five wavelength-dispersive spectrometers; Tescan Mira 3 field emission scanning electron microscope equipped with an energy dispersive spectrometer; Tescan Integrated Mineral Analyzer (TIMA) system comprising a field emission scanning electron microscope (Tescan Mira 3), integrated with four energy dispersive detectors (EDAXElement) | Guangzhou Tuoyan Analytical Technology Co., Ltd., Guizhou, China (GTAT) | EPMA: 15 kV accelerating potential and a beam current of 10 or 20 nA, with a defocused beam diameter of 5 µm; peak counting times for analyzed elements varied between 10 and 40 s, background measurements at 50% of the peak counting duration on both sides of the analyzed peak. SEM: operating voltage of 25 kV and a working distance of ~15.0 mm. TIMA: dot-mapping mode with a working distance of 15 mm, spot size of ~92 nm, scanning at 3 µm resolution (operating at 25 kV, 11.6 nA). LA-ICP-MS mapping: laser energy of 5 J/cm2, repetition rate of 15 Hz, spot size of 10 µm, scan speed of 40 µm/s. | NIST 610, NIST 612, and GSD-1G as external standards | [48 empty] | 74.124 | [21 empty] | 165.6 | [76 empty] | 2025 | Wang, L., Han, R., Zhang, Y., Chen, Y., Liu, D. (2026). Unraveling the redistribution of trace elements during supergene processes: A case study from the Qingshan carbonate-hosted Zn-Pb deposit, SW China. Ore Geology Reviews, 188, 107059. |  | CHN | Southwest China
| Qingshan |  | Basin hydrothermal | Mississippi Valley-type (MVT) | MVT zinc-lead | Zn, Pb | Ge, Cd, Ag | Zn, Pb, Ge, Cd, Ag | Meng et al., 2023 |  | Li-HS-86_sph_II_289.d-1 | Li-HS-86_sph_II_289.d-1 | underground mine |  |  |  |  | ore material | polished section | grab | mineral separate | [5 empty] | mineralisation | primary sulfide ores and secondary non-sulfide ores |  |  | sphalerite, pyrite, galena, hemimorphite, willemite, goethite, smithsonite, cerussite | hydrothermal (stages 1–3), supergene | massive, brecciated, replacive, infilling | colloform, oscillatory zoning, replacement, core-mantle-rim, dendritic, botryoidal, euhedral, subhedral, anhedral |  |  |  | calcite, greenockite | polished sections (150 µm thick) | LA-ICPMS, EMPA, SEM-EDS | JEOL JXA-i SP100 microprobe equipped with five wavelength-dispersive spectrometers; Tescan Mira 3 field emission scanning electron microscope equipped with an energy dispersive spectrometer; Tescan Integrated Mineral Analyzer (TIMA) system comprising a field emission scanning electron microscope (Tescan Mira 3), integrated with four energy dispersive detectors (EDAXElement) | Guangzhou Tuoyan Analytical Technology Co., Ltd., Guizhou, China (GTAT) | EPMA: 15 kV accelerating potential and a beam current of 10 or 20 nA, with a defocused beam diameter of 5 µm; peak counting times for analyzed elements varied between 10 and 40 s, background measurements at 50% of the peak counting duration on both sides of the analyzed peak. SEM: operating voltage of 25 kV and a working distance of ~15.0 mm. TIMA: dot-mapping mode with a working distance of 15 mm, spot size of ~92 nm, scanning at 3 µm resolution (operating at 25 kV, 11.6 nA). LA-ICP-MS mapping: laser energy of 5 J/cm2, repetition rate of 15 Hz, spot size of 10 µm, scan speed of 40 µm/s. | NIST 610, NIST 612, and GSD-1G as external standards | [48 empty] | 120.872 | [21 empty] | 117.1 | [76 empty] | 2025 | Wang, L., Han, R., Zhang, Y., Chen, Y., Liu, D. (2026). Unraveling the redistribution of trace elements during supergene processes: A case study from the Qingshan carbonate-hosted Zn-Pb deposit, SW China. Ore Geology Reviews, 188, 107059. |  | CHN | Southwest China
| Qingshan |  | Basin hydrothermal | Mississippi Valley-type (MVT) | MVT zinc-lead | Zn, Pb | Ge, Cd, Ag | Zn, Pb, Ge, Cd, Ag | Meng et al., 2023 |  | Li-HS-86_sph_II_290.d-1 | Li-HS-86_sph_II_290.d-1 | underground mine |  |  |  |  | ore material | polished section | grab | mineral separate | [5 empty] | mineralisation | primary sulfide ores and secondary non-sulfide ores |  |  | sphalerite, pyrite, galena, hemimorphite, willemite, goethite, smithsonite, cerussite | hydrothermal (stages 1–3), supergene | massive, brecciated, replacive, infilling | colloform, oscillatory zoning, replacement, core-mantle-rim, dendritic, botryoidal, euhedral, subhedral, anhedral |  |  |  | calcite, greenockite | polished sections (150 µm thick) | LA-ICPMS, EMPA, SEM-EDS | JEOL JXA-i SP100 microprobe equipped with five wavelength-dispersive spectrometers; Tescan Mira 3 field emission scanning electron microscope equipped with an energy dispersive spectrometer; Tescan Integrated Mineral Analyzer (TIMA) system comprising a field emission scanning electron microscope (Tescan Mira 3), integrated with four energy dispersive detectors (EDAXElement) | Guangzhou Tuoyan Analytical Technology Co., Ltd., Guizhou, China (GTAT) | EPMA: 15 kV accelerating potential and a beam current of 10 or 20 nA, with a defocused beam diameter of 5 µm; peak counting times for analyzed elements varied between 10 and 40 s, background measurements at 50% of the peak counting duration on both sides of the analyzed peak. SEM: operating voltage of 25 kV and a working distance of ~15.0 mm. TIMA: dot-mapping mode with a working distance of 15 mm, spot size of ~92 nm, scanning at 3 µm resolution (operating at 25 kV, 11.6 nA). LA-ICP-MS mapping: laser energy of 5 J/cm2, repetition rate of 15 Hz, spot size of 10 µm, scan speed of 40 µm/s. | NIST 610, NIST 612, and GSD-1G as external standards | [48 empty] | 259.26 | [21 empty] | 34.9 | [76 empty] | 2025 | Wang, L., Han, R., Zhang, Y., Chen, Y., Liu, D. (2026). Unraveling the redistribution of trace elements during supergene processes: A case study from the Qingshan carbonate-hosted Zn-Pb deposit, SW China. Ore Geology Reviews, 188, 107059. |  | CHN | Southwest China
| Qingshan |  | Basin hydrothermal | Mississippi Valley-type (MVT) | MVT zinc-lead | Zn, Pb | Ge, Cd, Ag | Zn, Pb, Ge, Cd, Ag | Meng et al., 2023 |  | Li-HS-86_sph_II_291.d-1 | Li-HS-86_sph_II_291.d-1 | underground mine |  |  |  |  | ore material | polished section | grab | mineral separate | [5 empty] | mineralisation | primary sulfide ores and secondary non-sulfide ores |  |  | sphalerite, pyrite, galena, hemimorphite, willemite, goethite, smithsonite, cerussite | hydrothermal (stages 1–3), supergene | massive, brecciated, replacive, infilling | colloform, oscillatory zoning, replacement, core-mantle-rim, dendritic, botryoidal, euhedral, subhedral, anhedral |  |  |  | calcite, greenockite | polished sections (150 µm thick) | LA-ICPMS, EMPA, SEM-EDS | JEOL JXA-i SP100 microprobe equipped with five wavelength-dispersive spectrometers; Tescan Mira 3 field emission scanning electron microscope equipped with an energy dispersive spectrometer; Tescan Integrated Mineral Analyzer (TIMA) system comprising a field emission scanning electron microscope (Tescan Mira 3), integrated with four energy dispersive detectors (EDAXElement) | Guangzhou Tuoyan Analytical Technology Co., Ltd., Guizhou, China (GTAT) | EPMA: 15 kV accelerating potential and a beam current of 10 or 20 nA, with a defocused beam diameter of 5 µm; peak counting times for analyzed elements varied between 10 and 40 s, background measurements at 50% of the peak counting duration on both sides of the analyzed peak. SEM: operating voltage of 25 kV and a working distance of ~15.0 mm. TIMA: dot-mapping mode with a working distance of 15 mm, spot size of ~92 nm, scanning at 3 µm resolution (operating at 25 kV, 11.6 nA). LA-ICP-MS mapping: laser energy of 5 J/cm2, repetition rate of 15 Hz, spot size of 10 µm, scan speed of 40 µm/s. | NIST 610, NIST 612, and GSD-1G as external standards | [48 empty] | 233.508 | [21 empty] | 39.8 | [76 empty] | 2025 | Wang, L., Han, R., Zhang, Y., Chen, Y., Liu, D. (2026). Unraveling the redistribution of trace elements during supergene processes: A case study from the Qingshan carbonate-hosted Zn-Pb deposit, SW China. Ore Geology Reviews, 188, 107059. |  | CHN | Southwest China
| Qingshan |  | Basin hydrothermal | Mississippi Valley-type (MVT) | MVT zinc-lead | Zn, Pb | Ge, Cd, Ag | Zn, Pb, Ge, Cd, Ag | Meng et al., 2023 |  | Li-HS-86_sph_II_292.d-1 | Li-HS-86_sph_II_292.d-1 | underground mine |  |  |  |  | ore material | polished section | grab | mineral separate | [5 empty] | mineralisation | primary sulfide ores and secondary non-sulfide ores |  |  | sphalerite, pyrite, galena, hemimorphite, willemite, goethite, smithsonite, cerussite | hydrothermal (stages 1–3), supergene | massive, brecciated, replacive, infilling | colloform, oscillatory zoning, replacement, core-mantle-rim, dendritic, botryoidal, euhedral, subhedral, anhedral |  |  |  | calcite, greenockite | polished sections (150 µm thick) | LA-ICPMS, EMPA, SEM-EDS | JEOL JXA-i SP100 microprobe equipped with five wavelength-dispersive spectrometers; Tescan Mira 3 field emission scanning electron microscope equipped with an energy dispersive spectrometer; Tescan Integrated Mineral Analyzer (TIMA) system comprising a field emission scanning electron microscope (Tescan Mira 3), integrated with four energy dispersive detectors (EDAXElement) | Guangzhou Tuoyan Analytical Technology Co., Ltd., Guizhou, China (GTAT) | EPMA: 15 kV accelerating potential and a beam current of 10 or 20 nA, with a defocused beam diameter of 5 µm; peak counting times for analyzed elements varied between 10 and 40 s, background measurements at 50% of the peak counting duration on both sides of the analyzed peak. SEM: operating voltage of 25 kV and a working distance of ~15.0 mm. TIMA: dot-mapping mode with a working distance of 15 mm, spot size of ~92 nm, scanning at 3 µm resolution (operating at 25 kV, 11.6 nA). LA-ICP-MS mapping: laser energy of 5 J/cm2, repetition rate of 15 Hz, spot size of 10 µm, scan speed of 40 µm/s. | NIST 610, NIST 612, and GSD-1G as external standards | [48 empty] | 247.834 | [21 empty] | 10.8 | [76 empty] | 2025 | Wang, L., Han, R., Zhang, Y., Chen, Y., Liu, D. (2026). Unraveling the redistribution of trace elements during supergene processes: A case study from the Qingshan carbonate-hosted Zn-Pb deposit, SW China. Ore Geology Reviews, 188, 107059. |  | CHN | Southwest China
| Qingshan |  | Basin hydrothermal | Mississippi Valley-type (MVT) | MVT zinc-lead | Zn, Pb | Ge, Cd, Ag | Zn, Pb, Ge, Cd, Ag | Meng et al., 2023 |  | Li-HS-86_sph_II_293.d-1 | Li-HS-86_sph_II_293.d-1 | underground mine |  |  |  |  | ore material | polished section | grab | mineral separate | [5 empty] | mineralisation | primary sulfide ores and secondary non-sulfide ores |  |  | sphalerite, pyrite, galena, hemimorphite, willemite, goethite, smithsonite, cerussite | hydrothermal (stages 1–3), supergene | massive, brecciated, replacive, infilling | colloform, oscillatory zoning, replacement, core-mantle-rim, dendritic, botryoidal, euhedral, subhedral, anhedral |  |  |  | calcite, greenockite | polished sections (150 µm thick) | LA-ICPMS, EMPA, SEM-EDS | JEOL JXA-i SP100 microprobe equipped with five wavelength-dispersive spectrometers; Tescan Mira 3 field emission scanning electron microscope equipped with an energy dispersive spectrometer; Tescan Integrated Mineral Analyzer (TIMA) system comprising a field emission scanning electron microscope (Tescan Mira 3), integrated with four energy dispersive detectors (EDAXElement) | Guangzhou Tuoyan Analytical Technology Co., Ltd., Guizhou, China (GTAT) | EPMA: 15 kV accelerating potential and a beam current of 10 or 20 nA, with a defocused beam diameter of 5 µm; peak counting times for analyzed elements varied between 10 and 40 s, background measurements at 50% of the peak counting duration on both sides of the analyzed peak. SEM: operating voltage of 25 kV and a working distance of ~15.0 mm. TIMA: dot-mapping mode with a working distance of 15 mm, spot size of ~92 nm, scanning at 3 µm resolution (operating at 25 kV, 11.6 nA). LA-ICP-MS mapping: laser energy of 5 J/cm2, repetition rate of 15 Hz, spot size of 10 µm, scan speed of 40 µm/s. | NIST 610, NIST 612, and GSD-1G as external standards | [48 empty] | 244.876 | [21 empty] | 9.9 | [76 empty] | 2025 | Wang, L., Han, R., Zhang, Y., Chen, Y., Liu, D. (2026). Unraveling the redistribution of trace elements during supergene processes: A case study from the Qingshan carbonate-hosted Zn-Pb deposit, SW China. Ore Geology Reviews, 188, 107059. |  | CHN | Southwest China
| Qingshan |  | Basin hydrothermal | Mississippi Valley-type (MVT) | MVT zinc-lead | Zn, Pb | Ge, Cd, Ag | Zn, Pb, Ge, Cd, Ag | Meng et al., 2023 |  | Li-HS-86_sph_II_294.d-1 | Li-HS-86_sph_II_294.d-1 | underground mine |  |  |  |  | ore material | polished section | grab | mineral separate | [5 empty] | mineralisation | primary sulfide ores and secondary non-sulfide ores |  |  | sphalerite, pyrite, galena, hemimorphite, willemite, goethite, smithsonite, cerussite | hydrothermal (stages 1–3), supergene | massive, brecciated, replacive, infilling | colloform, oscillatory zoning, replacement, core-mantle-rim, dendritic, botryoidal, euhedral, subhedral, anhedral |  |  |  | calcite, greenockite | polished sections (150 µm thick) | LA-ICPMS, EMPA, SEM-EDS | JEOL JXA-i SP100 microprobe equipped with five wavelength-dispersive spectrometers; Tescan Mira 3 field emission scanning electron microscope equipped with an energy dispersive spectrometer; Tescan Integrated Mineral Analyzer (TIMA) system comprising a field emission scanning electron microscope (Tescan Mira 3), integrated with four energy dispersive detectors (EDAXElement) | Guangzhou Tuoyan Analytical Technology Co., Ltd., Guizhou, China (GTAT) | EPMA: 15 kV accelerating potential and a beam current of 10 or 20 nA, with a defocused beam diameter of 5 µm; peak counting times for analyzed elements varied between 10 and 40 s, background measurements at 50% of the peak counting duration on both sides of the analyzed peak. SEM: operating voltage of 25 kV and a working distance of ~15.0 mm. TIMA: dot-mapping mode with a working distance of 15 mm, spot size of ~92 nm, scanning at 3 µm resolution (operating at 25 kV, 11.6 nA). LA-ICP-MS mapping: laser energy of 5 J/cm2, repetition rate of 15 Hz, spot size of 10 µm, scan speed of 40 µm/s. | NIST 610, NIST 612, and GSD-1G as external standards | [48 empty] | 215.76 | [21 empty] | 12.1 | [76 empty] | 2025 | Wang, L., Han, R., Zhang, Y., Chen, Y., Liu, D. (2026). Unraveling the redistribution of trace elements during supergene processes: A case study from the Qingshan carbonate-hosted Zn-Pb deposit, SW China. Ore Geology Reviews, 188, 107059. |  | CHN | Southwest China
| Qingshan |  | Basin hydrothermal | Mississippi Valley-type (MVT) | MVT zinc-lead | Zn, Pb | Ge, Cd, Ag | Zn, Pb, Ge, Cd, Ag | Meng et al., 2023 |  | Li-HS-86_sph_II_295.d-1 | Li-HS-86_sph_II_295.d-1 | underground mine |  |  |  |  | ore material | polished section | grab | mineral separate | [5 empty] | mineralisation | primary sulfide ores and secondary non-sulfide ores |  |  | sphalerite, pyrite, galena, hemimorphite, willemite, goethite, smithsonite, cerussite | hydrothermal (stages 1–3), supergene | massive, brecciated, replacive, infilling | colloform, oscillatory zoning, replacement, core-mantle-rim, dendritic, botryoidal, euhedral, subhedral, anhedral |  |  |  | calcite, greenockite | polished sections (150 µm thick) | LA-ICPMS, EMPA, SEM-EDS | JEOL JXA-i SP100 microprobe equipped with five wavelength-dispersive spectrometers; Tescan Mira 3 field emission scanning electron microscope equipped with an energy dispersive spectrometer; Tescan Integrated Mineral Analyzer (TIMA) system comprising a field emission scanning electron microscope (Tescan Mira 3), integrated with four energy dispersive detectors (EDAXElement) | Guangzhou Tuoyan Analytical Technology Co., Ltd., Guizhou, China (GTAT) | EPMA: 15 kV accelerating potential and a beam current of 10 or 20 nA, with a defocused beam diameter of 5 µm; peak counting times for analyzed elements varied between 10 and 40 s, background measurements at 50% of the peak counting duration on both sides of the analyzed peak. SEM: operating voltage of 25 kV and a working distance of ~15.0 mm. TIMA: dot-mapping mode with a working distance of 15 mm, spot size of ~92 nm, scanning at 3 µm resolution (operating at 25 kV, 11.6 nA). LA-ICP-MS mapping: laser energy of 5 J/cm2, repetition rate of 15 Hz, spot size of 10 µm, scan speed of 40 µm/s. | NIST 610, NIST 612, and GSD-1G as external standards | [48 empty] | 200.042 | [21 empty] | 11.4 | [76 empty] | 2025 | Wang, L., Han, R., Zhang, Y., Chen, Y., Liu, D. (2026). Unraveling the redistribution of trace elements during supergene processes: A case study from the Qingshan carbonate-hosted Zn-Pb deposit, SW China. Ore Geology Reviews, 188, 107059. |  | CHN | Southwest China
| Qingshan |  | Basin hydrothermal | Mississippi Valley-type (MVT) | MVT zinc-lead | Zn, Pb | Ge, Cd, Ag | Zn, Pb, Ge, Cd, Ag | Meng et al., 2023 |  | Li-HS-86_sph_II_296.d-1 | Li-HS-86_sph_II_296.d-1 | underground mine |  |  |  |  | ore material | polished section | grab | mineral separate | [5 empty] | mineralisation | primary sulfide ores and secondary non-sulfide ores |  |  | sphalerite, pyrite, galena, hemimorphite, willemite, goethite, smithsonite, cerussite | hydrothermal (stages 1–3), supergene | massive, brecciated, replacive, infilling | colloform, oscillatory zoning, replacement, core-mantle-rim, dendritic, botryoidal, euhedral, subhedral, anhedral |  |  |  | calcite, greenockite | polished sections (150 µm thick) | LA-ICPMS, EMPA, SEM-EDS | JEOL JXA-i SP100 microprobe equipped with five wavelength-dispersive spectrometers; Tescan Mira 3 field emission scanning electron microscope equipped with an energy dispersive spectrometer; Tescan Integrated Mineral Analyzer (TIMA) system comprising a field emission scanning electron microscope (Tescan Mira 3), integrated with four energy dispersive detectors (EDAXElement) | Guangzhou Tuoyan Analytical Technology Co., Ltd., Guizhou, China (GTAT) | EPMA: 15 kV accelerating potential and a beam current of 10 or 20 nA, with a defocused beam diameter of 5 µm; peak counting times for analyzed elements varied between 10 and 40 s, background measurements at 50% of the peak counting duration on both sides of the analyzed peak. SEM: operating voltage of 25 kV and a working distance of ~15.0 mm. TIMA: dot-mapping mode with a working distance of 15 mm, spot size of ~92 nm, scanning at 3 µm resolution (operating at 25 kV, 11.6 nA). LA-ICP-MS mapping: laser energy of 5 J/cm2, repetition rate of 15 Hz, spot size of 10 µm, scan speed of 40 µm/s. | NIST 610, NIST 612, and GSD-1G as external standards | [48 empty] | 312.156 | [21 empty] | 34.7 | [76 empty] | 2025 | Wang, L., Han, R., Zhang, Y., Chen, Y., Liu, D. (2026). Unraveling the redistribution of trace elements during supergene processes: A case study from the Qingshan carbonate-hosted Zn-Pb deposit, SW China. Ore Geology Reviews, 188, 107059. |  | CHN | Southwest China
| Qingshan |  | Basin hydrothermal | Mississippi Valley-type (MVT) | MVT zinc-lead | Zn, Pb | Ge, Cd, Ag | Zn, Pb, Ge, Cd, Ag | Meng et al., 2023 |  | Li-HS-86_sph_II_297.d-1 | Li-HS-86_sph_II_297.d-1 | underground mine |  |  |  |  | ore material | polished section | grab | mineral separate | [5 empty] | mineralisation | primary sulfide ores and secondary non-sulfide ores |  |  | sphalerite, pyrite, galena, hemimorphite, willemite, goethite, smithsonite, cerussite | hydrothermal (stages 1–3), supergene | massive, brecciated, replacive, infilling | colloform, oscillatory zoning, replacement, core-mantle-rim, dendritic, botryoidal, euhedral, subhedral, anhedral |  |  |  | calcite, greenockite | polished sections (150 µm thick) | LA-ICPMS, EMPA, SEM-EDS | JEOL JXA-i SP100 microprobe equipped with five wavelength-dispersive spectrometers; Tescan Mira 3 field emission scanning electron microscope equipped with an energy dispersive spectrometer; Tescan Integrated Mineral Analyzer (TIMA) system comprising a field emission scanning electron microscope (Tescan Mira 3), integrated with four energy dispersive detectors (EDAXElement) | Guangzhou Tuoyan Analytical Technology Co., Ltd., Guizhou, China (GTAT) | EPMA: 15 kV accelerating potential and a beam current of 10 or 20 nA, with a defocused beam diameter of 5 µm; peak counting times for analyzed elements varied between 10 and 40 s, background measurements at 50% of the peak counting duration on both sides of the analyzed peak. SEM: operating voltage of 25 kV and a working distance of ~15.0 mm. TIMA: dot-mapping mode with a working distance of 15 mm, spot size of ~92 nm, scanning at 3 µm resolution (operating at 25 kV, 11.6 nA). LA-ICP-MS mapping: laser energy of 5 J/cm2, repetition rate of 15 Hz, spot size of 10 µm, scan speed of 40 µm/s. | NIST 610, NIST 612, and GSD-1G as external standards | [48 empty] | 135.604 | [21 empty] | 194 | [76 empty] | 2025 | Wang, L., Han, R., Zhang, Y., Chen, Y., Liu, D. (2026). Unraveling the redistribution of trace elements during supergene processes: A case study from the Qingshan carbonate-hosted Zn-Pb deposit, SW China. Ore Geology Reviews, 188, 107059. |  | CHN | Southwest China
| Qingshan |  | Basin hydrothermal | Mississippi Valley-type (MVT) | MVT zinc-lead | Zn, Pb | Ge, Cd, Ag | Zn, Pb, Ge, Cd, Ag | Meng et al., 2023 |  | Li-HS-86_sph_II_298.d-1 | Li-HS-86_sph_II_298.d-1 | underground mine |  |  |  |  | ore material | polished section | grab | mineral separate | [5 empty] | mineralisation | primary sulfide ores and secondary non-sulfide ores |  |  | sphalerite, pyrite, galena, hemimorphite, willemite, goethite, smithsonite, cerussite | hydrothermal (stages 1–3), supergene | massive, brecciated, replacive, infilling | colloform, oscillatory zoning, replacement, core-mantle-rim, dendritic, botryoidal, euhedral, subhedral, anhedral |  |  |  | calcite, greenockite | polished sections (150 µm thick) | LA-ICPMS, EMPA, SEM-EDS | JEOL JXA-i SP100 microprobe equipped with five wavelength-dispersive spectrometers; Tescan Mira 3 field emission scanning electron microscope equipped with an energy dispersive spectrometer; Tescan Integrated Mineral Analyzer (TIMA) system comprising a field emission scanning electron microscope (Tescan Mira 3), integrated with four energy dispersive detectors (EDAXElement) | Guangzhou Tuoyan Analytical Technology Co., Ltd., Guizhou, China (GTAT) | EPMA: 15 kV accelerating potential and a beam current of 10 or 20 nA, with a defocused beam diameter of 5 µm; peak counting times for analyzed elements varied between 10 and 40 s, background measurements at 50% of the peak counting duration on both sides of the analyzed peak. SEM: operating voltage of 25 kV and a working distance of ~15.0 mm. TIMA: dot-mapping mode with a working distance of 15 mm, spot size of ~92 nm, scanning at 3 µm resolution (operating at 25 kV, 11.6 nA). LA-ICP-MS mapping: laser energy of 5 J/cm2, repetition rate of 15 Hz, spot size of 10 µm, scan speed of 40 µm/s. | NIST 610, NIST 612, and GSD-1G as external standards | [48 empty] | 195.286 | [21 empty] | 117.8 | [76 empty] | 2025 | Wang, L., Han, R., Zhang, Y., Chen, Y., Liu, D. (2026). Unraveling the redistribution of trace elements during supergene processes: A case study from the Qingshan carbonate-hosted Zn-Pb deposit, SW China. Ore Geology Reviews, 188, 107059. |  | CHN | Southwest China
| Qingshan |  | Basin hydrothermal | Mississippi Valley-type (MVT) | MVT zinc-lead | Zn, Pb | Ge, Cd, Ag | Zn, Pb, Ge, Cd, Ag | Meng et al., 2023 |  | Li-HS-86_sph_II_299.d-1 | Li-HS-86_sph_II_299.d-1 | underground mine |  |  |  |  | ore material | polished section | grab | mineral separate | [5 empty] | mineralisation | primary sulfide ores and secondary non-sulfide ores |  |  | sphalerite, pyrite, galena, hemimorphite, willemite, goethite, smithsonite, cerussite | hydrothermal (stages 1–3), supergene | massive, brecciated, replacive, infilling | colloform, oscillatory zoning, replacement, core-mantle-rim, dendritic, botryoidal, euhedral, subhedral, anhedral |  |  |  | calcite, greenockite | polished sections (150 µm thick) | LA-ICPMS, EMPA, SEM-EDS | JEOL JXA-i SP100 microprobe equipped with five wavelength-dispersive spectrometers; Tescan Mira 3 field emission scanning electron microscope equipped with an energy dispersive spectrometer; Tescan Integrated Mineral Analyzer (TIMA) system comprising a field emission scanning electron microscope (Tescan Mira 3), integrated with four energy dispersive detectors (EDAXElement) | Guangzhou Tuoyan Analytical Technology Co., Ltd., Guizhou, China (GTAT) | EPMA: 15 kV accelerating potential and a beam current of 10 or 20 nA, with a defocused beam diameter of 5 µm; peak counting times for analyzed elements varied between 10 and 40 s, background measurements at 50% of the peak counting duration on both sides of the analyzed peak. SEM: operating voltage of 25 kV and a working distance of ~15.0 mm. TIMA: dot-mapping mode with a working distance of 15 mm, spot size of ~92 nm, scanning at 3 µm resolution (operating at 25 kV, 11.6 nA). LA-ICP-MS mapping: laser energy of 5 J/cm2, repetition rate of 15 Hz, spot size of 10 µm, scan speed of 40 µm/s. | NIST 610, NIST 612, and GSD-1G as external standards | [48 empty] | 107.706 | [21 empty] | 308 | [76 empty] | 2025 | Wang, L., Han, R., Zhang, Y., Chen, Y., Liu, D. (2026). Unraveling the redistribution of trace elements during supergene processes: A case study from the Qingshan carbonate-hosted Zn-Pb deposit, SW China. Ore Geology Reviews, 188, 107059. |  | CHN | Southwest China
| Qingshan |  | Basin hydrothermal | Mississippi Valley-type (MVT) | MVT zinc-lead | Zn, Pb | Ge, Cd, Ag | Zn, Pb, Ge, Cd, Ag | Meng et al., 2023 |  | Li-HS-86_sph_II_300.d-1 | Li-HS-86_sph_II_300.d-1 | underground mine |  |  |  |  | ore material | polished section | grab | mineral separate | [5 empty] | mineralisation | primary sulfide ores and secondary non-sulfide ores |  |  | sphalerite, pyrite, galena, hemimorphite, willemite, goethite, smithsonite, cerussite | hydrothermal (stages 1–3), supergene | massive, brecciated, replacive, infilling | colloform, oscillatory zoning, replacement, core-mantle-rim, dendritic, botryoidal, euhedral, subhedral, anhedral |  |  |  | calcite, greenockite | polished sections (150 µm thick) | LA-ICPMS, EMPA, SEM-EDS | JEOL JXA-i SP100 microprobe equipped with five wavelength-dispersive spectrometers; Tescan Mira 3 field emission scanning electron microscope equipped with an energy dispersive spectrometer; Tescan Integrated Mineral Analyzer (TIMA) system comprising a field emission scanning electron microscope (Tescan Mira 3), integrated with four energy dispersive detectors (EDAXElement) | Guangzhou Tuoyan Analytical Technology Co., Ltd., Guizhou, China (GTAT) | EPMA: 15 kV accelerating potential and a beam current of 10 or 20 nA, with a defocused beam diameter of 5 µm; peak counting times for analyzed elements varied between 10 and 40 s, background measurements at 50% of the peak counting duration on both sides of the analyzed peak. SEM: operating voltage of 25 kV and a working distance of ~15.0 mm. TIMA: dot-mapping mode with a working distance of 15 mm, spot size of ~92 nm, scanning at 3 µm resolution (operating at 25 kV, 11.6 nA). LA-ICP-MS mapping: laser energy of 5 J/cm2, repetition rate of 15 Hz, spot size of 10 µm, scan speed of 40 µm/s. | NIST 610, NIST 612, and GSD-1G as external standards | [48 empty] | 63.916 | [21 empty] | 184.2 | [76 empty] | 2025 | Wang, L., Han, R., Zhang, Y., Chen, Y., Liu, D. (2026). Unraveling the redistribution of trace elements during supergene processes: A case study from the Qingshan carbonate-hosted Zn-Pb deposit, SW China. Ore Geology Reviews, 188, 107059. |  | CHN | Southwest China
| Qingshan |  | Basin hydrothermal | Mississippi Valley-type (MVT) | MVT zinc-lead | Zn, Pb | Ge, Cd, Ag | Zn, Pb, Ge, Cd, Ag | Meng et al., 2023 |  | Li-HS-86_sph_II_301.d-1 | Li-HS-86_sph_II_301.d-1 | underground mine |  |  |  |  | ore material | polished section | grab | mineral separate | [5 empty] | mineralisation | primary sulfide ores and secondary non-sulfide ores |  |  | sphalerite, pyrite, galena, hemimorphite, willemite, goethite, smithsonite, cerussite | hydrothermal (stages 1–3), supergene | massive, brecciated, replacive, infilling | colloform, oscillatory zoning, replacement, core-mantle-rim, dendritic, botryoidal, euhedral, subhedral, anhedral |  |  |  | calcite, greenockite | polished sections (150 µm thick) | LA-ICPMS, EMPA, SEM-EDS | JEOL JXA-i SP100 microprobe equipped with five wavelength-dispersive spectrometers; Tescan Mira 3 field emission scanning electron microscope equipped with an energy dispersive spectrometer; Tescan Integrated Mineral Analyzer (TIMA) system comprising a field emission scanning electron microscope (Tescan Mira 3), integrated with four energy dispersive detectors (EDAXElement) | Guangzhou Tuoyan Analytical Technology Co., Ltd., Guizhou, China (GTAT) | EPMA: 15 kV accelerating potential and a beam current of 10 or 20 nA, with a defocused beam diameter of 5 µm; peak counting times for analyzed elements varied between 10 and 40 s, background measurements at 50% of the peak counting duration on both sides of the analyzed peak. SEM: operating voltage of 25 kV and a working distance of ~15.0 mm. TIMA: dot-mapping mode with a working distance of 15 mm, spot size of ~92 nm, scanning at 3 µm resolution (operating at 25 kV, 11.6 nA). LA-ICP-MS mapping: laser energy of 5 J/cm2, repetition rate of 15 Hz, spot size of 10 µm, scan speed of 40 µm/s. | NIST 610, NIST 612, and GSD-1G as external standards | [48 empty] | 62.698 | [21 empty] | 90.2 | [76 empty] | 2025 | Wang, L., Han, R., Zhang, Y., Chen, Y., Liu, D. (2026). Unraveling the redistribution of trace elements during supergene processes: A case study from the Qingshan carbonate-hosted Zn-Pb deposit, SW China. Ore Geology Reviews, 188, 107059. |  | CHN | Southwest China
| Qingshan |  | Basin hydrothermal | Mississippi Valley-type (MVT) | MVT zinc-lead | Zn, Pb | Ge, Cd, Ag | Zn, Pb, Ge, Cd, Ag | Meng et al., 2023 |  | Li-HS-86_sph_II_302.d-1 | Li-HS-86_sph_II_302.d-1 | underground mine |  |  |  |  | ore material | polished section | grab | mineral separate | [5 empty] | mineralisation | primary sulfide ores and secondary non-sulfide ores |  |  | sphalerite, pyrite, galena, hemimorphite, willemite, goethite, smithsonite, cerussite | hydrothermal (stages 1–3), supergene | massive, brecciated, replacive, infilling | colloform, oscillatory zoning, replacement, core-mantle-rim, dendritic, botryoidal, euhedral, subhedral, anhedral |  |  |  | calcite, greenockite | polished sections (150 µm thick) | LA-ICPMS, EMPA, SEM-EDS | JEOL JXA-i SP100 microprobe equipped with five wavelength-dispersive spectrometers; Tescan Mira 3 field emission scanning electron microscope equipped with an energy dispersive spectrometer; Tescan Integrated Mineral Analyzer (TIMA) system comprising a field emission scanning electron microscope (Tescan Mira 3), integrated with four energy dispersive detectors (EDAXElement) | Guangzhou Tuoyan Analytical Technology Co., Ltd., Guizhou, China (GTAT) | EPMA: 15 kV accelerating potential and a beam current of 10 or 20 nA, with a defocused beam diameter of 5 µm; peak counting times for analyzed elements varied between 10 and 40 s, background measurements at 50% of the peak counting duration on both sides of the analyzed peak. SEM: operating voltage of 25 kV and a working distance of ~15.0 mm. TIMA: dot-mapping mode with a working distance of 15 mm, spot size of ~92 nm, scanning at 3 µm resolution (operating at 25 kV, 11.6 nA). LA-ICP-MS mapping: laser energy of 5 J/cm2, repetition rate of 15 Hz, spot size of 10 µm, scan speed of 40 µm/s. | NIST 610, NIST 612, and GSD-1G as external standards | [48 empty] | 108.344 | [21 empty] | 88.8 | [76 empty] | 2025 | Wang, L., Han, R., Zhang, Y., Chen, Y., Liu, D. (2026). Unraveling the redistribution of trace elements during supergene processes: A case study from the Qingshan carbonate-hosted Zn-Pb deposit, SW China. Ore Geology Reviews, 188, 107059. |  | CHN | Southwest China
| Qingshan |  | Basin hydrothermal | Mississippi Valley-type (MVT) | MVT zinc-lead | Zn, Pb | Ge, Cd, Ag | Zn, Pb, Ge, Cd, Ag | Meng et al., 2023 |  | Li-HS-86_sph_II_303.d-1 | Li-HS-86_sph_II_303.d-1 | underground mine |  |  |  |  | ore material | polished section | grab | mineral separate | [5 empty] | mineralisation | primary sulfide ores and secondary non-sulfide ores |  |  | sphalerite, pyrite, galena, hemimorphite, willemite, goethite, smithsonite, cerussite | hydrothermal (stages 1–3), supergene | massive, brecciated, replacive, infilling | colloform, oscillatory zoning, replacement, core-mantle-rim, dendritic, botryoidal, euhedral, subhedral, anhedral |  |  |  | calcite, greenockite | polished sections (150 µm thick) | LA-ICPMS, EMPA, SEM-EDS | JEOL JXA-i SP100 microprobe equipped with five wavelength-dispersive spectrometers; Tescan Mira 3 field emission scanning electron microscope equipped with an energy dispersive spectrometer; Tescan Integrated Mineral Analyzer (TIMA) system comprising a field emission scanning electron microscope (Tescan Mira 3), integrated with four energy dispersive detectors (EDAXElement) | Guangzhou Tuoyan Analytical Technology Co., Ltd., Guizhou, China (GTAT) | EPMA: 15 kV accelerating potential and a beam current of 10 or 20 nA, with a defocused beam diameter of 5 µm; peak counting times for analyzed elements varied between 10 and 40 s, background measurements at 50% of the peak counting duration on both sides of the analyzed peak. SEM: operating voltage of 25 kV and a working distance of ~15.0 mm. TIMA: dot-mapping mode with a working distance of 15 mm, spot size of ~92 nm, scanning at 3 µm resolution (operating at 25 kV, 11.6 nA). LA-ICP-MS mapping: laser energy of 5 J/cm2, repetition rate of 15 Hz, spot size of 10 µm, scan speed of 40 µm/s. | NIST 610, NIST 612, and GSD-1G as external standards | [48 empty] | 68.208 | [21 empty] | 50.1 | [76 empty] | 2025 | Wang, L., Han, R., Zhang, Y., Chen, Y., Liu, D. (2026). Unraveling the redistribution of trace elements during supergene processes: A case study from the Qingshan carbonate-hosted Zn-Pb deposit, SW China. Ore Geology Reviews, 188, 107059. |  | CHN | Southwest China
| Qingshan |  | Basin hydrothermal | Mississippi Valley-type (MVT) | MVT zinc-lead | Zn, Pb | Ge, Cd, Ag | Zn, Pb, Ge, Cd, Ag | Meng et al., 2023 |  | Li-HS-86_sph_II_312.d-1 | Li-HS-86_sph_II_312.d-1 | underground mine |  |  |  |  | ore material | polished section | grab | mineral separate | [5 empty] | mineralisation | primary sulfide ores and secondary non-sulfide ores |  |  | sphalerite, pyrite, galena, hemimorphite, willemite, goethite, smithsonite, cerussite | hydrothermal (stages 1–3), supergene | massive, brecciated, replacive, infilling | colloform, oscillatory zoning, replacement, core-mantle-rim, dendritic, botryoidal, euhedral, subhedral, anhedral |  |  |  | calcite, greenockite | polished sections (150 µm thick) | LA-ICPMS, EMPA, SEM-EDS | JEOL JXA-i SP100 microprobe equipped with five wavelength-dispersive spectrometers; Tescan Mira 3 field emission scanning electron microscope equipped with an energy dispersive spectrometer; Tescan Integrated Mineral Analyzer (TIMA) system comprising a field emission scanning electron microscope (Tescan Mira 3), integrated with four energy dispersive detectors (EDAXElement) | Guangzhou Tuoyan Analytical Technology Co., Ltd., Guizhou, China (GTAT) | EPMA: 15 kV accelerating potential and a beam current of 10 or 20 nA, with a defocused beam diameter of 5 µm; peak counting times for analyzed elements varied between 10 and 40 s, background measurements at 50% of the peak counting duration on both sides of the analyzed peak. SEM: operating voltage of 25 kV and a working distance of ~15.0 mm. TIMA: dot-mapping mode with a working distance of 15 mm, spot size of ~92 nm, scanning at 3 µm resolution (operating at 25 kV, 11.6 nA). LA-ICP-MS mapping: laser energy of 5 J/cm2, repetition rate of 15 Hz, spot size of 10 µm, scan speed of 40 µm/s. | NIST 610, NIST 612, and GSD-1G as external standards | [48 empty] | 182.352 | [21 empty] | 74.3 | [76 empty] | 2025 | Wang, L., Han, R., Zhang, Y., Chen, Y., Liu, D. (2026). Unraveling the redistribution of trace elements during supergene processes: A case study from the Qingshan carbonate-hosted Zn-Pb deposit, SW China. Ore Geology Reviews, 188, 107059. |  | CHN | Southwest China
| Qingshan |  | Basin hydrothermal | Mississippi Valley-type (MVT) | MVT zinc-lead | Zn, Pb | Ge, Cd, Ag | Zn, Pb, Ge, Cd, Ag | Meng et al., 2023 |  | Li-HS-86_sph_II_313.d-1 | Li-HS-86_sph_II_313.d-1 | underground mine |  |  |  |  | ore material | polished section | grab | mineral separate | [5 empty] | mineralisation | primary sulfide ores and secondary non-sulfide ores |  |  | sphalerite, pyrite, galena, hemimorphite, willemite, goethite, smithsonite, cerussite | hydrothermal (stages 1–3), supergene | massive, brecciated, replacive, infilling | colloform, oscillatory zoning, replacement, core-mantle-rim, dendritic, botryoidal, euhedral, subhedral, anhedral |  |  |  | calcite, greenockite | polished sections (150 µm thick) | LA-ICPMS, EMPA, SEM-EDS | JEOL JXA-i SP100 microprobe equipped with five wavelength-dispersive spectrometers; Tescan Mira 3 field emission scanning electron microscope equipped with an energy dispersive spectrometer; Tescan Integrated Mineral Analyzer (TIMA) system comprising a field emission scanning electron microscope (Tescan Mira 3), integrated with four energy dispersive detectors (EDAXElement) | Guangzhou Tuoyan Analytical Technology Co., Ltd., Guizhou, China (GTAT) | EPMA: 15 kV accelerating potential and a beam current of 10 or 20 nA, with a defocused beam diameter of 5 µm; peak counting times for analyzed elements varied between 10 and 40 s, background measurements at 50% of the peak counting duration on both sides of the analyzed peak. SEM: operating voltage of 25 kV and a working distance of ~15.0 mm. TIMA: dot-mapping mode with a working distance of 15 mm, spot size of ~92 nm, scanning at 3 µm resolution (operating at 25 kV, 11.6 nA). LA-ICP-MS mapping: laser energy of 5 J/cm2, repetition rate of 15 Hz, spot size of 10 µm, scan speed of 40 µm/s. | NIST 610, NIST 612, and GSD-1G as external standards | [48 empty] | 226.258 | [21 empty] | 65.9 | [76 empty] | 2025 | Wang, L., Han, R., Zhang, Y., Chen, Y., Liu, D. (2026). Unraveling the redistribution of trace elements during supergene processes: A case study from the Qingshan carbonate-hosted Zn-Pb deposit, SW China. Ore Geology Reviews, 188, 107059. |  | CHN | Southwest China
| Qingshan |  | Basin hydrothermal | Mississippi Valley-type (MVT) | MVT zinc-lead | Zn, Pb | Ge, Cd, Ag | Zn, Pb, Ge, Cd, Ag | Meng et al., 2023 |  | Li-HS-86_sph_II_314.d-1 | Li-HS-86_sph_II_314.d-1 | underground mine |  |  |  |  | ore material | polished section | grab | mineral separate | [5 empty] | mineralisation | primary sulfide ores and secondary non-sulfide ores |  |  | sphalerite, pyrite, galena, hemimorphite, willemite, goethite, smithsonite, cerussite | hydrothermal (stages 1–3), supergene | massive, brecciated, replacive, infilling | colloform, oscillatory zoning, replacement, core-mantle-rim, dendritic, botryoidal, euhedral, subhedral, anhedral |  |  |  | calcite, greenockite | polished sections (150 µm thick) | LA-ICPMS, EMPA, SEM-EDS | JEOL JXA-i SP100 microprobe equipped with five wavelength-dispersive spectrometers; Tescan Mira 3 field emission scanning electron microscope equipped with an energy dispersive spectrometer; Tescan Integrated Mineral Analyzer (TIMA) system comprising a field emission scanning electron microscope (Tescan Mira 3), integrated with four energy dispersive detectors (EDAXElement) | Guangzhou Tuoyan Analytical Technology Co., Ltd., Guizhou, China (GTAT) | EPMA: 15 kV accelerating potential and a beam current of 10 or 20 nA, with a defocused beam diameter of 5 µm; peak counting times for analyzed elements varied between 10 and 40 s, background measurements at 50% of the peak counting duration on both sides of the analyzed peak. SEM: operating voltage of 25 kV and a working distance of ~15.0 mm. TIMA: dot-mapping mode with a working distance of 15 mm, spot size of ~92 nm, scanning at 3 µm resolution (operating at 25 kV, 11.6 nA). LA-ICP-MS mapping: laser energy of 5 J/cm2, repetition rate of 15 Hz, spot size of 10 µm, scan speed of 40 µm/s. | NIST 610, NIST 612, and GSD-1G as external standards | [48 empty] | 116.754 | [21 empty] | 43.2 | [76 empty] | 2025 | Wang, L., Han, R., Zhang, Y., Chen, Y., Liu, D. (2026). Unraveling the redistribution of trace elements during supergene processes: A case study from the Qingshan carbonate-hosted Zn-Pb deposit, SW China. Ore Geology Reviews, 188, 107059. |  | CHN | Southwest China
| Qingshan |  | Basin hydrothermal | Mississippi Valley-type (MVT) | MVT zinc-lead | Zn, Pb | Ge, Cd, Ag | Zn, Pb, Ge, Cd, Ag | Meng et al., 2023 |  | Li-HS-86_sph_II_315.d-1 | Li-HS-86_sph_II_315.d-1 | underground mine |  |  |  |  | ore material | polished section | grab | mineral separate | [5 empty] | mineralisation | primary sulfide ores and secondary non-sulfide ores |  |  | sphalerite, pyrite, galena, hemimorphite, willemite, goethite, smithsonite, cerussite | hydrothermal (stages 1–3), supergene | massive, brecciated, replacive, infilling | colloform, oscillatory zoning, replacement, core-mantle-rim, dendritic, botryoidal, euhedral, subhedral, anhedral |  |  |  | calcite, greenockite | polished sections (150 µm thick) | LA-ICPMS, EMPA, SEM-EDS | JEOL JXA-i SP100 microprobe equipped with five wavelength-dispersive spectrometers; Tescan Mira 3 field emission scanning electron microscope equipped with an energy dispersive spectrometer; Tescan Integrated Mineral Analyzer (TIMA) system comprising a field emission scanning electron microscope (Tescan Mira 3), integrated with four energy dispersive detectors (EDAXElement) | Guangzhou Tuoyan Analytical Technology Co., Ltd., Guizhou, China (GTAT) | EPMA: 15 kV accelerating potential and a beam current of 10 or 20 nA, with a defocused beam diameter of 5 µm; peak counting times for analyzed elements varied between 10 and 40 s, background measurements at 50% of the peak counting duration on both sides of the analyzed peak. SEM: operating voltage of 25 kV and a working distance of ~15.0 mm. TIMA: dot-mapping mode with a working distance of 15 mm, spot size of ~92 nm, scanning at 3 µm resolution (operating at 25 kV, 11.6 nA). LA-ICP-MS mapping: laser energy of 5 J/cm2, repetition rate of 15 Hz, spot size of 10 µm, scan speed of 40 µm/s. | NIST 610, NIST 612, and GSD-1G as external standards | [48 empty] | 132.182 | [21 empty] | 60.8 | [76 empty] | 2025 | Wang, L., Han, R., Zhang, Y., Chen, Y., Liu, D. (2026). Unraveling the redistribution of trace elements during supergene processes: A case study from the Qingshan carbonate-hosted Zn-Pb deposit, SW China. Ore Geology Reviews, 188, 107059. |  | CHN | Southwest China
| Qingshan |  | Basin hydrothermal | Mississippi Valley-type (MVT) | MVT zinc-lead | Zn, Pb | Ge, Cd, Ag | Zn, Pb, Ge, Cd, Ag | Meng et al., 2023 |  | Li-HS-86_sph_II_316.d-1 | Li-HS-86_sph_II_316.d-1 | underground mine |  |  |  |  | ore material | polished section | grab | mineral separate | [5 empty] | mineralisation | primary sulfide ores and secondary non-sulfide ores |  |  | sphalerite, pyrite, galena, hemimorphite, willemite, goethite, smithsonite, cerussite | hydrothermal (stages 1–3), supergene | massive, brecciated, replacive, infilling | colloform, oscillatory zoning, replacement, core-mantle-rim, dendritic, botryoidal, euhedral, subhedral, anhedral |  |  |  | calcite, greenockite | polished sections (150 µm thick) | LA-ICPMS, EMPA, SEM-EDS | JEOL JXA-i SP100 microprobe equipped with five wavelength-dispersive spectrometers; Tescan Mira 3 field emission scanning electron microscope equipped with an energy dispersive spectrometer; Tescan Integrated Mineral Analyzer (TIMA) system comprising a field emission scanning electron microscope (Tescan Mira 3), integrated with four energy dispersive detectors (EDAXElement) | Guangzhou Tuoyan Analytical Technology Co., Ltd., Guizhou, China (GTAT) | EPMA: 15 kV accelerating potential and a beam current of 10 or 20 nA, with a defocused beam diameter of 5 µm; peak counting times for analyzed elements varied between 10 and 40 s, background measurements at 50% of the peak counting duration on both sides of the analyzed peak. SEM: operating voltage of 25 kV and a working distance of ~15.0 mm. TIMA: dot-mapping mode with a working distance of 15 mm, spot size of ~92 nm, scanning at 3 µm resolution (operating at 25 kV, 11.6 nA). LA-ICP-MS mapping: laser energy of 5 J/cm2, repetition rate of 15 Hz, spot size of 10 µm, scan speed of 40 µm/s. | NIST 610, NIST 612, and GSD-1G as external standards | [48 empty] | 100.514 | [21 empty] | 48.4 | [76 empty] | 2025 | Wang, L., Han, R., Zhang, Y., Chen, Y., Liu, D. (2026). Unraveling the redistribution of trace elements during supergene processes: A case study from the Qingshan carbonate-hosted Zn-Pb deposit, SW China. Ore Geology Reviews, 188, 107059. |  | CHN | Southwest China
| Qingshan |  | Basin hydrothermal | Mississippi Valley-type (MVT) | MVT zinc-lead | Zn, Pb | Ge, Cd, Ag | Zn, Pb, Ge, Cd, Ag | Meng et al., 2023 |  | Li-HS-86_sph_II_317.d-1 | Li-HS-86_sph_II_317.d-1 | underground mine |  |  |  |  | ore material | polished section | grab | mineral separate | [5 empty] | mineralisation | primary sulfide ores and secondary non-sulfide ores |  |  | sphalerite, pyrite, galena, hemimorphite, willemite, goethite, smithsonite, cerussite | hydrothermal (stages 1–3), supergene | massive, brecciated, replacive, infilling | colloform, oscillatory zoning, replacement, core-mantle-rim, dendritic, botryoidal, euhedral, subhedral, anhedral |  |  |  | calcite, greenockite | polished sections (150 µm thick) | LA-ICPMS, EMPA, SEM-EDS | JEOL JXA-i SP100 microprobe equipped with five wavelength-dispersive spectrometers; Tescan Mira 3 field emission scanning electron microscope equipped with an energy dispersive spectrometer; Tescan Integrated Mineral Analyzer (TIMA) system comprising a field emission scanning electron microscope (Tescan Mira 3), integrated with four energy dispersive detectors (EDAXElement) | Guangzhou Tuoyan Analytical Technology Co., Ltd., Guizhou, China (GTAT) | EPMA: 15 kV accelerating potential and a beam current of 10 or 20 nA, with a defocused beam diameter of 5 µm; peak counting times for analyzed elements varied between 10 and 40 s, background measurements at 50% of the peak counting duration on both sides of the analyzed peak. SEM: operating voltage of 25 kV and a working distance of ~15.0 mm. TIMA: dot-mapping mode with a working distance of 15 mm, spot size of ~92 nm, scanning at 3 µm resolution (operating at 25 kV, 11.6 nA). LA-ICP-MS mapping: laser energy of 5 J/cm2, repetition rate of 15 Hz, spot size of 10 µm, scan speed of 40 µm/s. | NIST 610, NIST 612, and GSD-1G as external standards | [48 empty] | 250.096 | [21 empty] | 22.5 | [76 empty] | 2025 | Wang, L., Han, R., Zhang, Y., Chen, Y., Liu, D. (2026). Unraveling the redistribution of trace elements during supergene processes: A case study from the Qingshan carbonate-hosted Zn-Pb deposit, SW China. Ore Geology Reviews, 188, 107059. |  | CHN | Southwest China
| Qingshan |  | Basin hydrothermal | Mississippi Valley-type (MVT) | MVT zinc-lead | Zn, Pb | Ge, Cd, Ag | Zn, Pb, Ge, Cd, Ag | Meng et al., 2023 |  | Li-HS-86_sph_II_318.d-1 | Li-HS-86_sph_II_318.d-1 | underground mine |  |  |  |  | ore material | polished section | grab | mineral separate | [5 empty] | mineralisation | primary sulfide ores and secondary non-sulfide ores |  |  | sphalerite, pyrite, galena, hemimorphite, willemite, goethite, smithsonite, cerussite | hydrothermal (stages 1–3), supergene | massive, brecciated, replacive, infilling | colloform, oscillatory zoning, replacement, core-mantle-rim, dendritic, botryoidal, euhedral, subhedral, anhedral |  |  |  | calcite, greenockite | polished sections (150 µm thick) | LA-ICPMS, EMPA, SEM-EDS | JEOL JXA-i SP100 microprobe equipped with five wavelength-dispersive spectrometers; Tescan Mira 3 field emission scanning electron microscope equipped with an energy dispersive spectrometer; Tescan Integrated Mineral Analyzer (TIMA) system comprising a field emission scanning electron microscope (Tescan Mira 3), integrated with four energy dispersive detectors (EDAXElement) | Guangzhou Tuoyan Analytical Technology Co., Ltd., Guizhou, China (GTAT) | EPMA: 15 kV accelerating potential and a beam current of 10 or 20 nA, with a defocused beam diameter of 5 µm; peak counting times for analyzed elements varied between 10 and 40 s, background measurements at 50% of the peak counting duration on both sides of the analyzed peak. SEM: operating voltage of 25 kV and a working distance of ~15.0 mm. TIMA: dot-mapping mode with a working distance of 15 mm, spot size of ~92 nm, scanning at 3 µm resolution (operating at 25 kV, 11.6 nA). LA-ICP-MS mapping: laser energy of 5 J/cm2, repetition rate of 15 Hz, spot size of 10 µm, scan speed of 40 µm/s. | NIST 610, NIST 612, and GSD-1G as external standards | [48 empty] | 238.032 | [21 empty] | 41.1 | [76 empty] | 2025 | Wang, L., Han, R., Zhang, Y., Chen, Y., Liu, D. (2026). Unraveling the redistribution of trace elements during supergene processes: A case study from the Qingshan carbonate-hosted Zn-Pb deposit, SW China. Ore Geology Reviews, 188, 107059. |  | CHN | Southwest China
| Qingshan |  | Basin hydrothermal | Mississippi Valley-type (MVT) | MVT zinc-lead | Zn, Pb | Ge, Cd, Ag | Zn, Pb, Ge, Cd, Ag | Meng et al., 2023 |  | Li-HS-86_sph_II_319.d-1 | Li-HS-86_sph_II_319.d-1 | underground mine |  |  |  |  | ore material | polished section | grab | mineral separate | [5 empty] | mineralisation | primary sulfide ores and secondary non-sulfide ores |  |  | sphalerite, pyrite, galena, hemimorphite, willemite, goethite, smithsonite, cerussite | hydrothermal (stages 1–3), supergene | massive, brecciated, replacive, infilling | colloform, oscillatory zoning, replacement, core-mantle-rim, dendritic, botryoidal, euhedral, subhedral, anhedral |  |  |  | calcite, greenockite | polished sections (150 µm thick) | LA-ICPMS, EMPA, SEM-EDS | JEOL JXA-i SP100 microprobe equipped with five wavelength-dispersive spectrometers; Tescan Mira 3 field emission scanning electron microscope equipped with an energy dispersive spectrometer; Tescan Integrated Mineral Analyzer (TIMA) system comprising a field emission scanning electron microscope (Tescan Mira 3), integrated with four energy dispersive detectors (EDAXElement) | Guangzhou Tuoyan Analytical Technology Co., Ltd., Guizhou, China (GTAT) | EPMA: 15 kV accelerating potential and a beam current of 10 or 20 nA, with a defocused beam diameter of 5 µm; peak counting times for analyzed elements varied between 10 and 40 s, background measurements at 50% of the peak counting duration on both sides of the analyzed peak. SEM: operating voltage of 25 kV and a working distance of ~15.0 mm. TIMA: dot-mapping mode with a working distance of 15 mm, spot size of ~92 nm, scanning at 3 µm resolution (operating at 25 kV, 11.6 nA). LA-ICP-MS mapping: laser energy of 5 J/cm2, repetition rate of 15 Hz, spot size of 10 µm, scan speed of 40 µm/s. | NIST 610, NIST 612, and GSD-1G as external standards | [48 empty] | 160.022 | [21 empty] | 25.8 | [76 empty] | 2025 | Wang, L., Han, R., Zhang, Y., Chen, Y., Liu, D. (2026). Unraveling the redistribution of trace elements during supergene processes: A case study from the Qingshan carbonate-hosted Zn-Pb deposit, SW China. Ore Geology Reviews, 188, 107059. |  | CHN | Southwest China
| Qingshan |  | Basin hydrothermal | Mississippi Valley-type (MVT) | MVT zinc-lead | Zn, Pb | Ge, Cd, Ag | Zn, Pb, Ge, Cd, Ag | Meng et al., 2023 |  | Li-HS-86_sph_II_320.d-1 | Li-HS-86_sph_II_320.d-1 | underground mine |  |  |  |  | ore material | polished section | grab | mineral separate | [5 empty] | mineralisation | primary sulfide ores and secondary non-sulfide ores |  |  | sphalerite, pyrite, galena, hemimorphite, willemite, goethite, smithsonite, cerussite | hydrothermal (stages 1–3), supergene | massive, brecciated, replacive, infilling | colloform, oscillatory zoning, replacement, core-mantle-rim, dendritic, botryoidal, euhedral, subhedral, anhedral |  |  |  | calcite, greenockite | polished sections (150 µm thick) | LA-ICPMS, EMPA, SEM-EDS | JEOL JXA-i SP100 microprobe equipped with five wavelength-dispersive spectrometers; Tescan Mira 3 field emission scanning electron microscope equipped with an energy dispersive spectrometer; Tescan Integrated Mineral Analyzer (TIMA) system comprising a field emission scanning electron microscope (Tescan Mira 3), integrated with four energy dispersive detectors (EDAXElement) | Guangzhou Tuoyan Analytical Technology Co., Ltd., Guizhou, China (GTAT) | EPMA: 15 kV accelerating potential and a beam current of 10 or 20 nA, with a defocused beam diameter of 5 µm; peak counting times for analyzed elements varied between 10 and 40 s, background measurements at 50% of the peak counting duration on both sides of the analyzed peak. SEM: operating voltage of 25 kV and a working distance of ~15.0 mm. TIMA: dot-mapping mode with a working distance of 15 mm, spot size of ~92 nm, scanning at 3 µm resolution (operating at 25 kV, 11.6 nA). LA-ICP-MS mapping: laser energy of 5 J/cm2, repetition rate of 15 Hz, spot size of 10 µm, scan speed of 40 µm/s. | NIST 610, NIST 612, and GSD-1G as external standards | [48 empty] | 207.118 | [21 empty] | 30.9 | [76 empty] | 2025 | Wang, L., Han, R., Zhang, Y., Chen, Y., Liu, D. (2026). Unraveling the redistribution of trace elements during supergene processes: A case study from the Qingshan carbonate-hosted Zn-Pb deposit, SW China. Ore Geology Reviews, 188, 107059. |  | CHN | Southwest China
| Qingshan |  | Basin hydrothermal | Mississippi Valley-type (MVT) | MVT zinc-lead | Zn, Pb | Ge, Cd, Ag | Zn, Pb, Ge, Cd, Ag | Meng et al., 2023 |  | Li-HS-86_sph_II_321.d-1 | Li-HS-86_sph_II_321.d-1 | underground mine |  |  |  |  | ore material | polished section | grab | mineral separate | [5 empty] | mineralisation | primary sulfide ores and secondary non-sulfide ores |  |  | sphalerite, pyrite, galena, hemimorphite, willemite, goethite, smithsonite, cerussite | hydrothermal (stages 1–3), supergene | massive, brecciated, replacive, infilling | colloform, oscillatory zoning, replacement, core-mantle-rim, dendritic, botryoidal, euhedral, subhedral, anhedral |  |  |  | calcite, greenockite | polished sections (150 µm thick) | LA-ICPMS, EMPA, SEM-EDS | JEOL JXA-i SP100 microprobe equipped with five wavelength-dispersive spectrometers; Tescan Mira 3 field emission scanning electron microscope equipped with an energy dispersive spectrometer; Tescan Integrated Mineral Analyzer (TIMA) system comprising a field emission scanning electron microscope (Tescan Mira 3), integrated with four energy dispersive detectors (EDAXElement) | Guangzhou Tuoyan Analytical Technology Co., Ltd., Guizhou, China (GTAT) | EPMA: 15 kV accelerating potential and a beam current of 10 or 20 nA, with a defocused beam diameter of 5 µm; peak counting times for analyzed elements varied between 10 and 40 s, background measurements at 50% of the peak counting duration on both sides of the analyzed peak. SEM: operating voltage of 25 kV and a working distance of ~15.0 mm. TIMA: dot-mapping mode with a working distance of 15 mm, spot size of ~92 nm, scanning at 3 µm resolution (operating at 25 kV, 11.6 nA). LA-ICP-MS mapping: laser energy of 5 J/cm2, repetition rate of 15 Hz, spot size of 10 µm, scan speed of 40 µm/s. | NIST 610, NIST 612, and GSD-1G as external standards | [48 empty] | 241.338 | [21 empty] | 14.3 | [76 empty] | 2025 | Wang, L., Han, R., Zhang, Y., Chen, Y., Liu, D. (2026). Unraveling the redistribution of trace elements during supergene processes: A case study from the Qingshan carbonate-hosted Zn-Pb deposit, SW China. Ore Geology Reviews, 188, 107059. |  | CHN | Southwest China
| Qingshan |  | Basin hydrothermal | Mississippi Valley-type (MVT) | MVT zinc-lead | Zn, Pb | Ge, Cd, Ag | Zn, Pb, Ge, Cd, Ag | Meng et al., 2023 |  | Li-HS-86_sph_II_322.d-1 | Li-HS-86_sph_II_322.d-1 | underground mine |  |  |  |  | ore material | polished section | grab | mineral separate | [5 empty] | mineralisation | primary sulfide ores and secondary non-sulfide ores |  |  | sphalerite, pyrite, galena, hemimorphite, willemite, goethite, smithsonite, cerussite | hydrothermal (stages 1–3), supergene | massive, brecciated, replacive, infilling | colloform, oscillatory zoning, replacement, core-mantle-rim, dendritic, botryoidal, euhedral, subhedral, anhedral |  |  |  | calcite, greenockite | polished sections (150 µm thick) | LA-ICPMS, EMPA, SEM-EDS | JEOL JXA-i SP100 microprobe equipped with five wavelength-dispersive spectrometers; Tescan Mira 3 field emission scanning electron microscope equipped with an energy dispersive spectrometer; Tescan Integrated Mineral Analyzer (TIMA) system comprising a field emission scanning electron microscope (Tescan Mira 3), integrated with four energy dispersive detectors (EDAXElement) | Guangzhou Tuoyan Analytical Technology Co., Ltd., Guizhou, China (GTAT) | EPMA: 15 kV accelerating potential and a beam current of 10 or 20 nA, with a defocused beam diameter of 5 µm; peak counting times for analyzed elements varied between 10 and 40 s, background measurements at 50% of the peak counting duration on both sides of the analyzed peak. SEM: operating voltage of 25 kV and a working distance of ~15.0 mm. TIMA: dot-mapping mode with a working distance of 15 mm, spot size of ~92 nm, scanning at 3 µm resolution (operating at 25 kV, 11.6 nA). LA-ICP-MS mapping: laser energy of 5 J/cm2, repetition rate of 15 Hz, spot size of 10 µm, scan speed of 40 µm/s. | NIST 610, NIST 612, and GSD-1G as external standards | [48 empty] | 264.48 | [21 empty] | 15 | [76 empty] | 2025 | Wang, L., Han, R., Zhang, Y., Chen, Y., Liu, D. (2026). Unraveling the redistribution of trace elements during supergene processes: A case study from the Qingshan carbonate-hosted Zn-Pb deposit, SW China. Ore Geology Reviews, 188, 107059. |  | CHN | Southwest China
| Qingshan |  | Basin hydrothermal | Mississippi Valley-type (MVT) | MVT zinc-lead | Zn, Pb | Ge, Cd, Ag | Zn, Pb, Ge, Cd, Ag | Meng et al., 2023 |  | Li-HS-86_sph_II_323.d-1 | Li-HS-86_sph_II_323.d-1 | underground mine |  |  |  |  | ore material | polished section | grab | mineral separate | [5 empty] | mineralisation | primary sulfide ores and secondary non-sulfide ores |  |  | sphalerite, pyrite, galena, hemimorphite, willemite, goethite, smithsonite, cerussite | hydrothermal (stages 1–3), supergene | massive, brecciated, replacive, infilling | colloform, oscillatory zoning, replacement, core-mantle-rim, dendritic, botryoidal, euhedral, subhedral, anhedral |  |  |  | calcite, greenockite | polished sections (150 µm thick) | LA-ICPMS, EMPA, SEM-EDS | JEOL JXA-i SP100 microprobe equipped with five wavelength-dispersive spectrometers; Tescan Mira 3 field emission scanning electron microscope equipped with an energy dispersive spectrometer; Tescan Integrated Mineral Analyzer (TIMA) system comprising a field emission scanning electron microscope (Tescan Mira 3), integrated with four energy dispersive detectors (EDAXElement) | Guangzhou Tuoyan Analytical Technology Co., Ltd., Guizhou, China (GTAT) | EPMA: 15 kV accelerating potential and a beam current of 10 or 20 nA, with a defocused beam diameter of 5 µm; peak counting times for analyzed elements varied between 10 and 40 s, background measurements at 50% of the peak counting duration on both sides of the analyzed peak. SEM: operating voltage of 25 kV and a working distance of ~15.0 mm. TIMA: dot-mapping mode with a working distance of 15 mm, spot size of ~92 nm, scanning at 3 µm resolution (operating at 25 kV, 11.6 nA). LA-ICP-MS mapping: laser energy of 5 J/cm2, repetition rate of 15 Hz, spot size of 10 µm, scan speed of 40 µm/s. | NIST 610, NIST 612, and GSD-1G as external standards | [48 empty] | 315.52 | [21 empty] | 14.5 | [76 empty] | 2025 | Wang, L., Han, R., Zhang, Y., Chen, Y., Liu, D. (2026). Unraveling the redistribution of trace elements during supergene processes: A case study from the Qingshan carbonate-hosted Zn-Pb deposit, SW China. Ore Geology Reviews, 188, 107059. |  | CHN | Southwest China
| Qingshan |  | Basin hydrothermal | Mississippi Valley-type (MVT) | MVT zinc-lead | Zn, Pb | Ge, Cd, Ag | Zn, Pb, Ge, Cd, Ag | Meng et al., 2023 |  | Li-HS-86_sph_II_324.d-1 | Li-HS-86_sph_II_324.d-1 | underground mine |  |  |  |  | ore material | polished section | grab | mineral separate | [5 empty] | mineralisation | primary sulfide ores and secondary non-sulfide ores |  |  | sphalerite, pyrite, galena, hemimorphite, willemite, goethite, smithsonite, cerussite | hydrothermal (stages 1–3), supergene | massive, brecciated, replacive, infilling | colloform, oscillatory zoning, replacement, core-mantle-rim, dendritic, botryoidal, euhedral, subhedral, anhedral |  |  |  | calcite, greenockite | polished sections (150 µm thick) | LA-ICPMS, EMPA, SEM-EDS | JEOL JXA-i SP100 microprobe equipped with five wavelength-dispersive spectrometers; Tescan Mira 3 field emission scanning electron microscope equipped with an energy dispersive spectrometer; Tescan Integrated Mineral Analyzer (TIMA) system comprising a field emission scanning electron microscope (Tescan Mira 3), integrated with four energy dispersive detectors (EDAXElement) | Guangzhou Tuoyan Analytical Technology Co., Ltd., Guizhou, China (GTAT) | EPMA: 15 kV accelerating potential and a beam current of 10 or 20 nA, with a defocused beam diameter of 5 µm; peak counting times for analyzed elements varied between 10 and 40 s, background measurements at 50% of the peak counting duration on both sides of the analyzed peak. SEM: operating voltage of 25 kV and a working distance of ~15.0 mm. TIMA: dot-mapping mode with a working distance of 15 mm, spot size of ~92 nm, scanning at 3 µm resolution (operating at 25 kV, 11.6 nA). LA-ICP-MS mapping: laser energy of 5 J/cm2, repetition rate of 15 Hz, spot size of 10 µm, scan speed of 40 µm/s. | NIST 610, NIST 612, and GSD-1G as external standards | [48 empty] | 168.896 | [21 empty] | 9.4 | [76 empty] | 2025 | Wang, L., Han, R., Zhang, Y., Chen, Y., Liu, D. (2026). Unraveling the redistribution of trace elements during supergene processes: A case study from the Qingshan carbonate-hosted Zn-Pb deposit, SW China. Ore Geology Reviews, 188, 107059. |  | CHN | Southwest China
| Qingshan |  | Basin hydrothermal | Mississippi Valley-type (MVT) | MVT zinc-lead | Zn, Pb | Ge, Cd, Ag | Zn, Pb, Ge, Cd, Ag | Meng et al., 2023 |  | Li-HS-86_sph_II_325.d-1 | Li-HS-86_sph_II_325.d-1 | underground mine |  |  |  |  | ore material | polished section | grab | mineral separate | [5 empty] | mineralisation | primary sulfide ores and secondary non-sulfide ores |  |  | sphalerite, pyrite, galena, hemimorphite, willemite, goethite, smithsonite, cerussite | hydrothermal (stages 1–3), supergene | massive, brecciated, replacive, infilling | colloform, oscillatory zoning, replacement, core-mantle-rim, dendritic, botryoidal, euhedral, subhedral, anhedral |  |  |  | calcite, greenockite | polished sections (150 µm thick) | LA-ICPMS, EMPA, SEM-EDS | JEOL JXA-i SP100 microprobe equipped with five wavelength-dispersive spectrometers; Tescan Mira 3 field emission scanning electron microscope equipped with an energy dispersive spectrometer; Tescan Integrated Mineral Analyzer (TIMA) system comprising a field emission scanning electron microscope (Tescan Mira 3), integrated with four energy dispersive detectors (EDAXElement) | Guangzhou Tuoyan Analytical Technology Co., Ltd., Guizhou, China (GTAT) | EPMA: 15 kV accelerating potential and a beam current of 10 or 20 nA, with a defocused beam diameter of 5 µm; peak counting times for analyzed elements varied between 10 and 40 s, background measurements at 50% of the peak counting duration on both sides of the analyzed peak. SEM: operating voltage of 25 kV and a working distance of ~15.0 mm. TIMA: dot-mapping mode with a working distance of 15 mm, spot size of ~92 nm, scanning at 3 µm resolution (operating at 25 kV, 11.6 nA). LA-ICP-MS mapping: laser energy of 5 J/cm2, repetition rate of 15 Hz, spot size of 10 µm, scan speed of 40 µm/s. | NIST 610, NIST 612, and GSD-1G as external standards | [48 empty] | 131.718 | [21 empty] | 10.6 | [76 empty] | 2025 | Wang, L., Han, R., Zhang, Y., Chen, Y., Liu, D. (2026). Unraveling the redistribution of trace elements during supergene processes: A case study from the Qingshan carbonate-hosted Zn-Pb deposit, SW China. Ore Geology Reviews, 188, 107059. |  | CHN | Southwest China
| Qingshan |  | Basin hydrothermal | Mississippi Valley-type (MVT) | MVT zinc-lead | Zn, Pb | Ge, Cd, Ag | Zn, Pb, Ge, Cd, Ag | Meng et al., 2023 |  | Li-HS-86_sph_II_326.d-1 | Li-HS-86_sph_II_326.d-1 | underground mine |  |  |  |  | ore material | polished section | grab | mineral separate | [5 empty] | mineralisation | primary sulfide ores and secondary non-sulfide ores |  |  | sphalerite, pyrite, galena, hemimorphite, willemite, goethite, smithsonite, cerussite | hydrothermal (stages 1–3), supergene | massive, brecciated, replacive, infilling | colloform, oscillatory zoning, replacement, core-mantle-rim, dendritic, botryoidal, euhedral, subhedral, anhedral |  |  |  | calcite, greenockite | polished sections (150 µm thick) | LA-ICPMS, EMPA, SEM-EDS | JEOL JXA-i SP100 microprobe equipped with five wavelength-dispersive spectrometers; Tescan Mira 3 field emission scanning electron microscope equipped with an energy dispersive spectrometer; Tescan Integrated Mineral Analyzer (TIMA) system comprising a field emission scanning electron microscope (Tescan Mira 3), integrated with four energy dispersive detectors (EDAXElement) | Guangzhou Tuoyan Analytical Technology Co., Ltd., Guizhou, China (GTAT) | EPMA: 15 kV accelerating potential and a beam current of 10 or 20 nA, with a defocused beam diameter of 5 µm; peak counting times for analyzed elements varied between 10 and 40 s, background measurements at 50% of the peak counting duration on both sides of the analyzed peak. SEM: operating voltage of 25 kV and a working distance of ~15.0 mm. TIMA: dot-mapping mode with a working distance of 15 mm, spot size of ~92 nm, scanning at 3 µm resolution (operating at 25 kV, 11.6 nA). LA-ICP-MS mapping: laser energy of 5 J/cm2, repetition rate of 15 Hz, spot size of 10 µm, scan speed of 40 µm/s. | NIST 610, NIST 612, and GSD-1G as external standards | [48 empty] | 110.838 | [21 empty] | 7.29 | [76 empty] | 2025 | Wang, L., Han, R., Zhang, Y., Chen, Y., Liu, D. (2026). Unraveling the redistribution of trace elements during supergene processes: A case study from the Qingshan carbonate-hosted Zn-Pb deposit, SW China. Ore Geology Reviews, 188, 107059. |  | CHN | Southwest China
| Qingshan |  | Basin hydrothermal | Mississippi Valley-type (MVT) | MVT zinc-lead | Zn, Pb | Ge, Cd, Ag | Zn, Pb, Ge, Cd, Ag | Meng et al., 2023 |  | Li-HS-86_sph_II_327.d-1 | Li-HS-86_sph_II_327.d-1 | underground mine |  |  |  |  | ore material | polished section | grab | mineral separate | [5 empty] | mineralisation | primary sulfide ores and secondary non-sulfide ores |  |  | sphalerite, pyrite, galena, hemimorphite, willemite, goethite, smithsonite, cerussite | hydrothermal (stages 1–3), supergene | massive, brecciated, replacive, infilling | colloform, oscillatory zoning, replacement, core-mantle-rim, dendritic, botryoidal, euhedral, subhedral, anhedral |  |  |  | calcite, greenockite | polished sections (150 µm thick) | LA-ICPMS, EMPA, SEM-EDS | JEOL JXA-i SP100 microprobe equipped with five wavelength-dispersive spectrometers; Tescan Mira 3 field emission scanning electron microscope equipped with an energy dispersive spectrometer; Tescan Integrated Mineral Analyzer (TIMA) system comprising a field emission scanning electron microscope (Tescan Mira 3), integrated with four energy dispersive detectors (EDAXElement) | Guangzhou Tuoyan Analytical Technology Co., Ltd., Guizhou, China (GTAT) | EPMA: 15 kV accelerating potential and a beam current of 10 or 20 nA, with a defocused beam diameter of 5 µm; peak counting times for analyzed elements varied between 10 and 40 s, background measurements at 50% of the peak counting duration on both sides of the analyzed peak. SEM: operating voltage of 25 kV and a working distance of ~15.0 mm. TIMA: dot-mapping mode with a working distance of 15 mm, spot size of ~92 nm, scanning at 3 µm resolution (operating at 25 kV, 11.6 nA). LA-ICP-MS mapping: laser energy of 5 J/cm2, repetition rate of 15 Hz, spot size of 10 µm, scan speed of 40 µm/s. | NIST 610, NIST 612, and GSD-1G as external standards | [48 empty] | 174.174 | [21 empty] | 9.79 | [76 empty] | 2025 | Wang, L., Han, R., Zhang, Y., Chen, Y., Liu, D. (2026). Unraveling the redistribution of trace elements during supergene processes: A case study from the Qingshan carbonate-hosted Zn-Pb deposit, SW China. Ore Geology Reviews, 188, 107059. |  | CHN | Southwest China
| Qingshan |  | Basin hydrothermal | Mississippi Valley-type (MVT) | MVT zinc-lead | Zn, Pb | Ge, Cd, Ag | Zn, Pb, Ge, Cd, Ag | Meng et al., 2023 |  | Li-HS-86_sph_II_328.d-1 | Li-HS-86_sph_II_328.d-1 | underground mine |  |  |  |  | ore material | polished section | grab | mineral separate | [5 empty] | mineralisation | primary sulfide ores and secondary non-sulfide ores |  |  | sphalerite, pyrite, galena, hemimorphite, willemite, goethite, smithsonite, cerussite | hydrothermal (stages 1–3), supergene | massive, brecciated, replacive, infilling | colloform, oscillatory zoning, replacement, core-mantle-rim, dendritic, botryoidal, euhedral, subhedral, anhedral |  |  |  | calcite, greenockite | polished sections (150 µm thick) | LA-ICPMS, EMPA, SEM-EDS | JEOL JXA-i SP100 microprobe equipped with five wavelength-dispersive spectrometers; Tescan Mira 3 field emission scanning electron microscope equipped with an energy dispersive spectrometer; Tescan Integrated Mineral Analyzer (TIMA) system comprising a field emission scanning electron microscope (Tescan Mira 3), integrated with four energy dispersive detectors (EDAXElement) | Guangzhou Tuoyan Analytical Technology Co., Ltd., Guizhou, China (GTAT) | EPMA: 15 kV accelerating potential and a beam current of 10 or 20 nA, with a defocused beam diameter of 5 µm; peak counting times for analyzed elements varied between 10 and 40 s, background measurements at 50% of the peak counting duration on both sides of the analyzed peak. SEM: operating voltage of 25 kV and a working distance of ~15.0 mm. TIMA: dot-mapping mode with a working distance of 15 mm, spot size of ~92 nm, scanning at 3 µm resolution (operating at 25 kV, 11.6 nA). LA-ICP-MS mapping: laser energy of 5 J/cm2, repetition rate of 15 Hz, spot size of 10 µm, scan speed of 40 µm/s. | NIST 610, NIST 612, and GSD-1G as external standards | [48 empty] | 163.792 | [21 empty] | 10.85 | [76 empty] | 2025 | Wang, L., Han, R., Zhang, Y., Chen, Y., Liu, D. (2026). Unraveling the redistribution of trace elements during supergene processes: A case study from the Qingshan carbonate-hosted Zn-Pb deposit, SW China. Ore Geology Reviews, 188, 107059. |  | CHN | Southwest China
| Qingshan |  | Basin hydrothermal | Mississippi Valley-type (MVT) | MVT zinc-lead | Zn, Pb | Ge, Cd, Ag | Zn, Pb, Ge, Cd, Ag | Meng et al., 2023 |  | Li-HS-86_sph_II_329.d-1 | Li-HS-86_sph_II_329.d-1 | underground mine |  |  |  |  | ore material | polished section | grab | mineral separate | [5 empty] | mineralisation | primary sulfide ores and secondary non-sulfide ores |  |  | sphalerite, pyrite, galena, hemimorphite, willemite, goethite, smithsonite, cerussite | hydrothermal (stages 1–3), supergene | massive, brecciated, replacive, infilling | colloform, oscillatory zoning, replacement, core-mantle-rim, dendritic, botryoidal, euhedral, subhedral, anhedral |  |  |  | calcite, greenockite | polished sections (150 µm thick) | LA-ICPMS, EMPA, SEM-EDS | JEOL JXA-i SP100 microprobe equipped with five wavelength-dispersive spectrometers; Tescan Mira 3 field emission scanning electron microscope equipped with an energy dispersive spectrometer; Tescan Integrated Mineral Analyzer (TIMA) system comprising a field emission scanning electron microscope (Tescan Mira 3), integrated with four energy dispersive detectors (EDAXElement) | Guangzhou Tuoyan Analytical Technology Co., Ltd., Guizhou, China (GTAT) | EPMA: 15 kV accelerating potential and a beam current of 10 or 20 nA, with a defocused beam diameter of 5 µm; peak counting times for analyzed elements varied between 10 and 40 s, background measurements at 50% of the peak counting duration on both sides of the analyzed peak. SEM: operating voltage of 25 kV and a working distance of ~15.0 mm. TIMA: dot-mapping mode with a working distance of 15 mm, spot size of ~92 nm, scanning at 3 µm resolution (operating at 25 kV, 11.6 nA). LA-ICP-MS mapping: laser energy of 5 J/cm2, repetition rate of 15 Hz, spot size of 10 µm, scan speed of 40 µm/s. | NIST 610, NIST 612, and GSD-1G as external standards | [48 empty] | 143.956 | [21 empty] | 8.34 | [76 empty] | 2025 | Wang, L., Han, R., Zhang, Y., Chen, Y., Liu, D. (2026). Unraveling the redistribution of trace elements during supergene processes: A case study from the Qingshan carbonate-hosted Zn-Pb deposit, SW China. Ore Geology Reviews, 188, 107059. |  | CHN | Southwest China
| Qingshan |  | Basin hydrothermal | Mississippi Valley-type (MVT) | MVT zinc-lead | Zn, Pb | Ge, Cd, Ag | Zn, Pb, Ge, Cd, Ag | Meng et al., 2023 |  | Li-HS-86_sph_II_330.d-1 | Li-HS-86_sph_II_330.d-1 | underground mine |  |  |  |  | ore material | polished section | grab | mineral separate | [5 empty] | mineralisation | primary sulfide ores and secondary non-sulfide ores |  |  | sphalerite, pyrite, galena, hemimorphite, willemite, goethite, smithsonite, cerussite | hydrothermal (stages 1–3), supergene | massive, brecciated, replacive, infilling | colloform, oscillatory zoning, replacement, core-mantle-rim, dendritic, botryoidal, euhedral, subhedral, anhedral |  |  |  | calcite, greenockite | polished sections (150 µm thick) | LA-ICPMS, EMPA, SEM-EDS | JEOL JXA-i SP100 microprobe equipped with five wavelength-dispersive spectrometers; Tescan Mira 3 field emission scanning electron microscope equipped with an energy dispersive spectrometer; Tescan Integrated Mineral Analyzer (TIMA) system comprising a field emission scanning electron microscope (Tescan Mira 3), integrated with four energy dispersive detectors (EDAXElement) | Guangzhou Tuoyan Analytical Technology Co., Ltd., Guizhou, China (GTAT) | EPMA: 15 kV accelerating potential and a beam current of 10 or 20 nA, with a defocused beam diameter of 5 µm; peak counting times for analyzed elements varied between 10 and 40 s, background measurements at 50% of the peak counting duration on both sides of the analyzed peak. SEM: operating voltage of 25 kV and a working distance of ~15.0 mm. TIMA: dot-mapping mode with a working distance of 15 mm, spot size of ~92 nm, scanning at 3 µm resolution (operating at 25 kV, 11.6 nA). LA-ICP-MS mapping: laser energy of 5 J/cm2, repetition rate of 15 Hz, spot size of 10 µm, scan speed of 40 µm/s. | NIST 610, NIST 612, and GSD-1G as external standards | [48 empty] | 191.342 | [21 empty] | 14.4 | [76 empty] | 2025 | Wang, L., Han, R., Zhang, Y., Chen, Y., Liu, D. (2026). Unraveling the redistribution of trace elements during supergene processes: A case study from the Qingshan carbonate-hosted Zn-Pb deposit, SW China. Ore Geology Reviews, 188, 107059. |  | CHN | Southwest China
| Qingshan |  | Basin hydrothermal | Mississippi Valley-type (MVT) | MVT zinc-lead | Zn, Pb | Ge, Cd, Ag | Zn, Pb, Ge, Cd, Ag | Meng et al., 2023 |  | Li-HS-86_sph_II_331.d-1 | Li-HS-86_sph_II_331.d-1 | underground mine |  |  |  |  | ore material | polished section | grab | mineral separate | [5 empty] | mineralisation | primary sulfide ores and secondary non-sulfide ores |  |  | sphalerite, pyrite, galena, hemimorphite, willemite, goethite, smithsonite, cerussite | hydrothermal (stages 1–3), supergene | massive, brecciated, replacive, infilling | colloform, oscillatory zoning, replacement, core-mantle-rim, dendritic, botryoidal, euhedral, subhedral, anhedral |  |  |  | calcite, greenockite | polished sections (150 µm thick) | LA-ICPMS, EMPA, SEM-EDS | JEOL JXA-i SP100 microprobe equipped with five wavelength-dispersive spectrometers; Tescan Mira 3 field emission scanning electron microscope equipped with an energy dispersive spectrometer; Tescan Integrated Mineral Analyzer (TIMA) system comprising a field emission scanning electron microscope (Tescan Mira 3), integrated with four energy dispersive detectors (EDAXElement) | Guangzhou Tuoyan Analytical Technology Co., Ltd., Guizhou, China (GTAT) | EPMA: 15 kV accelerating potential and a beam current of 10 or 20 nA, with a defocused beam diameter of 5 µm; peak counting times for analyzed elements varied between 10 and 40 s, background measurements at 50% of the peak counting duration on both sides of the analyzed peak. SEM: operating voltage of 25 kV and a working distance of ~15.0 mm. TIMA: dot-mapping mode with a working distance of 15 mm, spot size of ~92 nm, scanning at 3 µm resolution (operating at 25 kV, 11.6 nA). LA-ICP-MS mapping: laser energy of 5 J/cm2, repetition rate of 15 Hz, spot size of 10 µm, scan speed of 40 µm/s. | NIST 610, NIST 612, and GSD-1G as external standards | [48 empty] | 168.258 | [21 empty] | 681 | [76 empty] | 2025 | Wang, L., Han, R., Zhang, Y., Chen, Y., Liu, D. (2026). Unraveling the redistribution of trace elements during supergene processes: A case study from the Qingshan carbonate-hosted Zn-Pb deposit, SW China. Ore Geology Reviews, 188, 107059. |  | CHN | Southwest China
| Qingshan |  | Basin hydrothermal | Mississippi Valley-type (MVT) | MVT zinc-lead | Zn, Pb | Ge, Cd, Ag | Zn, Pb, Ge, Cd, Ag | Meng et al., 2023 |  | Li-HS-86_sph_II_332.d-1 | Li-HS-86_sph_II_332.d-1 | underground mine |  |  |  |  | ore material | polished section | grab | mineral separate | [5 empty] | mineralisation | primary sulfide ores and secondary non-sulfide ores |  |  | sphalerite, pyrite, galena, hemimorphite, willemite, goethite, smithsonite, cerussite | hydrothermal (stages 1–3), supergene | massive, brecciated, replacive, infilling | colloform, oscillatory zoning, replacement, core-mantle-rim, dendritic, botryoidal, euhedral, subhedral, anhedral |  |  |  | calcite, greenockite | polished sections (150 µm thick) | LA-ICPMS, EMPA, SEM-EDS | JEOL JXA-i SP100 microprobe equipped with five wavelength-dispersive spectrometers; Tescan Mira 3 field emission scanning electron microscope equipped with an energy dispersive spectrometer; Tescan Integrated Mineral Analyzer (TIMA) system comprising a field emission scanning electron microscope (Tescan Mira 3), integrated with four energy dispersive detectors (EDAXElement) | Guangzhou Tuoyan Analytical Technology Co., Ltd., Guizhou, China (GTAT) | EPMA: 15 kV accelerating potential and a beam current of 10 or 20 nA, with a defocused beam diameter of 5 µm; peak counting times for analyzed elements varied between 10 and 40 s, background measurements at 50% of the peak counting duration on both sides of the analyzed peak. SEM: operating voltage of 25 kV and a working distance of ~15.0 mm. TIMA: dot-mapping mode with a working distance of 15 mm, spot size of ~92 nm, scanning at 3 µm resolution (operating at 25 kV, 11.6 nA). LA-ICP-MS mapping: laser energy of 5 J/cm2, repetition rate of 15 Hz, spot size of 10 µm, scan speed of 40 µm/s. | NIST 610, NIST 612, and GSD-1G as external standards | [48 empty] | 164.546 | [21 empty] | 299.6 | [76 empty] | 2025 | Wang, L., Han, R., Zhang, Y., Chen, Y., Liu, D. (2026). Unraveling the redistribution of trace elements during supergene processes: A case study from the Qingshan carbonate-hosted Zn-Pb deposit, SW China. Ore Geology Reviews, 188, 107059. |  | CHN | Southwest China
| Qingshan |  | Basin hydrothermal | Mississippi Valley-type (MVT) | MVT zinc-lead | Zn, Pb | Ge, Cd, Ag | Zn, Pb, Ge, Cd, Ag | Meng et al., 2023 |  | Li-HS-86_sph_III_341.d-1 | Li-HS-86_sph_III_341.d-1 | underground mine |  |  |  |  | ore material | polished section | grab | mineral separate | [5 empty] | mineralisation | primary sulfide ores and secondary non-sulfide ores |  |  | sphalerite, pyrite, galena, hemimorphite, willemite, goethite, smithsonite, cerussite | hydrothermal (stages 1–3), supergene | massive, brecciated, replacive, infilling | colloform, oscillatory zoning, replacement, core-mantle-rim, dendritic, botryoidal, euhedral, subhedral, anhedral |  |  |  | calcite, greenockite | polished sections (150 µm thick) | LA-ICPMS, EMPA, SEM-EDS | JEOL JXA-i SP100 microprobe equipped with five wavelength-dispersive spectrometers; Tescan Mira 3 field emission scanning electron microscope equipped with an energy dispersive spectrometer; Tescan Integrated Mineral Analyzer (TIMA) system comprising a field emission scanning electron microscope (Tescan Mira 3), integrated with four energy dispersive detectors (EDAXElement) | Guangzhou Tuoyan Analytical Technology Co., Ltd., Guizhou, China (GTAT) | EPMA: 15 kV accelerating potential and a beam current of 10 or 20 nA, with a defocused beam diameter of 5 µm; peak counting times for analyzed elements varied between 10 and 40 s, background measurements at 50% of the peak counting duration on both sides of the analyzed peak. SEM: operating voltage of 25 kV and a working distance of ~15.0 mm. TIMA: dot-mapping mode with a working distance of 15 mm, spot size of ~92 nm, scanning at 3 µm resolution (operating at 25 kV, 11.6 nA). LA-ICP-MS mapping: laser energy of 5 J/cm2, repetition rate of 15 Hz, spot size of 10 µm, scan speed of 40 µm/s. | NIST 610, NIST 612, and GSD-1G as external standards | [48 empty] | 162.98 | [21 empty] | 191 | [76 empty] | 2025 | Wang, L., Han, R., Zhang, Y., Chen, Y., Liu, D. (2026). Unraveling the redistribution of trace elements during supergene processes: A case study from the Qingshan carbonate-hosted Zn-Pb deposit, SW China. Ore Geology Reviews, 188, 107059. |  | CHN | Southwest China
| Qingshan |  | Basin hydrothermal | Mississippi Valley-type (MVT) | MVT zinc-lead | Zn, Pb | Ge, Cd, Ag | Zn, Pb, Ge, Cd, Ag | Meng et al., 2023 |  | Li-HS-86_sph_III_342.d-1 | Li-HS-86_sph_III_342.d-1 | underground mine |  |  |  |  | ore material | polished section | grab | mineral separate | [5 empty] | mineralisation | primary sulfide ores and secondary non-sulfide ores |  |  | sphalerite, pyrite, galena, hemimorphite, willemite, goethite, smithsonite, cerussite | hydrothermal (stages 1–3), supergene | massive, brecciated, replacive, infilling | colloform, oscillatory zoning, replacement, core-mantle-rim, dendritic, botryoidal, euhedral, subhedral, anhedral |  |  |  | calcite, greenockite | polished sections (150 µm thick) | LA-ICPMS, EMPA, SEM-EDS | JEOL JXA-i SP100 microprobe equipped with five wavelength-dispersive spectrometers; Tescan Mira 3 field emission scanning electron microscope equipped with an energy dispersive spectrometer; Tescan Integrated Mineral Analyzer (TIMA) system comprising a field emission scanning electron microscope (Tescan Mira 3), integrated with four energy dispersive detectors (EDAXElement) | Guangzhou Tuoyan Analytical Technology Co., Ltd., Guizhou, China (GTAT) | EPMA: 15 kV accelerating potential and a beam current of 10 or 20 nA, with a defocused beam diameter of 5 µm; peak counting times for analyzed elements varied between 10 and 40 s, background measurements at 50% of the peak counting duration on both sides of the analyzed peak. SEM: operating voltage of 25 kV and a working distance of ~15.0 mm. TIMA: dot-mapping mode with a working distance of 15 mm, spot size of ~92 nm, scanning at 3 µm resolution (operating at 25 kV, 11.6 nA). LA-ICP-MS mapping: laser energy of 5 J/cm2, repetition rate of 15 Hz, spot size of 10 µm, scan speed of 40 µm/s. | NIST 610, NIST 612, and GSD-1G as external standards | [48 empty] | 179.8 | [21 empty] | 175 | [76 empty] | 2025 | Wang, L., Han, R., Zhang, Y., Chen, Y., Liu, D. (2026). Unraveling the redistribution of trace elements during supergene processes: A case study from the Qingshan carbonate-hosted Zn-Pb deposit, SW China. Ore Geology Reviews, 188, 107059. |  | CHN | Southwest China
| Qingshan |  | Basin hydrothermal | Mississippi Valley-type (MVT) | MVT zinc-lead | Zn, Pb | Ge, Cd, Ag | Zn, Pb, Ge, Cd, Ag | Meng et al., 2023 |  | Li-HS-86_sph_III_343.d-1 | Li-HS-86_sph_III_343.d-1 | underground mine |  |  |  |  | ore material | polished section | grab | mineral separate | [5 empty] | mineralisation | primary sulfide ores and secondary non-sulfide ores |  |  | sphalerite, pyrite, galena, hemimorphite, willemite, goethite, smithsonite, cerussite | hydrothermal (stages 1–3), supergene | massive, brecciated, replacive, infilling | colloform, oscillatory zoning, replacement, core-mantle-rim, dendritic, botryoidal, euhedral, subhedral, anhedral |  |  |  | calcite, greenockite | polished sections (150 µm thick) | LA-ICPMS, EMPA, SEM-EDS | JEOL JXA-i SP100 microprobe equipped with five wavelength-dispersive spectrometers; Tescan Mira 3 field emission scanning electron microscope equipped with an energy dispersive spectrometer; Tescan Integrated Mineral Analyzer (TIMA) system comprising a field emission scanning electron microscope (Tescan Mira 3), integrated with four energy dispersive detectors (EDAXElement) | Guangzhou Tuoyan Analytical Technology Co., Ltd., Guizhou, China (GTAT) | EPMA: 15 kV accelerating potential and a beam current of 10 or 20 nA, with a defocused beam diameter of 5 µm; peak counting times for analyzed elements varied between 10 and 40 s, background measurements at 50% of the peak counting duration on both sides of the analyzed peak. SEM: operating voltage of 25 kV and a working distance of ~15.0 mm. TIMA: dot-mapping mode with a working distance of 15 mm, spot size of ~92 nm, scanning at 3 µm resolution (operating at 25 kV, 11.6 nA). LA-ICP-MS mapping: laser energy of 5 J/cm2, repetition rate of 15 Hz, spot size of 10 µm, scan speed of 40 µm/s. | NIST 610, NIST 612, and GSD-1G as external standards | [48 empty] | 187.166 | [21 empty] | 243 | [76 empty] | 2025 | Wang, L., Han, R., Zhang, Y., Chen, Y., Liu, D. (2026). Unraveling the redistribution of trace elements during supergene processes: A case study from the Qingshan carbonate-hosted Zn-Pb deposit, SW China. Ore Geology Reviews, 188, 107059. |  | CHN | Southwest China
| Qingshan |  | Basin hydrothermal | Mississippi Valley-type (MVT) | MVT zinc-lead | Zn, Pb | Ge, Cd, Ag | Zn, Pb, Ge, Cd, Ag | Meng et al., 2023 |  | Li-HS-86_sph_III_344.d-1 | Li-HS-86_sph_III_344.d-1 | underground mine |  |  |  |  | ore material | polished section | grab | mineral separate | [5 empty] | mineralisation | primary sulfide ores and secondary non-sulfide ores |  |  | sphalerite, pyrite, galena, hemimorphite, willemite, goethite, smithsonite, cerussite | hydrothermal (stages 1–3), supergene | massive, brecciated, replacive, infilling | colloform, oscillatory zoning, replacement, core-mantle-rim, dendritic, botryoidal, euhedral, subhedral, anhedral |  |  |  | calcite, greenockite | polished sections (150 µm thick) | LA-ICPMS, EMPA, SEM-EDS | JEOL JXA-i SP100 microprobe equipped with five wavelength-dispersive spectrometers; Tescan Mira 3 field emission scanning electron microscope equipped with an energy dispersive spectrometer; Tescan Integrated Mineral Analyzer (TIMA) system comprising a field emission scanning electron microscope (Tescan Mira 3), integrated with four energy dispersive detectors (EDAXElement) | Guangzhou Tuoyan Analytical Technology Co., Ltd., Guizhou, China (GTAT) | EPMA: 15 kV accelerating potential and a beam current of 10 or 20 nA, with a defocused beam diameter of 5 µm; peak counting times for analyzed elements varied between 10 and 40 s, background measurements at 50% of the peak counting duration on both sides of the analyzed peak. SEM: operating voltage of 25 kV and a working distance of ~15.0 mm. TIMA: dot-mapping mode with a working distance of 15 mm, spot size of ~92 nm, scanning at 3 µm resolution (operating at 25 kV, 11.6 nA). LA-ICP-MS mapping: laser energy of 5 J/cm2, repetition rate of 15 Hz, spot size of 10 µm, scan speed of 40 µm/s. | NIST 610, NIST 612, and GSD-1G as external standards | [48 empty] | 176.552 | [21 empty] | 461 | [76 empty] | 2025 | Wang, L., Han, R., Zhang, Y., Chen, Y., Liu, D. (2026). Unraveling the redistribution of trace elements during supergene processes: A case study from the Qingshan carbonate-hosted Zn-Pb deposit, SW China. Ore Geology Reviews, 188, 107059. |  | CHN | Southwest China
| Qingshan |  | Basin hydrothermal | Mississippi Valley-type (MVT) | MVT zinc-lead | Zn, Pb | Ge, Cd, Ag | Zn, Pb, Ge, Cd, Ag | Meng et al., 2023 |  | Li-HS-86_sph_III_345.d-1 | Li-HS-86_sph_III_345.d-1 | underground mine |  |  |  |  | ore material | polished section | grab | mineral separate | [5 empty] | mineralisation | primary sulfide ores and secondary non-sulfide ores |  |  | sphalerite, pyrite, galena, hemimorphite, willemite, goethite, smithsonite, cerussite | hydrothermal (stages 1–3), supergene | massive, brecciated, replacive, infilling | colloform, oscillatory zoning, replacement, core-mantle-rim, dendritic, botryoidal, euhedral, subhedral, anhedral |  |  |  | calcite, greenockite | polished sections (150 µm thick) | LA-ICPMS, EMPA, SEM-EDS | JEOL JXA-i SP100 microprobe equipped with five wavelength-dispersive spectrometers; Tescan Mira 3 field emission scanning electron microscope equipped with an energy dispersive spectrometer; Tescan Integrated Mineral Analyzer (TIMA) system comprising a field emission scanning electron microscope (Tescan Mira 3), integrated with four energy dispersive detectors (EDAXElement) | Guangzhou Tuoyan Analytical Technology Co., Ltd., Guizhou, China (GTAT) | EPMA: 15 kV accelerating potential and a beam current of 10 or 20 nA, with a defocused beam diameter of 5 µm; peak counting times for analyzed elements varied between 10 and 40 s, background measurements at 50% of the peak counting duration on both sides of the analyzed peak. SEM: operating voltage of 25 kV and a working distance of ~15.0 mm. TIMA: dot-mapping mode with a working distance of 15 mm, spot size of ~92 nm, scanning at 3 µm resolution (operating at 25 kV, 11.6 nA). LA-ICP-MS mapping: laser energy of 5 J/cm2, repetition rate of 15 Hz, spot size of 10 µm, scan speed of 40 µm/s. | NIST 610, NIST 612, and GSD-1G as external standards | [48 empty] | 52.896 | [21 empty] | 72 | [76 empty] | 2025 | Wang, L., Han, R., Zhang, Y., Chen, Y., Liu, D. (2026). Unraveling the redistribution of trace elements during supergene processes: A case study from the Qingshan carbonate-hosted Zn-Pb deposit, SW China. Ore Geology Reviews, 188, 107059. |  | CHN | Southwest China
| Qingshan |  | Basin hydrothermal | Mississippi Valley-type (MVT) | MVT zinc-lead | Zn, Pb | Ge, Cd, Ag | Zn, Pb, Ge, Cd, Ag | Meng et al., 2023 |  | Li-HS-86_sph_III_346.d-1 | Li-HS-86_sph_III_346.d-1 | underground mine |  |  |  |  | ore material | polished section | grab | mineral separate | [5 empty] | mineralisation | primary sulfide ores and secondary non-sulfide ores |  |  | sphalerite, pyrite, galena, hemimorphite, willemite, goethite, smithsonite, cerussite | hydrothermal (stages 1–3), supergene | massive, brecciated, replacive, infilling | colloform, oscillatory zoning, replacement, core-mantle-rim, dendritic, botryoidal, euhedral, subhedral, anhedral |  |  |  | calcite, greenockite | polished sections (150 µm thick) | LA-ICPMS, EMPA, SEM-EDS | JEOL JXA-i SP100 microprobe equipped with five wavelength-dispersive spectrometers; Tescan Mira 3 field emission scanning electron microscope equipped with an energy dispersive spectrometer; Tescan Integrated Mineral Analyzer (TIMA) system comprising a field emission scanning electron microscope (Tescan Mira 3), integrated with four energy dispersive detectors (EDAXElement) | Guangzhou Tuoyan Analytical Technology Co., Ltd., Guizhou, China (GTAT) | EPMA: 15 kV accelerating potential and a beam current of 10 or 20 nA, with a defocused beam diameter of 5 µm; peak counting times for analyzed elements varied between 10 and 40 s, background measurements at 50% of the peak counting duration on both sides of the analyzed peak. SEM: operating voltage of 25 kV and a working distance of ~15.0 mm. TIMA: dot-mapping mode with a working distance of 15 mm, spot size of ~92 nm, scanning at 3 µm resolution (operating at 25 kV, 11.6 nA). LA-ICP-MS mapping: laser energy of 5 J/cm2, repetition rate of 15 Hz, spot size of 10 µm, scan speed of 40 µm/s. | NIST 610, NIST 612, and GSD-1G as external standards | [48 empty] | 184.556 | [21 empty] | 11.35 | [76 empty] | 2025 | Wang, L., Han, R., Zhang, Y., Chen, Y., Liu, D. (2026). Unraveling the redistribution of trace elements during supergene processes: A case study from the Qingshan carbonate-hosted Zn-Pb deposit, SW China. Ore Geology Reviews, 188, 107059. |  | CHN | Southwest China
| Qingshan |  | Basin hydrothermal | Mississippi Valley-type (MVT) | MVT zinc-lead | Zn, Pb | Ge, Cd, Ag | Zn, Pb, Ge, Cd, Ag | Meng et al., 2023 |  | Li-HS-86_sph_III_347.d-1 | Li-HS-86_sph_III_347.d-1 | underground mine |  |  |  |  | ore material | polished section | grab | mineral separate | [5 empty] | mineralisation | primary sulfide ores and secondary non-sulfide ores |  |  | sphalerite, pyrite, galena, hemimorphite, willemite, goethite, smithsonite, cerussite | hydrothermal (stages 1–3), supergene | massive, brecciated, replacive, infilling | colloform, oscillatory zoning, replacement, core-mantle-rim, dendritic, botryoidal, euhedral, subhedral, anhedral |  |  |  | calcite, greenockite | polished sections (150 µm thick) | LA-ICPMS, EMPA, SEM-EDS | JEOL JXA-i SP100 microprobe equipped with five wavelength-dispersive spectrometers; Tescan Mira 3 field emission scanning electron microscope equipped with an energy dispersive spectrometer; Tescan Integrated Mineral Analyzer (TIMA) system comprising a field emission scanning electron microscope (Tescan Mira 3), integrated with four energy dispersive detectors (EDAXElement) | Guangzhou Tuoyan Analytical Technology Co., Ltd., Guizhou, China (GTAT) | EPMA: 15 kV accelerating potential and a beam current of 10 or 20 nA, with a defocused beam diameter of 5 µm; peak counting times for analyzed elements varied between 10 and 40 s, background measurements at 50% of the peak counting duration on both sides of the analyzed peak. SEM: operating voltage of 25 kV and a working distance of ~15.0 mm. TIMA: dot-mapping mode with a working distance of 15 mm, spot size of ~92 nm, scanning at 3 µm resolution (operating at 25 kV, 11.6 nA). LA-ICP-MS mapping: laser energy of 5 J/cm2, repetition rate of 15 Hz, spot size of 10 µm, scan speed of 40 µm/s. | NIST 610, NIST 612, and GSD-1G as external standards | [48 empty] | 74.472 | [21 empty] | 4.81 | [76 empty] | 2025 | Wang, L., Han, R., Zhang, Y., Chen, Y., Liu, D. (2026). Unraveling the redistribution of trace elements during supergene processes: A case study from the Qingshan carbonate-hosted Zn-Pb deposit, SW China. Ore Geology Reviews, 188, 107059. |  | CHN | Southwest China
| Qingshan |  | Basin hydrothermal | Mississippi Valley-type (MVT) | MVT zinc-lead | Zn, Pb | Ge, Cd, Ag | Zn, Pb, Ge, Cd, Ag | Meng et al., 2023 |  | Li-HS-86_sph_III_348.d-1 | Li-HS-86_sph_III_348.d-1 | underground mine |  |  |  |  | ore material | polished section | grab | mineral separate | [5 empty] | mineralisation | primary sulfide ores and secondary non-sulfide ores |  |  | sphalerite, pyrite, galena, hemimorphite, willemite, goethite, smithsonite, cerussite | hydrothermal (stages 1–3), supergene | massive, brecciated, replacive, infilling | colloform, oscillatory zoning, replacement, core-mantle-rim, dendritic, botryoidal, euhedral, subhedral, anhedral |  |  |  | calcite, greenockite | polished sections (150 µm thick) | LA-ICPMS, EMPA, SEM-EDS | JEOL JXA-i SP100 microprobe equipped with five wavelength-dispersive spectrometers; Tescan Mira 3 field emission scanning electron microscope equipped with an energy dispersive spectrometer; Tescan Integrated Mineral Analyzer (TIMA) system comprising a field emission scanning electron microscope (Tescan Mira 3), integrated with four energy dispersive detectors (EDAXElement) | Guangzhou Tuoyan Analytical Technology Co., Ltd., Guizhou, China (GTAT) | EPMA: 15 kV accelerating potential and a beam current of 10 or 20 nA, with a defocused beam diameter of 5 µm; peak counting times for analyzed elements varied between 10 and 40 s, background measurements at 50% of the peak counting duration on both sides of the analyzed peak. SEM: operating voltage of 25 kV and a working distance of ~15.0 mm. TIMA: dot-mapping mode with a working distance of 15 mm, spot size of ~92 nm, scanning at 3 µm resolution (operating at 25 kV, 11.6 nA). LA-ICP-MS mapping: laser energy of 5 J/cm2, repetition rate of 15 Hz, spot size of 10 µm, scan speed of 40 µm/s. | NIST 610, NIST 612, and GSD-1G as external standards | [48 empty] | 186.528 | [21 empty] | 14.85 | [76 empty] | 2025 | Wang, L., Han, R., Zhang, Y., Chen, Y., Liu, D. (2026). Unraveling the redistribution of trace elements during supergene processes: A case study from the Qingshan carbonate-hosted Zn-Pb deposit, SW China. Ore Geology Reviews, 188, 107059. |  | CHN | Southwest China
| Qingshan |  | Basin hydrothermal | Mississippi Valley-type (MVT) | MVT zinc-lead | Zn, Pb | Ge, Cd, Ag | Zn, Pb, Ge, Cd, Ag | Meng et al., 2023 |  | Li-HS-86_sph_III_349.d-1 | Li-HS-86_sph_III_349.d-1 | underground mine |  |  |  |  | ore material | polished section | grab | mineral separate | [5 empty] | mineralisation | primary sulfide ores and secondary non-sulfide ores |  |  | sphalerite, pyrite, galena, hemimorphite, willemite, goethite, smithsonite, cerussite | hydrothermal (stages 1–3), supergene | massive, brecciated, replacive, infilling | colloform, oscillatory zoning, replacement, core-mantle-rim, dendritic, botryoidal, euhedral, subhedral, anhedral |  |  |  | calcite, greenockite | polished sections (150 µm thick) | LA-ICPMS, EMPA, SEM-EDS | JEOL JXA-i SP100 microprobe equipped with five wavelength-dispersive spectrometers; Tescan Mira 3 field emission scanning electron microscope equipped with an energy dispersive spectrometer; Tescan Integrated Mineral Analyzer (TIMA) system comprising a field emission scanning electron microscope (Tescan Mira 3), integrated with four energy dispersive detectors (EDAXElement) | Guangzhou Tuoyan Analytical Technology Co., Ltd., Guizhou, China (GTAT) | EPMA: 15 kV accelerating potential and a beam current of 10 or 20 nA, with a defocused beam diameter of 5 µm; peak counting times for analyzed elements varied between 10 and 40 s, background measurements at 50% of the peak counting duration on both sides of the analyzed peak. SEM: operating voltage of 25 kV and a working distance of ~15.0 mm. TIMA: dot-mapping mode with a working distance of 15 mm, spot size of ~92 nm, scanning at 3 µm resolution (operating at 25 kV, 11.6 nA). LA-ICP-MS mapping: laser energy of 5 J/cm2, repetition rate of 15 Hz, spot size of 10 µm, scan speed of 40 µm/s. | NIST 610, NIST 612, and GSD-1G as external standards | [48 empty] | 206.828 | [21 empty] | 14.97 | [76 empty] | 2025 | Wang, L., Han, R., Zhang, Y., Chen, Y., Liu, D. (2026). Unraveling the redistribution of trace elements during supergene processes: A case study from the Qingshan carbonate-hosted Zn-Pb deposit, SW China. Ore Geology Reviews, 188, 107059. |  | CHN | Southwest China
| Qingshan |  | Basin hydrothermal | Mississippi Valley-type (MVT) | MVT zinc-lead | Zn, Pb | Ge, Cd, Ag | Zn, Pb, Ge, Cd, Ag | Meng et al., 2023 |  | Li-HS-86_sph_III_350.d-1 | Li-HS-86_sph_III_350.d-1 | underground mine |  |  |  |  | ore material | polished section | grab | mineral separate | [5 empty] | mineralisation | primary sulfide ores and secondary non-sulfide ores |  |  | sphalerite, pyrite, galena, hemimorphite, willemite, goethite, smithsonite, cerussite | hydrothermal (stages 1–3), supergene | massive, brecciated, replacive, infilling | colloform, oscillatory zoning, replacement, core-mantle-rim, dendritic, botryoidal, euhedral, subhedral, anhedral |  |  |  | calcite, greenockite | polished sections (150 µm thick) | LA-ICPMS, EMPA, SEM-EDS | JEOL JXA-i SP100 microprobe equipped with five wavelength-dispersive spectrometers; Tescan Mira 3 field emission scanning electron microscope equipped with an energy dispersive spectrometer; Tescan Integrated Mineral Analyzer (TIMA) system comprising a field emission scanning electron microscope (Tescan Mira 3), integrated with four energy dispersive detectors (EDAXElement) | Guangzhou Tuoyan Analytical Technology Co., Ltd., Guizhou, China (GTAT) | EPMA: 15 kV accelerating potential and a beam current of 10 or 20 nA, with a defocused beam diameter of 5 µm; peak counting times for analyzed elements varied between 10 and 40 s, background measurements at 50% of the peak counting duration on both sides of the analyzed peak. SEM: operating voltage of 25 kV and a working distance of ~15.0 mm. TIMA: dot-mapping mode with a working distance of 15 mm, spot size of ~92 nm, scanning at 3 µm resolution (operating at 25 kV, 11.6 nA). LA-ICP-MS mapping: laser energy of 5 J/cm2, repetition rate of 15 Hz, spot size of 10 µm, scan speed of 40 µm/s. | NIST 610, NIST 612, and GSD-1G as external standards | [48 empty] | 115.826 | [21 empty] | 27.57 | [76 empty] | 2025 | Wang, L., Han, R., Zhang, Y., Chen, Y., Liu, D. (2026). Unraveling the redistribution of trace elements during supergene processes: A case study from the Qingshan carbonate-hosted Zn-Pb deposit, SW China. Ore Geology Reviews, 188, 107059. |  | CHN | Southwest China
| Qingshan |  | Basin hydrothermal | Mississippi Valley-type (MVT) | MVT zinc-lead | Zn, Pb | Ge, Cd, Ag | Zn, Pb, Ge, Cd, Ag | Meng et al., 2023 |  | Li-HS-86_sph_III_351.d-1 | Li-HS-86_sph_III_351.d-1 | underground mine |  |  |  |  | ore material | polished section | grab | mineral separate | [5 empty] | mineralisation | primary sulfide ores and secondary non-sulfide ores |  |  | sphalerite, pyrite, galena, hemimorphite, willemite, goethite, smithsonite, cerussite | hydrothermal (stages 1–3), supergene | massive, brecciated, replacive, infilling | colloform, oscillatory zoning, replacement, core-mantle-rim, dendritic, botryoidal, euhedral, subhedral, anhedral |  |  |  | calcite, greenockite | polished sections (150 µm thick) | LA-ICPMS, EMPA, SEM-EDS | JEOL JXA-i SP100 microprobe equipped with five wavelength-dispersive spectrometers; Tescan Mira 3 field emission scanning electron microscope equipped with an energy dispersive spectrometer; Tescan Integrated Mineral Analyzer (TIMA) system comprising a field emission scanning electron microscope (Tescan Mira 3), integrated with four energy dispersive detectors (EDAXElement) | Guangzhou Tuoyan Analytical Technology Co., Ltd., Guizhou, China (GTAT) | EPMA: 15 kV accelerating potential and a beam current of 10 or 20 nA, with a defocused beam diameter of 5 µm; peak counting times for analyzed elements varied between 10 and 40 s, background measurements at 50% of the peak counting duration on both sides of the analyzed peak. SEM: operating voltage of 25 kV and a working distance of ~15.0 mm. TIMA: dot-mapping mode with a working distance of 15 mm, spot size of ~92 nm, scanning at 3 µm resolution (operating at 25 kV, 11.6 nA). LA-ICP-MS mapping: laser energy of 5 J/cm2, repetition rate of 15 Hz, spot size of 10 µm, scan speed of 40 µm/s. | NIST 610, NIST 612, and GSD-1G as external standards | [48 empty] | 126.788 | [21 empty] | 28.07 | [76 empty] | 2025 | Wang, L., Han, R., Zhang, Y., Chen, Y., Liu, D. (2026). Unraveling the redistribution of trace elements during supergene processes: A case study from the Qingshan carbonate-hosted Zn-Pb deposit, SW China. Ore Geology Reviews, 188, 107059. |  | CHN | Southwest China
| Qingshan |  | Basin hydrothermal | Mississippi Valley-type (MVT) | MVT zinc-lead | Zn, Pb | Ge, Cd, Ag | Zn, Pb, Ge, Cd, Ag | Meng et al., 2023 |  | Li-HS-86_sph_III_352.d-1 | Li-HS-86_sph_III_352.d-1 | underground mine |  |  |  |  | ore material | polished section | grab | mineral separate | [5 empty] | mineralisation | primary sulfide ores and secondary non-sulfide ores |  |  | sphalerite, pyrite, galena, hemimorphite, willemite, goethite, smithsonite, cerussite | hydrothermal (stages 1–3), supergene | massive, brecciated, replacive, infilling | colloform, oscillatory zoning, replacement, core-mantle-rim, dendritic, botryoidal, euhedral, subhedral, anhedral |  |  |  | calcite, greenockite | polished sections (150 µm thick) | LA-ICPMS, EMPA, SEM-EDS | JEOL JXA-i SP100 microprobe equipped with five wavelength-dispersive spectrometers; Tescan Mira 3 field emission scanning electron microscope equipped with an energy dispersive spectrometer; Tescan Integrated Mineral Analyzer (TIMA) system comprising a field emission scanning electron microscope (Tescan Mira 3), integrated with four energy dispersive detectors (EDAXElement) | Guangzhou Tuoyan Analytical Technology Co., Ltd., Guizhou, China (GTAT) | EPMA: 15 kV accelerating potential and a beam current of 10 or 20 nA, with a defocused beam diameter of 5 µm; peak counting times for analyzed elements varied between 10 and 40 s, background measurements at 50% of the peak counting duration on both sides of the analyzed peak. SEM: operating voltage of 25 kV and a working distance of ~15.0 mm. TIMA: dot-mapping mode with a working distance of 15 mm, spot size of ~92 nm, scanning at 3 µm resolution (operating at 25 kV, 11.6 nA). LA-ICP-MS mapping: laser energy of 5 J/cm2, repetition rate of 15 Hz, spot size of 10 µm, scan speed of 40 µm/s. | NIST 610, NIST 612, and GSD-1G as external standards | [48 empty] | 183.28 | [21 empty] | 27.37 | [76 empty] | 2025 | Wang, L., Han, R., Zhang, Y., Chen, Y., Liu, D. (2026). Unraveling the redistribution of trace elements during supergene processes: A case study from the Qingshan carbonate-hosted Zn-Pb deposit, SW China. Ore Geology Reviews, 188, 107059. |  | CHN | Southwest China
| Qingshan |  | Basin hydrothermal | Mississippi Valley-type (MVT) | MVT zinc-lead | Zn, Pb | Ge, Cd, Ag | Zn, Pb, Ge, Cd, Ag | Meng et al., 2023 |  | Li-HS-86_sph_III_353.d-1 | Li-HS-86_sph_III_353.d-1 | underground mine |  |  |  |  | ore material | polished section | grab | mineral separate | [5 empty] | mineralisation | primary sulfide ores and secondary non-sulfide ores |  |  | sphalerite, pyrite, galena, hemimorphite, willemite, goethite, smithsonite, cerussite | hydrothermal (stages 1–3), supergene | massive, brecciated, replacive, infilling | colloform, oscillatory zoning, replacement, core-mantle-rim, dendritic, botryoidal, euhedral, subhedral, anhedral |  |  |  | calcite, greenockite | polished sections (150 µm thick) | LA-ICPMS, EMPA, SEM-EDS | JEOL JXA-i SP100 microprobe equipped with five wavelength-dispersive spectrometers; Tescan Mira 3 field emission scanning electron microscope equipped with an energy dispersive spectrometer; Tescan Integrated Mineral Analyzer (TIMA) system comprising a field emission scanning electron microscope (Tescan Mira 3), integrated with four energy dispersive detectors (EDAXElement) | Guangzhou Tuoyan Analytical Technology Co., Ltd., Guizhou, China (GTAT) | EPMA: 15 kV accelerating potential and a beam current of 10 or 20 nA, with a defocused beam diameter of 5 µm; peak counting times for analyzed elements varied between 10 and 40 s, background measurements at 50% of the peak counting duration on both sides of the analyzed peak. SEM: operating voltage of 25 kV and a working distance of ~15.0 mm. TIMA: dot-mapping mode with a working distance of 15 mm, spot size of ~92 nm, scanning at 3 µm resolution (operating at 25 kV, 11.6 nA). LA-ICP-MS mapping: laser energy of 5 J/cm2, repetition rate of 15 Hz, spot size of 10 µm, scan speed of 40 µm/s. | NIST 610, NIST 612, and GSD-1G as external standards | [48 empty] | 217.848 | [21 empty] | 31.11 | [76 empty] | 2025 | Wang, L., Han, R., Zhang, Y., Chen, Y., Liu, D. (2026). Unraveling the redistribution of trace elements during supergene processes: A case study from the Qingshan carbonate-hosted Zn-Pb deposit, SW China. Ore Geology Reviews, 188, 107059. |  | CHN | Southwest China
| Qingshan |  | Basin hydrothermal | Mississippi Valley-type (MVT) | MVT zinc-lead | Zn, Pb | Ge, Cd, Ag | Zn, Pb, Ge, Cd, Ag | Meng et al., 2023 |  | Li-HS-86_sph_III_354.d-1 | Li-HS-86_sph_III_354.d-1 | underground mine |  |  |  |  | ore material | polished section | grab | mineral separate | [5 empty] | mineralisation | primary sulfide ores and secondary non-sulfide ores |  |  | sphalerite, pyrite, galena, hemimorphite, willemite, goethite, smithsonite, cerussite | hydrothermal (stages 1–3), supergene | massive, brecciated, replacive, infilling | colloform, oscillatory zoning, replacement, core-mantle-rim, dendritic, botryoidal, euhedral, subhedral, anhedral |  |  |  | calcite, greenockite | polished sections (150 µm thick) | LA-ICPMS, EMPA, SEM-EDS | JEOL JXA-i SP100 microprobe equipped with five wavelength-dispersive spectrometers; Tescan Mira 3 field emission scanning electron microscope equipped with an energy dispersive spectrometer; Tescan Integrated Mineral Analyzer (TIMA) system comprising a field emission scanning electron microscope (Tescan Mira 3), integrated with four energy dispersive detectors (EDAXElement) | Guangzhou Tuoyan Analytical Technology Co., Ltd., Guizhou, China (GTAT) | EPMA: 15 kV accelerating potential and a beam current of 10 or 20 nA, with a defocused beam diameter of 5 µm; peak counting times for analyzed elements varied between 10 and 40 s, background measurements at 50% of the peak counting duration on both sides of the analyzed peak. SEM: operating voltage of 25 kV and a working distance of ~15.0 mm. TIMA: dot-mapping mode with a working distance of 15 mm, spot size of ~92 nm, scanning at 3 µm resolution (operating at 25 kV, 11.6 nA). LA-ICP-MS mapping: laser energy of 5 J/cm2, repetition rate of 15 Hz, spot size of 10 µm, scan speed of 40 µm/s. | NIST 610, NIST 612, and GSD-1G as external standards | [48 empty] | 12.4758 | [21 empty] | 47.96 | [76 empty] | 2025 | Wang, L., Han, R., Zhang, Y., Chen, Y., Liu, D. (2026). Unraveling the redistribution of trace elements during supergene processes: A case study from the Qingshan carbonate-hosted Zn-Pb deposit, SW China. Ore Geology Reviews, 188, 107059. |  | CHN | Southwest China
| Qingshan |  | Basin hydrothermal | Mississippi Valley-type (MVT) | MVT zinc-lead | Zn, Pb | Ge, Cd, Ag | Zn, Pb, Ge, Cd, Ag | Meng et al., 2023 |  | Li-HS-86_sph_III_355.d-1 | Li-HS-86_sph_III_355.d-1 | underground mine |  |  |  |  | ore material | polished section | grab | mineral separate | [5 empty] | mineralisation | primary sulfide ores and secondary non-sulfide ores |  |  | sphalerite, pyrite, galena, hemimorphite, willemite, goethite, smithsonite, cerussite | hydrothermal (stages 1–3), supergene | massive, brecciated, replacive, infilling | colloform, oscillatory zoning, replacement, core-mantle-rim, dendritic, botryoidal, euhedral, subhedral, anhedral |  |  |  | calcite, greenockite | polished sections (150 µm thick) | LA-ICPMS, EMPA, SEM-EDS | JEOL JXA-i SP100 microprobe equipped with five wavelength-dispersive spectrometers; Tescan Mira 3 field emission scanning electron microscope equipped with an energy dispersive spectrometer; Tescan Integrated Mineral Analyzer (TIMA) system comprising a field emission scanning electron microscope (Tescan Mira 3), integrated with four energy dispersive detectors (EDAXElement) | Guangzhou Tuoyan Analytical Technology Co., Ltd., Guizhou, China (GTAT) | EPMA: 15 kV accelerating potential and a beam current of 10 or 20 nA, with a defocused beam diameter of 5 µm; peak counting times for analyzed elements varied between 10 and 40 s, background measurements at 50% of the peak counting duration on both sides of the analyzed peak. SEM: operating voltage of 25 kV and a working distance of ~15.0 mm. TIMA: dot-mapping mode with a working distance of 15 mm, spot size of ~92 nm, scanning at 3 µm resolution (operating at 25 kV, 11.6 nA). LA-ICP-MS mapping: laser energy of 5 J/cm2, repetition rate of 15 Hz, spot size of 10 µm, scan speed of 40 µm/s. | NIST 610, NIST 612, and GSD-1G as external standards | [48 empty] | 11.5246 | [21 empty] | 36.66 | [76 empty] | 2025 | Wang, L., Han, R., Zhang, Y., Chen, Y., Liu, D. (2026). Unraveling the redistribution of trace elements during supergene processes: A case study from the Qingshan carbonate-hosted Zn-Pb deposit, SW China. Ore Geology Reviews, 188, 107059. |  | CHN | Southwest China
| Qingshan |  | Basin hydrothermal | Mississippi Valley-type (MVT) | MVT zinc-lead | Zn, Pb | Ge, Cd, Ag | Zn, Pb, Ge, Cd, Ag | Meng et al., 2023 |  | Li-HS-86_sph_III_356.d-1 | Li-HS-86_sph_III_356.d-1 | underground mine |  |  |  |  | ore material | polished section | grab | mineral separate | [5 empty] | mineralisation | primary sulfide ores and secondary non-sulfide ores |  |  | sphalerite, pyrite, galena, hemimorphite, willemite, goethite, smithsonite, cerussite | hydrothermal (stages 1–3), supergene | massive, brecciated, replacive, infilling | colloform, oscillatory zoning, replacement, core-mantle-rim, dendritic, botryoidal, euhedral, subhedral, anhedral |  |  |  | calcite, greenockite | polished sections (150 µm thick) | LA-ICPMS, EMPA, SEM-EDS | JEOL JXA-i SP100 microprobe equipped with five wavelength-dispersive spectrometers; Tescan Mira 3 field emission scanning electron microscope equipped with an energy dispersive spectrometer; Tescan Integrated Mineral Analyzer (TIMA) system comprising a field emission scanning electron microscope (Tescan Mira 3), integrated with four energy dispersive detectors (EDAXElement) | Guangzhou Tuoyan Analytical Technology Co., Ltd., Guizhou, China (GTAT) | EPMA: 15 kV accelerating potential and a beam current of 10 or 20 nA, with a defocused beam diameter of 5 µm; peak counting times for analyzed elements varied between 10 and 40 s, background measurements at 50% of the peak counting duration on both sides of the analyzed peak. SEM: operating voltage of 25 kV and a working distance of ~15.0 mm. TIMA: dot-mapping mode with a working distance of 15 mm, spot size of ~92 nm, scanning at 3 µm resolution (operating at 25 kV, 11.6 nA). LA-ICP-MS mapping: laser energy of 5 J/cm2, repetition rate of 15 Hz, spot size of 10 µm, scan speed of 40 µm/s. | NIST 610, NIST 612, and GSD-1G as external standards | [48 empty] | 66.12 | [21 empty] | 11.07 | [76 empty] | 2025 | Wang, L., Han, R., Zhang, Y., Chen, Y., Liu, D. (2026). Unraveling the redistribution of trace elements during supergene processes: A case study from the Qingshan carbonate-hosted Zn-Pb deposit, SW China. Ore Geology Reviews, 188, 107059. |  | CHN | Southwest China
| Qingshan |  | Basin hydrothermal | Mississippi Valley-type (MVT) | MVT zinc-lead | Zn, Pb | Ge, Cd, Ag | Zn, Pb, Ge, Cd, Ag | Meng et al., 2023 |  | Li-HS-86_sph_III_357.d-1 | Li-HS-86_sph_III_357.d-1 | underground mine |  |  |  |  | ore material | polished section | grab | mineral separate | [5 empty] | mineralisation | primary sulfide ores and secondary non-sulfide ores |  |  | sphalerite, pyrite, galena, hemimorphite, willemite, goethite, smithsonite, cerussite | hydrothermal (stages 1–3), supergene | massive, brecciated, replacive, infilling | colloform, oscillatory zoning, replacement, core-mantle-rim, dendritic, botryoidal, euhedral, subhedral, anhedral |  |  |  | calcite, greenockite | polished sections (150 µm thick) | LA-ICPMS, EMPA, SEM-EDS | JEOL JXA-i SP100 microprobe equipped with five wavelength-dispersive spectrometers; Tescan Mira 3 field emission scanning electron microscope equipped with an energy dispersive spectrometer; Tescan Integrated Mineral Analyzer (TIMA) system comprising a field emission scanning electron microscope (Tescan Mira 3), integrated with four energy dispersive detectors (EDAXElement) | Guangzhou Tuoyan Analytical Technology Co., Ltd., Guizhou, China (GTAT) | EPMA: 15 kV accelerating potential and a beam current of 10 or 20 nA, with a defocused beam diameter of 5 µm; peak counting times for analyzed elements varied between 10 and 40 s, background measurements at 50% of the peak counting duration on both sides of the analyzed peak. SEM: operating voltage of 25 kV and a working distance of ~15.0 mm. TIMA: dot-mapping mode with a working distance of 15 mm, spot size of ~92 nm, scanning at 3 µm resolution (operating at 25 kV, 11.6 nA). LA-ICP-MS mapping: laser energy of 5 J/cm2, repetition rate of 15 Hz, spot size of 10 µm, scan speed of 40 µm/s. | NIST 610, NIST 612, and GSD-1G as external standards | [48 empty] | 295.278 | [21 empty] | 45.04 | [76 empty] | 2025 | Wang, L., Han, R., Zhang, Y., Chen, Y., Liu, D. (2026). Unraveling the redistribution of trace elements during supergene processes: A case study from the Qingshan carbonate-hosted Zn-Pb deposit, SW China. Ore Geology Reviews, 188, 107059. |  | CHN | Southwest China
| Qingshan |  | Basin hydrothermal | Mississippi Valley-type (MVT) | MVT zinc-lead | Zn, Pb | Ge, Cd, Ag | Zn, Pb, Ge, Cd, Ag | Meng et al., 2023 |  | Li-HS-86_sph_III_358.d-1 | Li-HS-86_sph_III_358.d-1 | underground mine |  |  |  |  | ore material | polished section | grab | mineral separate | [5 empty] | mineralisation | primary sulfide ores and secondary non-sulfide ores |  |  | sphalerite, pyrite, galena, hemimorphite, willemite, goethite, smithsonite, cerussite | hydrothermal (stages 1–3), supergene | massive, brecciated, replacive, infilling | colloform, oscillatory zoning, replacement, core-mantle-rim, dendritic, botryoidal, euhedral, subhedral, anhedral |  |  |  | calcite, greenockite | polished sections (150 µm thick) | LA-ICPMS, EMPA, SEM-EDS | JEOL JXA-i SP100 microprobe equipped with five wavelength-dispersive spectrometers; Tescan Mira 3 field emission scanning electron microscope equipped with an energy dispersive spectrometer; Tescan Integrated Mineral Analyzer (TIMA) system comprising a field emission scanning electron microscope (Tescan Mira 3), integrated with four energy dispersive detectors (EDAXElement) | Guangzhou Tuoyan Analytical Technology Co., Ltd., Guizhou, China (GTAT) | EPMA: 15 kV accelerating potential and a beam current of 10 or 20 nA, with a defocused beam diameter of 5 µm; peak counting times for analyzed elements varied between 10 and 40 s, background measurements at 50% of the peak counting duration on both sides of the analyzed peak. SEM: operating voltage of 25 kV and a working distance of ~15.0 mm. TIMA: dot-mapping mode with a working distance of 15 mm, spot size of ~92 nm, scanning at 3 µm resolution (operating at 25 kV, 11.6 nA). LA-ICP-MS mapping: laser energy of 5 J/cm2, repetition rate of 15 Hz, spot size of 10 µm, scan speed of 40 µm/s. | NIST 610, NIST 612, and GSD-1G as external standards | [48 empty] | 124.99 | [21 empty] | 143.3 | [76 empty] | 2025 | Wang, L., Han, R., Zhang, Y., Chen, Y., Liu, D. (2026). Unraveling the redistribution of trace elements during supergene processes: A case study from the Qingshan carbonate-hosted Zn-Pb deposit, SW China. Ore Geology Reviews, 188, 107059. |  | CHN | Southwest China
| Qingshan |  | Basin hydrothermal | Mississippi Valley-type (MVT) | MVT zinc-lead | Zn, Pb | Ge, Cd, Ag | Zn, Pb, Ge, Cd, Ag | Meng et al., 2023 |  | Li-HS-124_sph_I_27.d-1 | Li-HS-124_sph_I_27.d-1 | underground mine |  |  |  |  | ore material | polished section | grab | mineral separate | [5 empty] | mineralisation | primary sulfide ores and secondary non-sulfide ores |  |  | sphalerite, pyrite, galena, hemimorphite, willemite, goethite, smithsonite, cerussite | hydrothermal (stages 1–3), supergene | massive, brecciated, replacive, infilling | colloform, oscillatory zoning, replacement, core-mantle-rim, dendritic, botryoidal, euhedral, subhedral, anhedral |  |  |  | calcite, greenockite | polished sections (150 µm thick) | LA-ICPMS, EMPA, SEM-EDS | JEOL JXA-i SP100 microprobe equipped with five wavelength-dispersive spectrometers; Tescan Mira 3 field emission scanning electron microscope equipped with an energy dispersive spectrometer; Tescan Integrated Mineral Analyzer (TIMA) system comprising a field emission scanning electron microscope (Tescan Mira 3), integrated with four energy dispersive detectors (EDAXElement) | Guangzhou Tuoyan Analytical Technology Co., Ltd., Guizhou, China (GTAT) | EPMA: 15 kV accelerating potential and a beam current of 10 or 20 nA, with a defocused beam diameter of 5 µm; peak counting times for analyzed elements varied between 10 and 40 s, background measurements at 50% of the peak counting duration on both sides of the analyzed peak. SEM: operating voltage of 25 kV and a working distance of ~15.0 mm. TIMA: dot-mapping mode with a working distance of 15 mm, spot size of ~92 nm, scanning at 3 µm resolution (operating at 25 kV, 11.6 nA). LA-ICP-MS mapping: laser energy of 5 J/cm2, repetition rate of 15 Hz, spot size of 10 µm, scan speed of 40 µm/s. | NIST 610, NIST 612, and GSD-1G as external standards | [48 empty] | 391.5696 | [21 empty] | 8.4 | [76 empty] | 2025 | Wang, L., Han, R., Zhang, Y., Chen, Y., Liu, D. (2026). Unraveling the redistribution of trace elements during supergene processes: A case study from the Qingshan carbonate-hosted Zn-Pb deposit, SW China. Ore Geology Reviews, 188, 107059. |  | CHN | Southwest China
| Qingshan |  | Basin hydrothermal | Mississippi Valley-type (MVT) | MVT zinc-lead | Zn, Pb | Ge, Cd, Ag | Zn, Pb, Ge, Cd, Ag | Meng et al., 2023 |  | Li-HS-124_sph_I_28.d-1 | Li-HS-124_sph_I_28.d-1 | underground mine |  |  |  |  | ore material | polished section | grab | mineral separate | [5 empty] | mineralisation | primary sulfide ores and secondary non-sulfide ores |  |  | sphalerite, pyrite, galena, hemimorphite, willemite, goethite, smithsonite, cerussite | hydrothermal (stages 1–3), supergene | massive, brecciated, replacive, infilling | colloform, oscillatory zoning, replacement, core-mantle-rim, dendritic, botryoidal, euhedral, subhedral, anhedral |  |  |  | calcite, greenockite | polished sections (150 µm thick) | LA-ICPMS, EMPA, SEM-EDS | JEOL JXA-i SP100 microprobe equipped with five wavelength-dispersive spectrometers; Tescan Mira 3 field emission scanning electron microscope equipped with an energy dispersive spectrometer; Tescan Integrated Mineral Analyzer (TIMA) system comprising a field emission scanning electron microscope (Tescan Mira 3), integrated with four energy dispersive detectors (EDAXElement) | Guangzhou Tuoyan Analytical Technology Co., Ltd., Guizhou, China (GTAT) | EPMA: 15 kV accelerating potential and a beam current of 10 or 20 nA, with a defocused beam diameter of 5 µm; peak counting times for analyzed elements varied between 10 and 40 s, background measurements at 50% of the peak counting duration on both sides of the analyzed peak. SEM: operating voltage of 25 kV and a working distance of ~15.0 mm. TIMA: dot-mapping mode with a working distance of 15 mm, spot size of ~92 nm, scanning at 3 µm resolution (operating at 25 kV, 11.6 nA). LA-ICP-MS mapping: laser energy of 5 J/cm2, repetition rate of 15 Hz, spot size of 10 µm, scan speed of 40 µm/s. | NIST 610, NIST 612, and GSD-1G as external standards | [48 empty] | 372.5294 | [21 empty] | 6.58 | [76 empty] | 2025 | Wang, L., Han, R., Zhang, Y., Chen, Y., Liu, D. (2026). Unraveling the redistribution of trace elements during supergene processes: A case study from the Qingshan carbonate-hosted Zn-Pb deposit, SW China. Ore Geology Reviews, 188, 107059. |  | CHN | Southwest China
| Qingshan |  | Basin hydrothermal | Mississippi Valley-type (MVT) | MVT zinc-lead | Zn, Pb | Ge, Cd, Ag | Zn, Pb, Ge, Cd, Ag | Meng et al., 2023 |  | Li-HS-124_sph_I_29.d-1 | Li-HS-124_sph_I_29.d-1 | underground mine |  |  |  |  | ore material | polished section | grab | mineral separate | [5 empty] | mineralisation | primary sulfide ores and secondary non-sulfide ores |  |  | sphalerite, pyrite, galena, hemimorphite, willemite, goethite, smithsonite, cerussite | hydrothermal (stages 1–3), supergene | massive, brecciated, replacive, infilling | colloform, oscillatory zoning, replacement, core-mantle-rim, dendritic, botryoidal, euhedral, subhedral, anhedral |  |  |  | calcite, greenockite | polished sections (150 µm thick) | LA-ICPMS, EMPA, SEM-EDS | JEOL JXA-i SP100 microprobe equipped with five wavelength-dispersive spectrometers; Tescan Mira 3 field emission scanning electron microscope equipped with an energy dispersive spectrometer; Tescan Integrated Mineral Analyzer (TIMA) system comprising a field emission scanning electron microscope (Tescan Mira 3), integrated with four energy dispersive detectors (EDAXElement) | Guangzhou Tuoyan Analytical Technology Co., Ltd., Guizhou, China (GTAT) | EPMA: 15 kV accelerating potential and a beam current of 10 or 20 nA, with a defocused beam diameter of 5 µm; peak counting times for analyzed elements varied between 10 and 40 s, background measurements at 50% of the peak counting duration on both sides of the analyzed peak. SEM: operating voltage of 25 kV and a working distance of ~15.0 mm. TIMA: dot-mapping mode with a working distance of 15 mm, spot size of ~92 nm, scanning at 3 µm resolution (operating at 25 kV, 11.6 nA). LA-ICP-MS mapping: laser energy of 5 J/cm2, repetition rate of 15 Hz, spot size of 10 µm, scan speed of 40 µm/s. | NIST 610, NIST 612, and GSD-1G as external standards | [48 empty] | 237.7675 | [21 empty] | 6.1 | [76 empty] | 2025 | Wang, L., Han, R., Zhang, Y., Chen, Y., Liu, D. (2026). Unraveling the redistribution of trace elements during supergene processes: A case study from the Qingshan carbonate-hosted Zn-Pb deposit, SW China. Ore Geology Reviews, 188, 107059. |  | CHN | Southwest China
| Qingshan |  | Basin hydrothermal | Mississippi Valley-type (MVT) | MVT zinc-lead | Zn, Pb | Ge, Cd, Ag | Zn, Pb, Ge, Cd, Ag | Meng et al., 2023 |  | Li-HS-124_sph_I_30.d-1 | Li-HS-124_sph_I_30.d-1 | underground mine |  |  |  |  | ore material | polished section | grab | mineral separate | [5 empty] | mineralisation | primary sulfide ores and secondary non-sulfide ores |  |  | sphalerite, pyrite, galena, hemimorphite, willemite, goethite, smithsonite, cerussite | hydrothermal (stages 1–3), supergene | massive, brecciated, replacive, infilling | colloform, oscillatory zoning, replacement, core-mantle-rim, dendritic, botryoidal, euhedral, subhedral, anhedral |  |  |  | calcite, greenockite | polished sections (150 µm thick) | LA-ICPMS, EMPA, SEM-EDS | JEOL JXA-i SP100 microprobe equipped with five wavelength-dispersive spectrometers; Tescan Mira 3 field emission scanning electron microscope equipped with an energy dispersive spectrometer; Tescan Integrated Mineral Analyzer (TIMA) system comprising a field emission scanning electron microscope (Tescan Mira 3), integrated with four energy dispersive detectors (EDAXElement) | Guangzhou Tuoyan Analytical Technology Co., Ltd., Guizhou, China (GTAT) | EPMA: 15 kV accelerating potential and a beam current of 10 or 20 nA, with a defocused beam diameter of 5 µm; peak counting times for analyzed elements varied between 10 and 40 s, background measurements at 50% of the peak counting duration on both sides of the analyzed peak. SEM: operating voltage of 25 kV and a working distance of ~15.0 mm. TIMA: dot-mapping mode with a working distance of 15 mm, spot size of ~92 nm, scanning at 3 µm resolution (operating at 25 kV, 11.6 nA). LA-ICP-MS mapping: laser energy of 5 J/cm2, repetition rate of 15 Hz, spot size of 10 µm, scan speed of 40 µm/s. | NIST 610, NIST 612, and GSD-1G as external standards | [48 empty] | 31.0363 | [21 empty] | 21.8 | [76 empty] | 2025 | Wang, L., Han, R., Zhang, Y., Chen, Y., Liu, D. (2026). Unraveling the redistribution of trace elements during supergene processes: A case study from the Qingshan carbonate-hosted Zn-Pb deposit, SW China. Ore Geology Reviews, 188, 107059. |  | CHN | Southwest China
| Qingshan |  | Basin hydrothermal | Mississippi Valley-type (MVT) | MVT zinc-lead | Zn, Pb | Ge, Cd, Ag | Zn, Pb, Ge, Cd, Ag | Meng et al., 2023 |  | Li-HS-124_sph_I_31.d-1 | Li-HS-124_sph_I_31.d-1 | underground mine |  |  |  |  | ore material | polished section | grab | mineral separate | [5 empty] | mineralisation | primary sulfide ores and secondary non-sulfide ores |  |  | sphalerite, pyrite, galena, hemimorphite, willemite, goethite, smithsonite, cerussite | hydrothermal (stages 1–3), supergene | massive, brecciated, replacive, infilling | colloform, oscillatory zoning, replacement, core-mantle-rim, dendritic, botryoidal, euhedral, subhedral, anhedral |  |  |  | calcite, greenockite | polished sections (150 µm thick) | LA-ICPMS, EMPA, SEM-EDS | JEOL JXA-i SP100 microprobe equipped with five wavelength-dispersive spectrometers; Tescan Mira 3 field emission scanning electron microscope equipped with an energy dispersive spectrometer; Tescan Integrated Mineral Analyzer (TIMA) system comprising a field emission scanning electron microscope (Tescan Mira 3), integrated with four energy dispersive detectors (EDAXElement) | Guangzhou Tuoyan Analytical Technology Co., Ltd., Guizhou, China (GTAT) | EPMA: 15 kV accelerating potential and a beam current of 10 or 20 nA, with a defocused beam diameter of 5 µm; peak counting times for analyzed elements varied between 10 and 40 s, background measurements at 50% of the peak counting duration on both sides of the analyzed peak. SEM: operating voltage of 25 kV and a working distance of ~15.0 mm. TIMA: dot-mapping mode with a working distance of 15 mm, spot size of ~92 nm, scanning at 3 µm resolution (operating at 25 kV, 11.6 nA). LA-ICP-MS mapping: laser energy of 5 J/cm2, repetition rate of 15 Hz, spot size of 10 µm, scan speed of 40 µm/s. | NIST 610, NIST 612, and GSD-1G as external standards | [48 empty] | 941.92 | [21 empty] | 7.3 | [76 empty] | 2025 | Wang, L., Han, R., Zhang, Y., Chen, Y., Liu, D. (2026). Unraveling the redistribution of trace elements during supergene processes: A case study from the Qingshan carbonate-hosted Zn-Pb deposit, SW China. Ore Geology Reviews, 188, 107059. |  | CHN | Southwest China
| Qingshan |  | Basin hydrothermal | Mississippi Valley-type (MVT) | MVT zinc-lead | Zn, Pb | Ge, Cd, Ag | Zn, Pb, Ge, Cd, Ag | Meng et al., 2023 |  | Li-HS-124_sph_I_32.d-1 | Li-HS-124_sph_I_32.d-1 | underground mine |  |  |  |  | ore material | polished section | grab | mineral separate | [5 empty] | mineralisation | primary sulfide ores and secondary non-sulfide ores |  |  | sphalerite, pyrite, galena, hemimorphite, willemite, goethite, smithsonite, cerussite | hydrothermal (stages 1–3), supergene | massive, brecciated, replacive, infilling | colloform, oscillatory zoning, replacement, core-mantle-rim, dendritic, botryoidal, euhedral, subhedral, anhedral |  |  |  | calcite, greenockite | polished sections (150 µm thick) | LA-ICPMS, EMPA, SEM-EDS | JEOL JXA-i SP100 microprobe equipped with five wavelength-dispersive spectrometers; Tescan Mira 3 field emission scanning electron microscope equipped with an energy dispersive spectrometer; Tescan Integrated Mineral Analyzer (TIMA) system comprising a field emission scanning electron microscope (Tescan Mira 3), integrated with four energy dispersive detectors (EDAXElement) | Guangzhou Tuoyan Analytical Technology Co., Ltd., Guizhou, China (GTAT) | EPMA: 15 kV accelerating potential and a beam current of 10 or 20 nA, with a defocused beam diameter of 5 µm; peak counting times for analyzed elements varied between 10 and 40 s, background measurements at 50% of the peak counting duration on both sides of the analyzed peak. SEM: operating voltage of 25 kV and a working distance of ~15.0 mm. TIMA: dot-mapping mode with a working distance of 15 mm, spot size of ~92 nm, scanning at 3 µm resolution (operating at 25 kV, 11.6 nA). LA-ICP-MS mapping: laser energy of 5 J/cm2, repetition rate of 15 Hz, spot size of 10 µm, scan speed of 40 µm/s. | NIST 610, NIST 612, and GSD-1G as external standards | [48 empty] | 360.0153 | [21 empty] | 6.28 | [76 empty] | 2025 | Wang, L., Han, R., Zhang, Y., Chen, Y., Liu, D. (2026). Unraveling the redistribution of trace elements during supergene processes: A case study from the Qingshan carbonate-hosted Zn-Pb deposit, SW China. Ore Geology Reviews, 188, 107059. |  | CHN | Southwest China
| Qingshan |  | Basin hydrothermal | Mississippi Valley-type (MVT) | MVT zinc-lead | Zn, Pb | Ge, Cd, Ag | Zn, Pb, Ge, Cd, Ag | Meng et al., 2023 |  | Li-HS-124_sph_I_33.d-1 | Li-HS-124_sph_I_33.d-1 | underground mine |  |  |  |  | ore material | polished section | grab | mineral separate | [5 empty] | mineralisation | primary sulfide ores and secondary non-sulfide ores |  |  | sphalerite, pyrite, galena, hemimorphite, willemite, goethite, smithsonite, cerussite | hydrothermal (stages 1–3), supergene | massive, brecciated, replacive, infilling | colloform, oscillatory zoning, replacement, core-mantle-rim, dendritic, botryoidal, euhedral, subhedral, anhedral |  |  |  | calcite, greenockite | polished sections (150 µm thick) | LA-ICPMS, EMPA, SEM-EDS | JEOL JXA-i SP100 microprobe equipped with five wavelength-dispersive spectrometers; Tescan Mira 3 field emission scanning electron microscope equipped with an energy dispersive spectrometer; Tescan Integrated Mineral Analyzer (TIMA) system comprising a field emission scanning electron microscope (Tescan Mira 3), integrated with four energy dispersive detectors (EDAXElement) | Guangzhou Tuoyan Analytical Technology Co., Ltd., Guizhou, China (GTAT) | EPMA: 15 kV accelerating potential and a beam current of 10 or 20 nA, with a defocused beam diameter of 5 µm; peak counting times for analyzed elements varied between 10 and 40 s, background measurements at 50% of the peak counting duration on both sides of the analyzed peak. SEM: operating voltage of 25 kV and a working distance of ~15.0 mm. TIMA: dot-mapping mode with a working distance of 15 mm, spot size of ~92 nm, scanning at 3 µm resolution (operating at 25 kV, 11.6 nA). LA-ICP-MS mapping: laser energy of 5 J/cm2, repetition rate of 15 Hz, spot size of 10 µm, scan speed of 40 µm/s. | NIST 610, NIST 612, and GSD-1G as external standards | [48 empty] | 264.4104 | [21 empty] | 16.2 | [76 empty] | 2025 | Wang, L., Han, R., Zhang, Y., Chen, Y., Liu, D. (2026). Unraveling the redistribution of trace elements during supergene processes: A case study from the Qingshan carbonate-hosted Zn-Pb deposit, SW China. Ore Geology Reviews, 188, 107059. |  | CHN | Southwest China
| Qingshan |  | Basin hydrothermal | Mississippi Valley-type (MVT) | MVT zinc-lead | Zn, Pb | Ge, Cd, Ag | Zn, Pb, Ge, Cd, Ag | Meng et al., 2023 |  | Li-HS-124_sph_I_34.d-1 | Li-HS-124_sph_I_34.d-1 | underground mine |  |  |  |  | ore material | polished section | grab | mineral separate | [5 empty] | mineralisation | primary sulfide ores and secondary non-sulfide ores |  |  | sphalerite, pyrite, galena, hemimorphite, willemite, goethite, smithsonite, cerussite | hydrothermal (stages 1–3), supergene | massive, brecciated, replacive, infilling | colloform, oscillatory zoning, replacement, core-mantle-rim, dendritic, botryoidal, euhedral, subhedral, anhedral |  |  |  | calcite, greenockite | polished sections (150 µm thick) | LA-ICPMS, EMPA, SEM-EDS | JEOL JXA-i SP100 microprobe equipped with five wavelength-dispersive spectrometers; Tescan Mira 3 field emission scanning electron microscope equipped with an energy dispersive spectrometer; Tescan Integrated Mineral Analyzer (TIMA) system comprising a field emission scanning electron microscope (Tescan Mira 3), integrated with four energy dispersive detectors (EDAXElement) | Guangzhou Tuoyan Analytical Technology Co., Ltd., Guizhou, China (GTAT) | EPMA: 15 kV accelerating potential and a beam current of 10 or 20 nA, with a defocused beam diameter of 5 µm; peak counting times for analyzed elements varied between 10 and 40 s, background measurements at 50% of the peak counting duration on both sides of the analyzed peak. SEM: operating voltage of 25 kV and a working distance of ~15.0 mm. TIMA: dot-mapping mode with a working distance of 15 mm, spot size of ~92 nm, scanning at 3 µm resolution (operating at 25 kV, 11.6 nA). LA-ICP-MS mapping: laser energy of 5 J/cm2, repetition rate of 15 Hz, spot size of 10 µm, scan speed of 40 µm/s. | NIST 610, NIST 612, and GSD-1G as external standards | [48 empty] | 279.8848 | [21 empty] | 39.5 | [76 empty] | 2025 | Wang, L., Han, R., Zhang, Y., Chen, Y., Liu, D. (2026). Unraveling the redistribution of trace elements during supergene processes: A case study from the Qingshan carbonate-hosted Zn-Pb deposit, SW China. Ore Geology Reviews, 188, 107059. |  | CHN | Southwest China
| Qingshan |  | Basin hydrothermal | Mississippi Valley-type (MVT) | MVT zinc-lead | Zn, Pb | Ge, Cd, Ag | Zn, Pb, Ge, Cd, Ag | Meng et al., 2023 |  | Li-HS-124_sph_I_35.d-1 | Li-HS-124_sph_I_35.d-1 | underground mine |  |  |  |  | ore material | polished section | grab | mineral separate | [5 empty] | mineralisation | primary sulfide ores and secondary non-sulfide ores |  |  | sphalerite, pyrite, galena, hemimorphite, willemite, goethite, smithsonite, cerussite | hydrothermal (stages 1–3), supergene | massive, brecciated, replacive, infilling | colloform, oscillatory zoning, replacement, core-mantle-rim, dendritic, botryoidal, euhedral, subhedral, anhedral |  |  |  | calcite, greenockite | polished sections (150 µm thick) | LA-ICPMS, EMPA, SEM-EDS | JEOL JXA-i SP100 microprobe equipped with five wavelength-dispersive spectrometers; Tescan Mira 3 field emission scanning electron microscope equipped with an energy dispersive spectrometer; Tescan Integrated Mineral Analyzer (TIMA) system comprising a field emission scanning electron microscope (Tescan Mira 3), integrated with four energy dispersive detectors (EDAXElement) | Guangzhou Tuoyan Analytical Technology Co., Ltd., Guizhou, China (GTAT) | EPMA: 15 kV accelerating potential and a beam current of 10 or 20 nA, with a defocused beam diameter of 5 µm; peak counting times for analyzed elements varied between 10 and 40 s, background measurements at 50% of the peak counting duration on both sides of the analyzed peak. SEM: operating voltage of 25 kV and a working distance of ~15.0 mm. TIMA: dot-mapping mode with a working distance of 15 mm, spot size of ~92 nm, scanning at 3 µm resolution (operating at 25 kV, 11.6 nA). LA-ICP-MS mapping: laser energy of 5 J/cm2, repetition rate of 15 Hz, spot size of 10 µm, scan speed of 40 µm/s. | NIST 610, NIST 612, and GSD-1G as external standards | [48 empty] | 300.0688 | [21 empty] | 18 | [76 empty] | 2025 | Wang, L., Han, R., Zhang, Y., Chen, Y., Liu, D. (2026). Unraveling the redistribution of trace elements during supergene processes: A case study from the Qingshan carbonate-hosted Zn-Pb deposit, SW China. Ore Geology Reviews, 188, 107059. |  | CHN | Southwest China
| Qingshan |  | Basin hydrothermal | Mississippi Valley-type (MVT) | MVT zinc-lead | Zn, Pb | Ge, Cd, Ag | Zn, Pb, Ge, Cd, Ag | Meng et al., 2023 |  | Li-HS-124_sph_I_36.d-1 | Li-HS-124_sph_I_36.d-1 | underground mine |  |  |  |  | ore material | polished section | grab | mineral separate | [5 empty] | mineralisation | primary sulfide ores and secondary non-sulfide ores |  |  | sphalerite, pyrite, galena, hemimorphite, willemite, goethite, smithsonite, cerussite | hydrothermal (stages 1–3), supergene | massive, brecciated, replacive, infilling | colloform, oscillatory zoning, replacement, core-mantle-rim, dendritic, botryoidal, euhedral, subhedral, anhedral |  |  |  | calcite, greenockite | polished sections (150 µm thick) | LA-ICPMS, EMPA, SEM-EDS | JEOL JXA-i SP100 microprobe equipped with five wavelength-dispersive spectrometers; Tescan Mira 3 field emission scanning electron microscope equipped with an energy dispersive spectrometer; Tescan Integrated Mineral Analyzer (TIMA) system comprising a field emission scanning electron microscope (Tescan Mira 3), integrated with four energy dispersive detectors (EDAXElement) | Guangzhou Tuoyan Analytical Technology Co., Ltd., Guizhou, China (GTAT) | EPMA: 15 kV accelerating potential and a beam current of 10 or 20 nA, with a defocused beam diameter of 5 µm; peak counting times for analyzed elements varied between 10 and 40 s, background measurements at 50% of the peak counting duration on both sides of the analyzed peak. SEM: operating voltage of 25 kV and a working distance of ~15.0 mm. TIMA: dot-mapping mode with a working distance of 15 mm, spot size of ~92 nm, scanning at 3 µm resolution (operating at 25 kV, 11.6 nA). LA-ICP-MS mapping: laser energy of 5 J/cm2, repetition rate of 15 Hz, spot size of 10 µm, scan speed of 40 µm/s. | NIST 610, NIST 612, and GSD-1G as external standards | [48 empty] | 278.5392 | [21 empty] | 24.9 | [76 empty] | 2025 | Wang, L., Han, R., Zhang, Y., Chen, Y., Liu, D. (2026). Unraveling the redistribution of trace elements during supergene processes: A case study from the Qingshan carbonate-hosted Zn-Pb deposit, SW China. Ore Geology Reviews, 188, 107059. |  | CHN | Southwest China
| Qingshan |  | Basin hydrothermal | Mississippi Valley-type (MVT) | MVT zinc-lead | Zn, Pb | Ge, Cd, Ag | Zn, Pb, Ge, Cd, Ag | Meng et al., 2023 |  | Li-HS-124_sph_I_37.d-1 | Li-HS-124_sph_I_37.d-1 | underground mine |  |  |  |  | ore material | polished section | grab | mineral separate | [5 empty] | mineralisation | primary sulfide ores and secondary non-sulfide ores |  |  | sphalerite, pyrite, galena, hemimorphite, willemite, goethite, smithsonite, cerussite | hydrothermal (stages 1–3), supergene | massive, brecciated, replacive, infilling | colloform, oscillatory zoning, replacement, core-mantle-rim, dendritic, botryoidal, euhedral, subhedral, anhedral |  |  |  | calcite, greenockite | polished sections (150 µm thick) | LA-ICPMS, EMPA, SEM-EDS | JEOL JXA-i SP100 microprobe equipped with five wavelength-dispersive spectrometers; Tescan Mira 3 field emission scanning electron microscope equipped with an energy dispersive spectrometer; Tescan Integrated Mineral Analyzer (TIMA) system comprising a field emission scanning electron microscope (Tescan Mira 3), integrated with four energy dispersive detectors (EDAXElement) | Guangzhou Tuoyan Analytical Technology Co., Ltd., Guizhou, China (GTAT) | EPMA: 15 kV accelerating potential and a beam current of 10 or 20 nA, with a defocused beam diameter of 5 µm; peak counting times for analyzed elements varied between 10 and 40 s, background measurements at 50% of the peak counting duration on both sides of the analyzed peak. SEM: operating voltage of 25 kV and a working distance of ~15.0 mm. TIMA: dot-mapping mode with a working distance of 15 mm, spot size of ~92 nm, scanning at 3 µm resolution (operating at 25 kV, 11.6 nA). LA-ICP-MS mapping: laser energy of 5 J/cm2, repetition rate of 15 Hz, spot size of 10 µm, scan speed of 40 µm/s. | NIST 610, NIST 612, and GSD-1G as external standards | [48 empty] | 217.7181 | [21 empty] | 39.3 | [76 empty] | 2025 | Wang, L., Han, R., Zhang, Y., Chen, Y., Liu, D. (2026). Unraveling the redistribution of trace elements during supergene processes: A case study from the Qingshan carbonate-hosted Zn-Pb deposit, SW China. Ore Geology Reviews, 188, 107059. |  | CHN | Southwest China
| Qingshan |  | Basin hydrothermal | Mississippi Valley-type (MVT) | MVT zinc-lead | Zn, Pb | Ge, Cd, Ag | Zn, Pb, Ge, Cd, Ag | Meng et al., 2023 |  | Li-HS-124_sph_I_38.d-1 | Li-HS-124_sph_I_38.d-1 | underground mine |  |  |  |  | ore material | polished section | grab | mineral separate | [5 empty] | mineralisation | primary sulfide ores and secondary non-sulfide ores |  |  | sphalerite, pyrite, galena, hemimorphite, willemite, goethite, smithsonite, cerussite | hydrothermal (stages 1–3), supergene | massive, brecciated, replacive, infilling | colloform, oscillatory zoning, replacement, core-mantle-rim, dendritic, botryoidal, euhedral, subhedral, anhedral |  |  |  | calcite, greenockite | polished sections (150 µm thick) | LA-ICPMS, EMPA, SEM-EDS | JEOL JXA-i SP100 microprobe equipped with five wavelength-dispersive spectrometers; Tescan Mira 3 field emission scanning electron microscope equipped with an energy dispersive spectrometer; Tescan Integrated Mineral Analyzer (TIMA) system comprising a field emission scanning electron microscope (Tescan Mira 3), integrated with four energy dispersive detectors (EDAXElement) | Guangzhou Tuoyan Analytical Technology Co., Ltd., Guizhou, China (GTAT) | EPMA: 15 kV accelerating potential and a beam current of 10 or 20 nA, with a defocused beam diameter of 5 µm; peak counting times for analyzed elements varied between 10 and 40 s, background measurements at 50% of the peak counting duration on both sides of the analyzed peak. SEM: operating voltage of 25 kV and a working distance of ~15.0 mm. TIMA: dot-mapping mode with a working distance of 15 mm, spot size of ~92 nm, scanning at 3 µm resolution (operating at 25 kV, 11.6 nA). LA-ICP-MS mapping: laser energy of 5 J/cm2, repetition rate of 15 Hz, spot size of 10 µm, scan speed of 40 µm/s. | NIST 610, NIST 612, and GSD-1G as external standards | [48 empty] | 236.691 | [21 empty] | 41.9 | [76 empty] | 2025 | Wang, L., Han, R., Zhang, Y., Chen, Y., Liu, D. (2026). Unraveling the redistribution of trace elements during supergene processes: A case study from the Qingshan carbonate-hosted Zn-Pb deposit, SW China. Ore Geology Reviews, 188, 107059. |  | CHN | Southwest China
| Qingshan |  | Basin hydrothermal | Mississippi Valley-type (MVT) | MVT zinc-lead | Zn, Pb | Ge, Cd, Ag | Zn, Pb, Ge, Cd, Ag | Meng et al., 2023 |  | Li-HS-124_sph_I_39.d-1 | Li-HS-124_sph_I_39.d-1 | underground mine |  |  |  |  | ore material | polished section | grab | mineral separate | [5 empty] | mineralisation | primary sulfide ores and secondary non-sulfide ores |  |  | sphalerite, pyrite, galena, hemimorphite, willemite, goethite, smithsonite, cerussite | hydrothermal (stages 1–3), supergene | massive, brecciated, replacive, infilling | colloform, oscillatory zoning, replacement, core-mantle-rim, dendritic, botryoidal, euhedral, subhedral, anhedral |  |  |  | calcite, greenockite | polished sections (150 µm thick) | LA-ICPMS, EMPA, SEM-EDS | JEOL JXA-i SP100 microprobe equipped with five wavelength-dispersive spectrometers; Tescan Mira 3 field emission scanning electron microscope equipped with an energy dispersive spectrometer; Tescan Integrated Mineral Analyzer (TIMA) system comprising a field emission scanning electron microscope (Tescan Mira 3), integrated with four energy dispersive detectors (EDAXElement) | Guangzhou Tuoyan Analytical Technology Co., Ltd., Guizhou, China (GTAT) | EPMA: 15 kV accelerating potential and a beam current of 10 or 20 nA, with a defocused beam diameter of 5 µm; peak counting times for analyzed elements varied between 10 and 40 s, background measurements at 50% of the peak counting duration on both sides of the analyzed peak. SEM: operating voltage of 25 kV and a working distance of ~15.0 mm. TIMA: dot-mapping mode with a working distance of 15 mm, spot size of ~92 nm, scanning at 3 µm resolution (operating at 25 kV, 11.6 nA). LA-ICP-MS mapping: laser energy of 5 J/cm2, repetition rate of 15 Hz, spot size of 10 µm, scan speed of 40 µm/s. | NIST 610, NIST 612, and GSD-1G as external standards | [48 empty] | 227.9446 | [21 empty] | 18.31 | [76 empty] | 2025 | Wang, L., Han, R., Zhang, Y., Chen, Y., Liu, D. (2026). Unraveling the redistribution of trace elements during supergene processes: A case study from the Qingshan carbonate-hosted Zn-Pb deposit, SW China. Ore Geology Reviews, 188, 107059. |  | CHN | Southwest China
| Qingshan |  | Basin hydrothermal | Mississippi Valley-type (MVT) | MVT zinc-lead | Zn, Pb | Ge, Cd, Ag | Zn, Pb, Ge, Cd, Ag | Meng et al., 2023 |  | Li-HS-124_sph_I_40.d-1 | Li-HS-124_sph_I_40.d-1 | underground mine |  |  |  |  | ore material | polished section | grab | mineral separate | [5 empty] | mineralisation | primary sulfide ores and secondary non-sulfide ores |  |  | sphalerite, pyrite, galena, hemimorphite, willemite, goethite, smithsonite, cerussite | hydrothermal (stages 1–3), supergene | massive, brecciated, replacive, infilling | colloform, oscillatory zoning, replacement, core-mantle-rim, dendritic, botryoidal, euhedral, subhedral, anhedral |  |  |  | calcite, greenockite | polished sections (150 µm thick) | LA-ICPMS, EMPA, SEM-EDS | JEOL JXA-i SP100 microprobe equipped with five wavelength-dispersive spectrometers; Tescan Mira 3 field emission scanning electron microscope equipped with an energy dispersive spectrometer; Tescan Integrated Mineral Analyzer (TIMA) system comprising a field emission scanning electron microscope (Tescan Mira 3), integrated with four energy dispersive detectors (EDAXElement) | Guangzhou Tuoyan Analytical Technology Co., Ltd., Guizhou, China (GTAT) | EPMA: 15 kV accelerating potential and a beam current of 10 or 20 nA, with a defocused beam diameter of 5 µm; peak counting times for analyzed elements varied between 10 and 40 s, background measurements at 50% of the peak counting duration on both sides of the analyzed peak. SEM: operating voltage of 25 kV and a working distance of ~15.0 mm. TIMA: dot-mapping mode with a working distance of 15 mm, spot size of ~92 nm, scanning at 3 µm resolution (operating at 25 kV, 11.6 nA). LA-ICP-MS mapping: laser energy of 5 J/cm2, repetition rate of 15 Hz, spot size of 10 µm, scan speed of 40 µm/s. | NIST 610, NIST 612, and GSD-1G as external standards | [48 empty] | 193.0936 | [21 empty] | 22 | [76 empty] | 2025 | Wang, L., Han, R., Zhang, Y., Chen, Y., Liu, D. (2026). Unraveling the redistribution of trace elements during supergene processes: A case study from the Qingshan carbonate-hosted Zn-Pb deposit, SW China. Ore Geology Reviews, 188, 107059. |  | CHN | Southwest China
| Qingshan |  | Basin hydrothermal | Mississippi Valley-type (MVT) | MVT zinc-lead | Zn, Pb | Ge, Cd, Ag | Zn, Pb, Ge, Cd, Ag | Meng et al., 2023 |  | Li-HS-124_sph_I_41.d-1 | Li-HS-124_sph_I_41.d-1 | underground mine |  |  |  |  | ore material | polished section | grab | mineral separate | [5 empty] | mineralisation | primary sulfide ores and secondary non-sulfide ores |  |  | sphalerite, pyrite, galena, hemimorphite, willemite, goethite, smithsonite, cerussite | hydrothermal (stages 1–3), supergene | massive, brecciated, replacive, infilling | colloform, oscillatory zoning, replacement, core-mantle-rim, dendritic, botryoidal, euhedral, subhedral, anhedral |  |  |  | calcite, greenockite | polished sections (150 µm thick) | LA-ICPMS, EMPA, SEM-EDS | JEOL JXA-i SP100 microprobe equipped with five wavelength-dispersive spectrometers; Tescan Mira 3 field emission scanning electron microscope equipped with an energy dispersive spectrometer; Tescan Integrated Mineral Analyzer (TIMA) system comprising a field emission scanning electron microscope (Tescan Mira 3), integrated with four energy dispersive detectors (EDAXElement) | Guangzhou Tuoyan Analytical Technology Co., Ltd., Guizhou, China (GTAT) | EPMA: 15 kV accelerating potential and a beam current of 10 or 20 nA, with a defocused beam diameter of 5 µm; peak counting times for analyzed elements varied between 10 and 40 s, background measurements at 50% of the peak counting duration on both sides of the analyzed peak. SEM: operating voltage of 25 kV and a working distance of ~15.0 mm. TIMA: dot-mapping mode with a working distance of 15 mm, spot size of ~92 nm, scanning at 3 µm resolution (operating at 25 kV, 11.6 nA). LA-ICP-MS mapping: laser energy of 5 J/cm2, repetition rate of 15 Hz, spot size of 10 µm, scan speed of 40 µm/s. | NIST 610, NIST 612, and GSD-1G as external standards | [48 empty] | 213.5467 | [21 empty] | 39.6 | [76 empty] | 2025 | Wang, L., Han, R., Zhang, Y., Chen, Y., Liu, D. (2026). Unraveling the redistribution of trace elements during supergene processes: A case study from the Qingshan carbonate-hosted Zn-Pb deposit, SW China. Ore Geology Reviews, 188, 107059. |  | CHN | Southwest China
| Qingshan |  | Basin hydrothermal | Mississippi Valley-type (MVT) | MVT zinc-lead | Zn, Pb | Ge, Cd, Ag | Zn, Pb, Ge, Cd, Ag | Meng et al., 2023 |  | Li-HS-124_sph_I_42.d-1 | Li-HS-124_sph_I_42.d-1 | underground mine |  |  |  |  | ore material | polished section | grab | mineral separate | [5 empty] | mineralisation | primary sulfide ores and secondary non-sulfide ores |  |  | sphalerite, pyrite, galena, hemimorphite, willemite, goethite, smithsonite, cerussite | hydrothermal (stages 1–3), supergene | massive, brecciated, replacive, infilling | colloform, oscillatory zoning, replacement, core-mantle-rim, dendritic, botryoidal, euhedral, subhedral, anhedral |  |  |  | calcite, greenockite | polished sections (150 µm thick) | LA-ICPMS, EMPA, SEM-EDS | JEOL JXA-i SP100 microprobe equipped with five wavelength-dispersive spectrometers; Tescan Mira 3 field emission scanning electron microscope equipped with an energy dispersive spectrometer; Tescan Integrated Mineral Analyzer (TIMA) system comprising a field emission scanning electron microscope (Tescan Mira 3), integrated with four energy dispersive detectors (EDAXElement) | Guangzhou Tuoyan Analytical Technology Co., Ltd., Guizhou, China (GTAT) | EPMA: 15 kV accelerating potential and a beam current of 10 or 20 nA, with a defocused beam diameter of 5 µm; peak counting times for analyzed elements varied between 10 and 40 s, background measurements at 50% of the peak counting duration on both sides of the analyzed peak. SEM: operating voltage of 25 kV and a working distance of ~15.0 mm. TIMA: dot-mapping mode with a working distance of 15 mm, spot size of ~92 nm, scanning at 3 µm resolution (operating at 25 kV, 11.6 nA). LA-ICP-MS mapping: laser energy of 5 J/cm2, repetition rate of 15 Hz, spot size of 10 µm, scan speed of 40 µm/s. | NIST 610, NIST 612, and GSD-1G as external standards | [70 empty] | 58.1 | [76 empty] | 2025 | Wang, L., Han, R., Zhang, Y., Chen, Y., Liu, D. (2026). Unraveling the redistribution of trace elements during supergene processes: A case study from the Qingshan carbonate-hosted Zn-Pb deposit, SW China. Ore Geology Reviews, 188, 107059. |  | CHN | Southwest China
| Qingshan |  | Basin hydrothermal | Mississippi Valley-type (MVT) | MVT zinc-lead | Zn, Pb | Ge, Cd, Ag | Zn, Pb, Ge, Cd, Ag | Meng et al., 2023 |  | Li-HS-124_sph_I_43.d-1 | Li-HS-124_sph_I_43.d-1 | underground mine |  |  |  |  | ore material | polished section | grab | mineral separate | [5 empty] | mineralisation | primary sulfide ores and secondary non-sulfide ores |  |  | sphalerite, pyrite, galena, hemimorphite, willemite, goethite, smithsonite, cerussite | hydrothermal (stages 1–3), supergene | massive, brecciated, replacive, infilling | colloform, oscillatory zoning, replacement, core-mantle-rim, dendritic, botryoidal, euhedral, subhedral, anhedral |  |  |  | calcite, greenockite | polished sections (150 µm thick) | LA-ICPMS, EMPA, SEM-EDS | JEOL JXA-i SP100 microprobe equipped with five wavelength-dispersive spectrometers; Tescan Mira 3 field emission scanning electron microscope equipped with an energy dispersive spectrometer; Tescan Integrated Mineral Analyzer (TIMA) system comprising a field emission scanning electron microscope (Tescan Mira 3), integrated with four energy dispersive detectors (EDAXElement) | Guangzhou Tuoyan Analytical Technology Co., Ltd., Guizhou, China (GTAT) | EPMA: 15 kV accelerating potential and a beam current of 10 or 20 nA, with a defocused beam diameter of 5 µm; peak counting times for analyzed elements varied between 10 and 40 s, background measurements at 50% of the peak counting duration on both sides of the analyzed peak. SEM: operating voltage of 25 kV and a working distance of ~15.0 mm. TIMA: dot-mapping mode with a working distance of 15 mm, spot size of ~92 nm, scanning at 3 µm resolution (operating at 25 kV, 11.6 nA). LA-ICP-MS mapping: laser energy of 5 J/cm2, repetition rate of 15 Hz, spot size of 10 µm, scan speed of 40 µm/s. | NIST 610, NIST 612, and GSD-1G as external standards | [70 empty] | 48.8 | [76 empty] | 2025 | Wang, L., Han, R., Zhang, Y., Chen, Y., Liu, D. (2026). Unraveling the redistribution of trace elements during supergene processes: A case study from the Qingshan carbonate-hosted Zn-Pb deposit, SW China. Ore Geology Reviews, 188, 107059. |  | CHN | Southwest China
| Qingshan |  | Basin hydrothermal | Mississippi Valley-type (MVT) | MVT zinc-lead | Zn, Pb | Ge, Cd, Ag | Zn, Pb, Ge, Cd, Ag | Meng et al., 2023 |  | Li-HS-124_sph_I_44.d-1 | Li-HS-124_sph_I_44.d-1 | underground mine |  |  |  |  | ore material | polished section | grab | mineral separate | [5 empty] | mineralisation | primary sulfide ores and secondary non-sulfide ores |  |  | sphalerite, pyrite, galena, hemimorphite, willemite, goethite, smithsonite, cerussite | hydrothermal (stages 1–3), supergene | massive, brecciated, replacive, infilling | colloform, oscillatory zoning, replacement, core-mantle-rim, dendritic, botryoidal, euhedral, subhedral, anhedral |  |  |  | calcite, greenockite | polished sections (150 µm thick) | LA-ICPMS, EMPA, SEM-EDS | JEOL JXA-i SP100 microprobe equipped with five wavelength-dispersive spectrometers; Tescan Mira 3 field emission scanning electron microscope equipped with an energy dispersive spectrometer; Tescan Integrated Mineral Analyzer (TIMA) system comprising a field emission scanning electron microscope (Tescan Mira 3), integrated with four energy dispersive detectors (EDAXElement) | Guangzhou Tuoyan Analytical Technology Co., Ltd., Guizhou, China (GTAT) | EPMA: 15 kV accelerating potential and a beam current of 10 or 20 nA, with a defocused beam diameter of 5 µm; peak counting times for analyzed elements varied between 10 and 40 s, background measurements at 50% of the peak counting duration on both sides of the analyzed peak. SEM: operating voltage of 25 kV and a working distance of ~15.0 mm. TIMA: dot-mapping mode with a working distance of 15 mm, spot size of ~92 nm, scanning at 3 µm resolution (operating at 25 kV, 11.6 nA). LA-ICP-MS mapping: laser energy of 5 J/cm2, repetition rate of 15 Hz, spot size of 10 µm, scan speed of 40 µm/s. | NIST 610, NIST 612, and GSD-1G as external standards | [48 empty] | 5.9206 | [21 empty] | 51.6 | [76 empty] | 2025 | Wang, L., Han, R., Zhang, Y., Chen, Y., Liu, D. (2026). Unraveling the redistribution of trace elements during supergene processes: A case study from the Qingshan carbonate-hosted Zn-Pb deposit, SW China. Ore Geology Reviews, 188, 107059. |  | CHN | Southwest China
| Qingshan |  | Basin hydrothermal | Mississippi Valley-type (MVT) | MVT zinc-lead | Zn, Pb | Ge, Cd, Ag | Zn, Pb, Ge, Cd, Ag | Meng et al., 2023 |  | Li-HS-124_sph_I_45.d-1 | Li-HS-124_sph_I_45.d-1 | underground mine |  |  |  |  | ore material | polished section | grab | mineral separate | [5 empty] | mineralisation | primary sulfide ores and secondary non-sulfide ores |  |  | sphalerite, pyrite, galena, hemimorphite, willemite, goethite, smithsonite, cerussite | hydrothermal (stages 1–3), supergene | massive, brecciated, replacive, infilling | colloform, oscillatory zoning, replacement, core-mantle-rim, dendritic, botryoidal, euhedral, subhedral, anhedral |  |  |  | calcite, greenockite | polished sections (150 µm thick) | LA-ICPMS, EMPA, SEM-EDS | JEOL JXA-i SP100 microprobe equipped with five wavelength-dispersive spectrometers; Tescan Mira 3 field emission scanning electron microscope equipped with an energy dispersive spectrometer; Tescan Integrated Mineral Analyzer (TIMA) system comprising a field emission scanning electron microscope (Tescan Mira 3), integrated with four energy dispersive detectors (EDAXElement) | Guangzhou Tuoyan Analytical Technology Co., Ltd., Guizhou, China (GTAT) | EPMA: 15 kV accelerating potential and a beam current of 10 or 20 nA, with a defocused beam diameter of 5 µm; peak counting times for analyzed elements varied between 10 and 40 s, background measurements at 50% of the peak counting duration on both sides of the analyzed peak. SEM: operating voltage of 25 kV and a working distance of ~15.0 mm. TIMA: dot-mapping mode with a working distance of 15 mm, spot size of ~92 nm, scanning at 3 µm resolution (operating at 25 kV, 11.6 nA). LA-ICP-MS mapping: laser energy of 5 J/cm2, repetition rate of 15 Hz, spot size of 10 µm, scan speed of 40 µm/s. | NIST 610, NIST 612, and GSD-1G as external standards | [56 empty] | 0.021259 | [13 empty] | 44.09 | [76 empty] | 2025 | Wang, L., Han, R., Zhang, Y., Chen, Y., Liu, D. (2026). Unraveling the redistribution of trace elements during supergene processes: A case study from the Qingshan carbonate-hosted Zn-Pb deposit, SW China. Ore Geology Reviews, 188, 107059. |  | CHN | Southwest China
| Qingshan |  | Basin hydrothermal | Mississippi Valley-type (MVT) | MVT zinc-lead | Zn, Pb | Ge, Cd, Ag | Zn, Pb, Ge, Cd, Ag | Meng et al., 2023 |  | Li-HS-124_sph_II_51.d-1 | Li-HS-124_sph_II_51.d-1 | underground mine |  |  |  |  | ore material | polished section | grab | mineral separate | [5 empty] | mineralisation | primary sulfide ores and secondary non-sulfide ores |  |  | sphalerite, pyrite, galena, hemimorphite, willemite, goethite, smithsonite, cerussite | hydrothermal (stages 1–3), supergene | massive, brecciated, replacive, infilling | colloform, oscillatory zoning, replacement, core-mantle-rim, dendritic, botryoidal, euhedral, subhedral, anhedral |  |  |  | calcite, greenockite | polished sections (150 µm thick) | LA-ICPMS, EMPA, SEM-EDS | JEOL JXA-i SP100 microprobe equipped with five wavelength-dispersive spectrometers; Tescan Mira 3 field emission scanning electron microscope equipped with an energy dispersive spectrometer; Tescan Integrated Mineral Analyzer (TIMA) system comprising a field emission scanning electron microscope (Tescan Mira 3), integrated with four energy dispersive detectors (EDAXElement) | Guangzhou Tuoyan Analytical Technology Co., Ltd., Guizhou, China (GTAT) | EPMA: 15 kV accelerating potential and a beam current of 10 or 20 nA, with a defocused beam diameter of 5 µm; peak counting times for analyzed elements varied between 10 and 40 s, background measurements at 50% of the peak counting duration on both sides of the analyzed peak. SEM: operating voltage of 25 kV and a working distance of ~15.0 mm. TIMA: dot-mapping mode with a working distance of 15 mm, spot size of ~92 nm, scanning at 3 µm resolution (operating at 25 kV, 11.6 nA). LA-ICP-MS mapping: laser energy of 5 J/cm2, repetition rate of 15 Hz, spot size of 10 µm, scan speed of 40 µm/s. | NIST 610, NIST 612, and GSD-1G as external standards | [48 empty] | 1.6214 | [21 empty] | 71.3 | [76 empty] | 2025 | Wang, L., Han, R., Zhang, Y., Chen, Y., Liu, D. (2026). Unraveling the redistribution of trace elements during supergene processes: A case study from the Qingshan carbonate-hosted Zn-Pb deposit, SW China. Ore Geology Reviews, 188, 107059. |  | CHN | Southwest China
| Qingshan |  | Basin hydrothermal | Mississippi Valley-type (MVT) | MVT zinc-lead | Zn, Pb | Ge, Cd, Ag | Zn, Pb, Ge, Cd, Ag | Meng et al., 2023 |  | Li-HS-124_sph_II_52.d-1 | Li-HS-124_sph_II_52.d-1 | underground mine |  |  |  |  | ore material | polished section | grab | mineral separate | [5 empty] | mineralisation | primary sulfide ores and secondary non-sulfide ores |  |  | sphalerite, pyrite, galena, hemimorphite, willemite, goethite, smithsonite, cerussite | hydrothermal (stages 1–3), supergene | massive, brecciated, replacive, infilling | colloform, oscillatory zoning, replacement, core-mantle-rim, dendritic, botryoidal, euhedral, subhedral, anhedral |  |  |  | calcite, greenockite | polished sections (150 µm thick) | LA-ICPMS, EMPA, SEM-EDS | JEOL JXA-i SP100 microprobe equipped with five wavelength-dispersive spectrometers; Tescan Mira 3 field emission scanning electron microscope equipped with an energy dispersive spectrometer; Tescan Integrated Mineral Analyzer (TIMA) system comprising a field emission scanning electron microscope (Tescan Mira 3), integrated with four energy dispersive detectors (EDAXElement) | Guangzhou Tuoyan Analytical Technology Co., Ltd., Guizhou, China (GTAT) | EPMA: 15 kV accelerating potential and a beam current of 10 or 20 nA, with a defocused beam diameter of 5 µm; peak counting times for analyzed elements varied between 10 and 40 s, background measurements at 50% of the peak counting duration on both sides of the analyzed peak. SEM: operating voltage of 25 kV and a working distance of ~15.0 mm. TIMA: dot-mapping mode with a working distance of 15 mm, spot size of ~92 nm, scanning at 3 µm resolution (operating at 25 kV, 11.6 nA). LA-ICP-MS mapping: laser energy of 5 J/cm2, repetition rate of 15 Hz, spot size of 10 µm, scan speed of 40 µm/s. | NIST 610, NIST 612, and GSD-1G as external standards | [70 empty] | 49.06 | [76 empty] | 2025 | Wang, L., Han, R., Zhang, Y., Chen, Y., Liu, D. (2026). Unraveling the redistribution of trace elements during supergene processes: A case study from the Qingshan carbonate-hosted Zn-Pb deposit, SW China. Ore Geology Reviews, 188, 107059. |  | CHN | Southwest China
| Qingshan |  | Basin hydrothermal | Mississippi Valley-type (MVT) | MVT zinc-lead | Zn, Pb | Ge, Cd, Ag | Zn, Pb, Ge, Cd, Ag | Meng et al., 2023 |  | Li-HS-124_sph_II_53.d-1 | Li-HS-124_sph_II_53.d-1 | underground mine |  |  |  |  | ore material | polished section | grab | mineral separate | [5 empty] | mineralisation | primary sulfide ores and secondary non-sulfide ores |  |  | sphalerite, pyrite, galena, hemimorphite, willemite, goethite, smithsonite, cerussite | hydrothermal (stages 1–3), supergene | massive, brecciated, replacive, infilling | colloform, oscillatory zoning, replacement, core-mantle-rim, dendritic, botryoidal, euhedral, subhedral, anhedral |  |  |  | calcite, greenockite | polished sections (150 µm thick) | LA-ICPMS, EMPA, SEM-EDS | JEOL JXA-i SP100 microprobe equipped with five wavelength-dispersive spectrometers; Tescan Mira 3 field emission scanning electron microscope equipped with an energy dispersive spectrometer; Tescan Integrated Mineral Analyzer (TIMA) system comprising a field emission scanning electron microscope (Tescan Mira 3), integrated with four energy dispersive detectors (EDAXElement) | Guangzhou Tuoyan Analytical Technology Co., Ltd., Guizhou, China (GTAT) | EPMA: 15 kV accelerating potential and a beam current of 10 or 20 nA, with a defocused beam diameter of 5 µm; peak counting times for analyzed elements varied between 10 and 40 s, background measurements at 50% of the peak counting duration on both sides of the analyzed peak. SEM: operating voltage of 25 kV and a working distance of ~15.0 mm. TIMA: dot-mapping mode with a working distance of 15 mm, spot size of ~92 nm, scanning at 3 µm resolution (operating at 25 kV, 11.6 nA). LA-ICP-MS mapping: laser energy of 5 J/cm2, repetition rate of 15 Hz, spot size of 10 µm, scan speed of 40 µm/s. | NIST 610, NIST 612, and GSD-1G as external standards | [48 empty] | 19.4439 | [21 empty] | 73.9 | [76 empty] | 2025 | Wang, L., Han, R., Zhang, Y., Chen, Y., Liu, D. (2026). Unraveling the redistribution of trace elements during supergene processes: A case study from the Qingshan carbonate-hosted Zn-Pb deposit, SW China. Ore Geology Reviews, 188, 107059. |  | CHN | Southwest China
| Qingshan |  | Basin hydrothermal | Mississippi Valley-type (MVT) | MVT zinc-lead | Zn, Pb | Ge, Cd, Ag | Zn, Pb, Ge, Cd, Ag | Meng et al., 2023 |  | Li-HS-124_sph_II_54.d-1 | Li-HS-124_sph_II_54.d-1 | underground mine |  |  |  |  | ore material | polished section | grab | mineral separate | [5 empty] | mineralisation | primary sulfide ores and secondary non-sulfide ores |  |  | sphalerite, pyrite, galena, hemimorphite, willemite, goethite, smithsonite, cerussite | hydrothermal (stages 1–3), supergene | massive, brecciated, replacive, infilling | colloform, oscillatory zoning, replacement, core-mantle-rim, dendritic, botryoidal, euhedral, subhedral, anhedral |  |  |  | calcite, greenockite | polished sections (150 µm thick) | LA-ICPMS, EMPA, SEM-EDS | JEOL JXA-i SP100 microprobe equipped with five wavelength-dispersive spectrometers; Tescan Mira 3 field emission scanning electron microscope equipped with an energy dispersive spectrometer; Tescan Integrated Mineral Analyzer (TIMA) system comprising a field emission scanning electron microscope (Tescan Mira 3), integrated with four energy dispersive detectors (EDAXElement) | Guangzhou Tuoyan Analytical Technology Co., Ltd., Guizhou, China (GTAT) | EPMA: 15 kV accelerating potential and a beam current of 10 or 20 nA, with a defocused beam diameter of 5 µm; peak counting times for analyzed elements varied between 10 and 40 s, background measurements at 50% of the peak counting duration on both sides of the analyzed peak. SEM: operating voltage of 25 kV and a working distance of ~15.0 mm. TIMA: dot-mapping mode with a working distance of 15 mm, spot size of ~92 nm, scanning at 3 µm resolution (operating at 25 kV, 11.6 nA). LA-ICP-MS mapping: laser energy of 5 J/cm2, repetition rate of 15 Hz, spot size of 10 µm, scan speed of 40 µm/s. | NIST 610, NIST 612, and GSD-1G as external standards | [70 empty] | 64.7 | [76 empty] | 2025 | Wang, L., Han, R., Zhang, Y., Chen, Y., Liu, D. (2026). Unraveling the redistribution of trace elements during supergene processes: A case study from the Qingshan carbonate-hosted Zn-Pb deposit, SW China. Ore Geology Reviews, 188, 107059. |  | CHN | Southwest China
| Qingshan |  | Basin hydrothermal | Mississippi Valley-type (MVT) | MVT zinc-lead | Zn, Pb | Ge, Cd, Ag | Zn, Pb, Ge, Cd, Ag | Meng et al., 2023 |  | Li-HS-124_sph_II_55.d-1 | Li-HS-124_sph_II_55.d-1 | underground mine |  |  |  |  | ore material | polished section | grab | mineral separate | [5 empty] | mineralisation | primary sulfide ores and secondary non-sulfide ores |  |  | sphalerite, pyrite, galena, hemimorphite, willemite, goethite, smithsonite, cerussite | hydrothermal (stages 1–3), supergene | massive, brecciated, replacive, infilling | colloform, oscillatory zoning, replacement, core-mantle-rim, dendritic, botryoidal, euhedral, subhedral, anhedral |  |  |  | calcite, greenockite | polished sections (150 µm thick) | LA-ICPMS, EMPA, SEM-EDS | JEOL JXA-i SP100 microprobe equipped with five wavelength-dispersive spectrometers; Tescan Mira 3 field emission scanning electron microscope equipped with an energy dispersive spectrometer; Tescan Integrated Mineral Analyzer (TIMA) system comprising a field emission scanning electron microscope (Tescan Mira 3), integrated with four energy dispersive detectors (EDAXElement) | Guangzhou Tuoyan Analytical Technology Co., Ltd., Guizhou, China (GTAT) | EPMA: 15 kV accelerating potential and a beam current of 10 or 20 nA, with a defocused beam diameter of 5 µm; peak counting times for analyzed elements varied between 10 and 40 s, background measurements at 50% of the peak counting duration on both sides of the analyzed peak. SEM: operating voltage of 25 kV and a working distance of ~15.0 mm. TIMA: dot-mapping mode with a working distance of 15 mm, spot size of ~92 nm, scanning at 3 µm resolution (operating at 25 kV, 11.6 nA). LA-ICP-MS mapping: laser energy of 5 J/cm2, repetition rate of 15 Hz, spot size of 10 µm, scan speed of 40 µm/s. | NIST 610, NIST 612, and GSD-1G as external standards | [48 empty] | 18.1656 | [21 empty] | 40.9 | [76 empty] | 2025 | Wang, L., Han, R., Zhang, Y., Chen, Y., Liu, D. (2026). Unraveling the redistribution of trace elements during supergene processes: A case study from the Qingshan carbonate-hosted Zn-Pb deposit, SW China. Ore Geology Reviews, 188, 107059. |  | CHN | Southwest China
| Qingshan |  | Basin hydrothermal | Mississippi Valley-type (MVT) | MVT zinc-lead | Zn, Pb | Ge, Cd, Ag | Zn, Pb, Ge, Cd, Ag | Meng et al., 2023 |  | Li-HS-124_sph_II_56.d-1 | Li-HS-124_sph_II_56.d-1 | underground mine |  |  |  |  | ore material | polished section | grab | mineral separate | [5 empty] | mineralisation | primary sulfide ores and secondary non-sulfide ores |  |  | sphalerite, pyrite, galena, hemimorphite, willemite, goethite, smithsonite, cerussite | hydrothermal (stages 1–3), supergene | massive, brecciated, replacive, infilling | colloform, oscillatory zoning, replacement, core-mantle-rim, dendritic, botryoidal, euhedral, subhedral, anhedral |  |  |  | calcite, greenockite | polished sections (150 µm thick) | LA-ICPMS, EMPA, SEM-EDS | JEOL JXA-i SP100 microprobe equipped with five wavelength-dispersive spectrometers; Tescan Mira 3 field emission scanning electron microscope equipped with an energy dispersive spectrometer; Tescan Integrated Mineral Analyzer (TIMA) system comprising a field emission scanning electron microscope (Tescan Mira 3), integrated with four energy dispersive detectors (EDAXElement) | Guangzhou Tuoyan Analytical Technology Co., Ltd., Guizhou, China (GTAT) | EPMA: 15 kV accelerating potential and a beam current of 10 or 20 nA, with a defocused beam diameter of 5 µm; peak counting times for analyzed elements varied between 10 and 40 s, background measurements at 50% of the peak counting duration on both sides of the analyzed peak. SEM: operating voltage of 25 kV and a working distance of ~15.0 mm. TIMA: dot-mapping mode with a working distance of 15 mm, spot size of ~92 nm, scanning at 3 µm resolution (operating at 25 kV, 11.6 nA). LA-ICP-MS mapping: laser energy of 5 J/cm2, repetition rate of 15 Hz, spot size of 10 µm, scan speed of 40 µm/s. | NIST 610, NIST 612, and GSD-1G as external standards | [70 empty] | 54.8 | [76 empty] | 2025 | Wang, L., Han, R., Zhang, Y., Chen, Y., Liu, D. (2026). Unraveling the redistribution of trace elements during supergene processes: A case study from the Qingshan carbonate-hosted Zn-Pb deposit, SW China. Ore Geology Reviews, 188, 107059. |  | CHN | Southwest China
| Qingshan |  | Basin hydrothermal | Mississippi Valley-type (MVT) | MVT zinc-lead | Zn, Pb | Ge, Cd, Ag | Zn, Pb, Ge, Cd, Ag | Meng et al., 2023 |  | Li-HS-124_sph_II_57.d-1 | Li-HS-124_sph_II_57.d-1 | underground mine |  |  |  |  | ore material | polished section | grab | mineral separate | [5 empty] | mineralisation | primary sulfide ores and secondary non-sulfide ores |  |  | sphalerite, pyrite, galena, hemimorphite, willemite, goethite, smithsonite, cerussite | hydrothermal (stages 1–3), supergene | massive, brecciated, replacive, infilling | colloform, oscillatory zoning, replacement, core-mantle-rim, dendritic, botryoidal, euhedral, subhedral, anhedral |  |  |  | calcite, greenockite | polished sections (150 µm thick) | LA-ICPMS, EMPA, SEM-EDS | JEOL JXA-i SP100 microprobe equipped with five wavelength-dispersive spectrometers; Tescan Mira 3 field emission scanning electron microscope equipped with an energy dispersive spectrometer; Tescan Integrated Mineral Analyzer (TIMA) system comprising a field emission scanning electron microscope (Tescan Mira 3), integrated with four energy dispersive detectors (EDAXElement) | Guangzhou Tuoyan Analytical Technology Co., Ltd., Guizhou, China (GTAT) | EPMA: 15 kV accelerating potential and a beam current of 10 or 20 nA, with a defocused beam diameter of 5 µm; peak counting times for analyzed elements varied between 10 and 40 s, background measurements at 50% of the peak counting duration on both sides of the analyzed peak. SEM: operating voltage of 25 kV and a working distance of ~15.0 mm. TIMA: dot-mapping mode with a working distance of 15 mm, spot size of ~92 nm, scanning at 3 µm resolution (operating at 25 kV, 11.6 nA). LA-ICP-MS mapping: laser energy of 5 J/cm2, repetition rate of 15 Hz, spot size of 10 µm, scan speed of 40 µm/s. | NIST 610, NIST 612, and GSD-1G as external standards | [70 empty] | 40.9 | [76 empty] | 2025 | Wang, L., Han, R., Zhang, Y., Chen, Y., Liu, D. (2026). Unraveling the redistribution of trace elements during supergene processes: A case study from the Qingshan carbonate-hosted Zn-Pb deposit, SW China. Ore Geology Reviews, 188, 107059. |  | CHN | Southwest China
| Qingshan |  | Basin hydrothermal | Mississippi Valley-type (MVT) | MVT zinc-lead | Zn, Pb | Ge, Cd, Ag | Zn, Pb, Ge, Cd, Ag | Meng et al., 2023 |  | Li-HS-124_sph_II_58.d-1 | Li-HS-124_sph_II_58.d-1 | underground mine |  |  |  |  | ore material | polished section | grab | mineral separate | [5 empty] | mineralisation | primary sulfide ores and secondary non-sulfide ores |  |  | sphalerite, pyrite, galena, hemimorphite, willemite, goethite, smithsonite, cerussite | hydrothermal (stages 1–3), supergene | massive, brecciated, replacive, infilling | colloform, oscillatory zoning, replacement, core-mantle-rim, dendritic, botryoidal, euhedral, subhedral, anhedral |  |  |  | calcite, greenockite | polished sections (150 µm thick) | LA-ICPMS, EMPA, SEM-EDS | JEOL JXA-i SP100 microprobe equipped with five wavelength-dispersive spectrometers; Tescan Mira 3 field emission scanning electron microscope equipped with an energy dispersive spectrometer; Tescan Integrated Mineral Analyzer (TIMA) system comprising a field emission scanning electron microscope (Tescan Mira 3), integrated with four energy dispersive detectors (EDAXElement) | Guangzhou Tuoyan Analytical Technology Co., Ltd., Guizhou, China (GTAT) | EPMA: 15 kV accelerating potential and a beam current of 10 or 20 nA, with a defocused beam diameter of 5 µm; peak counting times for analyzed elements varied between 10 and 40 s, background measurements at 50% of the peak counting duration on both sides of the analyzed peak. SEM: operating voltage of 25 kV and a working distance of ~15.0 mm. TIMA: dot-mapping mode with a working distance of 15 mm, spot size of ~92 nm, scanning at 3 µm resolution (operating at 25 kV, 11.6 nA). LA-ICP-MS mapping: laser energy of 5 J/cm2, repetition rate of 15 Hz, spot size of 10 µm, scan speed of 40 µm/s. | NIST 610, NIST 612, and GSD-1G as external standards | [48 empty] | 67.4953 | [21 empty] | 47.52 | [76 empty] | 2025 | Wang, L., Han, R., Zhang, Y., Chen, Y., Liu, D. (2026). Unraveling the redistribution of trace elements during supergene processes: A case study from the Qingshan carbonate-hosted Zn-Pb deposit, SW China. Ore Geology Reviews, 188, 107059. |  | CHN | Southwest China
| Qingshan |  | Basin hydrothermal | Mississippi Valley-type (MVT) | MVT zinc-lead | Zn, Pb | Ge, Cd, Ag | Zn, Pb, Ge, Cd, Ag | Meng et al., 2023 |  | Li-HS-124_sph_II_59.d-1 | Li-HS-124_sph_II_59.d-1 | underground mine |  |  |  |  | ore material | polished section | grab | mineral separate | [5 empty] | mineralisation | primary sulfide ores and secondary non-sulfide ores |  |  | sphalerite, pyrite, galena, hemimorphite, willemite, goethite, smithsonite, cerussite | hydrothermal (stages 1–3), supergene | massive, brecciated, replacive, infilling | colloform, oscillatory zoning, replacement, core-mantle-rim, dendritic, botryoidal, euhedral, subhedral, anhedral |  |  |  | calcite, greenockite | polished sections (150 µm thick) | LA-ICPMS, EMPA, SEM-EDS | JEOL JXA-i SP100 microprobe equipped with five wavelength-dispersive spectrometers; Tescan Mira 3 field emission scanning electron microscope equipped with an energy dispersive spectrometer; Tescan Integrated Mineral Analyzer (TIMA) system comprising a field emission scanning electron microscope (Tescan Mira 3), integrated with four energy dispersive detectors (EDAXElement) | Guangzhou Tuoyan Analytical Technology Co., Ltd., Guizhou, China (GTAT) | EPMA: 15 kV accelerating potential and a beam current of 10 or 20 nA, with a defocused beam diameter of 5 µm; peak counting times for analyzed elements varied between 10 and 40 s, background measurements at 50% of the peak counting duration on both sides of the analyzed peak. SEM: operating voltage of 25 kV and a working distance of ~15.0 mm. TIMA: dot-mapping mode with a working distance of 15 mm, spot size of ~92 nm, scanning at 3 µm resolution (operating at 25 kV, 11.6 nA). LA-ICP-MS mapping: laser energy of 5 J/cm2, repetition rate of 15 Hz, spot size of 10 µm, scan speed of 40 µm/s. | NIST 610, NIST 612, and GSD-1G as external standards | [48 empty] | 35.8602 | [21 empty] | 44 | [76 empty] | 2025 | Wang, L., Han, R., Zhang, Y., Chen, Y., Liu, D. (2026). Unraveling the redistribution of trace elements during supergene processes: A case study from the Qingshan carbonate-hosted Zn-Pb deposit, SW China. Ore Geology Reviews, 188, 107059. |  | CHN | Southwest China
| Qingshan |  | Basin hydrothermal | Mississippi Valley-type (MVT) | MVT zinc-lead | Zn, Pb | Ge, Cd, Ag | Zn, Pb, Ge, Cd, Ag | Meng et al., 2023 |  | Li-HS-124_sph_II_60.d-1 | Li-HS-124_sph_II_60.d-1 | underground mine |  |  |  |  | ore material | polished section | grab | mineral separate | [5 empty] | mineralisation | primary sulfide ores and secondary non-sulfide ores |  |  | sphalerite, pyrite, galena, hemimorphite, willemite, goethite, smithsonite, cerussite | hydrothermal (stages 1–3), supergene | massive, brecciated, replacive, infilling | colloform, oscillatory zoning, replacement, core-mantle-rim, dendritic, botryoidal, euhedral, subhedral, anhedral |  |  |  | calcite, greenockite | polished sections (150 µm thick) | LA-ICPMS, EMPA, SEM-EDS | JEOL JXA-i SP100 microprobe equipped with five wavelength-dispersive spectrometers; Tescan Mira 3 field emission scanning electron microscope equipped with an energy dispersive spectrometer; Tescan Integrated Mineral Analyzer (TIMA) system comprising a field emission scanning electron microscope (Tescan Mira 3), integrated with four energy dispersive detectors (EDAXElement) | Guangzhou Tuoyan Analytical Technology Co., Ltd., Guizhou, China (GTAT) | EPMA: 15 kV accelerating potential and a beam current of 10 or 20 nA, with a defocused beam diameter of 5 µm; peak counting times for analyzed elements varied between 10 and 40 s, background measurements at 50% of the peak counting duration on both sides of the analyzed peak. SEM: operating voltage of 25 kV and a working distance of ~15.0 mm. TIMA: dot-mapping mode with a working distance of 15 mm, spot size of ~92 nm, scanning at 3 µm resolution (operating at 25 kV, 11.6 nA). LA-ICP-MS mapping: laser energy of 5 J/cm2, repetition rate of 15 Hz, spot size of 10 µm, scan speed of 40 µm/s. | NIST 610, NIST 612, and GSD-1G as external standards | [48 empty] | 17.4928 | [21 empty] | 40.1 | [76 empty] | 2025 | Wang, L., Han, R., Zhang, Y., Chen, Y., Liu, D. (2026). Unraveling the redistribution of trace elements during supergene processes: A case study from the Qingshan carbonate-hosted Zn-Pb deposit, SW China. Ore Geology Reviews, 188, 107059. |  | CHN | Southwest China
| Qingshan |  | Basin hydrothermal | Mississippi Valley-type (MVT) | MVT zinc-lead | Zn, Pb | Ge, Cd, Ag | Zn, Pb, Ge, Cd, Ag | Meng et al., 2023 |  | Li-HS-124_sph_II_61.d-1 | Li-HS-124_sph_II_61.d-1 | underground mine |  |  |  |  | ore material | polished section | grab | mineral separate | [5 empty] | mineralisation | primary sulfide ores and secondary non-sulfide ores |  |  | sphalerite, pyrite, galena, hemimorphite, willemite, goethite, smithsonite, cerussite | hydrothermal (stages 1–3), supergene | massive, brecciated, replacive, infilling | colloform, oscillatory zoning, replacement, core-mantle-rim, dendritic, botryoidal, euhedral, subhedral, anhedral |  |  |  | calcite, greenockite | polished sections (150 µm thick) | LA-ICPMS, EMPA, SEM-EDS | JEOL JXA-i SP100 microprobe equipped with five wavelength-dispersive spectrometers; Tescan Mira 3 field emission scanning electron microscope equipped with an energy dispersive spectrometer; Tescan Integrated Mineral Analyzer (TIMA) system comprising a field emission scanning electron microscope (Tescan Mira 3), integrated with four energy dispersive detectors (EDAXElement) | Guangzhou Tuoyan Analytical Technology Co., Ltd., Guizhou, China (GTAT) | EPMA: 15 kV accelerating potential and a beam current of 10 or 20 nA, with a defocused beam diameter of 5 µm; peak counting times for analyzed elements varied between 10 and 40 s, background measurements at 50% of the peak counting duration on both sides of the analyzed peak. SEM: operating voltage of 25 kV and a working distance of ~15.0 mm. TIMA: dot-mapping mode with a working distance of 15 mm, spot size of ~92 nm, scanning at 3 µm resolution (operating at 25 kV, 11.6 nA). LA-ICP-MS mapping: laser energy of 5 J/cm2, repetition rate of 15 Hz, spot size of 10 µm, scan speed of 40 µm/s. | NIST 610, NIST 612, and GSD-1G as external standards | [48 empty] | 62.9741 | [21 empty] | 46.7 | [76 empty] | 2025 | Wang, L., Han, R., Zhang, Y., Chen, Y., Liu, D. (2026). Unraveling the redistribution of trace elements during supergene processes: A case study from the Qingshan carbonate-hosted Zn-Pb deposit, SW China. Ore Geology Reviews, 188, 107059. |  | CHN | Southwest China
| Qingshan |  | Basin hydrothermal | Mississippi Valley-type (MVT) | MVT zinc-lead | Zn, Pb | Ge, Cd, Ag | Zn, Pb, Ge, Cd, Ag | Meng et al., 2023 |  | Li-HS-124_sph_II_62.d-1 | Li-HS-124_sph_II_62.d-1 | underground mine |  |  |  |  | ore material | polished section | grab | mineral separate | [5 empty] | mineralisation | primary sulfide ores and secondary non-sulfide ores |  |  | sphalerite, pyrite, galena, hemimorphite, willemite, goethite, smithsonite, cerussite | hydrothermal (stages 1–3), supergene | massive, brecciated, replacive, infilling | colloform, oscillatory zoning, replacement, core-mantle-rim, dendritic, botryoidal, euhedral, subhedral, anhedral |  |  |  | calcite, greenockite | polished sections (150 µm thick) | LA-ICPMS, EMPA, SEM-EDS | JEOL JXA-i SP100 microprobe equipped with five wavelength-dispersive spectrometers; Tescan Mira 3 field emission scanning electron microscope equipped with an energy dispersive spectrometer; Tescan Integrated Mineral Analyzer (TIMA) system comprising a field emission scanning electron microscope (Tescan Mira 3), integrated with four energy dispersive detectors (EDAXElement) | Guangzhou Tuoyan Analytical Technology Co., Ltd., Guizhou, China (GTAT) | EPMA: 15 kV accelerating potential and a beam current of 10 or 20 nA, with a defocused beam diameter of 5 µm; peak counting times for analyzed elements varied between 10 and 40 s, background measurements at 50% of the peak counting duration on both sides of the analyzed peak. SEM: operating voltage of 25 kV and a working distance of ~15.0 mm. TIMA: dot-mapping mode with a working distance of 15 mm, spot size of ~92 nm, scanning at 3 µm resolution (operating at 25 kV, 11.6 nA). LA-ICP-MS mapping: laser energy of 5 J/cm2, repetition rate of 15 Hz, spot size of 10 µm, scan speed of 40 µm/s. | NIST 610, NIST 612, and GSD-1G as external standards | [48 empty] | 266.4288 | [21 empty] | 60.9 | [76 empty] | 2025 | Wang, L., Han, R., Zhang, Y., Chen, Y., Liu, D. (2026). Unraveling the redistribution of trace elements during supergene processes: A case study from the Qingshan carbonate-hosted Zn-Pb deposit, SW China. Ore Geology Reviews, 188, 107059. |  | CHN | Southwest China
| Qingshan |  | Basin hydrothermal | Mississippi Valley-type (MVT) | MVT zinc-lead | Zn, Pb | Ge, Cd, Ag | Zn, Pb, Ge, Cd, Ag | Meng et al., 2023 |  | Li-HS-124_sph_II_63.d-1 | Li-HS-124_sph_II_63.d-1 | underground mine |  |  |  |  | ore material | polished section | grab | mineral separate | [5 empty] | mineralisation | primary sulfide ores and secondary non-sulfide ores |  |  | sphalerite, pyrite, galena, hemimorphite, willemite, goethite, smithsonite, cerussite | hydrothermal (stages 1–3), supergene | massive, brecciated, replacive, infilling | colloform, oscillatory zoning, replacement, core-mantle-rim, dendritic, botryoidal, euhedral, subhedral, anhedral |  |  |  | calcite, greenockite | polished sections (150 µm thick) | LA-ICPMS, EMPA, SEM-EDS | JEOL JXA-i SP100 microprobe equipped with five wavelength-dispersive spectrometers; Tescan Mira 3 field emission scanning electron microscope equipped with an energy dispersive spectrometer; Tescan Integrated Mineral Analyzer (TIMA) system comprising a field emission scanning electron microscope (Tescan Mira 3), integrated with four energy dispersive detectors (EDAXElement) | Guangzhou Tuoyan Analytical Technology Co., Ltd., Guizhou, China (GTAT) | EPMA: 15 kV accelerating potential and a beam current of 10 or 20 nA, with a defocused beam diameter of 5 µm; peak counting times for analyzed elements varied between 10 and 40 s, background measurements at 50% of the peak counting duration on both sides of the analyzed peak. SEM: operating voltage of 25 kV and a working distance of ~15.0 mm. TIMA: dot-mapping mode with a working distance of 15 mm, spot size of ~92 nm, scanning at 3 µm resolution (operating at 25 kV, 11.6 nA). LA-ICP-MS mapping: laser energy of 5 J/cm2, repetition rate of 15 Hz, spot size of 10 µm, scan speed of 40 µm/s. | NIST 610, NIST 612, and GSD-1G as external standards | [48 empty] | 1904.024 | [21 empty] | 41.9 | [76 empty] | 2025 | Wang, L., Han, R., Zhang, Y., Chen, Y., Liu, D. (2026). Unraveling the redistribution of trace elements during supergene processes: A case study from the Qingshan carbonate-hosted Zn-Pb deposit, SW China. Ore Geology Reviews, 188, 107059. |  | CHN | Southwest China
| Qingshan |  | Basin hydrothermal | Mississippi Valley-type (MVT) | MVT zinc-lead | Zn, Pb | Ge, Cd, Ag | Zn, Pb, Ge, Cd, Ag | Meng et al., 2023 |  | Li-HS-124_sph_II_64.d-1 | Li-HS-124_sph_II_64.d-1 | underground mine |  |  |  |  | ore material | polished section | grab | mineral separate | [5 empty] | mineralisation | primary sulfide ores and secondary non-sulfide ores |  |  | sphalerite, pyrite, galena, hemimorphite, willemite, goethite, smithsonite, cerussite | hydrothermal (stages 1–3), supergene | massive, brecciated, replacive, infilling | colloform, oscillatory zoning, replacement, core-mantle-rim, dendritic, botryoidal, euhedral, subhedral, anhedral |  |  |  | calcite, greenockite | polished sections (150 µm thick) | LA-ICPMS, EMPA, SEM-EDS | JEOL JXA-i SP100 microprobe equipped with five wavelength-dispersive spectrometers; Tescan Mira 3 field emission scanning electron microscope equipped with an energy dispersive spectrometer; Tescan Integrated Mineral Analyzer (TIMA) system comprising a field emission scanning electron microscope (Tescan Mira 3), integrated with four energy dispersive detectors (EDAXElement) | Guangzhou Tuoyan Analytical Technology Co., Ltd., Guizhou, China (GTAT) | EPMA: 15 kV accelerating potential and a beam current of 10 or 20 nA, with a defocused beam diameter of 5 µm; peak counting times for analyzed elements varied between 10 and 40 s, background measurements at 50% of the peak counting duration on both sides of the analyzed peak. SEM: operating voltage of 25 kV and a working distance of ~15.0 mm. TIMA: dot-mapping mode with a working distance of 15 mm, spot size of ~92 nm, scanning at 3 µm resolution (operating at 25 kV, 11.6 nA). LA-ICP-MS mapping: laser energy of 5 J/cm2, repetition rate of 15 Hz, spot size of 10 µm, scan speed of 40 µm/s. | NIST 610, NIST 612, and GSD-1G as external standards | [48 empty] | 55.6406 | [7 empty] | 0.020747 | [13 empty] | 37 | [76 empty] | 2025 | Wang, L., Han, R., Zhang, Y., Chen, Y., Liu, D. (2026). Unraveling the redistribution of trace elements during supergene processes: A case study from the Qingshan carbonate-hosted Zn-Pb deposit, SW China. Ore Geology Reviews, 188, 107059. |  | CHN | Southwest China
| Qingshan |  | Basin hydrothermal | Mississippi Valley-type (MVT) | MVT zinc-lead | Zn, Pb | Ge, Cd, Ag | Zn, Pb, Ge, Cd, Ag | Meng et al., 2023 |  | Li-HS-124_sph_II_65.d-1 | Li-HS-124_sph_II_65.d-1 | underground mine |  |  |  |  | ore material | polished section | grab | mineral separate | [5 empty] | mineralisation | primary sulfide ores and secondary non-sulfide ores |  |  | sphalerite, pyrite, galena, hemimorphite, willemite, goethite, smithsonite, cerussite | hydrothermal (stages 1–3), supergene | massive, brecciated, replacive, infilling | colloform, oscillatory zoning, replacement, core-mantle-rim, dendritic, botryoidal, euhedral, subhedral, anhedral |  |  |  | calcite, greenockite | polished sections (150 µm thick) | LA-ICPMS, EMPA, SEM-EDS | JEOL JXA-i SP100 microprobe equipped with five wavelength-dispersive spectrometers; Tescan Mira 3 field emission scanning electron microscope equipped with an energy dispersive spectrometer; Tescan Integrated Mineral Analyzer (TIMA) system comprising a field emission scanning electron microscope (Tescan Mira 3), integrated with four energy dispersive detectors (EDAXElement) | Guangzhou Tuoyan Analytical Technology Co., Ltd., Guizhou, China (GTAT) | EPMA: 15 kV accelerating potential and a beam current of 10 or 20 nA, with a defocused beam diameter of 5 µm; peak counting times for analyzed elements varied between 10 and 40 s, background measurements at 50% of the peak counting duration on both sides of the analyzed peak. SEM: operating voltage of 25 kV and a working distance of ~15.0 mm. TIMA: dot-mapping mode with a working distance of 15 mm, spot size of ~92 nm, scanning at 3 µm resolution (operating at 25 kV, 11.6 nA). LA-ICP-MS mapping: laser energy of 5 J/cm2, repetition rate of 15 Hz, spot size of 10 µm, scan speed of 40 µm/s. | NIST 610, NIST 612, and GSD-1G as external standards | [48 empty] | 63.1759 | [21 empty] | 39.71 | [76 empty] | 2025 | Wang, L., Han, R., Zhang, Y., Chen, Y., Liu, D. (2026). Unraveling the redistribution of trace elements during supergene processes: A case study from the Qingshan carbonate-hosted Zn-Pb deposit, SW China. Ore Geology Reviews, 188, 107059. |  | CHN | Southwest China
| Qingshan |  | Basin hydrothermal | Mississippi Valley-type (MVT) | MVT zinc-lead | Zn, Pb | Ge, Cd, Ag | Zn, Pb, Ge, Cd, Ag | Meng et al., 2023 |  | Li-HS-124_sph_II_66.d-1 | Li-HS-124_sph_II_66.d-1 | underground mine |  |  |  |  | ore material | polished section | grab | mineral separate | [5 empty] | mineralisation | primary sulfide ores and secondary non-sulfide ores |  |  | sphalerite, pyrite, galena, hemimorphite, willemite, goethite, smithsonite, cerussite | hydrothermal (stages 1–3), supergene | massive, brecciated, replacive, infilling | colloform, oscillatory zoning, replacement, core-mantle-rim, dendritic, botryoidal, euhedral, subhedral, anhedral |  |  |  | calcite, greenockite | polished sections (150 µm thick) | LA-ICPMS, EMPA, SEM-EDS | JEOL JXA-i SP100 microprobe equipped with five wavelength-dispersive spectrometers; Tescan Mira 3 field emission scanning electron microscope equipped with an energy dispersive spectrometer; Tescan Integrated Mineral Analyzer (TIMA) system comprising a field emission scanning electron microscope (Tescan Mira 3), integrated with four energy dispersive detectors (EDAXElement) | Guangzhou Tuoyan Analytical Technology Co., Ltd., Guizhou, China (GTAT) | EPMA: 15 kV accelerating potential and a beam current of 10 or 20 nA, with a defocused beam diameter of 5 µm; peak counting times for analyzed elements varied between 10 and 40 s, background measurements at 50% of the peak counting duration on both sides of the analyzed peak. SEM: operating voltage of 25 kV and a working distance of ~15.0 mm. TIMA: dot-mapping mode with a working distance of 15 mm, spot size of ~92 nm, scanning at 3 µm resolution (operating at 25 kV, 11.6 nA). LA-ICP-MS mapping: laser energy of 5 J/cm2, repetition rate of 15 Hz, spot size of 10 µm, scan speed of 40 µm/s. | NIST 610, NIST 612, and GSD-1G as external standards | [48 empty] | 79.4577 | [21 empty] | 35.19 | [76 empty] | 2025 | Wang, L., Han, R., Zhang, Y., Chen, Y., Liu, D. (2026). Unraveling the redistribution of trace elements during supergene processes: A case study from the Qingshan carbonate-hosted Zn-Pb deposit, SW China. Ore Geology Reviews, 188, 107059. |  | CHN | Southwest China
| Qingshan |  | Basin hydrothermal | Mississippi Valley-type (MVT) | MVT zinc-lead | Zn, Pb | Ge, Cd, Ag | Zn, Pb, Ge, Cd, Ag | Meng et al., 2023 |  | Li-HS-124_sph_II_67.d-1 | Li-HS-124_sph_II_67.d-1 | underground mine |  |  |  |  | ore material | polished section | grab | mineral separate | [5 empty] | mineralisation | primary sulfide ores and secondary non-sulfide ores |  |  | sphalerite, pyrite, galena, hemimorphite, willemite, goethite, smithsonite, cerussite | hydrothermal (stages 1–3), supergene | massive, brecciated, replacive, infilling | colloform, oscillatory zoning, replacement, core-mantle-rim, dendritic, botryoidal, euhedral, subhedral, anhedral |  |  |  | calcite, greenockite | polished sections (150 µm thick) | LA-ICPMS, EMPA, SEM-EDS | JEOL JXA-i SP100 microprobe equipped with five wavelength-dispersive spectrometers; Tescan Mira 3 field emission scanning electron microscope equipped with an energy dispersive spectrometer; Tescan Integrated Mineral Analyzer (TIMA) system comprising a field emission scanning electron microscope (Tescan Mira 3), integrated with four energy dispersive detectors (EDAXElement) | Guangzhou Tuoyan Analytical Technology Co., Ltd., Guizhou, China (GTAT) | EPMA: 15 kV accelerating potential and a beam current of 10 or 20 nA, with a defocused beam diameter of 5 µm; peak counting times for analyzed elements varied between 10 and 40 s, background measurements at 50% of the peak counting duration on both sides of the analyzed peak. SEM: operating voltage of 25 kV and a working distance of ~15.0 mm. TIMA: dot-mapping mode with a working distance of 15 mm, spot size of ~92 nm, scanning at 3 µm resolution (operating at 25 kV, 11.6 nA). LA-ICP-MS mapping: laser energy of 5 J/cm2, repetition rate of 15 Hz, spot size of 10 µm, scan speed of 40 µm/s. | NIST 610, NIST 612, and GSD-1G as external standards | [48 empty] | 14.5661 | [21 empty] | 65.27 | [76 empty] | 2025 | Wang, L., Han, R., Zhang, Y., Chen, Y., Liu, D. (2026). Unraveling the redistribution of trace elements during supergene processes: A case study from the Qingshan carbonate-hosted Zn-Pb deposit, SW China. Ore Geology Reviews, 188, 107059. |  | CHN | Southwest China
| Qingshan |  | Basin hydrothermal | Mississippi Valley-type (MVT) | MVT zinc-lead | Zn, Pb | Ge, Cd, Ag | Zn, Pb, Ge, Cd, Ag | Meng et al., 2023 |  | Li-HS-124_sph_II_68.d-1 | Li-HS-124_sph_II_68.d-1 | underground mine |  |  |  |  | ore material | polished section | grab | mineral separate | [5 empty] | mineralisation | primary sulfide ores and secondary non-sulfide ores |  |  | sphalerite, pyrite, galena, hemimorphite, willemite, goethite, smithsonite, cerussite | hydrothermal (stages 1–3), supergene | massive, brecciated, replacive, infilling | colloform, oscillatory zoning, replacement, core-mantle-rim, dendritic, botryoidal, euhedral, subhedral, anhedral |  |  |  | calcite, greenockite | polished sections (150 µm thick) | LA-ICPMS, EMPA, SEM-EDS | JEOL JXA-i SP100 microprobe equipped with five wavelength-dispersive spectrometers; Tescan Mira 3 field emission scanning electron microscope equipped with an energy dispersive spectrometer; Tescan Integrated Mineral Analyzer (TIMA) system comprising a field emission scanning electron microscope (Tescan Mira 3), integrated with four energy dispersive detectors (EDAXElement) | Guangzhou Tuoyan Analytical Technology Co., Ltd., Guizhou, China (GTAT) | EPMA: 15 kV accelerating potential and a beam current of 10 or 20 nA, with a defocused beam diameter of 5 µm; peak counting times for analyzed elements varied between 10 and 40 s, background measurements at 50% of the peak counting duration on both sides of the analyzed peak. SEM: operating voltage of 25 kV and a working distance of ~15.0 mm. TIMA: dot-mapping mode with a working distance of 15 mm, spot size of ~92 nm, scanning at 3 µm resolution (operating at 25 kV, 11.6 nA). LA-ICP-MS mapping: laser energy of 5 J/cm2, repetition rate of 15 Hz, spot size of 10 µm, scan speed of 40 µm/s. | NIST 610, NIST 612, and GSD-1G as external standards | [48 empty] | 6.0216 | [21 empty] | 76.9 | [76 empty] | 2025 | Wang, L., Han, R., Zhang, Y., Chen, Y., Liu, D. (2026). Unraveling the redistribution of trace elements during supergene processes: A case study from the Qingshan carbonate-hosted Zn-Pb deposit, SW China. Ore Geology Reviews, 188, 107059. |  | CHN | Southwest China
| Qingshan |  | Basin hydrothermal | Mississippi Valley-type (MVT) | MVT zinc-lead | Zn, Pb | Ge, Cd, Ag | Zn, Pb, Ge, Cd, Ag | Meng et al., 2023 |  | Li-HS-124_sph_II_69.d-1 | Li-HS-124_sph_II_69.d-1 | underground mine |  |  |  |  | ore material | polished section | grab | mineral separate | [5 empty] | mineralisation | primary sulfide ores and secondary non-sulfide ores |  |  | sphalerite, pyrite, galena, hemimorphite, willemite, goethite, smithsonite, cerussite | hydrothermal (stages 1–3), supergene | massive, brecciated, replacive, infilling | colloform, oscillatory zoning, replacement, core-mantle-rim, dendritic, botryoidal, euhedral, subhedral, anhedral |  |  |  | calcite, greenockite | polished sections (150 µm thick) | LA-ICPMS, EMPA, SEM-EDS | JEOL JXA-i SP100 microprobe equipped with five wavelength-dispersive spectrometers; Tescan Mira 3 field emission scanning electron microscope equipped with an energy dispersive spectrometer; Tescan Integrated Mineral Analyzer (TIMA) system comprising a field emission scanning electron microscope (Tescan Mira 3), integrated with four energy dispersive detectors (EDAXElement) | Guangzhou Tuoyan Analytical Technology Co., Ltd., Guizhou, China (GTAT) | EPMA: 15 kV accelerating potential and a beam current of 10 or 20 nA, with a defocused beam diameter of 5 µm; peak counting times for analyzed elements varied between 10 and 40 s, background measurements at 50% of the peak counting duration on both sides of the analyzed peak. SEM: operating voltage of 25 kV and a working distance of ~15.0 mm. TIMA: dot-mapping mode with a working distance of 15 mm, spot size of ~92 nm, scanning at 3 µm resolution (operating at 25 kV, 11.6 nA). LA-ICP-MS mapping: laser energy of 5 J/cm2, repetition rate of 15 Hz, spot size of 10 µm, scan speed of 40 µm/s. | NIST 610, NIST 612, and GSD-1G as external standards | [48 empty] | 13.9 | [7 empty] | 0.027976 | [13 empty] | 45.4 | [76 empty] | 2025 | Wang, L., Han, R., Zhang, Y., Chen, Y., Liu, D. (2026). Unraveling the redistribution of trace elements during supergene processes: A case study from the Qingshan carbonate-hosted Zn-Pb deposit, SW China. Ore Geology Reviews, 188, 107059. |  | CHN | Southwest China
| Qingshan |  | Basin hydrothermal | Mississippi Valley-type (MVT) | MVT zinc-lead | Zn, Pb | Ge, Cd, Ag | Zn, Pb, Ge, Cd, Ag | Meng et al., 2023 |  | Li-HS-124_sph_II_70.d-1 | Li-HS-124_sph_II_70.d-1 | underground mine |  |  |  |  | ore material | polished section | grab | mineral separate | [5 empty] | mineralisation | primary sulfide ores and secondary non-sulfide ores |  |  | sphalerite, pyrite, galena, hemimorphite, willemite, goethite, smithsonite, cerussite | hydrothermal (stages 1–3), supergene | massive, brecciated, replacive, infilling | colloform, oscillatory zoning, replacement, core-mantle-rim, dendritic, botryoidal, euhedral, subhedral, anhedral |  |  |  | calcite, greenockite | polished sections (150 µm thick) | LA-ICPMS, EMPA, SEM-EDS | JEOL JXA-i SP100 microprobe equipped with five wavelength-dispersive spectrometers; Tescan Mira 3 field emission scanning electron microscope equipped with an energy dispersive spectrometer; Tescan Integrated Mineral Analyzer (TIMA) system comprising a field emission scanning electron microscope (Tescan Mira 3), integrated with four energy dispersive detectors (EDAXElement) | Guangzhou Tuoyan Analytical Technology Co., Ltd., Guizhou, China (GTAT) | EPMA: 15 kV accelerating potential and a beam current of 10 or 20 nA, with a defocused beam diameter of 5 µm; peak counting times for analyzed elements varied between 10 and 40 s, background measurements at 50% of the peak counting duration on both sides of the analyzed peak. SEM: operating voltage of 25 kV and a working distance of ~15.0 mm. TIMA: dot-mapping mode with a working distance of 15 mm, spot size of ~92 nm, scanning at 3 µm resolution (operating at 25 kV, 11.6 nA). LA-ICP-MS mapping: laser energy of 5 J/cm2, repetition rate of 15 Hz, spot size of 10 µm, scan speed of 40 µm/s. | NIST 610, NIST 612, and GSD-1G as external standards | [48 empty] | 24.1401 | [21 empty] | 75.2 | [76 empty] | 2025 | Wang, L., Han, R., Zhang, Y., Chen, Y., Liu, D. (2026). Unraveling the redistribution of trace elements during supergene processes: A case study from the Qingshan carbonate-hosted Zn-Pb deposit, SW China. Ore Geology Reviews, 188, 107059. |  | CHN | Southwest China
| Qingshan |  | Basin hydrothermal | Mississippi Valley-type (MVT) | MVT zinc-lead | Zn, Pb | Ge, Cd, Ag | Zn, Pb, Ge, Cd, Ag | Meng et al., 2023 |  | Li-HS-124_sph_II_71.d-1 | Li-HS-124_sph_II_71.d-1 | underground mine |  |  |  |  | ore material | polished section | grab | mineral separate | [5 empty] | mineralisation | primary sulfide ores and secondary non-sulfide ores |  |  | sphalerite, pyrite, galena, hemimorphite, willemite, goethite, smithsonite, cerussite | hydrothermal (stages 1–3), supergene | massive, brecciated, replacive, infilling | colloform, oscillatory zoning, replacement, core-mantle-rim, dendritic, botryoidal, euhedral, subhedral, anhedral |  |  |  | calcite, greenockite | polished sections (150 µm thick) | LA-ICPMS, EMPA, SEM-EDS | JEOL JXA-i SP100 microprobe equipped with five wavelength-dispersive spectrometers; Tescan Mira 3 field emission scanning electron microscope equipped with an energy dispersive spectrometer; Tescan Integrated Mineral Analyzer (TIMA) system comprising a field emission scanning electron microscope (Tescan Mira 3), integrated with four energy dispersive detectors (EDAXElement) | Guangzhou Tuoyan Analytical Technology Co., Ltd., Guizhou, China (GTAT) | EPMA: 15 kV accelerating potential and a beam current of 10 or 20 nA, with a defocused beam diameter of 5 µm; peak counting times for analyzed elements varied between 10 and 40 s, background measurements at 50% of the peak counting duration on both sides of the analyzed peak. SEM: operating voltage of 25 kV and a working distance of ~15.0 mm. TIMA: dot-mapping mode with a working distance of 15 mm, spot size of ~92 nm, scanning at 3 µm resolution (operating at 25 kV, 11.6 nA). LA-ICP-MS mapping: laser energy of 5 J/cm2, repetition rate of 15 Hz, spot size of 10 µm, scan speed of 40 µm/s. | NIST 610, NIST 612, and GSD-1G as external standards | [48 empty] | 41.4041 | [21 empty] | 67.05 | [76 empty] | 2025 | Wang, L., Han, R., Zhang, Y., Chen, Y., Liu, D. (2026). Unraveling the redistribution of trace elements during supergene processes: A case study from the Qingshan carbonate-hosted Zn-Pb deposit, SW China. Ore Geology Reviews, 188, 107059. |  | CHN | Southwest China
| Qingshan |  | Basin hydrothermal | Mississippi Valley-type (MVT) | MVT zinc-lead | Zn, Pb | Ge, Cd, Ag | Zn, Pb, Ge, Cd, Ag | Meng et al., 2023 |  | Li-HS-124_sph_II_72.d-1 | Li-HS-124_sph_II_72.d-1 | underground mine |  |  |  |  | ore material | polished section | grab | mineral separate | [5 empty] | mineralisation | primary sulfide ores and secondary non-sulfide ores |  |  | sphalerite, pyrite, galena, hemimorphite, willemite, goethite, smithsonite, cerussite | hydrothermal (stages 1–3), supergene | massive, brecciated, replacive, infilling | colloform, oscillatory zoning, replacement, core-mantle-rim, dendritic, botryoidal, euhedral, subhedral, anhedral |  |  |  | calcite, greenockite | polished sections (150 µm thick) | LA-ICPMS, EMPA, SEM-EDS | JEOL JXA-i SP100 microprobe equipped with five wavelength-dispersive spectrometers; Tescan Mira 3 field emission scanning electron microscope equipped with an energy dispersive spectrometer; Tescan Integrated Mineral Analyzer (TIMA) system comprising a field emission scanning electron microscope (Tescan Mira 3), integrated with four energy dispersive detectors (EDAXElement) | Guangzhou Tuoyan Analytical Technology Co., Ltd., Guizhou, China (GTAT) | EPMA: 15 kV accelerating potential and a beam current of 10 or 20 nA, with a defocused beam diameter of 5 µm; peak counting times for analyzed elements varied between 10 and 40 s, background measurements at 50% of the peak counting duration on both sides of the analyzed peak. SEM: operating voltage of 25 kV and a working distance of ~15.0 mm. TIMA: dot-mapping mode with a working distance of 15 mm, spot size of ~92 nm, scanning at 3 µm resolution (operating at 25 kV, 11.6 nA). LA-ICP-MS mapping: laser energy of 5 J/cm2, repetition rate of 15 Hz, spot size of 10 µm, scan speed of 40 µm/s. | NIST 610, NIST 612, and GSD-1G as external standards | [48 empty] | 16.7124 | [7 empty] | 0.020446 | [13 empty] | 54.4 | [76 empty] | 2025 | Wang, L., Han, R., Zhang, Y., Chen, Y., Liu, D. (2026). Unraveling the redistribution of trace elements during supergene processes: A case study from the Qingshan carbonate-hosted Zn-Pb deposit, SW China. Ore Geology Reviews, 188, 107059. |  | CHN | Southwest China
| Qingshan |  | Basin hydrothermal | Mississippi Valley-type (MVT) | MVT zinc-lead | Zn, Pb | Ge, Cd, Ag | Zn, Pb, Ge, Cd, Ag | Meng et al., 2023 |  | Li-HS-124_sph_II_73.d-1 | Li-HS-124_sph_II_73.d-1 | underground mine |  |  |  |  | ore material | polished section | grab | mineral separate | [5 empty] | mineralisation | primary sulfide ores and secondary non-sulfide ores |  |  | sphalerite, pyrite, galena, hemimorphite, willemite, goethite, smithsonite, cerussite | hydrothermal (stages 1–3), supergene | massive, brecciated, replacive, infilling | colloform, oscillatory zoning, replacement, core-mantle-rim, dendritic, botryoidal, euhedral, subhedral, anhedral |  |  |  | calcite, greenockite | polished sections (150 µm thick) | LA-ICPMS, EMPA, SEM-EDS | JEOL JXA-i SP100 microprobe equipped with five wavelength-dispersive spectrometers; Tescan Mira 3 field emission scanning electron microscope equipped with an energy dispersive spectrometer; Tescan Integrated Mineral Analyzer (TIMA) system comprising a field emission scanning electron microscope (Tescan Mira 3), integrated with four energy dispersive detectors (EDAXElement) | Guangzhou Tuoyan Analytical Technology Co., Ltd., Guizhou, China (GTAT) | EPMA: 15 kV accelerating potential and a beam current of 10 or 20 nA, with a defocused beam diameter of 5 µm; peak counting times for analyzed elements varied between 10 and 40 s, background measurements at 50% of the peak counting duration on both sides of the analyzed peak. SEM: operating voltage of 25 kV and a working distance of ~15.0 mm. TIMA: dot-mapping mode with a working distance of 15 mm, spot size of ~92 nm, scanning at 3 µm resolution (operating at 25 kV, 11.6 nA). LA-ICP-MS mapping: laser energy of 5 J/cm2, repetition rate of 15 Hz, spot size of 10 µm, scan speed of 40 µm/s. | NIST 610, NIST 612, and GSD-1G as external standards | [48 empty] | 28.0154 | [7 empty] | 0.020772 | [13 empty] | 46.6 | [76 empty] | 2025 | Wang, L., Han, R., Zhang, Y., Chen, Y., Liu, D. (2026). Unraveling the redistribution of trace elements during supergene processes: A case study from the Qingshan carbonate-hosted Zn-Pb deposit, SW China. Ore Geology Reviews, 188, 107059. |  | CHN | Southwest China
| Qingshan |  | Basin hydrothermal | Mississippi Valley-type (MVT) | MVT zinc-lead | Zn, Pb | Ge, Cd, Ag | Zn, Pb, Ge, Cd, Ag | Meng et al., 2023 |  | Li-HS-124_sph_II_74.d-1 | Li-HS-124_sph_II_74.d-1 | underground mine |  |  |  |  | ore material | polished section | grab | mineral separate | [5 empty] | mineralisation | primary sulfide ores and secondary non-sulfide ores |  |  | sphalerite, pyrite, galena, hemimorphite, willemite, goethite, smithsonite, cerussite | hydrothermal (stages 1–3), supergene | massive, brecciated, replacive, infilling | colloform, oscillatory zoning, replacement, core-mantle-rim, dendritic, botryoidal, euhedral, subhedral, anhedral |  |  |  | calcite, greenockite | polished sections (150 µm thick) | LA-ICPMS, EMPA, SEM-EDS | JEOL JXA-i SP100 microprobe equipped with five wavelength-dispersive spectrometers; Tescan Mira 3 field emission scanning electron microscope equipped with an energy dispersive spectrometer; Tescan Integrated Mineral Analyzer (TIMA) system comprising a field emission scanning electron microscope (Tescan Mira 3), integrated with four energy dispersive detectors (EDAXElement) | Guangzhou Tuoyan Analytical Technology Co., Ltd., Guizhou, China (GTAT) | EPMA: 15 kV accelerating potential and a beam current of 10 or 20 nA, with a defocused beam diameter of 5 µm; peak counting times for analyzed elements varied between 10 and 40 s, background measurements at 50% of the peak counting duration on both sides of the analyzed peak. SEM: operating voltage of 25 kV and a working distance of ~15.0 mm. TIMA: dot-mapping mode with a working distance of 15 mm, spot size of ~92 nm, scanning at 3 µm resolution (operating at 25 kV, 11.6 nA). LA-ICP-MS mapping: laser energy of 5 J/cm2, repetition rate of 15 Hz, spot size of 10 µm, scan speed of 40 µm/s. | NIST 610, NIST 612, and GSD-1G as external standards | [48 empty] | 6.2705 | [7 empty] | 0.020683 | [13 empty] | 47.11 | [76 empty] | 2025 | Wang, L., Han, R., Zhang, Y., Chen, Y., Liu, D. (2026). Unraveling the redistribution of trace elements during supergene processes: A case study from the Qingshan carbonate-hosted Zn-Pb deposit, SW China. Ore Geology Reviews, 188, 107059. |  | CHN | Southwest China
| Qingshan |  | Basin hydrothermal | Mississippi Valley-type (MVT) | MVT zinc-lead | Zn, Pb | Ge, Cd, Ag | Zn, Pb, Ge, Cd, Ag | Meng et al., 2023 |  | Li-HS-124_sph_0_1_146.d-1 | Li-HS-124_sph_0_1_146.d-1 | underground mine |  |  |  |  | ore material | polished section | grab | mineral separate | [5 empty] | mineralisation | primary sulfide ores and secondary non-sulfide ores |  |  | sphalerite, pyrite, galena, hemimorphite, willemite, goethite, smithsonite, cerussite | hydrothermal (stages 1–3), supergene | massive, brecciated, replacive, infilling | colloform, oscillatory zoning, replacement, core-mantle-rim, dendritic, botryoidal, euhedral, subhedral, anhedral |  |  |  | calcite, greenockite | polished sections (150 µm thick) | LA-ICPMS, EMPA, SEM-EDS | JEOL JXA-i SP100 microprobe equipped with five wavelength-dispersive spectrometers; Tescan Mira 3 field emission scanning electron microscope equipped with an energy dispersive spectrometer; Tescan Integrated Mineral Analyzer (TIMA) system comprising a field emission scanning electron microscope (Tescan Mira 3), integrated with four energy dispersive detectors (EDAXElement) | Guangzhou Tuoyan Analytical Technology Co., Ltd., Guizhou, China (GTAT) | EPMA: 15 kV accelerating potential and a beam current of 10 or 20 nA, with a defocused beam diameter of 5 µm; peak counting times for analyzed elements varied between 10 and 40 s, background measurements at 50% of the peak counting duration on both sides of the analyzed peak. SEM: operating voltage of 25 kV and a working distance of ~15.0 mm. TIMA: dot-mapping mode with a working distance of 15 mm, spot size of ~92 nm, scanning at 3 µm resolution (operating at 25 kV, 11.6 nA). LA-ICP-MS mapping: laser energy of 5 J/cm2, repetition rate of 15 Hz, spot size of 10 µm, scan speed of 40 µm/s. | NIST 610, NIST 612, and GSD-1G as external standards | [48 empty] | 33.5391 | [21 empty] | 105.9 | [76 empty] | 2025 | Wang, L., Han, R., Zhang, Y., Chen, Y., Liu, D. (2026). Unraveling the redistribution of trace elements during supergene processes: A case study from the Qingshan carbonate-hosted Zn-Pb deposit, SW China. Ore Geology Reviews, 188, 107059. |  | CHN | Southwest China
| Qingshan |  | Basin hydrothermal | Mississippi Valley-type (MVT) | MVT zinc-lead | Zn, Pb | Ge, Cd, Ag | Zn, Pb, Ge, Cd, Ag | Meng et al., 2023 |  | Li-HS-124_sph_0_1_147.d-1 | Li-HS-124_sph_0_1_147.d-1 | underground mine |  |  |  |  | ore material | polished section | grab | mineral separate | [5 empty] | mineralisation | primary sulfide ores and secondary non-sulfide ores |  |  | sphalerite, pyrite, galena, hemimorphite, willemite, goethite, smithsonite, cerussite | hydrothermal (stages 1–3), supergene | massive, brecciated, replacive, infilling | colloform, oscillatory zoning, replacement, core-mantle-rim, dendritic, botryoidal, euhedral, subhedral, anhedral |  |  |  | calcite, greenockite | polished sections (150 µm thick) | LA-ICPMS, EMPA, SEM-EDS | JEOL JXA-i SP100 microprobe equipped with five wavelength-dispersive spectrometers; Tescan Mira 3 field emission scanning electron microscope equipped with an energy dispersive spectrometer; Tescan Integrated Mineral Analyzer (TIMA) system comprising a field emission scanning electron microscope (Tescan Mira 3), integrated with four energy dispersive detectors (EDAXElement) | Guangzhou Tuoyan Analytical Technology Co., Ltd., Guizhou, China (GTAT) | EPMA: 15 kV accelerating potential and a beam current of 10 or 20 nA, with a defocused beam diameter of 5 µm; peak counting times for analyzed elements varied between 10 and 40 s, background measurements at 50% of the peak counting duration on both sides of the analyzed peak. SEM: operating voltage of 25 kV and a working distance of ~15.0 mm. TIMA: dot-mapping mode with a working distance of 15 mm, spot size of ~92 nm, scanning at 3 µm resolution (operating at 25 kV, 11.6 nA). LA-ICP-MS mapping: laser energy of 5 J/cm2, repetition rate of 15 Hz, spot size of 10 µm, scan speed of 40 µm/s. | NIST 610, NIST 612, and GSD-1G as external standards | [48 empty] | 220.159 | [21 empty] | 46.068 | [76 empty] | 2025 | Wang, L., Han, R., Zhang, Y., Chen, Y., Liu, D. (2026). Unraveling the redistribution of trace elements during supergene processes: A case study from the Qingshan carbonate-hosted Zn-Pb deposit, SW China. Ore Geology Reviews, 188, 107059. |  | CHN | Southwest China
| Qingshan |  | Basin hydrothermal | Mississippi Valley-type (MVT) | MVT zinc-lead | Zn, Pb | Ge, Cd, Ag | Zn, Pb, Ge, Cd, Ag | Meng et al., 2023 |  | Li-HS-124_sph_0_1_148.d-1 | Li-HS-124_sph_0_1_148.d-1 | underground mine |  |  |  |  | ore material | polished section | grab | mineral separate | [5 empty] | mineralisation | primary sulfide ores and secondary non-sulfide ores |  |  | sphalerite, pyrite, galena, hemimorphite, willemite, goethite, smithsonite, cerussite | hydrothermal (stages 1–3), supergene | massive, brecciated, replacive, infilling | colloform, oscillatory zoning, replacement, core-mantle-rim, dendritic, botryoidal, euhedral, subhedral, anhedral |  |  |  | calcite, greenockite | polished sections (150 µm thick) | LA-ICPMS, EMPA, SEM-EDS | JEOL JXA-i SP100 microprobe equipped with five wavelength-dispersive spectrometers; Tescan Mira 3 field emission scanning electron microscope equipped with an energy dispersive spectrometer; Tescan Integrated Mineral Analyzer (TIMA) system comprising a field emission scanning electron microscope (Tescan Mira 3), integrated with four energy dispersive detectors (EDAXElement) | Guangzhou Tuoyan Analytical Technology Co., Ltd., Guizhou, China (GTAT) | EPMA: 15 kV accelerating potential and a beam current of 10 or 20 nA, with a defocused beam diameter of 5 µm; peak counting times for analyzed elements varied between 10 and 40 s, background measurements at 50% of the peak counting duration on both sides of the analyzed peak. SEM: operating voltage of 25 kV and a working distance of ~15.0 mm. TIMA: dot-mapping mode with a working distance of 15 mm, spot size of ~92 nm, scanning at 3 µm resolution (operating at 25 kV, 11.6 nA). LA-ICP-MS mapping: laser energy of 5 J/cm2, repetition rate of 15 Hz, spot size of 10 µm, scan speed of 40 µm/s. | NIST 610, NIST 612, and GSD-1G as external standards | [48 empty] | 31.4198 | [21 empty] | 98.7 | [76 empty] | 2025 | Wang, L., Han, R., Zhang, Y., Chen, Y., Liu, D. (2026). Unraveling the redistribution of trace elements during supergene processes: A case study from the Qingshan carbonate-hosted Zn-Pb deposit, SW China. Ore Geology Reviews, 188, 107059. |  | CHN | Southwest China
| Qingshan |  | Basin hydrothermal | Mississippi Valley-type (MVT) | MVT zinc-lead | Zn, Pb | Ge, Cd, Ag | Zn, Pb, Ge, Cd, Ag | Meng et al., 2023 |  | Li-HS-124_sph_0_1_149.d-1 | Li-HS-124_sph_0_1_149.d-1 | underground mine |  |  |  |  | ore material | polished section | grab | mineral separate | [5 empty] | mineralisation | primary sulfide ores and secondary non-sulfide ores |  |  | sphalerite, pyrite, galena, hemimorphite, willemite, goethite, smithsonite, cerussite | hydrothermal (stages 1–3), supergene | massive, brecciated, replacive, infilling | colloform, oscillatory zoning, replacement, core-mantle-rim, dendritic, botryoidal, euhedral, subhedral, anhedral |  |  |  | calcite, greenockite | polished sections (150 µm thick) | LA-ICPMS, EMPA, SEM-EDS | JEOL JXA-i SP100 microprobe equipped with five wavelength-dispersive spectrometers; Tescan Mira 3 field emission scanning electron microscope equipped with an energy dispersive spectrometer; Tescan Integrated Mineral Analyzer (TIMA) system comprising a field emission scanning electron microscope (Tescan Mira 3), integrated with four energy dispersive detectors (EDAXElement) | Guangzhou Tuoyan Analytical Technology Co., Ltd., Guizhou, China (GTAT) | EPMA: 15 kV accelerating potential and a beam current of 10 or 20 nA, with a defocused beam diameter of 5 µm; peak counting times for analyzed elements varied between 10 and 40 s, background measurements at 50% of the peak counting duration on both sides of the analyzed peak. SEM: operating voltage of 25 kV and a working distance of ~15.0 mm. TIMA: dot-mapping mode with a working distance of 15 mm, spot size of ~92 nm, scanning at 3 µm resolution (operating at 25 kV, 11.6 nA). LA-ICP-MS mapping: laser energy of 5 J/cm2, repetition rate of 15 Hz, spot size of 10 µm, scan speed of 40 µm/s. | NIST 610, NIST 612, and GSD-1G as external standards | [48 empty] | 490.7403 | [21 empty] | 46.5 | [76 empty] | 2025 | Wang, L., Han, R., Zhang, Y., Chen, Y., Liu, D. (2026). Unraveling the redistribution of trace elements during supergene processes: A case study from the Qingshan carbonate-hosted Zn-Pb deposit, SW China. Ore Geology Reviews, 188, 107059. |  | CHN | Southwest China
| Qingshan |  | Basin hydrothermal | Mississippi Valley-type (MVT) | MVT zinc-lead | Zn, Pb | Ge, Cd, Ag | Zn, Pb, Ge, Cd, Ag | Meng et al., 2023 |  | Li-HS-124_sph_0_1_150.d-1 | Li-HS-124_sph_0_1_150.d-1 | underground mine |  |  |  |  | ore material | polished section | grab | mineral separate | [5 empty] | mineralisation | primary sulfide ores and secondary non-sulfide ores |  |  | sphalerite, pyrite, galena, hemimorphite, willemite, goethite, smithsonite, cerussite | hydrothermal (stages 1–3), supergene | massive, brecciated, replacive, infilling | colloform, oscillatory zoning, replacement, core-mantle-rim, dendritic, botryoidal, euhedral, subhedral, anhedral |  |  |  | calcite, greenockite | polished sections (150 µm thick) | LA-ICPMS, EMPA, SEM-EDS | JEOL JXA-i SP100 microprobe equipped with five wavelength-dispersive spectrometers; Tescan Mira 3 field emission scanning electron microscope equipped with an energy dispersive spectrometer; Tescan Integrated Mineral Analyzer (TIMA) system comprising a field emission scanning electron microscope (Tescan Mira 3), integrated with four energy dispersive detectors (EDAXElement) | Guangzhou Tuoyan Analytical Technology Co., Ltd., Guizhou, China (GTAT) | EPMA: 15 kV accelerating potential and a beam current of 10 or 20 nA, with a defocused beam diameter of 5 µm; peak counting times for analyzed elements varied between 10 and 40 s, background measurements at 50% of the peak counting duration on both sides of the analyzed peak. SEM: operating voltage of 25 kV and a working distance of ~15.0 mm. TIMA: dot-mapping mode with a working distance of 15 mm, spot size of ~92 nm, scanning at 3 µm resolution (operating at 25 kV, 11.6 nA). LA-ICP-MS mapping: laser energy of 5 J/cm2, repetition rate of 15 Hz, spot size of 10 µm, scan speed of 40 µm/s. | NIST 610, NIST 612, and GSD-1G as external standards | [48 empty] | 5.3757 | [21 empty] | 65.9 | [76 empty] | 2025 | Wang, L., Han, R., Zhang, Y., Chen, Y., Liu, D. (2026). Unraveling the redistribution of trace elements during supergene processes: A case study from the Qingshan carbonate-hosted Zn-Pb deposit, SW China. Ore Geology Reviews, 188, 107059. |  | CHN | Southwest China
| Qingshan |  | Basin hydrothermal | Mississippi Valley-type (MVT) | MVT zinc-lead | Zn, Pb | Ge, Cd, Ag | Zn, Pb, Ge, Cd, Ag | Meng et al., 2023 |  | Li-HS-124_sph_0_2_151.d-1 | Li-HS-124_sph_0_2_151.d-1 | underground mine |  |  |  |  | ore material | polished section | grab | mineral separate | [5 empty] | mineralisation | primary sulfide ores and secondary non-sulfide ores |  |  | sphalerite, pyrite, galena, hemimorphite, willemite, goethite, smithsonite, cerussite | hydrothermal (stages 1–3), supergene | massive, brecciated, replacive, infilling | colloform, oscillatory zoning, replacement, core-mantle-rim, dendritic, botryoidal, euhedral, subhedral, anhedral |  |  |  | calcite, greenockite | polished sections (150 µm thick) | LA-ICPMS, EMPA, SEM-EDS | JEOL JXA-i SP100 microprobe equipped with five wavelength-dispersive spectrometers; Tescan Mira 3 field emission scanning electron microscope equipped with an energy dispersive spectrometer; Tescan Integrated Mineral Analyzer (TIMA) system comprising a field emission scanning electron microscope (Tescan Mira 3), integrated with four energy dispersive detectors (EDAXElement) | Guangzhou Tuoyan Analytical Technology Co., Ltd., Guizhou, China (GTAT) | EPMA: 15 kV accelerating potential and a beam current of 10 or 20 nA, with a defocused beam diameter of 5 µm; peak counting times for analyzed elements varied between 10 and 40 s, background measurements at 50% of the peak counting duration on both sides of the analyzed peak. SEM: operating voltage of 25 kV and a working distance of ~15.0 mm. TIMA: dot-mapping mode with a working distance of 15 mm, spot size of ~92 nm, scanning at 3 µm resolution (operating at 25 kV, 11.6 nA). LA-ICP-MS mapping: laser energy of 5 J/cm2, repetition rate of 15 Hz, spot size of 10 µm, scan speed of 40 µm/s. | NIST 610, NIST 612, and GSD-1G as external standards | [48 empty] | 4.2656 | [21 empty] | 68.95 | [76 empty] | 2025 | Wang, L., Han, R., Zhang, Y., Chen, Y., Liu, D. (2026). Unraveling the redistribution of trace elements during supergene processes: A case study from the Qingshan carbonate-hosted Zn-Pb deposit, SW China. Ore Geology Reviews, 188, 107059. |  | CHN | Southwest China
| Qingshan |  | Basin hydrothermal | Mississippi Valley-type (MVT) | MVT zinc-lead | Zn, Pb | Ge, Cd, Ag | Zn, Pb, Ge, Cd, Ag | Meng et al., 2023 |  | Li-HS-124_sph_0_2_152.d-1 | Li-HS-124_sph_0_2_152.d-1 | underground mine |  |  |  |  | ore material | polished section | grab | mineral separate | [5 empty] | mineralisation | primary sulfide ores and secondary non-sulfide ores |  |  | sphalerite, pyrite, galena, hemimorphite, willemite, goethite, smithsonite, cerussite | hydrothermal (stages 1–3), supergene | massive, brecciated, replacive, infilling | colloform, oscillatory zoning, replacement, core-mantle-rim, dendritic, botryoidal, euhedral, subhedral, anhedral |  |  |  | calcite, greenockite | polished sections (150 µm thick) | LA-ICPMS, EMPA, SEM-EDS | JEOL JXA-i SP100 microprobe equipped with five wavelength-dispersive spectrometers; Tescan Mira 3 field emission scanning electron microscope equipped with an energy dispersive spectrometer; Tescan Integrated Mineral Analyzer (TIMA) system comprising a field emission scanning electron microscope (Tescan Mira 3), integrated with four energy dispersive detectors (EDAXElement) | Guangzhou Tuoyan Analytical Technology Co., Ltd., Guizhou, China (GTAT) | EPMA: 15 kV accelerating potential and a beam current of 10 or 20 nA, with a defocused beam diameter of 5 µm; peak counting times for analyzed elements varied between 10 and 40 s, background measurements at 50% of the peak counting duration on both sides of the analyzed peak. SEM: operating voltage of 25 kV and a working distance of ~15.0 mm. TIMA: dot-mapping mode with a working distance of 15 mm, spot size of ~92 nm, scanning at 3 µm resolution (operating at 25 kV, 11.6 nA). LA-ICP-MS mapping: laser energy of 5 J/cm2, repetition rate of 15 Hz, spot size of 10 µm, scan speed of 40 µm/s. | NIST 610, NIST 612, and GSD-1G as external standards | [48 empty] | 13.3551 | [21 empty] | 66.61 | [76 empty] | 2025 | Wang, L., Han, R., Zhang, Y., Chen, Y., Liu, D. (2026). Unraveling the redistribution of trace elements during supergene processes: A case study from the Qingshan carbonate-hosted Zn-Pb deposit, SW China. Ore Geology Reviews, 188, 107059. |  | CHN | Southwest China
| Qingshan |  | Basin hydrothermal | Mississippi Valley-type (MVT) | MVT zinc-lead | Zn, Pb | Ge, Cd, Ag | Zn, Pb, Ge, Cd, Ag | Meng et al., 2023 |  | Li-HS-124_sph_0_2_153.d-1 | Li-HS-124_sph_0_2_153.d-1 | underground mine |  |  |  |  | ore material | polished section | grab | mineral separate | [5 empty] | mineralisation | primary sulfide ores and secondary non-sulfide ores |  |  | sphalerite, pyrite, galena, hemimorphite, willemite, goethite, smithsonite, cerussite | hydrothermal (stages 1–3), supergene | massive, brecciated, replacive, infilling | colloform, oscillatory zoning, replacement, core-mantle-rim, dendritic, botryoidal, euhedral, subhedral, anhedral |  |  |  | calcite, greenockite | polished sections (150 µm thick) | LA-ICPMS, EMPA, SEM-EDS | JEOL JXA-i SP100 microprobe equipped with five wavelength-dispersive spectrometers; Tescan Mira 3 field emission scanning electron microscope equipped with an energy dispersive spectrometer; Tescan Integrated Mineral Analyzer (TIMA) system comprising a field emission scanning electron microscope (Tescan Mira 3), integrated with four energy dispersive detectors (EDAXElement) | Guangzhou Tuoyan Analytical Technology Co., Ltd., Guizhou, China (GTAT) | EPMA: 15 kV accelerating potential and a beam current of 10 or 20 nA, with a defocused beam diameter of 5 µm; peak counting times for analyzed elements varied between 10 and 40 s, background measurements at 50% of the peak counting duration on both sides of the analyzed peak. SEM: operating voltage of 25 kV and a working distance of ~15.0 mm. TIMA: dot-mapping mode with a working distance of 15 mm, spot size of ~92 nm, scanning at 3 µm resolution (operating at 25 kV, 11.6 nA). LA-ICP-MS mapping: laser energy of 5 J/cm2, repetition rate of 15 Hz, spot size of 10 µm, scan speed of 40 µm/s. | NIST 610, NIST 612, and GSD-1G as external standards | [48 empty] | 55.5948 | [7 empty] | 0.046631 | [13 empty] | 31.35 | [76 empty] | 2025 | Wang, L., Han, R., Zhang, Y., Chen, Y., Liu, D. (2026). Unraveling the redistribution of trace elements during supergene processes: A case study from the Qingshan carbonate-hosted Zn-Pb deposit, SW China. Ore Geology Reviews, 188, 107059. |  | CHN | Southwest China
| Qingshan |  | Basin hydrothermal | Mississippi Valley-type (MVT) | MVT zinc-lead | Zn, Pb | Ge, Cd, Ag | Zn, Pb, Ge, Cd, Ag | Meng et al., 2023 |  | Li-HS-124_sph_0_2_154.d-1 | Li-HS-124_sph_0_2_154.d-1 | underground mine |  |  |  |  | ore material | polished section | grab | mineral separate | [5 empty] | mineralisation | primary sulfide ores and secondary non-sulfide ores |  |  | sphalerite, pyrite, galena, hemimorphite, willemite, goethite, smithsonite, cerussite | hydrothermal (stages 1–3), supergene | massive, brecciated, replacive, infilling | colloform, oscillatory zoning, replacement, core-mantle-rim, dendritic, botryoidal, euhedral, subhedral, anhedral |  |  |  | calcite, greenockite | polished sections (150 µm thick) | LA-ICPMS, EMPA, SEM-EDS | JEOL JXA-i SP100 microprobe equipped with five wavelength-dispersive spectrometers; Tescan Mira 3 field emission scanning electron microscope equipped with an energy dispersive spectrometer; Tescan Integrated Mineral Analyzer (TIMA) system comprising a field emission scanning electron microscope (Tescan Mira 3), integrated with four energy dispersive detectors (EDAXElement) | Guangzhou Tuoyan Analytical Technology Co., Ltd., Guizhou, China (GTAT) | EPMA: 15 kV accelerating potential and a beam current of 10 or 20 nA, with a defocused beam diameter of 5 µm; peak counting times for analyzed elements varied between 10 and 40 s, background measurements at 50% of the peak counting duration on both sides of the analyzed peak. SEM: operating voltage of 25 kV and a working distance of ~15.0 mm. TIMA: dot-mapping mode with a working distance of 15 mm, spot size of ~92 nm, scanning at 3 µm resolution (operating at 25 kV, 11.6 nA). LA-ICP-MS mapping: laser energy of 5 J/cm2, repetition rate of 15 Hz, spot size of 10 µm, scan speed of 40 µm/s. | NIST 610, NIST 612, and GSD-1G as external standards | [48 empty] | 5.5842 | [7 empty] | 0.02098 | [13 empty] | 54.2 | [76 empty] | 2025 | Wang, L., Han, R., Zhang, Y., Chen, Y., Liu, D. (2026). Unraveling the redistribution of trace elements during supergene processes: A case study from the Qingshan carbonate-hosted Zn-Pb deposit, SW China. Ore Geology Reviews, 188, 107059. |  | CHN | Southwest China
| Qingshan |  | Basin hydrothermal | Mississippi Valley-type (MVT) | MVT zinc-lead | Zn, Pb | Ge, Cd, Ag | Zn, Pb, Ge, Cd, Ag | Meng et al., 2023 |  | LK644-184.4_sph - 1.d-1 | LK644-184.4_sph - 1.d-1 | underground mine |  |  |  |  | ore material | polished section | grab | mineral separate | [5 empty] | mineralisation | primary sulfide ores and secondary non-sulfide ores |  |  | sphalerite, pyrite, galena, hemimorphite, willemite, goethite, smithsonite, cerussite | hydrothermal (stages 1–3), supergene | massive, brecciated, replacive, infilling | colloform, oscillatory zoning, replacement, core-mantle-rim, dendritic, botryoidal, euhedral, subhedral, anhedral |  |  |  | calcite, greenockite | polished sections (150 µm thick) | LA-ICPMS, EMPA, SEM-EDS | JEOL JXA-i SP100 microprobe equipped with five wavelength-dispersive spectrometers; Tescan Mira 3 field emission scanning electron microscope equipped with an energy dispersive spectrometer; Tescan Integrated Mineral Analyzer (TIMA) system comprising a field emission scanning electron microscope (Tescan Mira 3), integrated with four energy dispersive detectors (EDAXElement) | Guangzhou Tuoyan Analytical Technology Co., Ltd., Guizhou, China (GTAT) | EPMA: 15 kV accelerating potential and a beam current of 10 or 20 nA, with a defocused beam diameter of 5 µm; peak counting times for analyzed elements varied between 10 and 40 s, background measurements at 50% of the peak counting duration on both sides of the analyzed peak. SEM: operating voltage of 25 kV and a working distance of ~15.0 mm. TIMA: dot-mapping mode with a working distance of 15 mm, spot size of ~92 nm, scanning at 3 µm resolution (operating at 25 kV, 11.6 nA). LA-ICP-MS mapping: laser energy of 5 J/cm2, repetition rate of 15 Hz, spot size of 10 µm, scan speed of 40 µm/s. | NIST 610, NIST 612, and GSD-1G as external standards | [48 empty] | 147.8497 | [21 empty] | 172.1308 | [76 empty] | 2025 | Wang, L., Han, R., Zhang, Y., Chen, Y., Liu, D. (2026). Unraveling the redistribution of trace elements during supergene processes: A case study from the Qingshan carbonate-hosted Zn-Pb deposit, SW China. Ore Geology Reviews, 188, 107059. |  | CHN | Southwest China
| Qingshan |  | Basin hydrothermal | Mississippi Valley-type (MVT) | MVT zinc-lead | Zn, Pb | Ge, Cd, Ag | Zn, Pb, Ge, Cd, Ag | Meng et al., 2023 |  | LK644-184.4_sph - 2.d-1 | LK644-184.4_sph - 2.d-1 | underground mine |  |  |  |  | ore material | polished section | grab | mineral separate | [5 empty] | mineralisation | primary sulfide ores and secondary non-sulfide ores |  |  | sphalerite, pyrite, galena, hemimorphite, willemite, goethite, smithsonite, cerussite | hydrothermal (stages 1–3), supergene | massive, brecciated, replacive, infilling | colloform, oscillatory zoning, replacement, core-mantle-rim, dendritic, botryoidal, euhedral, subhedral, anhedral |  |  |  | calcite, greenockite | polished sections (150 µm thick) | LA-ICPMS, EMPA, SEM-EDS | JEOL JXA-i SP100 microprobe equipped with five wavelength-dispersive spectrometers; Tescan Mira 3 field emission scanning electron microscope equipped with an energy dispersive spectrometer; Tescan Integrated Mineral Analyzer (TIMA) system comprising a field emission scanning electron microscope (Tescan Mira 3), integrated with four energy dispersive detectors (EDAXElement) | Guangzhou Tuoyan Analytical Technology Co., Ltd., Guizhou, China (GTAT) | EPMA: 15 kV accelerating potential and a beam current of 10 or 20 nA, with a defocused beam diameter of 5 µm; peak counting times for analyzed elements varied between 10 and 40 s, background measurements at 50% of the peak counting duration on both sides of the analyzed peak. SEM: operating voltage of 25 kV and a working distance of ~15.0 mm. TIMA: dot-mapping mode with a working distance of 15 mm, spot size of ~92 nm, scanning at 3 µm resolution (operating at 25 kV, 11.6 nA). LA-ICP-MS mapping: laser energy of 5 J/cm2, repetition rate of 15 Hz, spot size of 10 µm, scan speed of 40 µm/s. | NIST 610, NIST 612, and GSD-1G as external standards | [48 empty] | 44.5225 | [21 empty] | 80.6082 | [76 empty] | 2025 | Wang, L., Han, R., Zhang, Y., Chen, Y., Liu, D. (2026). Unraveling the redistribution of trace elements during supergene processes: A case study from the Qingshan carbonate-hosted Zn-Pb deposit, SW China. Ore Geology Reviews, 188, 107059. |  | CHN | Southwest China
| Qingshan |  | Basin hydrothermal | Mississippi Valley-type (MVT) | MVT zinc-lead | Zn, Pb | Ge, Cd, Ag | Zn, Pb, Ge, Cd, Ag | Meng et al., 2023 |  | LK644-184.4_sph - 3.d-1 | LK644-184.4_sph - 3.d-1 | underground mine |  |  |  |  | ore material | polished section | grab | mineral separate | [5 empty] | mineralisation | primary sulfide ores and secondary non-sulfide ores |  |  | sphalerite, pyrite, galena, hemimorphite, willemite, goethite, smithsonite, cerussite | hydrothermal (stages 1–3), supergene | massive, brecciated, replacive, infilling | colloform, oscillatory zoning, replacement, core-mantle-rim, dendritic, botryoidal, euhedral, subhedral, anhedral |  |  |  | calcite, greenockite | polished sections (150 µm thick) | LA-ICPMS, EMPA, SEM-EDS | JEOL JXA-i SP100 microprobe equipped with five wavelength-dispersive spectrometers; Tescan Mira 3 field emission scanning electron microscope equipped with an energy dispersive spectrometer; Tescan Integrated Mineral Analyzer (TIMA) system comprising a field emission scanning electron microscope (Tescan Mira 3), integrated with four energy dispersive detectors (EDAXElement) | Guangzhou Tuoyan Analytical Technology Co., Ltd., Guizhou, China (GTAT) | EPMA: 15 kV accelerating potential and a beam current of 10 or 20 nA, with a defocused beam diameter of 5 µm; peak counting times for analyzed elements varied between 10 and 40 s, background measurements at 50% of the peak counting duration on both sides of the analyzed peak. SEM: operating voltage of 25 kV and a working distance of ~15.0 mm. TIMA: dot-mapping mode with a working distance of 15 mm, spot size of ~92 nm, scanning at 3 µm resolution (operating at 25 kV, 11.6 nA). LA-ICP-MS mapping: laser energy of 5 J/cm2, repetition rate of 15 Hz, spot size of 10 µm, scan speed of 40 µm/s. | NIST 610, NIST 612, and GSD-1G as external standards | [48 empty] | 58.4023 | [21 empty] | 106.7575 | [76 empty] | 2025 | Wang, L., Han, R., Zhang, Y., Chen, Y., Liu, D. (2026). Unraveling the redistribution of trace elements during supergene processes: A case study from the Qingshan carbonate-hosted Zn-Pb deposit, SW China. Ore Geology Reviews, 188, 107059. |  | CHN | Southwest China
| Qingshan |  | Basin hydrothermal | Mississippi Valley-type (MVT) | MVT zinc-lead | Zn, Pb | Ge, Cd, Ag | Zn, Pb, Ge, Cd, Ag | Meng et al., 2023 |  | LK644-184.4_sph - 4.d-1 | LK644-184.4_sph - 4.d-1 | underground mine |  |  |  |  | ore material | polished section | grab | mineral separate | [5 empty] | mineralisation | primary sulfide ores and secondary non-sulfide ores |  |  | sphalerite, pyrite, galena, hemimorphite, willemite, goethite, smithsonite, cerussite | hydrothermal (stages 1–3), supergene | massive, brecciated, replacive, infilling | colloform, oscillatory zoning, replacement, core-mantle-rim, dendritic, botryoidal, euhedral, subhedral, anhedral |  |  |  | calcite, greenockite | polished sections (150 µm thick) | LA-ICPMS, EMPA, SEM-EDS | JEOL JXA-i SP100 microprobe equipped with five wavelength-dispersive spectrometers; Tescan Mira 3 field emission scanning electron microscope equipped with an energy dispersive spectrometer; Tescan Integrated Mineral Analyzer (TIMA) system comprising a field emission scanning electron microscope (Tescan Mira 3), integrated with four energy dispersive detectors (EDAXElement) | Guangzhou Tuoyan Analytical Technology Co., Ltd., Guizhou, China (GTAT) | EPMA: 15 kV accelerating potential and a beam current of 10 or 20 nA, with a defocused beam diameter of 5 µm; peak counting times for analyzed elements varied between 10 and 40 s, background measurements at 50% of the peak counting duration on both sides of the analyzed peak. SEM: operating voltage of 25 kV and a working distance of ~15.0 mm. TIMA: dot-mapping mode with a working distance of 15 mm, spot size of ~92 nm, scanning at 3 µm resolution (operating at 25 kV, 11.6 nA). LA-ICP-MS mapping: laser energy of 5 J/cm2, repetition rate of 15 Hz, spot size of 10 µm, scan speed of 40 µm/s. | NIST 610, NIST 612, and GSD-1G as external standards | [48 empty] | 71.1422 | [21 empty] | 198.9623 | [76 empty] | 2025 | Wang, L., Han, R., Zhang, Y., Chen, Y., Liu, D. (2026). Unraveling the redistribution of trace elements during supergene processes: A case study from the Qingshan carbonate-hosted Zn-Pb deposit, SW China. Ore Geology Reviews, 188, 107059. |  | CHN | Southwest China
| Qingshan |  | Basin hydrothermal | Mississippi Valley-type (MVT) | MVT zinc-lead | Zn, Pb | Ge, Cd, Ag | Zn, Pb, Ge, Cd, Ag | Meng et al., 2023 |  | LK644-184.4_sph - 5.d-1 | LK644-184.4_sph - 5.d-1 | underground mine |  |  |  |  | ore material | polished section | grab | mineral separate | [5 empty] | mineralisation | primary sulfide ores and secondary non-sulfide ores |  |  | sphalerite, pyrite, galena, hemimorphite, willemite, goethite, smithsonite, cerussite | hydrothermal (stages 1–3), supergene | massive, brecciated, replacive, infilling | colloform, oscillatory zoning, replacement, core-mantle-rim, dendritic, botryoidal, euhedral, subhedral, anhedral |  |  |  | calcite, greenockite | polished sections (150 µm thick) | LA-ICPMS, EMPA, SEM-EDS | JEOL JXA-i SP100 microprobe equipped with five wavelength-dispersive spectrometers; Tescan Mira 3 field emission scanning electron microscope equipped with an energy dispersive spectrometer; Tescan Integrated Mineral Analyzer (TIMA) system comprising a field emission scanning electron microscope (Tescan Mira 3), integrated with four energy dispersive detectors (EDAXElement) | Guangzhou Tuoyan Analytical Technology Co., Ltd., Guizhou, China (GTAT) | EPMA: 15 kV accelerating potential and a beam current of 10 or 20 nA, with a defocused beam diameter of 5 µm; peak counting times for analyzed elements varied between 10 and 40 s, background measurements at 50% of the peak counting duration on both sides of the analyzed peak. SEM: operating voltage of 25 kV and a working distance of ~15.0 mm. TIMA: dot-mapping mode with a working distance of 15 mm, spot size of ~92 nm, scanning at 3 µm resolution (operating at 25 kV, 11.6 nA). LA-ICP-MS mapping: laser energy of 5 J/cm2, repetition rate of 15 Hz, spot size of 10 µm, scan speed of 40 µm/s. | NIST 610, NIST 612, and GSD-1G as external standards | [48 empty] | 81.4012 | [21 empty] | 54.9136 | [76 empty] | 2025 | Wang, L., Han, R., Zhang, Y., Chen, Y., Liu, D. (2026). Unraveling the redistribution of trace elements during supergene processes: A case study from the Qingshan carbonate-hosted Zn-Pb deposit, SW China. Ore Geology Reviews, 188, 107059. |  | CHN | Southwest China
| Qingshan |  | Basin hydrothermal | Mississippi Valley-type (MVT) | MVT zinc-lead | Zn, Pb | Ge, Cd, Ag | Zn, Pb, Ge, Cd, Ag | Meng et al., 2023 |  | LK644-184.4_sph - 6.d-1 | LK644-184.4_sph - 6.d-1 | underground mine |  |  |  |  | ore material | polished section | grab | mineral separate | [5 empty] | mineralisation | primary sulfide ores and secondary non-sulfide ores |  |  | sphalerite, pyrite, galena, hemimorphite, willemite, goethite, smithsonite, cerussite | hydrothermal (stages 1–3), supergene | massive, brecciated, replacive, infilling | colloform, oscillatory zoning, replacement, core-mantle-rim, dendritic, botryoidal, euhedral, subhedral, anhedral |  |  |  | calcite, greenockite | polished sections (150 µm thick) | LA-ICPMS, EMPA, SEM-EDS | JEOL JXA-i SP100 microprobe equipped with five wavelength-dispersive spectrometers; Tescan Mira 3 field emission scanning electron microscope equipped with an energy dispersive spectrometer; Tescan Integrated Mineral Analyzer (TIMA) system comprising a field emission scanning electron microscope (Tescan Mira 3), integrated with four energy dispersive detectors (EDAXElement) | Guangzhou Tuoyan Analytical Technology Co., Ltd., Guizhou, China (GTAT) | EPMA: 15 kV accelerating potential and a beam current of 10 or 20 nA, with a defocused beam diameter of 5 µm; peak counting times for analyzed elements varied between 10 and 40 s, background measurements at 50% of the peak counting duration on both sides of the analyzed peak. SEM: operating voltage of 25 kV and a working distance of ~15.0 mm. TIMA: dot-mapping mode with a working distance of 15 mm, spot size of ~92 nm, scanning at 3 µm resolution (operating at 25 kV, 11.6 nA). LA-ICP-MS mapping: laser energy of 5 J/cm2, repetition rate of 15 Hz, spot size of 10 µm, scan speed of 40 µm/s. | NIST 610, NIST 612, and GSD-1G as external standards | [48 empty] | 58.8046 | [21 empty] | 43.8854 | [76 empty] | 2025 | Wang, L., Han, R., Zhang, Y., Chen, Y., Liu, D. (2026). Unraveling the redistribution of trace elements during supergene processes: A case study from the Qingshan carbonate-hosted Zn-Pb deposit, SW China. Ore Geology Reviews, 188, 107059. |  | CHN | Southwest China
| Qingshan |  | Basin hydrothermal | Mississippi Valley-type (MVT) | MVT zinc-lead | Zn, Pb | Ge, Cd, Ag | Zn, Pb, Ge, Cd, Ag | Meng et al., 2023 |  | LK644-184.4_sph - 7.d-1 | LK644-184.4_sph - 7.d-1 | underground mine |  |  |  |  | ore material | polished section | grab | mineral separate | [5 empty] | mineralisation | primary sulfide ores and secondary non-sulfide ores |  |  | sphalerite, pyrite, galena, hemimorphite, willemite, goethite, smithsonite, cerussite | hydrothermal (stages 1–3), supergene | massive, brecciated, replacive, infilling | colloform, oscillatory zoning, replacement, core-mantle-rim, dendritic, botryoidal, euhedral, subhedral, anhedral |  |  |  | calcite, greenockite | polished sections (150 µm thick) | LA-ICPMS, EMPA, SEM-EDS | JEOL JXA-i SP100 microprobe equipped with five wavelength-dispersive spectrometers; Tescan Mira 3 field emission scanning electron microscope equipped with an energy dispersive spectrometer; Tescan Integrated Mineral Analyzer (TIMA) system comprising a field emission scanning electron microscope (Tescan Mira 3), integrated with four energy dispersive detectors (EDAXElement) | Guangzhou Tuoyan Analytical Technology Co., Ltd., Guizhou, China (GTAT) | EPMA: 15 kV accelerating potential and a beam current of 10 or 20 nA, with a defocused beam diameter of 5 µm; peak counting times for analyzed elements varied between 10 and 40 s, background measurements at 50% of the peak counting duration on both sides of the analyzed peak. SEM: operating voltage of 25 kV and a working distance of ~15.0 mm. TIMA: dot-mapping mode with a working distance of 15 mm, spot size of ~92 nm, scanning at 3 µm resolution (operating at 25 kV, 11.6 nA). LA-ICP-MS mapping: laser energy of 5 J/cm2, repetition rate of 15 Hz, spot size of 10 µm, scan speed of 40 µm/s. | NIST 610, NIST 612, and GSD-1G as external standards | [48 empty] | 138.2613 | [21 empty] | 15.2917 | [76 empty] | 2025 | Wang, L., Han, R., Zhang, Y., Chen, Y., Liu, D. (2026). Unraveling the redistribution of trace elements during supergene processes: A case study from the Qingshan carbonate-hosted Zn-Pb deposit, SW China. Ore Geology Reviews, 188, 107059. |  | CHN | Southwest China
| Qingshan |  | Basin hydrothermal | Mississippi Valley-type (MVT) | MVT zinc-lead | Zn, Pb | Ge, Cd, Ag | Zn, Pb, Ge, Cd, Ag | Meng et al., 2023 |  | LK644-184.4_sph - 8.d-1 | LK644-184.4_sph - 8.d-1 | underground mine |  |  |  |  | ore material | polished section | grab | mineral separate | [5 empty] | mineralisation | primary sulfide ores and secondary non-sulfide ores |  |  | sphalerite, pyrite, galena, hemimorphite, willemite, goethite, smithsonite, cerussite | hydrothermal (stages 1–3), supergene | massive, brecciated, replacive, infilling | colloform, oscillatory zoning, replacement, core-mantle-rim, dendritic, botryoidal, euhedral, subhedral, anhedral |  |  |  | calcite, greenockite | polished sections (150 µm thick) | LA-ICPMS, EMPA, SEM-EDS | JEOL JXA-i SP100 microprobe equipped with five wavelength-dispersive spectrometers; Tescan Mira 3 field emission scanning electron microscope equipped with an energy dispersive spectrometer; Tescan Integrated Mineral Analyzer (TIMA) system comprising a field emission scanning electron microscope (Tescan Mira 3), integrated with four energy dispersive detectors (EDAXElement) | Guangzhou Tuoyan Analytical Technology Co., Ltd., Guizhou, China (GTAT) | EPMA: 15 kV accelerating potential and a beam current of 10 or 20 nA, with a defocused beam diameter of 5 µm; peak counting times for analyzed elements varied between 10 and 40 s, background measurements at 50% of the peak counting duration on both sides of the analyzed peak. SEM: operating voltage of 25 kV and a working distance of ~15.0 mm. TIMA: dot-mapping mode with a working distance of 15 mm, spot size of ~92 nm, scanning at 3 µm resolution (operating at 25 kV, 11.6 nA). LA-ICP-MS mapping: laser energy of 5 J/cm2, repetition rate of 15 Hz, spot size of 10 µm, scan speed of 40 µm/s. | NIST 610, NIST 612, and GSD-1G as external standards | [48 empty] | 112.4462 | [21 empty] | 24.0346 | [76 empty] | 2025 | Wang, L., Han, R., Zhang, Y., Chen, Y., Liu, D. (2026). Unraveling the redistribution of trace elements during supergene processes: A case study from the Qingshan carbonate-hosted Zn-Pb deposit, SW China. Ore Geology Reviews, 188, 107059. |  | CHN | Southwest China
| Qingshan |  | Basin hydrothermal | Mississippi Valley-type (MVT) | MVT zinc-lead | Zn, Pb | Ge, Cd, Ag | Zn, Pb, Ge, Cd, Ag | Meng et al., 2023 |  | LK644-184.4_sph - 9.d-1 | LK644-184.4_sph - 9.d-1 | underground mine |  |  |  |  | ore material | polished section | grab | mineral separate | [5 empty] | mineralisation | primary sulfide ores and secondary non-sulfide ores |  |  | sphalerite, pyrite, galena, hemimorphite, willemite, goethite, smithsonite, cerussite | hydrothermal (stages 1–3), supergene | massive, brecciated, replacive, infilling | colloform, oscillatory zoning, replacement, core-mantle-rim, dendritic, botryoidal, euhedral, subhedral, anhedral |  |  |  | calcite, greenockite | polished sections (150 µm thick) | LA-ICPMS, EMPA, SEM-EDS | JEOL JXA-i SP100 microprobe equipped with five wavelength-dispersive spectrometers; Tescan Mira 3 field emission scanning electron microscope equipped with an energy dispersive spectrometer; Tescan Integrated Mineral Analyzer (TIMA) system comprising a field emission scanning electron microscope (Tescan Mira 3), integrated with four energy dispersive detectors (EDAXElement) | Guangzhou Tuoyan Analytical Technology Co., Ltd., Guizhou, China (GTAT) | EPMA: 15 kV accelerating potential and a beam current of 10 or 20 nA, with a defocused beam diameter of 5 µm; peak counting times for analyzed elements varied between 10 and 40 s, background measurements at 50% of the peak counting duration on both sides of the analyzed peak. SEM: operating voltage of 25 kV and a working distance of ~15.0 mm. TIMA: dot-mapping mode with a working distance of 15 mm, spot size of ~92 nm, scanning at 3 µm resolution (operating at 25 kV, 11.6 nA). LA-ICP-MS mapping: laser energy of 5 J/cm2, repetition rate of 15 Hz, spot size of 10 µm, scan speed of 40 µm/s. | NIST 610, NIST 612, and GSD-1G as external standards | [48 empty] | 35.0682 | [21 empty] | 7.4128 | [76 empty] | 2025 | Wang, L., Han, R., Zhang, Y., Chen, Y., Liu, D. (2026). Unraveling the redistribution of trace elements during supergene processes: A case study from the Qingshan carbonate-hosted Zn-Pb deposit, SW China. Ore Geology Reviews, 188, 107059. |  | CHN | Southwest China
| Qingshan |  | Basin hydrothermal | Mississippi Valley-type (MVT) | MVT zinc-lead | Zn, Pb | Ge, Cd, Ag | Zn, Pb, Ge, Cd, Ag | Meng et al., 2023 |  | LK644-184.4_sph - 10.d-1 | LK644-184.4_sph - 10.d-1 | underground mine |  |  |  |  | ore material | polished section | grab | mineral separate | [5 empty] | mineralisation | primary sulfide ores and secondary non-sulfide ores |  |  | sphalerite, pyrite, galena, hemimorphite, willemite, goethite, smithsonite, cerussite | hydrothermal (stages 1–3), supergene | massive, brecciated, replacive, infilling | colloform, oscillatory zoning, replacement, core-mantle-rim, dendritic, botryoidal, euhedral, subhedral, anhedral |  |  |  | calcite, greenockite | polished sections (150 µm thick) | LA-ICPMS, EMPA, SEM-EDS | JEOL JXA-i SP100 microprobe equipped with five wavelength-dispersive spectrometers; Tescan Mira 3 field emission scanning electron microscope equipped with an energy dispersive spectrometer; Tescan Integrated Mineral Analyzer (TIMA) system comprising a field emission scanning electron microscope (Tescan Mira 3), integrated with four energy dispersive detectors (EDAXElement) | Guangzhou Tuoyan Analytical Technology Co., Ltd., Guizhou, China (GTAT) | EPMA: 15 kV accelerating potential and a beam current of 10 or 20 nA, with a defocused beam diameter of 5 µm; peak counting times for analyzed elements varied between 10 and 40 s, background measurements at 50% of the peak counting duration on both sides of the analyzed peak. SEM: operating voltage of 25 kV and a working distance of ~15.0 mm. TIMA: dot-mapping mode with a working distance of 15 mm, spot size of ~92 nm, scanning at 3 µm resolution (operating at 25 kV, 11.6 nA). LA-ICP-MS mapping: laser energy of 5 J/cm2, repetition rate of 15 Hz, spot size of 10 µm, scan speed of 40 µm/s. | NIST 610, NIST 612, and GSD-1G as external standards | [48 empty] | 45.7965 | [21 empty] | 45.0223 | [76 empty] | 2025 | Wang, L., Han, R., Zhang, Y., Chen, Y., Liu, D. (2026). Unraveling the redistribution of trace elements during supergene processes: A case study from the Qingshan carbonate-hosted Zn-Pb deposit, SW China. Ore Geology Reviews, 188, 107059. |  | CHN | Southwest China
| Qingshan |  | Basin hydrothermal | Mississippi Valley-type (MVT) | MVT zinc-lead | Zn, Pb | Ge, Cd, Ag | Zn, Pb, Ge, Cd, Ag | Meng et al., 2023 |  | LK644-184.4_sph - 11.d-1 | LK644-184.4_sph - 11.d-1 | underground mine |  |  |  |  | ore material | polished section | grab | mineral separate | [5 empty] | mineralisation | primary sulfide ores and secondary non-sulfide ores |  |  | sphalerite, pyrite, galena, hemimorphite, willemite, goethite, smithsonite, cerussite | hydrothermal (stages 1–3), supergene | massive, brecciated, replacive, infilling | colloform, oscillatory zoning, replacement, core-mantle-rim, dendritic, botryoidal, euhedral, subhedral, anhedral |  |  |  | calcite, greenockite | polished sections (150 µm thick) | LA-ICPMS, EMPA, SEM-EDS | JEOL JXA-i SP100 microprobe equipped with five wavelength-dispersive spectrometers; Tescan Mira 3 field emission scanning electron microscope equipped with an energy dispersive spectrometer; Tescan Integrated Mineral Analyzer (TIMA) system comprising a field emission scanning electron microscope (Tescan Mira 3), integrated with four energy dispersive detectors (EDAXElement) | Guangzhou Tuoyan Analytical Technology Co., Ltd., Guizhou, China (GTAT) | EPMA: 15 kV accelerating potential and a beam current of 10 or 20 nA, with a defocused beam diameter of 5 µm; peak counting times for analyzed elements varied between 10 and 40 s, background measurements at 50% of the peak counting duration on both sides of the analyzed peak. SEM: operating voltage of 25 kV and a working distance of ~15.0 mm. TIMA: dot-mapping mode with a working distance of 15 mm, spot size of ~92 nm, scanning at 3 µm resolution (operating at 25 kV, 11.6 nA). LA-ICP-MS mapping: laser energy of 5 J/cm2, repetition rate of 15 Hz, spot size of 10 µm, scan speed of 40 µm/s. | NIST 610, NIST 612, and GSD-1G as external standards | [48 empty] | 100.1757 | [21 empty] | 92.7733 | [76 empty] | 2025 | Wang, L., Han, R., Zhang, Y., Chen, Y., Liu, D. (2026). Unraveling the redistribution of trace elements during supergene processes: A case study from the Qingshan carbonate-hosted Zn-Pb deposit, SW China. Ore Geology Reviews, 188, 107059. |  | CHN | Southwest China
| Qingshan |  | Basin hydrothermal | Mississippi Valley-type (MVT) | MVT zinc-lead | Zn, Pb | Ge, Cd, Ag | Zn, Pb, Ge, Cd, Ag | Meng et al., 2023 |  | LK644-184.4_sph - 12.d-1 | LK644-184.4_sph - 12.d-1 | underground mine |  |  |  |  | ore material | polished section | grab | mineral separate | [5 empty] | mineralisation | primary sulfide ores and secondary non-sulfide ores |  |  | sphalerite, pyrite, galena, hemimorphite, willemite, goethite, smithsonite, cerussite | hydrothermal (stages 1–3), supergene | massive, brecciated, replacive, infilling | colloform, oscillatory zoning, replacement, core-mantle-rim, dendritic, botryoidal, euhedral, subhedral, anhedral |  |  |  | calcite, greenockite | polished sections (150 µm thick) | LA-ICPMS, EMPA, SEM-EDS | JEOL JXA-i SP100 microprobe equipped with five wavelength-dispersive spectrometers; Tescan Mira 3 field emission scanning electron microscope equipped with an energy dispersive spectrometer; Tescan Integrated Mineral Analyzer (TIMA) system comprising a field emission scanning electron microscope (Tescan Mira 3), integrated with four energy dispersive detectors (EDAXElement) | Guangzhou Tuoyan Analytical Technology Co., Ltd., Guizhou, China (GTAT) | EPMA: 15 kV accelerating potential and a beam current of 10 or 20 nA, with a defocused beam diameter of 5 µm; peak counting times for analyzed elements varied between 10 and 40 s, background measurements at 50% of the peak counting duration on both sides of the analyzed peak. SEM: operating voltage of 25 kV and a working distance of ~15.0 mm. TIMA: dot-mapping mode with a working distance of 15 mm, spot size of ~92 nm, scanning at 3 µm resolution (operating at 25 kV, 11.6 nA). LA-ICP-MS mapping: laser energy of 5 J/cm2, repetition rate of 15 Hz, spot size of 10 µm, scan speed of 40 µm/s. | NIST 610, NIST 612, and GSD-1G as external standards | [48 empty] | 76.9087 | [21 empty] | 52.8671 | [76 empty] | 2025 | Wang, L., Han, R., Zhang, Y., Chen, Y., Liu, D. (2026). Unraveling the redistribution of trace elements during supergene processes: A case study from the Qingshan carbonate-hosted Zn-Pb deposit, SW China. Ore Geology Reviews, 188, 107059. |  | CHN | Southwest China
| Qingshan |  | Basin hydrothermal | Mississippi Valley-type (MVT) | MVT zinc-lead | Zn, Pb | Ge, Cd, Ag | Zn, Pb, Ge, Cd, Ag | Meng et al., 2023 |  | LK644-184.4_sph - 13.d-1 | LK644-184.4_sph - 13.d-1 | underground mine |  |  |  |  | ore material | polished section | grab | mineral separate | [5 empty] | mineralisation | primary sulfide ores and secondary non-sulfide ores |  |  | sphalerite, pyrite, galena, hemimorphite, willemite, goethite, smithsonite, cerussite | hydrothermal (stages 1–3), supergene | massive, brecciated, replacive, infilling | colloform, oscillatory zoning, replacement, core-mantle-rim, dendritic, botryoidal, euhedral, subhedral, anhedral |  |  |  | calcite, greenockite | polished sections (150 µm thick) | LA-ICPMS, EMPA, SEM-EDS | JEOL JXA-i SP100 microprobe equipped with five wavelength-dispersive spectrometers; Tescan Mira 3 field emission scanning electron microscope equipped with an energy dispersive spectrometer; Tescan Integrated Mineral Analyzer (TIMA) system comprising a field emission scanning electron microscope (Tescan Mira 3), integrated with four energy dispersive detectors (EDAXElement) | Guangzhou Tuoyan Analytical Technology Co., Ltd., Guizhou, China (GTAT) | EPMA: 15 kV accelerating potential and a beam current of 10 or 20 nA, with a defocused beam diameter of 5 µm; peak counting times for analyzed elements varied between 10 and 40 s, background measurements at 50% of the peak counting duration on both sides of the analyzed peak. SEM: operating voltage of 25 kV and a working distance of ~15.0 mm. TIMA: dot-mapping mode with a working distance of 15 mm, spot size of ~92 nm, scanning at 3 µm resolution (operating at 25 kV, 11.6 nA). LA-ICP-MS mapping: laser energy of 5 J/cm2, repetition rate of 15 Hz, spot size of 10 µm, scan speed of 40 µm/s. | NIST 610, NIST 612, and GSD-1G as external standards | [48 empty] | 95.5491 | [21 empty] | 43.3169 | [76 empty] | 2025 | Wang, L., Han, R., Zhang, Y., Chen, Y., Liu, D. (2026). Unraveling the redistribution of trace elements during supergene processes: A case study from the Qingshan carbonate-hosted Zn-Pb deposit, SW China. Ore Geology Reviews, 188, 107059. |  | CHN | Southwest China
| Qingshan |  | Basin hydrothermal | Mississippi Valley-type (MVT) | MVT zinc-lead | Zn, Pb | Ge, Cd, Ag | Zn, Pb, Ge, Cd, Ag | Meng et al., 2023 |  | LK644-184.4_sph - 14.d-1 | LK644-184.4_sph - 14.d-1 | underground mine |  |  |  |  | ore material | polished section | grab | mineral separate | [5 empty] | mineralisation | primary sulfide ores and secondary non-sulfide ores |  |  | sphalerite, pyrite, galena, hemimorphite, willemite, goethite, smithsonite, cerussite | hydrothermal (stages 1–3), supergene | massive, brecciated, replacive, infilling | colloform, oscillatory zoning, replacement, core-mantle-rim, dendritic, botryoidal, euhedral, subhedral, anhedral |  |  |  | calcite, greenockite | polished sections (150 µm thick) | LA-ICPMS, EMPA, SEM-EDS | JEOL JXA-i SP100 microprobe equipped with five wavelength-dispersive spectrometers; Tescan Mira 3 field emission scanning electron microscope equipped with an energy dispersive spectrometer; Tescan Integrated Mineral Analyzer (TIMA) system comprising a field emission scanning electron microscope (Tescan Mira 3), integrated with four energy dispersive detectors (EDAXElement) | Guangzhou Tuoyan Analytical Technology Co., Ltd., Guizhou, China (GTAT) | EPMA: 15 kV accelerating potential and a beam current of 10 or 20 nA, with a defocused beam diameter of 5 µm; peak counting times for analyzed elements varied between 10 and 40 s, background measurements at 50% of the peak counting duration on both sides of the analyzed peak. SEM: operating voltage of 25 kV and a working distance of ~15.0 mm. TIMA: dot-mapping mode with a working distance of 15 mm, spot size of ~92 nm, scanning at 3 µm resolution (operating at 25 kV, 11.6 nA). LA-ICP-MS mapping: laser energy of 5 J/cm2, repetition rate of 15 Hz, spot size of 10 µm, scan speed of 40 µm/s. | NIST 610, NIST 612, and GSD-1G as external standards | [48 empty] | 100.1757 | [21 empty] | 59.4613 | [76 empty] | 2025 | Wang, L., Han, R., Zhang, Y., Chen, Y., Liu, D. (2026). Unraveling the redistribution of trace elements during supergene processes: A case study from the Qingshan carbonate-hosted Zn-Pb deposit, SW China. Ore Geology Reviews, 188, 107059. |  | CHN | Southwest China
| Qingshan |  | Basin hydrothermal | Mississippi Valley-type (MVT) | MVT zinc-lead | Zn, Pb | Ge, Cd, Ag | Zn, Pb, Ge, Cd, Ag | Meng et al., 2023 |  | LK644-184.4_sph - 15.d-1 | LK644-184.4_sph - 15.d-1 | underground mine |  |  |  |  | ore material | polished section | grab | mineral separate | [5 empty] | mineralisation | primary sulfide ores and secondary non-sulfide ores |  |  | sphalerite, pyrite, galena, hemimorphite, willemite, goethite, smithsonite, cerussite | hydrothermal (stages 1–3), supergene | massive, brecciated, replacive, infilling | colloform, oscillatory zoning, replacement, core-mantle-rim, dendritic, botryoidal, euhedral, subhedral, anhedral |  |  |  | calcite, greenockite | polished sections (150 µm thick) | LA-ICPMS, EMPA, SEM-EDS | JEOL JXA-i SP100 microprobe equipped with five wavelength-dispersive spectrometers; Tescan Mira 3 field emission scanning electron microscope equipped with an energy dispersive spectrometer; Tescan Integrated Mineral Analyzer (TIMA) system comprising a field emission scanning electron microscope (Tescan Mira 3), integrated with four energy dispersive detectors (EDAXElement) | Guangzhou Tuoyan Analytical Technology Co., Ltd., Guizhou, China (GTAT) | EPMA: 15 kV accelerating potential and a beam current of 10 or 20 nA, with a defocused beam diameter of 5 µm; peak counting times for analyzed elements varied between 10 and 40 s, background measurements at 50% of the peak counting duration on both sides of the analyzed peak. SEM: operating voltage of 25 kV and a working distance of ~15.0 mm. TIMA: dot-mapping mode with a working distance of 15 mm, spot size of ~92 nm, scanning at 3 µm resolution (operating at 25 kV, 11.6 nA). LA-ICP-MS mapping: laser energy of 5 J/cm2, repetition rate of 15 Hz, spot size of 10 µm, scan speed of 40 µm/s. | NIST 610, NIST 612, and GSD-1G as external standards | [48 empty] | 88.978 | [21 empty] | 32.9709 | [76 empty] | 2025 | Wang, L., Han, R., Zhang, Y., Chen, Y., Liu, D. (2026). Unraveling the redistribution of trace elements during supergene processes: A case study from the Qingshan carbonate-hosted Zn-Pb deposit, SW China. Ore Geology Reviews, 188, 107059. |  | CHN | Southwest China
| Qingshan |  | Basin hydrothermal | Mississippi Valley-type (MVT) | MVT zinc-lead | Zn, Pb | Ge, Cd, Ag | Zn, Pb, Ge, Cd, Ag | Meng et al., 2023 |  | LK644-184.4_sph - 16.d-1 | LK644-184.4_sph - 16.d-1 | underground mine |  |  |  |  | ore material | polished section | grab | mineral separate | [5 empty] | mineralisation | primary sulfide ores and secondary non-sulfide ores |  |  | sphalerite, pyrite, galena, hemimorphite, willemite, goethite, smithsonite, cerussite | hydrothermal (stages 1–3), supergene | massive, brecciated, replacive, infilling | colloform, oscillatory zoning, replacement, core-mantle-rim, dendritic, botryoidal, euhedral, subhedral, anhedral |  |  |  | calcite, greenockite | polished sections (150 µm thick) | LA-ICPMS, EMPA, SEM-EDS | JEOL JXA-i SP100 microprobe equipped with five wavelength-dispersive spectrometers; Tescan Mira 3 field emission scanning electron microscope equipped with an energy dispersive spectrometer; Tescan Integrated Mineral Analyzer (TIMA) system comprising a field emission scanning electron microscope (Tescan Mira 3), integrated with four energy dispersive detectors (EDAXElement) | Guangzhou Tuoyan Analytical Technology Co., Ltd., Guizhou, China (GTAT) | EPMA: 15 kV accelerating potential and a beam current of 10 or 20 nA, with a defocused beam diameter of 5 µm; peak counting times for analyzed elements varied between 10 and 40 s, background measurements at 50% of the peak counting duration on both sides of the analyzed peak. SEM: operating voltage of 25 kV and a working distance of ~15.0 mm. TIMA: dot-mapping mode with a working distance of 15 mm, spot size of ~92 nm, scanning at 3 µm resolution (operating at 25 kV, 11.6 nA). LA-ICP-MS mapping: laser energy of 5 J/cm2, repetition rate of 15 Hz, spot size of 10 µm, scan speed of 40 µm/s. | NIST 610, NIST 612, and GSD-1G as external standards | [48 empty] | 88.3746 | [21 empty] | 12.1538 | [76 empty] | 2025 | Wang, L., Han, R., Zhang, Y., Chen, Y., Liu, D. (2026). Unraveling the redistribution of trace elements during supergene processes: A case study from the Qingshan carbonate-hosted Zn-Pb deposit, SW China. Ore Geology Reviews, 188, 107059. |  | CHN | Southwest China
| Qingshan |  | Basin hydrothermal | Mississippi Valley-type (MVT) | MVT zinc-lead | Zn, Pb | Ge, Cd, Ag | Zn, Pb, Ge, Cd, Ag | Meng et al., 2023 |  | LK644-184.4_sph - 17.d-1 | LK644-184.4_sph - 17.d-1 | underground mine |  |  |  |  | ore material | polished section | grab | mineral separate | [5 empty] | mineralisation | primary sulfide ores and secondary non-sulfide ores |  |  | sphalerite, pyrite, galena, hemimorphite, willemite, goethite, smithsonite, cerussite | hydrothermal (stages 1–3), supergene | massive, brecciated, replacive, infilling | colloform, oscillatory zoning, replacement, core-mantle-rim, dendritic, botryoidal, euhedral, subhedral, anhedral |  |  |  | calcite, greenockite | polished sections (150 µm thick) | LA-ICPMS, EMPA, SEM-EDS | JEOL JXA-i SP100 microprobe equipped with five wavelength-dispersive spectrometers; Tescan Mira 3 field emission scanning electron microscope equipped with an energy dispersive spectrometer; Tescan Integrated Mineral Analyzer (TIMA) system comprising a field emission scanning electron microscope (Tescan Mira 3), integrated with four energy dispersive detectors (EDAXElement) | Guangzhou Tuoyan Analytical Technology Co., Ltd., Guizhou, China (GTAT) | EPMA: 15 kV accelerating potential and a beam current of 10 or 20 nA, with a defocused beam diameter of 5 µm; peak counting times for analyzed elements varied between 10 and 40 s, background measurements at 50% of the peak counting duration on both sides of the analyzed peak. SEM: operating voltage of 25 kV and a working distance of ~15.0 mm. TIMA: dot-mapping mode with a working distance of 15 mm, spot size of ~92 nm, scanning at 3 µm resolution (operating at 25 kV, 11.6 nA). LA-ICP-MS mapping: laser energy of 5 J/cm2, repetition rate of 15 Hz, spot size of 10 µm, scan speed of 40 µm/s. | NIST 610, NIST 612, and GSD-1G as external standards | [48 empty] | 121.3642 | [21 empty] | 26.7178 | [76 empty] | 2025 | Wang, L., Han, R., Zhang, Y., Chen, Y., Liu, D. (2026). Unraveling the redistribution of trace elements during supergene processes: A case study from the Qingshan carbonate-hosted Zn-Pb deposit, SW China. Ore Geology Reviews, 188, 107059. |  | CHN | Southwest China
| Qingshan |  | Basin hydrothermal | Mississippi Valley-type (MVT) | MVT zinc-lead | Zn, Pb | Ge, Cd, Ag | Zn, Pb, Ge, Cd, Ag | Meng et al., 2023 |  | LK644-184.4_sph - 18.d-1 | LK644-184.4_sph - 18.d-1 | underground mine |  |  |  |  | ore material | polished section | grab | mineral separate | [5 empty] | mineralisation | primary sulfide ores and secondary non-sulfide ores |  |  | sphalerite, pyrite, galena, hemimorphite, willemite, goethite, smithsonite, cerussite | hydrothermal (stages 1–3), supergene | massive, brecciated, replacive, infilling | colloform, oscillatory zoning, replacement, core-mantle-rim, dendritic, botryoidal, euhedral, subhedral, anhedral |  |  |  | calcite, greenockite | polished sections (150 µm thick) | LA-ICPMS, EMPA, SEM-EDS | JEOL JXA-i SP100 microprobe equipped with five wavelength-dispersive spectrometers; Tescan Mira 3 field emission scanning electron microscope equipped with an energy dispersive spectrometer; Tescan Integrated Mineral Analyzer (TIMA) system comprising a field emission scanning electron microscope (Tescan Mira 3), integrated with four energy dispersive detectors (EDAXElement) | Guangzhou Tuoyan Analytical Technology Co., Ltd., Guizhou, China (GTAT) | EPMA: 15 kV accelerating potential and a beam current of 10 or 20 nA, with a defocused beam diameter of 5 µm; peak counting times for analyzed elements varied between 10 and 40 s, background measurements at 50% of the peak counting duration on both sides of the analyzed peak. SEM: operating voltage of 25 kV and a working distance of ~15.0 mm. TIMA: dot-mapping mode with a working distance of 15 mm, spot size of ~92 nm, scanning at 3 µm resolution (operating at 25 kV, 11.6 nA). LA-ICP-MS mapping: laser energy of 5 J/cm2, repetition rate of 15 Hz, spot size of 10 µm, scan speed of 40 µm/s. | NIST 610, NIST 612, and GSD-1G as external standards | [48 empty] | 139.2 | [21 empty] | 25.6946 | [76 empty] | 2025 | Wang, L., Han, R., Zhang, Y., Chen, Y., Liu, D. (2026). Unraveling the redistribution of trace elements during supergene processes: A case study from the Qingshan carbonate-hosted Zn-Pb deposit, SW China. Ore Geology Reviews, 188, 107059. |  | CHN | Southwest China
| Qingshan |  | Basin hydrothermal | Mississippi Valley-type (MVT) | MVT zinc-lead | Zn, Pb | Ge, Cd, Ag | Zn, Pb, Ge, Cd, Ag | Meng et al., 2023 |  | LK644-184.4_sph - 19.d-1 | LK644-184.4_sph - 19.d-1 | underground mine |  |  |  |  | ore material | polished section | grab | mineral separate | [5 empty] | mineralisation | primary sulfide ores and secondary non-sulfide ores |  |  | sphalerite, pyrite, galena, hemimorphite, willemite, goethite, smithsonite, cerussite | hydrothermal (stages 1–3), supergene | massive, brecciated, replacive, infilling | colloform, oscillatory zoning, replacement, core-mantle-rim, dendritic, botryoidal, euhedral, subhedral, anhedral |  |  |  | calcite, greenockite | polished sections (150 µm thick) | LA-ICPMS, EMPA, SEM-EDS | JEOL JXA-i SP100 microprobe equipped with five wavelength-dispersive spectrometers; Tescan Mira 3 field emission scanning electron microscope equipped with an energy dispersive spectrometer; Tescan Integrated Mineral Analyzer (TIMA) system comprising a field emission scanning electron microscope (Tescan Mira 3), integrated with four energy dispersive detectors (EDAXElement) | Guangzhou Tuoyan Analytical Technology Co., Ltd., Guizhou, China (GTAT) | EPMA: 15 kV accelerating potential and a beam current of 10 or 20 nA, with a defocused beam diameter of 5 µm; peak counting times for analyzed elements varied between 10 and 40 s, background measurements at 50% of the peak counting duration on both sides of the analyzed peak. SEM: operating voltage of 25 kV and a working distance of ~15.0 mm. TIMA: dot-mapping mode with a working distance of 15 mm, spot size of ~92 nm, scanning at 3 µm resolution (operating at 25 kV, 11.6 nA). LA-ICP-MS mapping: laser energy of 5 J/cm2, repetition rate of 15 Hz, spot size of 10 µm, scan speed of 40 µm/s. | NIST 610, NIST 612, and GSD-1G as external standards | [48 empty] | 122.9064 | [21 empty] | 25.0124 | [76 empty] | 2025 | Wang, L., Han, R., Zhang, Y., Chen, Y., Liu, D. (2026). Unraveling the redistribution of trace elements during supergene processes: A case study from the Qingshan carbonate-hosted Zn-Pb deposit, SW China. Ore Geology Reviews, 188, 107059. |  | CHN | Southwest China
| Qingshan |  | Basin hydrothermal | Mississippi Valley-type (MVT) | MVT zinc-lead | Zn, Pb | Ge, Cd, Ag | Zn, Pb, Ge, Cd, Ag | Meng et al., 2023 |  | LK644-184.4_sph - 20.d-1 | LK644-184.4_sph - 20.d-1 | underground mine |  |  |  |  | ore material | polished section | grab | mineral separate | [5 empty] | mineralisation | primary sulfide ores and secondary non-sulfide ores |  |  | sphalerite, pyrite, galena, hemimorphite, willemite, goethite, smithsonite, cerussite | hydrothermal (stages 1–3), supergene | massive, brecciated, replacive, infilling | colloform, oscillatory zoning, replacement, core-mantle-rim, dendritic, botryoidal, euhedral, subhedral, anhedral |  |  |  | calcite, greenockite | polished sections (150 µm thick) | LA-ICPMS, EMPA, SEM-EDS | JEOL JXA-i SP100 microprobe equipped with five wavelength-dispersive spectrometers; Tescan Mira 3 field emission scanning electron microscope equipped with an energy dispersive spectrometer; Tescan Integrated Mineral Analyzer (TIMA) system comprising a field emission scanning electron microscope (Tescan Mira 3), integrated with four energy dispersive detectors (EDAXElement) | Guangzhou Tuoyan Analytical Technology Co., Ltd., Guizhou, China (GTAT) | EPMA: 15 kV accelerating potential and a beam current of 10 or 20 nA, with a defocused beam diameter of 5 µm; peak counting times for analyzed elements varied between 10 and 40 s, background measurements at 50% of the peak counting duration on both sides of the analyzed peak. SEM: operating voltage of 25 kV and a working distance of ~15.0 mm. TIMA: dot-mapping mode with a working distance of 15 mm, spot size of ~92 nm, scanning at 3 µm resolution (operating at 25 kV, 11.6 nA). LA-ICP-MS mapping: laser energy of 5 J/cm2, repetition rate of 15 Hz, spot size of 10 µm, scan speed of 40 µm/s. | NIST 610, NIST 612, and GSD-1G as external standards | [48 empty] | 37.8911 | [21 empty] | 7.5265 | [76 empty] | 2025 | Wang, L., Han, R., Zhang, Y., Chen, Y., Liu, D. (2026). Unraveling the redistribution of trace elements during supergene processes: A case study from the Qingshan carbonate-hosted Zn-Pb deposit, SW China. Ore Geology Reviews, 188, 107059. |  | CHN | Southwest China
| Qingshan |  | Basin hydrothermal | Mississippi Valley-type (MVT) | MVT zinc-lead | Zn, Pb | Ge, Cd, Ag | Zn, Pb, Ge, Cd, Ag | Meng et al., 2023 |  | LK644-184.4_sph - 21.d-1 | LK644-184.4_sph - 21.d-1 | underground mine |  |  |  |  | ore material | polished section | grab | mineral separate | [5 empty] | mineralisation | primary sulfide ores and secondary non-sulfide ores |  |  | sphalerite, pyrite, galena, hemimorphite, willemite, goethite, smithsonite, cerussite | hydrothermal (stages 1–3), supergene | massive, brecciated, replacive, infilling | colloform, oscillatory zoning, replacement, core-mantle-rim, dendritic, botryoidal, euhedral, subhedral, anhedral |  |  |  | calcite, greenockite | polished sections (150 µm thick) | LA-ICPMS, EMPA, SEM-EDS | JEOL JXA-i SP100 microprobe equipped with five wavelength-dispersive spectrometers; Tescan Mira 3 field emission scanning electron microscope equipped with an energy dispersive spectrometer; Tescan Integrated Mineral Analyzer (TIMA) system comprising a field emission scanning electron microscope (Tescan Mira 3), integrated with four energy dispersive detectors (EDAXElement) | Guangzhou Tuoyan Analytical Technology Co., Ltd., Guizhou, China (GTAT) | EPMA: 15 kV accelerating potential and a beam current of 10 or 20 nA, with a defocused beam diameter of 5 µm; peak counting times for analyzed elements varied between 10 and 40 s, background measurements at 50% of the peak counting duration on both sides of the analyzed peak. SEM: operating voltage of 25 kV and a working distance of ~15.0 mm. TIMA: dot-mapping mode with a working distance of 15 mm, spot size of ~92 nm, scanning at 3 µm resolution (operating at 25 kV, 11.6 nA). LA-ICP-MS mapping: laser energy of 5 J/cm2, repetition rate of 15 Hz, spot size of 10 µm, scan speed of 40 µm/s. | NIST 610, NIST 612, and GSD-1G as external standards | [48 empty] | 21.3292 | [21 empty] | 9.2205 | [76 empty] | 2025 | Wang, L., Han, R., Zhang, Y., Chen, Y., Liu, D. (2026). Unraveling the redistribution of trace elements during supergene processes: A case study from the Qingshan carbonate-hosted Zn-Pb deposit, SW China. Ore Geology Reviews, 188, 107059. |  | CHN | Southwest China
| Qingshan |  | Basin hydrothermal | Mississippi Valley-type (MVT) | MVT zinc-lead | Zn, Pb | Ge, Cd, Ag | Zn, Pb, Ge, Cd, Ag | Meng et al., 2023 |  | LK644-184.4_sph - 22.d-1 | LK644-184.4_sph - 22.d-1 | underground mine |  |  |  |  | ore material | polished section | grab | mineral separate | [5 empty] | mineralisation | primary sulfide ores and secondary non-sulfide ores |  |  | sphalerite, pyrite, galena, hemimorphite, willemite, goethite, smithsonite, cerussite | hydrothermal (stages 1–3), supergene | massive, brecciated, replacive, infilling | colloform, oscillatory zoning, replacement, core-mantle-rim, dendritic, botryoidal, euhedral, subhedral, anhedral |  |  |  | calcite, greenockite | polished sections (150 µm thick) | LA-ICPMS, EMPA, SEM-EDS | JEOL JXA-i SP100 microprobe equipped with five wavelength-dispersive spectrometers; Tescan Mira 3 field emission scanning electron microscope equipped with an energy dispersive spectrometer; Tescan Integrated Mineral Analyzer (TIMA) system comprising a field emission scanning electron microscope (Tescan Mira 3), integrated with four energy dispersive detectors (EDAXElement) | Guangzhou Tuoyan Analytical Technology Co., Ltd., Guizhou, China (GTAT) | EPMA: 15 kV accelerating potential and a beam current of 10 or 20 nA, with a defocused beam diameter of 5 µm; peak counting times for analyzed elements varied between 10 and 40 s, background measurements at 50% of the peak counting duration on both sides of the analyzed peak. SEM: operating voltage of 25 kV and a working distance of ~15.0 mm. TIMA: dot-mapping mode with a working distance of 15 mm, spot size of ~92 nm, scanning at 3 µm resolution (operating at 25 kV, 11.6 nA). LA-ICP-MS mapping: laser energy of 5 J/cm2, repetition rate of 15 Hz, spot size of 10 µm, scan speed of 40 µm/s. | NIST 610, NIST 612, and GSD-1G as external standards | [48 empty] | 44.1873 | [21 empty] | 17.9066 | [76 empty] | 2025 | Wang, L., Han, R., Zhang, Y., Chen, Y., Liu, D. (2026). Unraveling the redistribution of trace elements during supergene processes: A case study from the Qingshan carbonate-hosted Zn-Pb deposit, SW China. Ore Geology Reviews, 188, 107059. |  | CHN | Southwest China
| Qingshan |  | Basin hydrothermal | Mississippi Valley-type (MVT) | MVT zinc-lead | Zn, Pb | Ge, Cd, Ag | Zn, Pb, Ge, Cd, Ag | Meng et al., 2023 |  | LK644-184.4_sph - 23.d-1 | LK644-184.4_sph - 23.d-1 | underground mine |  |  |  |  | ore material | polished section | grab | mineral separate | [5 empty] | mineralisation | primary sulfide ores and secondary non-sulfide ores |  |  | sphalerite, pyrite, galena, hemimorphite, willemite, goethite, smithsonite, cerussite | hydrothermal (stages 1–3), supergene | massive, brecciated, replacive, infilling | colloform, oscillatory zoning, replacement, core-mantle-rim, dendritic, botryoidal, euhedral, subhedral, anhedral |  |  |  | calcite, greenockite | polished sections (150 µm thick) | LA-ICPMS, EMPA, SEM-EDS | JEOL JXA-i SP100 microprobe equipped with five wavelength-dispersive spectrometers; Tescan Mira 3 field emission scanning electron microscope equipped with an energy dispersive spectrometer; Tescan Integrated Mineral Analyzer (TIMA) system comprising a field emission scanning electron microscope (Tescan Mira 3), integrated with four energy dispersive detectors (EDAXElement) | Guangzhou Tuoyan Analytical Technology Co., Ltd., Guizhou, China (GTAT) | EPMA: 15 kV accelerating potential and a beam current of 10 or 20 nA, with a defocused beam diameter of 5 µm; peak counting times for analyzed elements varied between 10 and 40 s, background measurements at 50% of the peak counting duration on both sides of the analyzed peak. SEM: operating voltage of 25 kV and a working distance of ~15.0 mm. TIMA: dot-mapping mode with a working distance of 15 mm, spot size of ~92 nm, scanning at 3 µm resolution (operating at 25 kV, 11.6 nA). LA-ICP-MS mapping: laser energy of 5 J/cm2, repetition rate of 15 Hz, spot size of 10 µm, scan speed of 40 µm/s. | NIST 610, NIST 612, and GSD-1G as external standards | [48 empty] | 62.2913 | [21 empty] | 15.4622 | [76 empty] | 2025 | Wang, L., Han, R., Zhang, Y., Chen, Y., Liu, D. (2026). Unraveling the redistribution of trace elements during supergene processes: A case study from the Qingshan carbonate-hosted Zn-Pb deposit, SW China. Ore Geology Reviews, 188, 107059. |  | CHN | Southwest China
| Qingshan |  | Basin hydrothermal | Mississippi Valley-type (MVT) | MVT zinc-lead | Zn, Pb | Ge, Cd, Ag | Zn, Pb, Ge, Cd, Ag | Meng et al., 2023 |  | LK644-184.4_sph - 24.d-1 | LK644-184.4_sph - 24.d-1 | underground mine |  |  |  |  | ore material | polished section | grab | mineral separate | [5 empty] | mineralisation | primary sulfide ores and secondary non-sulfide ores |  |  | sphalerite, pyrite, galena, hemimorphite, willemite, goethite, smithsonite, cerussite | hydrothermal (stages 1–3), supergene | massive, brecciated, replacive, infilling | colloform, oscillatory zoning, replacement, core-mantle-rim, dendritic, botryoidal, euhedral, subhedral, anhedral |  |  |  | calcite, greenockite | polished sections (150 µm thick) | LA-ICPMS, EMPA, SEM-EDS | JEOL JXA-i SP100 microprobe equipped with five wavelength-dispersive spectrometers; Tescan Mira 3 field emission scanning electron microscope equipped with an energy dispersive spectrometer; Tescan Integrated Mineral Analyzer (TIMA) system comprising a field emission scanning electron microscope (Tescan Mira 3), integrated with four energy dispersive detectors (EDAXElement) | Guangzhou Tuoyan Analytical Technology Co., Ltd., Guizhou, China (GTAT) | EPMA: 15 kV accelerating potential and a beam current of 10 or 20 nA, with a defocused beam diameter of 5 µm; peak counting times for analyzed elements varied between 10 and 40 s, background measurements at 50% of the peak counting duration on both sides of the analyzed peak. SEM: operating voltage of 25 kV and a working distance of ~15.0 mm. TIMA: dot-mapping mode with a working distance of 15 mm, spot size of ~92 nm, scanning at 3 µm resolution (operating at 25 kV, 11.6 nA). LA-ICP-MS mapping: laser energy of 5 J/cm2, repetition rate of 15 Hz, spot size of 10 µm, scan speed of 40 µm/s. | NIST 610, NIST 612, and GSD-1G as external standards | [48 empty] | 58.0671 | [21 empty] | 22.1701 | [76 empty] | 2025 | Wang, L., Han, R., Zhang, Y., Chen, Y., Liu, D. (2026). Unraveling the redistribution of trace elements during supergene processes: A case study from the Qingshan carbonate-hosted Zn-Pb deposit, SW China. Ore Geology Reviews, 188, 107059. |  | CHN | Southwest China
| Qingshan |  | Basin hydrothermal | Mississippi Valley-type (MVT) | MVT zinc-lead | Zn, Pb | Ge, Cd, Ag | Zn, Pb, Ge, Cd, Ag | Meng et al., 2023 |  | LK644-184.4_sph - 25.d-1 | LK644-184.4_sph - 25.d-1 | underground mine |  |  |  |  | ore material | polished section | grab | mineral separate | [5 empty] | mineralisation | primary sulfide ores and secondary non-sulfide ores |  |  | sphalerite, pyrite, galena, hemimorphite, willemite, goethite, smithsonite, cerussite | hydrothermal (stages 1–3), supergene | massive, brecciated, replacive, infilling | colloform, oscillatory zoning, replacement, core-mantle-rim, dendritic, botryoidal, euhedral, subhedral, anhedral |  |  |  | calcite, greenockite | polished sections (150 µm thick) | LA-ICPMS, EMPA, SEM-EDS | JEOL JXA-i SP100 microprobe equipped with five wavelength-dispersive spectrometers; Tescan Mira 3 field emission scanning electron microscope equipped with an energy dispersive spectrometer; Tescan Integrated Mineral Analyzer (TIMA) system comprising a field emission scanning electron microscope (Tescan Mira 3), integrated with four energy dispersive detectors (EDAXElement) | Guangzhou Tuoyan Analytical Technology Co., Ltd., Guizhou, China (GTAT) | EPMA: 15 kV accelerating potential and a beam current of 10 or 20 nA, with a defocused beam diameter of 5 µm; peak counting times for analyzed elements varied between 10 and 40 s, background measurements at 50% of the peak counting duration on both sides of the analyzed peak. SEM: operating voltage of 25 kV and a working distance of ~15.0 mm. TIMA: dot-mapping mode with a working distance of 15 mm, spot size of ~92 nm, scanning at 3 µm resolution (operating at 25 kV, 11.6 nA). LA-ICP-MS mapping: laser energy of 5 J/cm2, repetition rate of 15 Hz, spot size of 10 µm, scan speed of 40 µm/s. | NIST 610, NIST 612, and GSD-1G as external standards | [48 empty] | 20.0486 | [21 empty] | 234.2071 | [76 empty] | 2025 | Wang, L., Han, R., Zhang, Y., Chen, Y., Liu, D. (2026). Unraveling the redistribution of trace elements during supergene processes: A case study from the Qingshan carbonate-hosted Zn-Pb deposit, SW China. Ore Geology Reviews, 188, 107059. |  | CHN | Southwest China
| Qingshan |  | Basin hydrothermal | Mississippi Valley-type (MVT) | MVT zinc-lead | Zn, Pb | Ge, Cd, Ag | Zn, Pb, Ge, Cd, Ag | Meng et al., 2023 |  | LK644-184.4_sph - 26.d-1 | LK644-184.4_sph - 26.d-1 | underground mine |  |  |  |  | ore material | polished section | grab | mineral separate | [5 empty] | mineralisation | primary sulfide ores and secondary non-sulfide ores |  |  | sphalerite, pyrite, galena, hemimorphite, willemite, goethite, smithsonite, cerussite | hydrothermal (stages 1–3), supergene | massive, brecciated, replacive, infilling | colloform, oscillatory zoning, replacement, core-mantle-rim, dendritic, botryoidal, euhedral, subhedral, anhedral |  |  |  | calcite, greenockite | polished sections (150 µm thick) | LA-ICPMS, EMPA, SEM-EDS | JEOL JXA-i SP100 microprobe equipped with five wavelength-dispersive spectrometers; Tescan Mira 3 field emission scanning electron microscope equipped with an energy dispersive spectrometer; Tescan Integrated Mineral Analyzer (TIMA) system comprising a field emission scanning electron microscope (Tescan Mira 3), integrated with four energy dispersive detectors (EDAXElement) | Guangzhou Tuoyan Analytical Technology Co., Ltd., Guizhou, China (GTAT) | EPMA: 15 kV accelerating potential and a beam current of 10 or 20 nA, with a defocused beam diameter of 5 µm; peak counting times for analyzed elements varied between 10 and 40 s, background measurements at 50% of the peak counting duration on both sides of the analyzed peak. SEM: operating voltage of 25 kV and a working distance of ~15.0 mm. TIMA: dot-mapping mode with a working distance of 15 mm, spot size of ~92 nm, scanning at 3 µm resolution (operating at 25 kV, 11.6 nA). LA-ICP-MS mapping: laser energy of 5 J/cm2, repetition rate of 15 Hz, spot size of 10 µm, scan speed of 40 µm/s. | NIST 610, NIST 612, and GSD-1G as external standards | [48 empty] | 36.5434 | [21 empty] | 256.8319 | [76 empty] | 2025 | Wang, L., Han, R., Zhang, Y., Chen, Y., Liu, D. (2026). Unraveling the redistribution of trace elements during supergene processes: A case study from the Qingshan carbonate-hosted Zn-Pb deposit, SW China. Ore Geology Reviews, 188, 107059. |  | CHN | Southwest China
| Qingshan |  | Basin hydrothermal | Mississippi Valley-type (MVT) | MVT zinc-lead | Zn, Pb | Ge, Cd, Ag | Zn, Pb, Ge, Cd, Ag | Meng et al., 2023 |  | LK644-184.4_sph - 27.d-1 | LK644-184.4_sph - 27.d-1 | underground mine |  |  |  |  | ore material | polished section | grab | mineral separate | [5 empty] | mineralisation | primary sulfide ores and secondary non-sulfide ores |  |  | sphalerite, pyrite, galena, hemimorphite, willemite, goethite, smithsonite, cerussite | hydrothermal (stages 1–3), supergene | massive, brecciated, replacive, infilling | colloform, oscillatory zoning, replacement, core-mantle-rim, dendritic, botryoidal, euhedral, subhedral, anhedral |  |  |  | calcite, greenockite | polished sections (150 µm thick) | LA-ICPMS, EMPA, SEM-EDS | JEOL JXA-i SP100 microprobe equipped with five wavelength-dispersive spectrometers; Tescan Mira 3 field emission scanning electron microscope equipped with an energy dispersive spectrometer; Tescan Integrated Mineral Analyzer (TIMA) system comprising a field emission scanning electron microscope (Tescan Mira 3), integrated with four energy dispersive detectors (EDAXElement) | Guangzhou Tuoyan Analytical Technology Co., Ltd., Guizhou, China (GTAT) | EPMA: 15 kV accelerating potential and a beam current of 10 or 20 nA, with a defocused beam diameter of 5 µm; peak counting times for analyzed elements varied between 10 and 40 s, background measurements at 50% of the peak counting duration on both sides of the analyzed peak. SEM: operating voltage of 25 kV and a working distance of ~15.0 mm. TIMA: dot-mapping mode with a working distance of 15 mm, spot size of ~92 nm, scanning at 3 µm resolution (operating at 25 kV, 11.6 nA). LA-ICP-MS mapping: laser energy of 5 J/cm2, repetition rate of 15 Hz, spot size of 10 µm, scan speed of 40 µm/s. | NIST 610, NIST 612, and GSD-1G as external standards | [48 empty] | 84.8409 | [21 empty] | 124.1525 | [76 empty] | 2025 | Wang, L., Han, R., Zhang, Y., Chen, Y., Liu, D. (2026). Unraveling the redistribution of trace elements during supergene processes: A case study from the Qingshan carbonate-hosted Zn-Pb deposit, SW China. Ore Geology Reviews, 188, 107059. |  | CHN | Southwest China
| Qingshan |  | Basin hydrothermal | Mississippi Valley-type (MVT) | MVT zinc-lead | Zn, Pb | Ge, Cd, Ag | Zn, Pb, Ge, Cd, Ag | Meng et al., 2023 |  | LK644-184.4_sph - 28.d-1 | LK644-184.4_sph - 28.d-1 | underground mine |  |  |  |  | ore material | polished section | grab | mineral separate | [5 empty] | mineralisation | primary sulfide ores and secondary non-sulfide ores |  |  | sphalerite, pyrite, galena, hemimorphite, willemite, goethite, smithsonite, cerussite | hydrothermal (stages 1–3), supergene | massive, brecciated, replacive, infilling | colloform, oscillatory zoning, replacement, core-mantle-rim, dendritic, botryoidal, euhedral, subhedral, anhedral |  |  |  | calcite, greenockite | polished sections (150 µm thick) | LA-ICPMS, EMPA, SEM-EDS | JEOL JXA-i SP100 microprobe equipped with five wavelength-dispersive spectrometers; Tescan Mira 3 field emission scanning electron microscope equipped with an energy dispersive spectrometer; Tescan Integrated Mineral Analyzer (TIMA) system comprising a field emission scanning electron microscope (Tescan Mira 3), integrated with four energy dispersive detectors (EDAXElement) | Guangzhou Tuoyan Analytical Technology Co., Ltd., Guizhou, China (GTAT) | EPMA: 15 kV accelerating potential and a beam current of 10 or 20 nA, with a defocused beam diameter of 5 µm; peak counting times for analyzed elements varied between 10 and 40 s, background measurements at 50% of the peak counting duration on both sides of the analyzed peak. SEM: operating voltage of 25 kV and a working distance of ~15.0 mm. TIMA: dot-mapping mode with a working distance of 15 mm, spot size of ~92 nm, scanning at 3 µm resolution (operating at 25 kV, 11.6 nA). LA-ICP-MS mapping: laser energy of 5 J/cm2, repetition rate of 15 Hz, spot size of 10 µm, scan speed of 40 µm/s. | NIST 610, NIST 612, and GSD-1G as external standards | [48 empty] | 73.8243 | [21 empty] | 169.4022 | [76 empty] | 2025 | Wang, L., Han, R., Zhang, Y., Chen, Y., Liu, D. (2026). Unraveling the redistribution of trace elements during supergene processes: A case study from the Qingshan carbonate-hosted Zn-Pb deposit, SW China. Ore Geology Reviews, 188, 107059. |  | CHN | Southwest China
| Qingshan |  | Basin hydrothermal | Mississippi Valley-type (MVT) | MVT zinc-lead | Zn, Pb | Ge, Cd, Ag | Zn, Pb, Ge, Cd, Ag | Meng et al., 2023 |  | LK644-184.4_sph - 29.d-1 | LK644-184.4_sph - 29.d-1 | underground mine |  |  |  |  | ore material | polished section | grab | mineral separate | [5 empty] | mineralisation | primary sulfide ores and secondary non-sulfide ores |  |  | sphalerite, pyrite, galena, hemimorphite, willemite, goethite, smithsonite, cerussite | hydrothermal (stages 1–3), supergene | massive, brecciated, replacive, infilling | colloform, oscillatory zoning, replacement, core-mantle-rim, dendritic, botryoidal, euhedral, subhedral, anhedral |  |  |  | calcite, greenockite | polished sections (150 µm thick) | LA-ICPMS, EMPA, SEM-EDS | JEOL JXA-i SP100 microprobe equipped with five wavelength-dispersive spectrometers; Tescan Mira 3 field emission scanning electron microscope equipped with an energy dispersive spectrometer; Tescan Integrated Mineral Analyzer (TIMA) system comprising a field emission scanning electron microscope (Tescan Mira 3), integrated with four energy dispersive detectors (EDAXElement) | Guangzhou Tuoyan Analytical Technology Co., Ltd., Guizhou, China (GTAT) | EPMA: 15 kV accelerating potential and a beam current of 10 or 20 nA, with a defocused beam diameter of 5 µm; peak counting times for analyzed elements varied between 10 and 40 s, background measurements at 50% of the peak counting duration on both sides of the analyzed peak. SEM: operating voltage of 25 kV and a working distance of ~15.0 mm. TIMA: dot-mapping mode with a working distance of 15 mm, spot size of ~92 nm, scanning at 3 µm resolution (operating at 25 kV, 11.6 nA). LA-ICP-MS mapping: laser energy of 5 J/cm2, repetition rate of 15 Hz, spot size of 10 µm, scan speed of 40 µm/s. | NIST 610, NIST 612, and GSD-1G as external standards | [48 empty] | 60.2798 | [21 empty] | 179.6346 | [76 empty] | 2025 | Wang, L., Han, R., Zhang, Y., Chen, Y., Liu, D. (2026). Unraveling the redistribution of trace elements during supergene processes: A case study from the Qingshan carbonate-hosted Zn-Pb deposit, SW China. Ore Geology Reviews, 188, 107059. |  | CHN | Southwest China
| Qingshan |  | Basin hydrothermal | Mississippi Valley-type (MVT) | MVT zinc-lead | Zn, Pb | Ge, Cd, Ag | Zn, Pb, Ge, Cd, Ag | Meng et al., 2023 |  | LK644-184.4_sph - 30.d-1 | LK644-184.4_sph - 30.d-1 | underground mine |  |  |  |  | ore material | polished section | grab | mineral separate | [5 empty] | mineralisation | primary sulfide ores and secondary non-sulfide ores |  |  | sphalerite, pyrite, galena, hemimorphite, willemite, goethite, smithsonite, cerussite | hydrothermal (stages 1–3), supergene | massive, brecciated, replacive, infilling | colloform, oscillatory zoning, replacement, core-mantle-rim, dendritic, botryoidal, euhedral, subhedral, anhedral |  |  |  | calcite, greenockite | polished sections (150 µm thick) | LA-ICPMS, EMPA, SEM-EDS | JEOL JXA-i SP100 microprobe equipped with five wavelength-dispersive spectrometers; Tescan Mira 3 field emission scanning electron microscope equipped with an energy dispersive spectrometer; Tescan Integrated Mineral Analyzer (TIMA) system comprising a field emission scanning electron microscope (Tescan Mira 3), integrated with four energy dispersive detectors (EDAXElement) | Guangzhou Tuoyan Analytical Technology Co., Ltd., Guizhou, China (GTAT) | EPMA: 15 kV accelerating potential and a beam current of 10 or 20 nA, with a defocused beam diameter of 5 µm; peak counting times for analyzed elements varied between 10 and 40 s, background measurements at 50% of the peak counting duration on both sides of the analyzed peak. SEM: operating voltage of 25 kV and a working distance of ~15.0 mm. TIMA: dot-mapping mode with a working distance of 15 mm, spot size of ~92 nm, scanning at 3 µm resolution (operating at 25 kV, 11.6 nA). LA-ICP-MS mapping: laser energy of 5 J/cm2, repetition rate of 15 Hz, spot size of 10 µm, scan speed of 40 µm/s. | NIST 610, NIST 612, and GSD-1G as external standards | [48 empty] | 51.7306 | [21 empty] | 119.7185 | [76 empty] | 2025 | Wang, L., Han, R., Zhang, Y., Chen, Y., Liu, D. (2026). Unraveling the redistribution of trace elements during supergene processes: A case study from the Qingshan carbonate-hosted Zn-Pb deposit, SW China. Ore Geology Reviews, 188, 107059. |  | CHN | Southwest China
| Qingshan |  | Basin hydrothermal | Mississippi Valley-type (MVT) | MVT zinc-lead | Zn, Pb | Ge, Cd, Ag | Zn, Pb, Ge, Cd, Ag | Meng et al., 2023 |  | LK644-184.4_sph - 31.d-1 | LK644-184.4_sph - 31.d-1 | underground mine |  |  |  |  | ore material | polished section | grab | mineral separate | [5 empty] | mineralisation | primary sulfide ores and secondary non-sulfide ores |  |  | sphalerite, pyrite, galena, hemimorphite, willemite, goethite, smithsonite, cerussite | hydrothermal (stages 1–3), supergene | massive, brecciated, replacive, infilling | colloform, oscillatory zoning, replacement, core-mantle-rim, dendritic, botryoidal, euhedral, subhedral, anhedral |  |  |  | calcite, greenockite | polished sections (150 µm thick) | LA-ICPMS, EMPA, SEM-EDS | JEOL JXA-i SP100 microprobe equipped with five wavelength-dispersive spectrometers; Tescan Mira 3 field emission scanning electron microscope equipped with an energy dispersive spectrometer; Tescan Integrated Mineral Analyzer (TIMA) system comprising a field emission scanning electron microscope (Tescan Mira 3), integrated with four energy dispersive detectors (EDAXElement) | Guangzhou Tuoyan Analytical Technology Co., Ltd., Guizhou, China (GTAT) | EPMA: 15 kV accelerating potential and a beam current of 10 or 20 nA, with a defocused beam diameter of 5 µm; peak counting times for analyzed elements varied between 10 and 40 s, background measurements at 50% of the peak counting duration on both sides of the analyzed peak. SEM: operating voltage of 25 kV and a working distance of ~15.0 mm. TIMA: dot-mapping mode with a working distance of 15 mm, spot size of ~92 nm, scanning at 3 µm resolution (operating at 25 kV, 11.6 nA). LA-ICP-MS mapping: laser energy of 5 J/cm2, repetition rate of 15 Hz, spot size of 10 µm, scan speed of 40 µm/s. | NIST 610, NIST 612, and GSD-1G as external standards | [48 empty] | 48.8876 | [21 empty] | 201.8046 | [76 empty] | 2025 | Wang, L., Han, R., Zhang, Y., Chen, Y., Liu, D. (2026). Unraveling the redistribution of trace elements during supergene processes: A case study from the Qingshan carbonate-hosted Zn-Pb deposit, SW China. Ore Geology Reviews, 188, 107059. |  | CHN | Southwest China
| Qingshan |  | Basin hydrothermal | Mississippi Valley-type (MVT) | MVT zinc-lead | Zn, Pb | Ge, Cd, Ag | Zn, Pb, Ge, Cd, Ag | Meng et al., 2023 |  | LK644-184.4_sph - 32.d-1 | LK644-184.4_sph - 32.d-1 | underground mine |  |  |  |  | ore material | polished section | grab | mineral separate | [5 empty] | mineralisation | primary sulfide ores and secondary non-sulfide ores |  |  | sphalerite, pyrite, galena, hemimorphite, willemite, goethite, smithsonite, cerussite | hydrothermal (stages 1–3), supergene | massive, brecciated, replacive, infilling | colloform, oscillatory zoning, replacement, core-mantle-rim, dendritic, botryoidal, euhedral, subhedral, anhedral |  |  |  | calcite, greenockite | polished sections (150 µm thick) | LA-ICPMS, EMPA, SEM-EDS | JEOL JXA-i SP100 microprobe equipped with five wavelength-dispersive spectrometers; Tescan Mira 3 field emission scanning electron microscope equipped with an energy dispersive spectrometer; Tescan Integrated Mineral Analyzer (TIMA) system comprising a field emission scanning electron microscope (Tescan Mira 3), integrated with four energy dispersive detectors (EDAXElement) | Guangzhou Tuoyan Analytical Technology Co., Ltd., Guizhou, China (GTAT) | EPMA: 15 kV accelerating potential and a beam current of 10 or 20 nA, with a defocused beam diameter of 5 µm; peak counting times for analyzed elements varied between 10 and 40 s, background measurements at 50% of the peak counting duration on both sides of the analyzed peak. SEM: operating voltage of 25 kV and a working distance of ~15.0 mm. TIMA: dot-mapping mode with a working distance of 15 mm, spot size of ~92 nm, scanning at 3 µm resolution (operating at 25 kV, 11.6 nA). LA-ICP-MS mapping: laser energy of 5 J/cm2, repetition rate of 15 Hz, spot size of 10 µm, scan speed of 40 µm/s. | NIST 610, NIST 612, and GSD-1G as external standards | [48 empty] | 57.544 | [21 empty] | 46.9551 | [76 empty] | 2025 | Wang, L., Han, R., Zhang, Y., Chen, Y., Liu, D. (2026). Unraveling the redistribution of trace elements during supergene processes: A case study from the Qingshan carbonate-hosted Zn-Pb deposit, SW China. Ore Geology Reviews, 188, 107059. |  | CHN | Southwest China
| Qingshan |  | Basin hydrothermal | Mississippi Valley-type (MVT) | MVT zinc-lead | Zn, Pb | Ge, Cd, Ag | Zn, Pb, Ge, Cd, Ag | Meng et al., 2023 |  | LK644-184.4_sph - 33.d-1 | LK644-184.4_sph - 33.d-1 | underground mine |  |  |  |  | ore material | polished section | grab | mineral separate | [5 empty] | mineralisation | primary sulfide ores and secondary non-sulfide ores |  |  | sphalerite, pyrite, galena, hemimorphite, willemite, goethite, smithsonite, cerussite | hydrothermal (stages 1–3), supergene | massive, brecciated, replacive, infilling | colloform, oscillatory zoning, replacement, core-mantle-rim, dendritic, botryoidal, euhedral, subhedral, anhedral |  |  |  | calcite, greenockite | polished sections (150 µm thick) | LA-ICPMS, EMPA, SEM-EDS | JEOL JXA-i SP100 microprobe equipped with five wavelength-dispersive spectrometers; Tescan Mira 3 field emission scanning electron microscope equipped with an energy dispersive spectrometer; Tescan Integrated Mineral Analyzer (TIMA) system comprising a field emission scanning electron microscope (Tescan Mira 3), integrated with four energy dispersive detectors (EDAXElement) | Guangzhou Tuoyan Analytical Technology Co., Ltd., Guizhou, China (GTAT) | EPMA: 15 kV accelerating potential and a beam current of 10 or 20 nA, with a defocused beam diameter of 5 µm; peak counting times for analyzed elements varied between 10 and 40 s, background measurements at 50% of the peak counting duration on both sides of the analyzed peak. SEM: operating voltage of 25 kV and a working distance of ~15.0 mm. TIMA: dot-mapping mode with a working distance of 15 mm, spot size of ~92 nm, scanning at 3 µm resolution (operating at 25 kV, 11.6 nA). LA-ICP-MS mapping: laser energy of 5 J/cm2, repetition rate of 15 Hz, spot size of 10 µm, scan speed of 40 µm/s. | NIST 610, NIST 612, and GSD-1G as external standards | [48 empty] | 90.3861 | [21 empty] | 20.6693 | [76 empty] | 2025 | Wang, L., Han, R., Zhang, Y., Chen, Y., Liu, D. (2026). Unraveling the redistribution of trace elements during supergene processes: A case study from the Qingshan carbonate-hosted Zn-Pb deposit, SW China. Ore Geology Reviews, 188, 107059. |  | CHN | Southwest China
| Qingshan |  | Basin hydrothermal | Mississippi Valley-type (MVT) | MVT zinc-lead | Zn, Pb | Ge, Cd, Ag | Zn, Pb, Ge, Cd, Ag | Meng et al., 2023 |  | LK644-184.4_sph - 34.d-1 | LK644-184.4_sph - 34.d-1 | underground mine |  |  |  |  | ore material | polished section | grab | mineral separate | [5 empty] | mineralisation | primary sulfide ores and secondary non-sulfide ores |  |  | sphalerite, pyrite, galena, hemimorphite, willemite, goethite, smithsonite, cerussite | hydrothermal (stages 1–3), supergene | massive, brecciated, replacive, infilling | colloform, oscillatory zoning, replacement, core-mantle-rim, dendritic, botryoidal, euhedral, subhedral, anhedral |  |  |  | calcite, greenockite | polished sections (150 µm thick) | LA-ICPMS, EMPA, SEM-EDS | JEOL JXA-i SP100 microprobe equipped with five wavelength-dispersive spectrometers; Tescan Mira 3 field emission scanning electron microscope equipped with an energy dispersive spectrometer; Tescan Integrated Mineral Analyzer (TIMA) system comprising a field emission scanning electron microscope (Tescan Mira 3), integrated with four energy dispersive detectors (EDAXElement) | Guangzhou Tuoyan Analytical Technology Co., Ltd., Guizhou, China (GTAT) | EPMA: 15 kV accelerating potential and a beam current of 10 or 20 nA, with a defocused beam diameter of 5 µm; peak counting times for analyzed elements varied between 10 and 40 s, background measurements at 50% of the peak counting duration on both sides of the analyzed peak. SEM: operating voltage of 25 kV and a working distance of ~15.0 mm. TIMA: dot-mapping mode with a working distance of 15 mm, spot size of ~92 nm, scanning at 3 µm resolution (operating at 25 kV, 11.6 nA). LA-ICP-MS mapping: laser energy of 5 J/cm2, repetition rate of 15 Hz, spot size of 10 µm, scan speed of 40 µm/s. | NIST 610, NIST 612, and GSD-1G as external standards | [48 empty] | 37.348 | [21 empty] | 10.1187 | [76 empty] | 2025 | Wang, L., Han, R., Zhang, Y., Chen, Y., Liu, D. (2026). Unraveling the redistribution of trace elements during supergene processes: A case study from the Qingshan carbonate-hosted Zn-Pb deposit, SW China. Ore Geology Reviews, 188, 107059. |  | CHN | Southwest China
| Qingshan |  | Basin hydrothermal | Mississippi Valley-type (MVT) | MVT zinc-lead | Zn, Pb | Ge, Cd, Ag | Zn, Pb, Ge, Cd, Ag | Meng et al., 2023 |  | LK644-184.4_sph - 35.d-1 | LK644-184.4_sph - 35.d-1 | underground mine |  |  |  |  | ore material | polished section | grab | mineral separate | [5 empty] | mineralisation | primary sulfide ores and secondary non-sulfide ores |  |  | sphalerite, pyrite, galena, hemimorphite, willemite, goethite, smithsonite, cerussite | hydrothermal (stages 1–3), supergene | massive, brecciated, replacive, infilling | colloform, oscillatory zoning, replacement, core-mantle-rim, dendritic, botryoidal, euhedral, subhedral, anhedral |  |  |  | calcite, greenockite | polished sections (150 µm thick) | LA-ICPMS, EMPA, SEM-EDS | JEOL JXA-i SP100 microprobe equipped with five wavelength-dispersive spectrometers; Tescan Mira 3 field emission scanning electron microscope equipped with an energy dispersive spectrometer; Tescan Integrated Mineral Analyzer (TIMA) system comprising a field emission scanning electron microscope (Tescan Mira 3), integrated with four energy dispersive detectors (EDAXElement) | Guangzhou Tuoyan Analytical Technology Co., Ltd., Guizhou, China (GTAT) | EPMA: 15 kV accelerating potential and a beam current of 10 or 20 nA, with a defocused beam diameter of 5 µm; peak counting times for analyzed elements varied between 10 and 40 s, background measurements at 50% of the peak counting duration on both sides of the analyzed peak. SEM: operating voltage of 25 kV and a working distance of ~15.0 mm. TIMA: dot-mapping mode with a working distance of 15 mm, spot size of ~92 nm, scanning at 3 µm resolution (operating at 25 kV, 11.6 nA). LA-ICP-MS mapping: laser energy of 5 J/cm2, repetition rate of 15 Hz, spot size of 10 µm, scan speed of 40 µm/s. | NIST 610, NIST 612, and GSD-1G as external standards | [48 empty] | 73.5896 | [21 empty] | 75.6057 | [76 empty] | 2025 | Wang, L., Han, R., Zhang, Y., Chen, Y., Liu, D. (2026). Unraveling the redistribution of trace elements during supergene processes: A case study from the Qingshan carbonate-hosted Zn-Pb deposit, SW China. Ore Geology Reviews, 188, 107059. |  | CHN | Southwest China
| Qingshan |  | Basin hydrothermal | Mississippi Valley-type (MVT) | MVT zinc-lead | Zn, Pb | Ge, Cd, Ag | Zn, Pb, Ge, Cd, Ag | Meng et al., 2023 |  | LK644-184.4_sph - 36.d-1 | LK644-184.4_sph - 36.d-1 | underground mine |  |  |  |  | ore material | polished section | grab | mineral separate | [5 empty] | mineralisation | primary sulfide ores and secondary non-sulfide ores |  |  | sphalerite, pyrite, galena, hemimorphite, willemite, goethite, smithsonite, cerussite | hydrothermal (stages 1–3), supergene | massive, brecciated, replacive, infilling | colloform, oscillatory zoning, replacement, core-mantle-rim, dendritic, botryoidal, euhedral, subhedral, anhedral |  |  |  | calcite, greenockite | polished sections (150 µm thick) | LA-ICPMS, EMPA, SEM-EDS | JEOL JXA-i SP100 microprobe equipped with five wavelength-dispersive spectrometers; Tescan Mira 3 field emission scanning electron microscope equipped with an energy dispersive spectrometer; Tescan Integrated Mineral Analyzer (TIMA) system comprising a field emission scanning electron microscope (Tescan Mira 3), integrated with four energy dispersive detectors (EDAXElement) | Guangzhou Tuoyan Analytical Technology Co., Ltd., Guizhou, China (GTAT) | EPMA: 15 kV accelerating potential and a beam current of 10 or 20 nA, with a defocused beam diameter of 5 µm; peak counting times for analyzed elements varied between 10 and 40 s, background measurements at 50% of the peak counting duration on both sides of the analyzed peak. SEM: operating voltage of 25 kV and a working distance of ~15.0 mm. TIMA: dot-mapping mode with a working distance of 15 mm, spot size of ~92 nm, scanning at 3 µm resolution (operating at 25 kV, 11.6 nA). LA-ICP-MS mapping: laser energy of 5 J/cm2, repetition rate of 15 Hz, spot size of 10 µm, scan speed of 40 µm/s. | NIST 610, NIST 612, and GSD-1G as external standards | [48 empty] | 73.422 | [21 empty] | 47.0688 | [76 empty] | 2025 | Wang, L., Han, R., Zhang, Y., Chen, Y., Liu, D. (2026). Unraveling the redistribution of trace elements during supergene processes: A case study from the Qingshan carbonate-hosted Zn-Pb deposit, SW China. Ore Geology Reviews, 188, 107059. |  | CHN | Southwest China
| Qingshan |  | Basin hydrothermal | Mississippi Valley-type (MVT) | MVT zinc-lead | Zn, Pb | Ge, Cd, Ag | Zn, Pb, Ge, Cd, Ag | Meng et al., 2023 |  | LK644-184.4_sph - 37.d-1 | LK644-184.4_sph - 37.d-1 | underground mine |  |  |  |  | ore material | polished section | grab | mineral separate | [5 empty] | mineralisation | primary sulfide ores and secondary non-sulfide ores |  |  | sphalerite, pyrite, galena, hemimorphite, willemite, goethite, smithsonite, cerussite | hydrothermal (stages 1–3), supergene | massive, brecciated, replacive, infilling | colloform, oscillatory zoning, replacement, core-mantle-rim, dendritic, botryoidal, euhedral, subhedral, anhedral |  |  |  | calcite, greenockite | polished sections (150 µm thick) | LA-ICPMS, EMPA, SEM-EDS | JEOL JXA-i SP100 microprobe equipped with five wavelength-dispersive spectrometers; Tescan Mira 3 field emission scanning electron microscope equipped with an energy dispersive spectrometer; Tescan Integrated Mineral Analyzer (TIMA) system comprising a field emission scanning electron microscope (Tescan Mira 3), integrated with four energy dispersive detectors (EDAXElement) | Guangzhou Tuoyan Analytical Technology Co., Ltd., Guizhou, China (GTAT) | EPMA: 15 kV accelerating potential and a beam current of 10 or 20 nA, with a defocused beam diameter of 5 µm; peak counting times for analyzed elements varied between 10 and 40 s, background measurements at 50% of the peak counting duration on both sides of the analyzed peak. SEM: operating voltage of 25 kV and a working distance of ~15.0 mm. TIMA: dot-mapping mode with a working distance of 15 mm, spot size of ~92 nm, scanning at 3 µm resolution (operating at 25 kV, 11.6 nA). LA-ICP-MS mapping: laser energy of 5 J/cm2, repetition rate of 15 Hz, spot size of 10 µm, scan speed of 40 µm/s. | NIST 610, NIST 612, and GSD-1G as external standards | [48 empty] | 109.1741 | [21 empty] | 22.4316 | [76 empty] | 2025 | Wang, L., Han, R., Zhang, Y., Chen, Y., Liu, D. (2026). Unraveling the redistribution of trace elements during supergene processes: A case study from the Qingshan carbonate-hosted Zn-Pb deposit, SW China. Ore Geology Reviews, 188, 107059. |  | CHN | Southwest China
| Qingshan |  | Basin hydrothermal | Mississippi Valley-type (MVT) | MVT zinc-lead | Zn, Pb | Ge, Cd, Ag | Zn, Pb, Ge, Cd, Ag | Meng et al., 2023 |  | LK644-184.4_sph - 38.d-1 | LK644-184.4_sph - 38.d-1 | underground mine |  |  |  |  | ore material | polished section | grab | mineral separate | [5 empty] | mineralisation | primary sulfide ores and secondary non-sulfide ores |  |  | sphalerite, pyrite, galena, hemimorphite, willemite, goethite, smithsonite, cerussite | hydrothermal (stages 1–3), supergene | massive, brecciated, replacive, infilling | colloform, oscillatory zoning, replacement, core-mantle-rim, dendritic, botryoidal, euhedral, subhedral, anhedral |  |  |  | calcite, greenockite | polished sections (150 µm thick) | LA-ICPMS, EMPA, SEM-EDS | JEOL JXA-i SP100 microprobe equipped with five wavelength-dispersive spectrometers; Tescan Mira 3 field emission scanning electron microscope equipped with an energy dispersive spectrometer; Tescan Integrated Mineral Analyzer (TIMA) system comprising a field emission scanning electron microscope (Tescan Mira 3), integrated with four energy dispersive detectors (EDAXElement) | Guangzhou Tuoyan Analytical Technology Co., Ltd., Guizhou, China (GTAT) | EPMA: 15 kV accelerating potential and a beam current of 10 or 20 nA, with a defocused beam diameter of 5 µm; peak counting times for analyzed elements varied between 10 and 40 s, background measurements at 50% of the peak counting duration on both sides of the analyzed peak. SEM: operating voltage of 25 kV and a working distance of ~15.0 mm. TIMA: dot-mapping mode with a working distance of 15 mm, spot size of ~92 nm, scanning at 3 µm resolution (operating at 25 kV, 11.6 nA). LA-ICP-MS mapping: laser energy of 5 J/cm2, repetition rate of 15 Hz, spot size of 10 µm, scan speed of 40 µm/s. | NIST 610, NIST 612, and GSD-1G as external standards | [48 empty] | 60.4876 | [21 empty] | 12.1083 | [76 empty] | 2025 | Wang, L., Han, R., Zhang, Y., Chen, Y., Liu, D. (2026). Unraveling the redistribution of trace elements during supergene processes: A case study from the Qingshan carbonate-hosted Zn-Pb deposit, SW China. Ore Geology Reviews, 188, 107059. |  | CHN | Southwest China
| Qingshan |  | Basin hydrothermal | Mississippi Valley-type (MVT) | MVT zinc-lead | Zn, Pb | Ge, Cd, Ag | Zn, Pb, Ge, Cd, Ag | Meng et al., 2023 |  | LK644-184.4_sph - 39.d-1 | LK644-184.4_sph - 39.d-1 | underground mine |  |  |  |  | ore material | polished section | grab | mineral separate | [5 empty] | mineralisation | primary sulfide ores and secondary non-sulfide ores |  |  | sphalerite, pyrite, galena, hemimorphite, willemite, goethite, smithsonite, cerussite | hydrothermal (stages 1–3), supergene | massive, brecciated, replacive, infilling | colloform, oscillatory zoning, replacement, core-mantle-rim, dendritic, botryoidal, euhedral, subhedral, anhedral |  |  |  | calcite, greenockite | polished sections (150 µm thick) | LA-ICPMS, EMPA, SEM-EDS | JEOL JXA-i SP100 microprobe equipped with five wavelength-dispersive spectrometers; Tescan Mira 3 field emission scanning electron microscope equipped with an energy dispersive spectrometer; Tescan Integrated Mineral Analyzer (TIMA) system comprising a field emission scanning electron microscope (Tescan Mira 3), integrated with four energy dispersive detectors (EDAXElement) | Guangzhou Tuoyan Analytical Technology Co., Ltd., Guizhou, China (GTAT) | EPMA: 15 kV accelerating potential and a beam current of 10 or 20 nA, with a defocused beam diameter of 5 µm; peak counting times for analyzed elements varied between 10 and 40 s, background measurements at 50% of the peak counting duration on both sides of the analyzed peak. SEM: operating voltage of 25 kV and a working distance of ~15.0 mm. TIMA: dot-mapping mode with a working distance of 15 mm, spot size of ~92 nm, scanning at 3 µm resolution (operating at 25 kV, 11.6 nA). LA-ICP-MS mapping: laser energy of 5 J/cm2, repetition rate of 15 Hz, spot size of 10 µm, scan speed of 40 µm/s. | NIST 610, NIST 612, and GSD-1G as external standards | [48 empty] | 22.3619 | [21 empty] | 9.482 | [76 empty] | 2025 | Wang, L., Han, R., Zhang, Y., Chen, Y., Liu, D. (2026). Unraveling the redistribution of trace elements during supergene processes: A case study from the Qingshan carbonate-hosted Zn-Pb deposit, SW China. Ore Geology Reviews, 188, 107059. |  | CHN | Southwest China
| Qingshan |  | Basin hydrothermal | Mississippi Valley-type (MVT) | MVT zinc-lead | Zn, Pb | Ge, Cd, Ag | Zn, Pb, Ge, Cd, Ag | Meng et al., 2023 |  | LK644-184.4_sph - 40.d-1 | LK644-184.4_sph - 40.d-1 | underground mine |  |  |  |  | ore material | polished section | grab | mineral separate | [5 empty] | mineralisation | primary sulfide ores and secondary non-sulfide ores |  |  | sphalerite, pyrite, galena, hemimorphite, willemite, goethite, smithsonite, cerussite | hydrothermal (stages 1–3), supergene | massive, brecciated, replacive, infilling | colloform, oscillatory zoning, replacement, core-mantle-rim, dendritic, botryoidal, euhedral, subhedral, anhedral |  |  |  | calcite, greenockite | polished sections (150 µm thick) | LA-ICPMS, EMPA, SEM-EDS | JEOL JXA-i SP100 microprobe equipped with five wavelength-dispersive spectrometers; Tescan Mira 3 field emission scanning electron microscope equipped with an energy dispersive spectrometer; Tescan Integrated Mineral Analyzer (TIMA) system comprising a field emission scanning electron microscope (Tescan Mira 3), integrated with four energy dispersive detectors (EDAXElement) | Guangzhou Tuoyan Analytical Technology Co., Ltd., Guizhou, China (GTAT) | EPMA: 15 kV accelerating potential and a beam current of 10 or 20 nA, with a defocused beam diameter of 5 µm; peak counting times for analyzed elements varied between 10 and 40 s, background measurements at 50% of the peak counting duration on both sides of the analyzed peak. SEM: operating voltage of 25 kV and a working distance of ~15.0 mm. TIMA: dot-mapping mode with a working distance of 15 mm, spot size of ~92 nm, scanning at 3 µm resolution (operating at 25 kV, 11.6 nA). LA-ICP-MS mapping: laser energy of 5 J/cm2, repetition rate of 15 Hz, spot size of 10 µm, scan speed of 40 µm/s. | NIST 610, NIST 612, and GSD-1G as external standards | [48 empty] | 58.7644 | [21 empty] | 57.1875 | [76 empty] | 2025 | Wang, L., Han, R., Zhang, Y., Chen, Y., Liu, D. (2026). Unraveling the redistribution of trace elements during supergene processes: A case study from the Qingshan carbonate-hosted Zn-Pb deposit, SW China. Ore Geology Reviews, 188, 107059. |  | CHN | Southwest China
| Qingshan |  | Basin hydrothermal | Mississippi Valley-type (MVT) | MVT zinc-lead | Zn, Pb | Ge, Cd, Ag | Zn, Pb, Ge, Cd, Ag | Meng et al., 2023 |  | LK644-184.4_sph - 41.d-1 | LK644-184.4_sph - 41.d-1 | underground mine |  |  |  |  | ore material | polished section | grab | mineral separate | [5 empty] | mineralisation | primary sulfide ores and secondary non-sulfide ores |  |  | sphalerite, pyrite, galena, hemimorphite, willemite, goethite, smithsonite, cerussite | hydrothermal (stages 1–3), supergene | massive, brecciated, replacive, infilling | colloform, oscillatory zoning, replacement, core-mantle-rim, dendritic, botryoidal, euhedral, subhedral, anhedral |  |  |  | calcite, greenockite | polished sections (150 µm thick) | LA-ICPMS, EMPA, SEM-EDS | JEOL JXA-i SP100 microprobe equipped with five wavelength-dispersive spectrometers; Tescan Mira 3 field emission scanning electron microscope equipped with an energy dispersive spectrometer; Tescan Integrated Mineral Analyzer (TIMA) system comprising a field emission scanning electron microscope (Tescan Mira 3), integrated with four energy dispersive detectors (EDAXElement) | Guangzhou Tuoyan Analytical Technology Co., Ltd., Guizhou, China (GTAT) | EPMA: 15 kV accelerating potential and a beam current of 10 or 20 nA, with a defocused beam diameter of 5 µm; peak counting times for analyzed elements varied between 10 and 40 s, background measurements at 50% of the peak counting duration on both sides of the analyzed peak. SEM: operating voltage of 25 kV and a working distance of ~15.0 mm. TIMA: dot-mapping mode with a working distance of 15 mm, spot size of ~92 nm, scanning at 3 µm resolution (operating at 25 kV, 11.6 nA). LA-ICP-MS mapping: laser energy of 5 J/cm2, repetition rate of 15 Hz, spot size of 10 µm, scan speed of 40 µm/s. | NIST 610, NIST 612, and GSD-1G as external standards | [48 empty] | 76.4795 | [21 empty] | 136.0902 | [76 empty] | 2025 | Wang, L., Han, R., Zhang, Y., Chen, Y., Liu, D. (2026). Unraveling the redistribution of trace elements during supergene processes: A case study from the Qingshan carbonate-hosted Zn-Pb deposit, SW China. Ore Geology Reviews, 188, 107059. |  | CHN | Southwest China
| Qingshan |  | Basin hydrothermal | Mississippi Valley-type (MVT) | MVT zinc-lead | Zn, Pb | Ge, Cd, Ag | Zn, Pb, Ge, Cd, Ag | Meng et al., 2023 |  | LK1114-5_sph - 1.d-1 | LK1114-5_sph - 1.d-1 | underground mine |  |  |  |  | ore material | polished section | grab | mineral separate | [5 empty] | mineralisation | primary sulfide ores and secondary non-sulfide ores |  |  | sphalerite, pyrite, galena, hemimorphite, willemite, goethite, smithsonite, cerussite | hydrothermal (stages 1–3), supergene | massive, brecciated, replacive, infilling | colloform, oscillatory zoning, replacement, core-mantle-rim, dendritic, botryoidal, euhedral, subhedral, anhedral |  |  |  | calcite, greenockite | polished sections (150 µm thick) | LA-ICPMS, EMPA, SEM-EDS | JEOL JXA-i SP100 microprobe equipped with five wavelength-dispersive spectrometers; Tescan Mira 3 field emission scanning electron microscope equipped with an energy dispersive spectrometer; Tescan Integrated Mineral Analyzer (TIMA) system comprising a field emission scanning electron microscope (Tescan Mira 3), integrated with four energy dispersive detectors (EDAXElement) | Guangzhou Tuoyan Analytical Technology Co., Ltd., Guizhou, China (GTAT) | EPMA: 15 kV accelerating potential and a beam current of 10 or 20 nA, with a defocused beam diameter of 5 µm; peak counting times for analyzed elements varied between 10 and 40 s, background measurements at 50% of the peak counting duration on both sides of the analyzed peak. SEM: operating voltage of 25 kV and a working distance of ~15.0 mm. TIMA: dot-mapping mode with a working distance of 15 mm, spot size of ~92 nm, scanning at 3 µm resolution (operating at 25 kV, 11.6 nA). LA-ICP-MS mapping: laser energy of 5 J/cm2, repetition rate of 15 Hz, spot size of 10 µm, scan speed of 40 µm/s. | NIST 610, NIST 612, and GSD-1G as external standards | [48 empty] | 13.9401 | [21 empty] | 42.6962 | [76 empty] | 2025 | Wang, L., Han, R., Zhang, Y., Chen, Y., Liu, D. (2026). Unraveling the redistribution of trace elements during supergene processes: A case study from the Qingshan carbonate-hosted Zn-Pb deposit, SW China. Ore Geology Reviews, 188, 107059. |  | CHN | Southwest China
| Qingshan |  | Basin hydrothermal | Mississippi Valley-type (MVT) | MVT zinc-lead | Zn, Pb | Ge, Cd, Ag | Zn, Pb, Ge, Cd, Ag | Meng et al., 2023 |  | LK1114-5_sph - 2.d-1 | LK1114-5_sph - 2.d-1 | underground mine |  |  |  |  | ore material | polished section | grab | mineral separate | [5 empty] | mineralisation | primary sulfide ores and secondary non-sulfide ores |  |  | sphalerite, pyrite, galena, hemimorphite, willemite, goethite, smithsonite, cerussite | hydrothermal (stages 1–3), supergene | massive, brecciated, replacive, infilling | colloform, oscillatory zoning, replacement, core-mantle-rim, dendritic, botryoidal, euhedral, subhedral, anhedral |  |  |  | calcite, greenockite | polished sections (150 µm thick) | LA-ICPMS, EMPA, SEM-EDS | JEOL JXA-i SP100 microprobe equipped with five wavelength-dispersive spectrometers; Tescan Mira 3 field emission scanning electron microscope equipped with an energy dispersive spectrometer; Tescan Integrated Mineral Analyzer (TIMA) system comprising a field emission scanning electron microscope (Tescan Mira 3), integrated with four energy dispersive detectors (EDAXElement) | Guangzhou Tuoyan Analytical Technology Co., Ltd., Guizhou, China (GTAT) | EPMA: 15 kV accelerating potential and a beam current of 10 or 20 nA, with a defocused beam diameter of 5 µm; peak counting times for analyzed elements varied between 10 and 40 s, background measurements at 50% of the peak counting duration on both sides of the analyzed peak. SEM: operating voltage of 25 kV and a working distance of ~15.0 mm. TIMA: dot-mapping mode with a working distance of 15 mm, spot size of ~92 nm, scanning at 3 µm resolution (operating at 25 kV, 11.6 nA). LA-ICP-MS mapping: laser energy of 5 J/cm2, repetition rate of 15 Hz, spot size of 10 µm, scan speed of 40 µm/s. | NIST 610, NIST 612, and GSD-1G as external standards | [48 empty] | 41.1699 | [21 empty] | 28.878 | [76 empty] | 2025 | Wang, L., Han, R., Zhang, Y., Chen, Y., Liu, D. (2026). Unraveling the redistribution of trace elements during supergene processes: A case study from the Qingshan carbonate-hosted Zn-Pb deposit, SW China. Ore Geology Reviews, 188, 107059. |  | CHN | Southwest China
| Qingshan |  | Basin hydrothermal | Mississippi Valley-type (MVT) | MVT zinc-lead | Zn, Pb | Ge, Cd, Ag | Zn, Pb, Ge, Cd, Ag | Meng et al., 2023 |  | LK1114-5_sph - 3.d-1 | LK1114-5_sph - 3.d-1 | underground mine |  |  |  |  | ore material | polished section | grab | mineral separate | [5 empty] | mineralisation | primary sulfide ores and secondary non-sulfide ores |  |  | sphalerite, pyrite, galena, hemimorphite, willemite, goethite, smithsonite, cerussite | hydrothermal (stages 1–3), supergene | massive, brecciated, replacive, infilling | colloform, oscillatory zoning, replacement, core-mantle-rim, dendritic, botryoidal, euhedral, subhedral, anhedral |  |  |  | calcite, greenockite | polished sections (150 µm thick) | LA-ICPMS, EMPA, SEM-EDS | JEOL JXA-i SP100 microprobe equipped with five wavelength-dispersive spectrometers; Tescan Mira 3 field emission scanning electron microscope equipped with an energy dispersive spectrometer; Tescan Integrated Mineral Analyzer (TIMA) system comprising a field emission scanning electron microscope (Tescan Mira 3), integrated with four energy dispersive detectors (EDAXElement) | Guangzhou Tuoyan Analytical Technology Co., Ltd., Guizhou, China (GTAT) | EPMA: 15 kV accelerating potential and a beam current of 10 or 20 nA, with a defocused beam diameter of 5 µm; peak counting times for analyzed elements varied between 10 and 40 s, background measurements at 50% of the peak counting duration on both sides of the analyzed peak. SEM: operating voltage of 25 kV and a working distance of ~15.0 mm. TIMA: dot-mapping mode with a working distance of 15 mm, spot size of ~92 nm, scanning at 3 µm resolution (operating at 25 kV, 11.6 nA). LA-ICP-MS mapping: laser energy of 5 J/cm2, repetition rate of 15 Hz, spot size of 10 µm, scan speed of 40 µm/s. | NIST 610, NIST 612, and GSD-1G as external standards | [48 empty] | 26.3514 | [21 empty] | 25.2284 | [76 empty] | 2025 | Wang, L., Han, R., Zhang, Y., Chen, Y., Liu, D. (2026). Unraveling the redistribution of trace elements during supergene processes: A case study from the Qingshan carbonate-hosted Zn-Pb deposit, SW China. Ore Geology Reviews, 188, 107059. |  | CHN | Southwest China
| Qingshan |  | Basin hydrothermal | Mississippi Valley-type (MVT) | MVT zinc-lead | Zn, Pb | Ge, Cd, Ag | Zn, Pb, Ge, Cd, Ag | Meng et al., 2023 |  | LK1114-5_sph - 4.d-1 | LK1114-5_sph - 4.d-1 | underground mine |  |  |  |  | ore material | polished section | grab | mineral separate | [5 empty] | mineralisation | primary sulfide ores and secondary non-sulfide ores |  |  | sphalerite, pyrite, galena, hemimorphite, willemite, goethite, smithsonite, cerussite | hydrothermal (stages 1–3), supergene | massive, brecciated, replacive, infilling | colloform, oscillatory zoning, replacement, core-mantle-rim, dendritic, botryoidal, euhedral, subhedral, anhedral |  |  |  | calcite, greenockite | polished sections (150 µm thick) | LA-ICPMS, EMPA, SEM-EDS | JEOL JXA-i SP100 microprobe equipped with five wavelength-dispersive spectrometers; Tescan Mira 3 field emission scanning electron microscope equipped with an energy dispersive spectrometer; Tescan Integrated Mineral Analyzer (TIMA) system comprising a field emission scanning electron microscope (Tescan Mira 3), integrated with four energy dispersive detectors (EDAXElement) | Guangzhou Tuoyan Analytical Technology Co., Ltd., Guizhou, China (GTAT) | EPMA: 15 kV accelerating potential and a beam current of 10 or 20 nA, with a defocused beam diameter of 5 µm; peak counting times for analyzed elements varied between 10 and 40 s, background measurements at 50% of the peak counting duration on both sides of the analyzed peak. SEM: operating voltage of 25 kV and a working distance of ~15.0 mm. TIMA: dot-mapping mode with a working distance of 15 mm, spot size of ~92 nm, scanning at 3 µm resolution (operating at 25 kV, 11.6 nA). LA-ICP-MS mapping: laser energy of 5 J/cm2, repetition rate of 15 Hz, spot size of 10 µm, scan speed of 40 µm/s. | NIST 610, NIST 612, and GSD-1G as external standards | [48 empty] | 22.6166 | [21 empty] | 113.9201 | [76 empty] | 2025 | Wang, L., Han, R., Zhang, Y., Chen, Y., Liu, D. (2026). Unraveling the redistribution of trace elements during supergene processes: A case study from the Qingshan carbonate-hosted Zn-Pb deposit, SW China. Ore Geology Reviews, 188, 107059. |  | CHN | Southwest China
| Qingshan |  | Basin hydrothermal | Mississippi Valley-type (MVT) | MVT zinc-lead | Zn, Pb | Ge, Cd, Ag | Zn, Pb, Ge, Cd, Ag | Meng et al., 2023 |  | LK1114-5_sph - 5.d-1 | LK1114-5_sph - 5.d-1 | underground mine |  |  |  |  | ore material | polished section | grab | mineral separate | [5 empty] | mineralisation | primary sulfide ores and secondary non-sulfide ores |  |  | sphalerite, pyrite, galena, hemimorphite, willemite, goethite, smithsonite, cerussite | hydrothermal (stages 1–3), supergene | massive, brecciated, replacive, infilling | colloform, oscillatory zoning, replacement, core-mantle-rim, dendritic, botryoidal, euhedral, subhedral, anhedral |  |  |  | calcite, greenockite | polished sections (150 µm thick) | LA-ICPMS, EMPA, SEM-EDS | JEOL JXA-i SP100 microprobe equipped with five wavelength-dispersive spectrometers; Tescan Mira 3 field emission scanning electron microscope equipped with an energy dispersive spectrometer; Tescan Integrated Mineral Analyzer (TIMA) system comprising a field emission scanning electron microscope (Tescan Mira 3), integrated with four energy dispersive detectors (EDAXElement) | Guangzhou Tuoyan Analytical Technology Co., Ltd., Guizhou, China (GTAT) | EPMA: 15 kV accelerating potential and a beam current of 10 or 20 nA, with a defocused beam diameter of 5 µm; peak counting times for analyzed elements varied between 10 and 40 s, background measurements at 50% of the peak counting duration on both sides of the analyzed peak. SEM: operating voltage of 25 kV and a working distance of ~15.0 mm. TIMA: dot-mapping mode with a working distance of 15 mm, spot size of ~92 nm, scanning at 3 µm resolution (operating at 25 kV, 11.6 nA). LA-ICP-MS mapping: laser energy of 5 J/cm2, repetition rate of 15 Hz, spot size of 10 µm, scan speed of 40 µm/s. | NIST 610, NIST 612, and GSD-1G as external standards | [70 empty] | 25.5127 | [76 empty] | 2025 | Wang, L., Han, R., Zhang, Y., Chen, Y., Liu, D. (2026). Unraveling the redistribution of trace elements during supergene processes: A case study from the Qingshan carbonate-hosted Zn-Pb deposit, SW China. Ore Geology Reviews, 188, 107059. |  | CHN | Southwest China
| Qingshan |  | Basin hydrothermal | Mississippi Valley-type (MVT) | MVT zinc-lead | Zn, Pb | Ge, Cd, Ag | Zn, Pb, Ge, Cd, Ag | Meng et al., 2023 |  | LK1114-5_sph - 6.d-1 | LK1114-5_sph - 6.d-1 | underground mine |  |  |  |  | ore material | polished section | grab | mineral separate | [5 empty] | mineralisation | primary sulfide ores and secondary non-sulfide ores |  |  | sphalerite, pyrite, galena, hemimorphite, willemite, goethite, smithsonite, cerussite | hydrothermal (stages 1–3), supergene | massive, brecciated, replacive, infilling | colloform, oscillatory zoning, replacement, core-mantle-rim, dendritic, botryoidal, euhedral, subhedral, anhedral |  |  |  | calcite, greenockite | polished sections (150 µm thick) | LA-ICPMS, EMPA, SEM-EDS | JEOL JXA-i SP100 microprobe equipped with five wavelength-dispersive spectrometers; Tescan Mira 3 field emission scanning electron microscope equipped with an energy dispersive spectrometer; Tescan Integrated Mineral Analyzer (TIMA) system comprising a field emission scanning electron microscope (Tescan Mira 3), integrated with four energy dispersive detectors (EDAXElement) | Guangzhou Tuoyan Analytical Technology Co., Ltd., Guizhou, China (GTAT) | EPMA: 15 kV accelerating potential and a beam current of 10 or 20 nA, with a defocused beam diameter of 5 µm; peak counting times for analyzed elements varied between 10 and 40 s, background measurements at 50% of the peak counting duration on both sides of the analyzed peak. SEM: operating voltage of 25 kV and a working distance of ~15.0 mm. TIMA: dot-mapping mode with a working distance of 15 mm, spot size of ~92 nm, scanning at 3 µm resolution (operating at 25 kV, 11.6 nA). LA-ICP-MS mapping: laser energy of 5 J/cm2, repetition rate of 15 Hz, spot size of 10 µm, scan speed of 40 µm/s. | NIST 610, NIST 612, and GSD-1G as external standards | [48 empty] | 29.7389 | [21 empty] | 61.2304 | [76 empty] | 2025 | Wang, L., Han, R., Zhang, Y., Chen, Y., Liu, D. (2026). Unraveling the redistribution of trace elements during supergene processes: A case study from the Qingshan carbonate-hosted Zn-Pb deposit, SW China. Ore Geology Reviews, 188, 107059. |  | CHN | Southwest China
| Qingshan |  | Basin hydrothermal | Mississippi Valley-type (MVT) | MVT zinc-lead | Zn, Pb | Ge, Cd, Ag | Zn, Pb, Ge, Cd, Ag | Meng et al., 2023 |  | LK1114-5_sph - 7.d-1 | LK1114-5_sph - 7.d-1 | underground mine |  |  |  |  | ore material | polished section | grab | mineral separate | [5 empty] | mineralisation | primary sulfide ores and secondary non-sulfide ores |  |  | sphalerite, pyrite, galena, hemimorphite, willemite, goethite, smithsonite, cerussite | hydrothermal (stages 1–3), supergene | massive, brecciated, replacive, infilling | colloform, oscillatory zoning, replacement, core-mantle-rim, dendritic, botryoidal, euhedral, subhedral, anhedral |  |  |  | calcite, greenockite | polished sections (150 µm thick) | LA-ICPMS, EMPA, SEM-EDS | JEOL JXA-i SP100 microprobe equipped with five wavelength-dispersive spectrometers; Tescan Mira 3 field emission scanning electron microscope equipped with an energy dispersive spectrometer; Tescan Integrated Mineral Analyzer (TIMA) system comprising a field emission scanning electron microscope (Tescan Mira 3), integrated with four energy dispersive detectors (EDAXElement) | Guangzhou Tuoyan Analytical Technology Co., Ltd., Guizhou, China (GTAT) | EPMA: 15 kV accelerating potential and a beam current of 10 or 20 nA, with a defocused beam diameter of 5 µm; peak counting times for analyzed elements varied between 10 and 40 s, background measurements at 50% of the peak counting duration on both sides of the analyzed peak. SEM: operating voltage of 25 kV and a working distance of ~15.0 mm. TIMA: dot-mapping mode with a working distance of 15 mm, spot size of ~92 nm, scanning at 3 µm resolution (operating at 25 kV, 11.6 nA). LA-ICP-MS mapping: laser energy of 5 J/cm2, repetition rate of 15 Hz, spot size of 10 µm, scan speed of 40 µm/s. | NIST 610, NIST 612, and GSD-1G as external standards | [48 empty] | 38.7561 | [21 empty] | 31.1518 | [76 empty] | 2025 | Wang, L., Han, R., Zhang, Y., Chen, Y., Liu, D. (2026). Unraveling the redistribution of trace elements during supergene processes: A case study from the Qingshan carbonate-hosted Zn-Pb deposit, SW China. Ore Geology Reviews, 188, 107059. |  | CHN | Southwest China
| Qingshan |  | Basin hydrothermal | Mississippi Valley-type (MVT) | MVT zinc-lead | Zn, Pb | Ge, Cd, Ag | Zn, Pb, Ge, Cd, Ag | Meng et al., 2023 |  | LK1114-5_sph - 8.d-1 | LK1114-5_sph - 8.d-1 | underground mine |  |  |  |  | ore material | polished section | grab | mineral separate | [5 empty] | mineralisation | primary sulfide ores and secondary non-sulfide ores |  |  | sphalerite, pyrite, galena, hemimorphite, willemite, goethite, smithsonite, cerussite | hydrothermal (stages 1–3), supergene | massive, brecciated, replacive, infilling | colloform, oscillatory zoning, replacement, core-mantle-rim, dendritic, botryoidal, euhedral, subhedral, anhedral |  |  |  | calcite, greenockite | polished sections (150 µm thick) | LA-ICPMS, EMPA, SEM-EDS | JEOL JXA-i SP100 microprobe equipped with five wavelength-dispersive spectrometers; Tescan Mira 3 field emission scanning electron microscope equipped with an energy dispersive spectrometer; Tescan Integrated Mineral Analyzer (TIMA) system comprising a field emission scanning electron microscope (Tescan Mira 3), integrated with four energy dispersive detectors (EDAXElement) | Guangzhou Tuoyan Analytical Technology Co., Ltd., Guizhou, China (GTAT) | EPMA: 15 kV accelerating potential and a beam current of 10 or 20 nA, with a defocused beam diameter of 5 µm; peak counting times for analyzed elements varied between 10 and 40 s, background measurements at 50% of the peak counting duration on both sides of the analyzed peak. SEM: operating voltage of 25 kV and a working distance of ~15.0 mm. TIMA: dot-mapping mode with a working distance of 15 mm, spot size of ~92 nm, scanning at 3 µm resolution (operating at 25 kV, 11.6 nA). LA-ICP-MS mapping: laser energy of 5 J/cm2, repetition rate of 15 Hz, spot size of 10 µm, scan speed of 40 µm/s. | NIST 610, NIST 612, and GSD-1G as external standards | [48 empty] | 33.9954 | [21 empty] | 53.5493 | [76 empty] | 2025 | Wang, L., Han, R., Zhang, Y., Chen, Y., Liu, D. (2026). Unraveling the redistribution of trace elements during supergene processes: A case study from the Qingshan carbonate-hosted Zn-Pb deposit, SW China. Ore Geology Reviews, 188, 107059. |  | CHN | Southwest China
| Qingshan |  | Basin hydrothermal | Mississippi Valley-type (MVT) | MVT zinc-lead | Zn, Pb | Ge, Cd, Ag | Zn, Pb, Ge, Cd, Ag | Meng et al., 2023 |  | LK1114-5_sph - 9.d-1 | LK1114-5_sph - 9.d-1 | underground mine |  |  |  |  | ore material | polished section | grab | mineral separate | [5 empty] | mineralisation | primary sulfide ores and secondary non-sulfide ores |  |  | sphalerite, pyrite, galena, hemimorphite, willemite, goethite, smithsonite, cerussite | hydrothermal (stages 1–3), supergene | massive, brecciated, replacive, infilling | colloform, oscillatory zoning, replacement, core-mantle-rim, dendritic, botryoidal, euhedral, subhedral, anhedral |  |  |  | calcite, greenockite | polished sections (150 µm thick) | LA-ICPMS, EMPA, SEM-EDS | JEOL JXA-i SP100 microprobe equipped with five wavelength-dispersive spectrometers; Tescan Mira 3 field emission scanning electron microscope equipped with an energy dispersive spectrometer; Tescan Integrated Mineral Analyzer (TIMA) system comprising a field emission scanning electron microscope (Tescan Mira 3), integrated with four energy dispersive detectors (EDAXElement) | Guangzhou Tuoyan Analytical Technology Co., Ltd., Guizhou, China (GTAT) | EPMA: 15 kV accelerating potential and a beam current of 10 or 20 nA, with a defocused beam diameter of 5 µm; peak counting times for analyzed elements varied between 10 and 40 s, background measurements at 50% of the peak counting duration on both sides of the analyzed peak. SEM: operating voltage of 25 kV and a working distance of ~15.0 mm. TIMA: dot-mapping mode with a working distance of 15 mm, spot size of ~92 nm, scanning at 3 µm resolution (operating at 25 kV, 11.6 nA). LA-ICP-MS mapping: laser energy of 5 J/cm2, repetition rate of 15 Hz, spot size of 10 µm, scan speed of 40 µm/s. | NIST 610, NIST 612, and GSD-1G as external standards | [48 empty] | 9.4879 | [7 empty] | 0.11277 | [13 empty] | 28.139 | [76 empty] | 2025 | Wang, L., Han, R., Zhang, Y., Chen, Y., Liu, D. (2026). Unraveling the redistribution of trace elements during supergene processes: A case study from the Qingshan carbonate-hosted Zn-Pb deposit, SW China. Ore Geology Reviews, 188, 107059. |  | CHN | Southwest China
| Qingshan |  | Basin hydrothermal | Mississippi Valley-type (MVT) | MVT zinc-lead | Zn, Pb | Ge, Cd, Ag | Zn, Pb, Ge, Cd, Ag | Meng et al., 2023 |  | LK1114-5_sph - 10.d-1 | LK1114-5_sph - 10.d-1 | underground mine |  |  |  |  | ore material | polished section | grab | mineral separate | [5 empty] | mineralisation | primary sulfide ores and secondary non-sulfide ores |  |  | sphalerite, pyrite, galena, hemimorphite, willemite, goethite, smithsonite, cerussite | hydrothermal (stages 1–3), supergene | massive, brecciated, replacive, infilling | colloform, oscillatory zoning, replacement, core-mantle-rim, dendritic, botryoidal, euhedral, subhedral, anhedral |  |  |  | calcite, greenockite | polished sections (150 µm thick) | LA-ICPMS, EMPA, SEM-EDS | JEOL JXA-i SP100 microprobe equipped with five wavelength-dispersive spectrometers; Tescan Mira 3 field emission scanning electron microscope equipped with an energy dispersive spectrometer; Tescan Integrated Mineral Analyzer (TIMA) system comprising a field emission scanning electron microscope (Tescan Mira 3), integrated with four energy dispersive detectors (EDAXElement) | Guangzhou Tuoyan Analytical Technology Co., Ltd., Guizhou, China (GTAT) | EPMA: 15 kV accelerating potential and a beam current of 10 or 20 nA, with a defocused beam diameter of 5 µm; peak counting times for analyzed elements varied between 10 and 40 s, background measurements at 50% of the peak counting duration on both sides of the analyzed peak. SEM: operating voltage of 25 kV and a working distance of ~15.0 mm. TIMA: dot-mapping mode with a working distance of 15 mm, spot size of ~92 nm, scanning at 3 µm resolution (operating at 25 kV, 11.6 nA). LA-ICP-MS mapping: laser energy of 5 J/cm2, repetition rate of 15 Hz, spot size of 10 µm, scan speed of 40 µm/s. | NIST 610, NIST 612, and GSD-1G as external standards | [48 empty] | 16.7027 | [7 empty] | 0.17308 | [13 empty] | 43.7717 | [76 empty] | 2025 | Wang, L., Han, R., Zhang, Y., Chen, Y., Liu, D. (2026). Unraveling the redistribution of trace elements during supergene processes: A case study from the Qingshan carbonate-hosted Zn-Pb deposit, SW China. Ore Geology Reviews, 188, 107059. |  | CHN | Southwest China
| Qingshan |  | Basin hydrothermal | Mississippi Valley-type (MVT) | MVT zinc-lead | Zn, Pb | Ge, Cd, Ag | Zn, Pb, Ge, Cd, Ag | Meng et al., 2023 |  | LK1114-5_sph - 11.d-1 | LK1114-5_sph - 11.d-1 | underground mine |  |  |  |  | ore material | polished section | grab | mineral separate | [5 empty] | mineralisation | primary sulfide ores and secondary non-sulfide ores |  |  | sphalerite, pyrite, galena, hemimorphite, willemite, goethite, smithsonite, cerussite | hydrothermal (stages 1–3), supergene | massive, brecciated, replacive, infilling | colloform, oscillatory zoning, replacement, core-mantle-rim, dendritic, botryoidal, euhedral, subhedral, anhedral |  |  |  | calcite, greenockite | polished sections (150 µm thick) | LA-ICPMS, EMPA, SEM-EDS | JEOL JXA-i SP100 microprobe equipped with five wavelength-dispersive spectrometers; Tescan Mira 3 field emission scanning electron microscope equipped with an energy dispersive spectrometer; Tescan Integrated Mineral Analyzer (TIMA) system comprising a field emission scanning electron microscope (Tescan Mira 3), integrated with four energy dispersive detectors (EDAXElement) | Guangzhou Tuoyan Analytical Technology Co., Ltd., Guizhou, China (GTAT) | EPMA: 15 kV accelerating potential and a beam current of 10 or 20 nA, with a defocused beam diameter of 5 µm; peak counting times for analyzed elements varied between 10 and 40 s, background measurements at 50% of the peak counting duration on both sides of the analyzed peak. SEM: operating voltage of 25 kV and a working distance of ~15.0 mm. TIMA: dot-mapping mode with a working distance of 15 mm, spot size of ~92 nm, scanning at 3 µm resolution (operating at 25 kV, 11.6 nA). LA-ICP-MS mapping: laser energy of 5 J/cm2, repetition rate of 15 Hz, spot size of 10 µm, scan speed of 40 µm/s. | NIST 610, NIST 612, and GSD-1G as external standards | [48 empty] | 37.7503 | [7 empty] | 0.22529 | [13 empty] | 78.448 | [76 empty] | 2025 | Wang, L., Han, R., Zhang, Y., Chen, Y., Liu, D. (2026). Unraveling the redistribution of trace elements during supergene processes: A case study from the Qingshan carbonate-hosted Zn-Pb deposit, SW China. Ore Geology Reviews, 188, 107059. |  | CHN | Southwest China
| Qingshan |  | Basin hydrothermal | Mississippi Valley-type (MVT) | MVT zinc-lead | Zn, Pb | Ge, Cd, Ag | Zn, Pb, Ge, Cd, Ag | Meng et al., 2023 |  | LK1290-191.2_sph - 1.d-1 | LK1290-191.2_sph - 1.d-1 | underground mine |  |  |  |  | ore material | polished section | grab | mineral separate | [5 empty] | mineralisation | primary sulfide ores and secondary non-sulfide ores |  |  | sphalerite, pyrite, galena, hemimorphite, willemite, goethite, smithsonite, cerussite | hydrothermal (stages 1–3), supergene | massive, brecciated, replacive, infilling | colloform, oscillatory zoning, replacement, core-mantle-rim, dendritic, botryoidal, euhedral, subhedral, anhedral |  |  |  | calcite, greenockite | polished sections (150 µm thick) | LA-ICPMS, EMPA, SEM-EDS | JEOL JXA-i SP100 microprobe equipped with five wavelength-dispersive spectrometers; Tescan Mira 3 field emission scanning electron microscope equipped with an energy dispersive spectrometer; Tescan Integrated Mineral Analyzer (TIMA) system comprising a field emission scanning electron microscope (Tescan Mira 3), integrated with four energy dispersive detectors (EDAXElement) | Guangzhou Tuoyan Analytical Technology Co., Ltd., Guizhou, China (GTAT) | EPMA: 15 kV accelerating potential and a beam current of 10 or 20 nA, with a defocused beam diameter of 5 µm; peak counting times for analyzed elements varied between 10 and 40 s, background measurements at 50% of the peak counting duration on both sides of the analyzed peak. SEM: operating voltage of 25 kV and a working distance of ~15.0 mm. TIMA: dot-mapping mode with a working distance of 15 mm, spot size of ~92 nm, scanning at 3 µm resolution (operating at 25 kV, 11.6 nA). LA-ICP-MS mapping: laser energy of 5 J/cm2, repetition rate of 15 Hz, spot size of 10 µm, scan speed of 40 µm/s. | NIST 610, NIST 612, and GSD-1G as external standards | [48 empty] | 12.1327 | [21 empty] | 2.7518 | [76 empty] | 2025 | Wang, L., Han, R., Zhang, Y., Chen, Y., Liu, D. (2026). Unraveling the redistribution of trace elements during supergene processes: A case study from the Qingshan carbonate-hosted Zn-Pb deposit, SW China. Ore Geology Reviews, 188, 107059. |  | CHN | Southwest China
| Qingshan |  | Basin hydrothermal | Mississippi Valley-type (MVT) | MVT zinc-lead | Zn, Pb | Ge, Cd, Ag | Zn, Pb, Ge, Cd, Ag | Meng et al., 2023 |  | LK1290-191.2_sph - 2.d-1 | LK1290-191.2_sph - 2.d-1 | underground mine |  |  |  |  | ore material | polished section | grab | mineral separate | [5 empty] | mineralisation | primary sulfide ores and secondary non-sulfide ores |  |  | sphalerite, pyrite, galena, hemimorphite, willemite, goethite, smithsonite, cerussite | hydrothermal (stages 1–3), supergene | massive, brecciated, replacive, infilling | colloform, oscillatory zoning, replacement, core-mantle-rim, dendritic, botryoidal, euhedral, subhedral, anhedral |  |  |  | calcite, greenockite | polished sections (150 µm thick) | LA-ICPMS, EMPA, SEM-EDS | JEOL JXA-i SP100 microprobe equipped with five wavelength-dispersive spectrometers; Tescan Mira 3 field emission scanning electron microscope equipped with an energy dispersive spectrometer; Tescan Integrated Mineral Analyzer (TIMA) system comprising a field emission scanning electron microscope (Tescan Mira 3), integrated with four energy dispersive detectors (EDAXElement) | Guangzhou Tuoyan Analytical Technology Co., Ltd., Guizhou, China (GTAT) | EPMA: 15 kV accelerating potential and a beam current of 10 or 20 nA, with a defocused beam diameter of 5 µm; peak counting times for analyzed elements varied between 10 and 40 s, background measurements at 50% of the peak counting duration on both sides of the analyzed peak. SEM: operating voltage of 25 kV and a working distance of ~15.0 mm. TIMA: dot-mapping mode with a working distance of 15 mm, spot size of ~92 nm, scanning at 3 µm resolution (operating at 25 kV, 11.6 nA). LA-ICP-MS mapping: laser energy of 5 J/cm2, repetition rate of 15 Hz, spot size of 10 µm, scan speed of 40 µm/s. | NIST 610, NIST 612, and GSD-1G as external standards | [48 empty] | 11.128 | [7 empty] | 0.022293 | [13 empty] | 1.2674 | [76 empty] | 2025 | Wang, L., Han, R., Zhang, Y., Chen, Y., Liu, D. (2026). Unraveling the redistribution of trace elements during supergene processes: A case study from the Qingshan carbonate-hosted Zn-Pb deposit, SW China. Ore Geology Reviews, 188, 107059. |  | CHN | Southwest China
| Qingshan |  | Basin hydrothermal | Mississippi Valley-type (MVT) | MVT zinc-lead | Zn, Pb | Ge, Cd, Ag | Zn, Pb, Ge, Cd, Ag | Meng et al., 2023 |  | LK1290-191.2_sph - 3.d-1 | LK1290-191.2_sph - 3.d-1 | underground mine |  |  |  |  | ore material | polished section | grab | mineral separate | [5 empty] | mineralisation | primary sulfide ores and secondary non-sulfide ores |  |  | sphalerite, pyrite, galena, hemimorphite, willemite, goethite, smithsonite, cerussite | hydrothermal (stages 1–3), supergene | massive, brecciated, replacive, infilling | colloform, oscillatory zoning, replacement, core-mantle-rim, dendritic, botryoidal, euhedral, subhedral, anhedral |  |  |  | calcite, greenockite | polished sections (150 µm thick) | LA-ICPMS, EMPA, SEM-EDS | JEOL JXA-i SP100 microprobe equipped with five wavelength-dispersive spectrometers; Tescan Mira 3 field emission scanning electron microscope equipped with an energy dispersive spectrometer; Tescan Integrated Mineral Analyzer (TIMA) system comprising a field emission scanning electron microscope (Tescan Mira 3), integrated with four energy dispersive detectors (EDAXElement) | Guangzhou Tuoyan Analytical Technology Co., Ltd., Guizhou, China (GTAT) | EPMA: 15 kV accelerating potential and a beam current of 10 or 20 nA, with a defocused beam diameter of 5 µm; peak counting times for analyzed elements varied between 10 and 40 s, background measurements at 50% of the peak counting duration on both sides of the analyzed peak. SEM: operating voltage of 25 kV and a working distance of ~15.0 mm. TIMA: dot-mapping mode with a working distance of 15 mm, spot size of ~92 nm, scanning at 3 µm resolution (operating at 25 kV, 11.6 nA). LA-ICP-MS mapping: laser energy of 5 J/cm2, repetition rate of 15 Hz, spot size of 10 µm, scan speed of 40 µm/s. | NIST 610, NIST 612, and GSD-1G as external standards | [48 empty] | 22.6182 | [7 empty] | 0.023822 | [13 empty] | 1.554 | [76 empty] | 2025 | Wang, L., Han, R., Zhang, Y., Chen, Y., Liu, D. (2026). Unraveling the redistribution of trace elements during supergene processes: A case study from the Qingshan carbonate-hosted Zn-Pb deposit, SW China. Ore Geology Reviews, 188, 107059. |  | CHN | Southwest China
| Qingshan |  | Basin hydrothermal | Mississippi Valley-type (MVT) | MVT zinc-lead | Zn, Pb | Ge, Cd, Ag | Zn, Pb, Ge, Cd, Ag | Meng et al., 2023 |  | LK1290-191.2_sph - 4.d-1 | LK1290-191.2_sph - 4.d-1 | underground mine |  |  |  |  | ore material | polished section | grab | mineral separate | [5 empty] | mineralisation | primary sulfide ores and secondary non-sulfide ores |  |  | sphalerite, pyrite, galena, hemimorphite, willemite, goethite, smithsonite, cerussite | hydrothermal (stages 1–3), supergene | massive, brecciated, replacive, infilling | colloform, oscillatory zoning, replacement, core-mantle-rim, dendritic, botryoidal, euhedral, subhedral, anhedral |  |  |  | calcite, greenockite | polished sections (150 µm thick) | LA-ICPMS, EMPA, SEM-EDS | JEOL JXA-i SP100 microprobe equipped with five wavelength-dispersive spectrometers; Tescan Mira 3 field emission scanning electron microscope equipped with an energy dispersive spectrometer; Tescan Integrated Mineral Analyzer (TIMA) system comprising a field emission scanning electron microscope (Tescan Mira 3), integrated with four energy dispersive detectors (EDAXElement) | Guangzhou Tuoyan Analytical Technology Co., Ltd., Guizhou, China (GTAT) | EPMA: 15 kV accelerating potential and a beam current of 10 or 20 nA, with a defocused beam diameter of 5 µm; peak counting times for analyzed elements varied between 10 and 40 s, background measurements at 50% of the peak counting duration on both sides of the analyzed peak. SEM: operating voltage of 25 kV and a working distance of ~15.0 mm. TIMA: dot-mapping mode with a working distance of 15 mm, spot size of ~92 nm, scanning at 3 µm resolution (operating at 25 kV, 11.6 nA). LA-ICP-MS mapping: laser energy of 5 J/cm2, repetition rate of 15 Hz, spot size of 10 µm, scan speed of 40 µm/s. | NIST 610, NIST 612, and GSD-1G as external standards | [48 empty] | 5.0718 | [21 empty] | 15.1864 | [76 empty] | 2025 | Wang, L., Han, R., Zhang, Y., Chen, Y., Liu, D. (2026). Unraveling the redistribution of trace elements during supergene processes: A case study from the Qingshan carbonate-hosted Zn-Pb deposit, SW China. Ore Geology Reviews, 188, 107059. |  | CHN | Southwest China
| Qingshan |  | Basin hydrothermal | Mississippi Valley-type (MVT) | MVT zinc-lead | Zn, Pb | Ge, Cd, Ag | Zn, Pb, Ge, Cd, Ag | Meng et al., 2023 |  | LK1290-191.2_sph - 5.d-1 | LK1290-191.2_sph - 5.d-1 | underground mine |  |  |  |  | ore material | polished section | grab | mineral separate | [5 empty] | mineralisation | primary sulfide ores and secondary non-sulfide ores |  |  | sphalerite, pyrite, galena, hemimorphite, willemite, goethite, smithsonite, cerussite | hydrothermal (stages 1–3), supergene | massive, brecciated, replacive, infilling | colloform, oscillatory zoning, replacement, core-mantle-rim, dendritic, botryoidal, euhedral, subhedral, anhedral |  |  |  | calcite, greenockite | polished sections (150 µm thick) | LA-ICPMS, EMPA, SEM-EDS | JEOL JXA-i SP100 microprobe equipped with five wavelength-dispersive spectrometers; Tescan Mira 3 field emission scanning electron microscope equipped with an energy dispersive spectrometer; Tescan Integrated Mineral Analyzer (TIMA) system comprising a field emission scanning electron microscope (Tescan Mira 3), integrated with four energy dispersive detectors (EDAXElement) | Guangzhou Tuoyan Analytical Technology Co., Ltd., Guizhou, China (GTAT) | EPMA: 15 kV accelerating potential and a beam current of 10 or 20 nA, with a defocused beam diameter of 5 µm; peak counting times for analyzed elements varied between 10 and 40 s, background measurements at 50% of the peak counting duration on both sides of the analyzed peak. SEM: operating voltage of 25 kV and a working distance of ~15.0 mm. TIMA: dot-mapping mode with a working distance of 15 mm, spot size of ~92 nm, scanning at 3 µm resolution (operating at 25 kV, 11.6 nA). LA-ICP-MS mapping: laser energy of 5 J/cm2, repetition rate of 15 Hz, spot size of 10 µm, scan speed of 40 µm/s. | NIST 610, NIST 612, and GSD-1G as external standards | [48 empty] | 2.864 | [21 empty] | 17.8126 | [76 empty] | 2025 | Wang, L., Han, R., Zhang, Y., Chen, Y., Liu, D. (2026). Unraveling the redistribution of trace elements during supergene processes: A case study from the Qingshan carbonate-hosted Zn-Pb deposit, SW China. Ore Geology Reviews, 188, 107059. |  | CHN | Southwest China
| Qingshan |  | Basin hydrothermal | Mississippi Valley-type (MVT) | MVT zinc-lead | Zn, Pb | Ge, Cd, Ag | Zn, Pb, Ge, Cd, Ag | Meng et al., 2023 |  | LK1290-191.2_sph - 6.d-1 | LK1290-191.2_sph - 6.d-1 | underground mine |  |  |  |  | ore material | polished section | grab | mineral separate | [5 empty] | mineralisation | primary sulfide ores and secondary non-sulfide ores |  |  | sphalerite, pyrite, galena, hemimorphite, willemite, goethite, smithsonite, cerussite | hydrothermal (stages 1–3), supergene | massive, brecciated, replacive, infilling | colloform, oscillatory zoning, replacement, core-mantle-rim, dendritic, botryoidal, euhedral, subhedral, anhedral |  |  |  | calcite, greenockite | polished sections (150 µm thick) | LA-ICPMS, EMPA, SEM-EDS | JEOL JXA-i SP100 microprobe equipped with five wavelength-dispersive spectrometers; Tescan Mira 3 field emission scanning electron microscope equipped with an energy dispersive spectrometer; Tescan Integrated Mineral Analyzer (TIMA) system comprising a field emission scanning electron microscope (Tescan Mira 3), integrated with four energy dispersive detectors (EDAXElement) | Guangzhou Tuoyan Analytical Technology Co., Ltd., Guizhou, China (GTAT) | EPMA: 15 kV accelerating potential and a beam current of 10 or 20 nA, with a defocused beam diameter of 5 µm; peak counting times for analyzed elements varied between 10 and 40 s, background measurements at 50% of the peak counting duration on both sides of the analyzed peak. SEM: operating voltage of 25 kV and a working distance of ~15.0 mm. TIMA: dot-mapping mode with a working distance of 15 mm, spot size of ~92 nm, scanning at 3 µm resolution (operating at 25 kV, 11.6 nA). LA-ICP-MS mapping: laser energy of 5 J/cm2, repetition rate of 15 Hz, spot size of 10 µm, scan speed of 40 µm/s. | NIST 610, NIST 612, and GSD-1G as external standards | [48 empty] | 4.3336 | [21 empty] | 0.27176 | [76 empty] | 2025 | Wang, L., Han, R., Zhang, Y., Chen, Y., Liu, D. (2026). Unraveling the redistribution of trace elements during supergene processes: A case study from the Qingshan carbonate-hosted Zn-Pb deposit, SW China. Ore Geology Reviews, 188, 107059. |  | CHN | Southwest China
| Qingshan |  | Basin hydrothermal | Mississippi Valley-type (MVT) | MVT zinc-lead | Zn, Pb | Ge, Cd, Ag | Zn, Pb, Ge, Cd, Ag | Meng et al., 2023 |  | LK1290-191.2_sph - 7.d-1 | LK1290-191.2_sph - 7.d-1 | underground mine |  |  |  |  | ore material | polished section | grab | mineral separate | [5 empty] | mineralisation | primary sulfide ores and secondary non-sulfide ores |  |  | sphalerite, pyrite, galena, hemimorphite, willemite, goethite, smithsonite, cerussite | hydrothermal (stages 1–3), supergene | massive, brecciated, replacive, infilling | colloform, oscillatory zoning, replacement, core-mantle-rim, dendritic, botryoidal, euhedral, subhedral, anhedral |  |  |  | calcite, greenockite | polished sections (150 µm thick) | LA-ICPMS, EMPA, SEM-EDS | JEOL JXA-i SP100 microprobe equipped with five wavelength-dispersive spectrometers; Tescan Mira 3 field emission scanning electron microscope equipped with an energy dispersive spectrometer; Tescan Integrated Mineral Analyzer (TIMA) system comprising a field emission scanning electron microscope (Tescan Mira 3), integrated with four energy dispersive detectors (EDAXElement) | Guangzhou Tuoyan Analytical Technology Co., Ltd., Guizhou, China (GTAT) | EPMA: 15 kV accelerating potential and a beam current of 10 or 20 nA, with a defocused beam diameter of 5 µm; peak counting times for analyzed elements varied between 10 and 40 s, background measurements at 50% of the peak counting duration on both sides of the analyzed peak. SEM: operating voltage of 25 kV and a working distance of ~15.0 mm. TIMA: dot-mapping mode with a working distance of 15 mm, spot size of ~92 nm, scanning at 3 µm resolution (operating at 25 kV, 11.6 nA). LA-ICP-MS mapping: laser energy of 5 J/cm2, repetition rate of 15 Hz, spot size of 10 µm, scan speed of 40 µm/s. | NIST 610, NIST 612, and GSD-1G as external standards | [48 empty] | 7.0131 | [21 empty] | 16.077 | [76 empty] | 2025 | Wang, L., Han, R., Zhang, Y., Chen, Y., Liu, D. (2026). Unraveling the redistribution of trace elements during supergene processes: A case study from the Qingshan carbonate-hosted Zn-Pb deposit, SW China. Ore Geology Reviews, 188, 107059. |  | CHN | Southwest China
| Qingshan |  | Basin hydrothermal | Mississippi Valley-type (MVT) | MVT zinc-lead | Zn, Pb | Ge, Cd, Ag | Zn, Pb, Ge, Cd, Ag | Meng et al., 2023 |  | LK1290-191.2_sph - 8.d-1 | LK1290-191.2_sph - 8.d-1 | underground mine |  |  |  |  | ore material | polished section | grab | mineral separate | [5 empty] | mineralisation | primary sulfide ores and secondary non-sulfide ores |  |  | sphalerite, pyrite, galena, hemimorphite, willemite, goethite, smithsonite, cerussite | hydrothermal (stages 1–3), supergene | massive, brecciated, replacive, infilling | colloform, oscillatory zoning, replacement, core-mantle-rim, dendritic, botryoidal, euhedral, subhedral, anhedral |  |  |  | calcite, greenockite | polished sections (150 µm thick) | LA-ICPMS, EMPA, SEM-EDS | JEOL JXA-i SP100 microprobe equipped with five wavelength-dispersive spectrometers; Tescan Mira 3 field emission scanning electron microscope equipped with an energy dispersive spectrometer; Tescan Integrated Mineral Analyzer (TIMA) system comprising a field emission scanning electron microscope (Tescan Mira 3), integrated with four energy dispersive detectors (EDAXElement) | Guangzhou Tuoyan Analytical Technology Co., Ltd., Guizhou, China (GTAT) | EPMA: 15 kV accelerating potential and a beam current of 10 or 20 nA, with a defocused beam diameter of 5 µm; peak counting times for analyzed elements varied between 10 and 40 s, background measurements at 50% of the peak counting duration on both sides of the analyzed peak. SEM: operating voltage of 25 kV and a working distance of ~15.0 mm. TIMA: dot-mapping mode with a working distance of 15 mm, spot size of ~92 nm, scanning at 3 µm resolution (operating at 25 kV, 11.6 nA). LA-ICP-MS mapping: laser energy of 5 J/cm2, repetition rate of 15 Hz, spot size of 10 µm, scan speed of 40 µm/s. | NIST 610, NIST 612, and GSD-1G as external standards | [48 empty] | 5.1607 | [21 empty] | 12.72 | [76 empty] | 2025 | Wang, L., Han, R., Zhang, Y., Chen, Y., Liu, D. (2026). Unraveling the redistribution of trace elements during supergene processes: A case study from the Qingshan carbonate-hosted Zn-Pb deposit, SW China. Ore Geology Reviews, 188, 107059. |  | CHN | Southwest China
| Qingshan |  | Basin hydrothermal | Mississippi Valley-type (MVT) | MVT zinc-lead | Zn, Pb | Ge, Cd, Ag | Zn, Pb, Ge, Cd, Ag | Meng et al., 2023 |  | LK1290-191.2_sph - 9.d-1 | LK1290-191.2_sph - 9.d-1 | underground mine |  |  |  |  | ore material | polished section | grab | mineral separate | [5 empty] | mineralisation | primary sulfide ores and secondary non-sulfide ores |  |  | sphalerite, pyrite, galena, hemimorphite, willemite, goethite, smithsonite, cerussite | hydrothermal (stages 1–3), supergene | massive, brecciated, replacive, infilling | colloform, oscillatory zoning, replacement, core-mantle-rim, dendritic, botryoidal, euhedral, subhedral, anhedral |  |  |  | calcite, greenockite | polished sections (150 µm thick) | LA-ICPMS, EMPA, SEM-EDS | JEOL JXA-i SP100 microprobe equipped with five wavelength-dispersive spectrometers; Tescan Mira 3 field emission scanning electron microscope equipped with an energy dispersive spectrometer; Tescan Integrated Mineral Analyzer (TIMA) system comprising a field emission scanning electron microscope (Tescan Mira 3), integrated with four energy dispersive detectors (EDAXElement) | Guangzhou Tuoyan Analytical Technology Co., Ltd., Guizhou, China (GTAT) | EPMA: 15 kV accelerating potential and a beam current of 10 or 20 nA, with a defocused beam diameter of 5 µm; peak counting times for analyzed elements varied between 10 and 40 s, background measurements at 50% of the peak counting duration on both sides of the analyzed peak. SEM: operating voltage of 25 kV and a working distance of ~15.0 mm. TIMA: dot-mapping mode with a working distance of 15 mm, spot size of ~92 nm, scanning at 3 µm resolution (operating at 25 kV, 11.6 nA). LA-ICP-MS mapping: laser energy of 5 J/cm2, repetition rate of 15 Hz, spot size of 10 µm, scan speed of 40 µm/s. | NIST 610, NIST 612, and GSD-1G as external standards | [48 empty] | 2.6111 | [21 empty] | 4.4988 | [76 empty] | 2025 | Wang, L., Han, R., Zhang, Y., Chen, Y., Liu, D. (2026). Unraveling the redistribution of trace elements during supergene processes: A case study from the Qingshan carbonate-hosted Zn-Pb deposit, SW China. Ore Geology Reviews, 188, 107059. |  | CHN | Southwest China
| Qingshan |  | Basin hydrothermal | Mississippi Valley-type (MVT) | MVT zinc-lead | Zn, Pb | Ge, Cd, Ag | Zn, Pb, Ge, Cd, Ag | Meng et al., 2023 |  | LK1290-191.2_sph - 10.d-1 | LK1290-191.2_sph - 10.d-1 | underground mine |  |  |  |  | ore material | polished section | grab | mineral separate | [5 empty] | mineralisation | primary sulfide ores and secondary non-sulfide ores |  |  | sphalerite, pyrite, galena, hemimorphite, willemite, goethite, smithsonite, cerussite | hydrothermal (stages 1–3), supergene | massive, brecciated, replacive, infilling | colloform, oscillatory zoning, replacement, core-mantle-rim, dendritic, botryoidal, euhedral, subhedral, anhedral |  |  |  | calcite, greenockite | polished sections (150 µm thick) | LA-ICPMS, EMPA, SEM-EDS | JEOL JXA-i SP100 microprobe equipped with five wavelength-dispersive spectrometers; Tescan Mira 3 field emission scanning electron microscope equipped with an energy dispersive spectrometer; Tescan Integrated Mineral Analyzer (TIMA) system comprising a field emission scanning electron microscope (Tescan Mira 3), integrated with four energy dispersive detectors (EDAXElement) | Guangzhou Tuoyan Analytical Technology Co., Ltd., Guizhou, China (GTAT) | EPMA: 15 kV accelerating potential and a beam current of 10 or 20 nA, with a defocused beam diameter of 5 µm; peak counting times for analyzed elements varied between 10 and 40 s, background measurements at 50% of the peak counting duration on both sides of the analyzed peak. SEM: operating voltage of 25 kV and a working distance of ~15.0 mm. TIMA: dot-mapping mode with a working distance of 15 mm, spot size of ~92 nm, scanning at 3 µm resolution (operating at 25 kV, 11.6 nA). LA-ICP-MS mapping: laser energy of 5 J/cm2, repetition rate of 15 Hz, spot size of 10 µm, scan speed of 40 µm/s. | NIST 610, NIST 612, and GSD-1G as external standards | [48 empty] | 6.9037 | [21 empty] | 25.1203 | [76 empty] | 2025 | Wang, L., Han, R., Zhang, Y., Chen, Y., Liu, D. (2026). Unraveling the redistribution of trace elements during supergene processes: A case study from the Qingshan carbonate-hosted Zn-Pb deposit, SW China. Ore Geology Reviews, 188, 107059. |  | CHN | Southwest China
| Qingshan |  | Basin hydrothermal | Mississippi Valley-type (MVT) | MVT zinc-lead | Zn, Pb | Ge, Cd, Ag | Zn, Pb, Ge, Cd, Ag | Meng et al., 2023 |  | LK1290-191.2_sph - 11.d-1 | LK1290-191.2_sph - 11.d-1 | underground mine |  |  |  |  | ore material | polished section | grab | mineral separate | [5 empty] | mineralisation | primary sulfide ores and secondary non-sulfide ores |  |  | sphalerite, pyrite, galena, hemimorphite, willemite, goethite, smithsonite, cerussite | hydrothermal (stages 1–3), supergene | massive, brecciated, replacive, infilling | colloform, oscillatory zoning, replacement, core-mantle-rim, dendritic, botryoidal, euhedral, subhedral, anhedral |  |  |  | calcite, greenockite | polished sections (150 µm thick) | LA-ICPMS, EMPA, SEM-EDS | JEOL JXA-i SP100 microprobe equipped with five wavelength-dispersive spectrometers; Tescan Mira 3 field emission scanning electron microscope equipped with an energy dispersive spectrometer; Tescan Integrated Mineral Analyzer (TIMA) system comprising a field emission scanning electron microscope (Tescan Mira 3), integrated with four energy dispersive detectors (EDAXElement) | Guangzhou Tuoyan Analytical Technology Co., Ltd., Guizhou, China (GTAT) | EPMA: 15 kV accelerating potential and a beam current of 10 or 20 nA, with a defocused beam diameter of 5 µm; peak counting times for analyzed elements varied between 10 and 40 s, background measurements at 50% of the peak counting duration on both sides of the analyzed peak. SEM: operating voltage of 25 kV and a working distance of ~15.0 mm. TIMA: dot-mapping mode with a working distance of 15 mm, spot size of ~92 nm, scanning at 3 µm resolution (operating at 25 kV, 11.6 nA). LA-ICP-MS mapping: laser energy of 5 J/cm2, repetition rate of 15 Hz, spot size of 10 µm, scan speed of 40 µm/s. | NIST 610, NIST 612, and GSD-1G as external standards | [48 empty] | 0.99523 | [21 empty] | 0.2021 | [76 empty] | 2025 | Wang, L., Han, R., Zhang, Y., Chen, Y., Liu, D. (2026). Unraveling the redistribution of trace elements during supergene processes: A case study from the Qingshan carbonate-hosted Zn-Pb deposit, SW China. Ore Geology Reviews, 188, 107059. |  | CHN | Southwest China
| Qingshan |  | Basin hydrothermal | Mississippi Valley-type (MVT) | MVT zinc-lead | Zn, Pb | Ge, Cd, Ag | Zn, Pb, Ge, Cd, Ag | Meng et al., 2023 |  | LK1290-191.2_sph - 12.d-1 | LK1290-191.2_sph - 12.d-1 | underground mine |  |  |  |  | ore material | polished section | grab | mineral separate | [5 empty] | mineralisation | primary sulfide ores and secondary non-sulfide ores |  |  | sphalerite, pyrite, galena, hemimorphite, willemite, goethite, smithsonite, cerussite | hydrothermal (stages 1–3), supergene | massive, brecciated, replacive, infilling | colloform, oscillatory zoning, replacement, core-mantle-rim, dendritic, botryoidal, euhedral, subhedral, anhedral |  |  |  | calcite, greenockite | polished sections (150 µm thick) | LA-ICPMS, EMPA, SEM-EDS | JEOL JXA-i SP100 microprobe equipped with five wavelength-dispersive spectrometers; Tescan Mira 3 field emission scanning electron microscope equipped with an energy dispersive spectrometer; Tescan Integrated Mineral Analyzer (TIMA) system comprising a field emission scanning electron microscope (Tescan Mira 3), integrated with four energy dispersive detectors (EDAXElement) | Guangzhou Tuoyan Analytical Technology Co., Ltd., Guizhou, China (GTAT) | EPMA: 15 kV accelerating potential and a beam current of 10 or 20 nA, with a defocused beam diameter of 5 µm; peak counting times for analyzed elements varied between 10 and 40 s, background measurements at 50% of the peak counting duration on both sides of the analyzed peak. SEM: operating voltage of 25 kV and a working distance of ~15.0 mm. TIMA: dot-mapping mode with a working distance of 15 mm, spot size of ~92 nm, scanning at 3 µm resolution (operating at 25 kV, 11.6 nA). LA-ICP-MS mapping: laser energy of 5 J/cm2, repetition rate of 15 Hz, spot size of 10 µm, scan speed of 40 µm/s. | NIST 610, NIST 612, and GSD-1G as external standards | [70 empty] | 46815.1048 | [76 empty] | 2025 | Wang, L., Han, R., Zhang, Y., Chen, Y., Liu, D. (2026). Unraveling the redistribution of trace elements during supergene processes: A case study from the Qingshan carbonate-hosted Zn-Pb deposit, SW China. Ore Geology Reviews, 188, 107059. |  | CHN | Southwest China
| Qingshan |  | Basin hydrothermal | Mississippi Valley-type (MVT) | MVT zinc-lead | Zn, Pb | Ge, Cd, Ag | Zn, Pb, Ge, Cd, Ag | Meng et al., 2023 |  | LK1290-191.2_sph - 13.d-1 | LK1290-191.2_sph - 13.d-1 | underground mine |  |  |  |  | ore material | polished section | grab | mineral separate | [5 empty] | mineralisation | primary sulfide ores and secondary non-sulfide ores |  |  | sphalerite, pyrite, galena, hemimorphite, willemite, goethite, smithsonite, cerussite | hydrothermal (stages 1–3), supergene | massive, brecciated, replacive, infilling | colloform, oscillatory zoning, replacement, core-mantle-rim, dendritic, botryoidal, euhedral, subhedral, anhedral |  |  |  | calcite, greenockite | polished sections (150 µm thick) | LA-ICPMS, EMPA, SEM-EDS | JEOL JXA-i SP100 microprobe equipped with five wavelength-dispersive spectrometers; Tescan Mira 3 field emission scanning electron microscope equipped with an energy dispersive spectrometer; Tescan Integrated Mineral Analyzer (TIMA) system comprising a field emission scanning electron microscope (Tescan Mira 3), integrated with four energy dispersive detectors (EDAXElement) | Guangzhou Tuoyan Analytical Technology Co., Ltd., Guizhou, China (GTAT) | EPMA: 15 kV accelerating potential and a beam current of 10 or 20 nA, with a defocused beam diameter of 5 µm; peak counting times for analyzed elements varied between 10 and 40 s, background measurements at 50% of the peak counting duration on both sides of the analyzed peak. SEM: operating voltage of 25 kV and a working distance of ~15.0 mm. TIMA: dot-mapping mode with a working distance of 15 mm, spot size of ~92 nm, scanning at 3 µm resolution (operating at 25 kV, 11.6 nA). LA-ICP-MS mapping: laser energy of 5 J/cm2, repetition rate of 15 Hz, spot size of 10 µm, scan speed of 40 µm/s. | NIST 610, NIST 612, and GSD-1G as external standards | [48 empty] | 18.4144 | [21 empty] | 22.711 | [76 empty] | 2025 | Wang, L., Han, R., Zhang, Y., Chen, Y., Liu, D. (2026). Unraveling the redistribution of trace elements during supergene processes: A case study from the Qingshan carbonate-hosted Zn-Pb deposit, SW China. Ore Geology Reviews, 188, 107059. |  | CHN | Southwest China
| Qingshan |  | Basin hydrothermal | Mississippi Valley-type (MVT) | MVT zinc-lead | Zn, Pb | Ge, Cd, Ag | Zn, Pb, Ge, Cd, Ag | Meng et al., 2023 |  | LK1290-191.2_sph - 14.d-1 | LK1290-191.2_sph - 14.d-1 | underground mine |  |  |  |  | ore material | polished section | grab | mineral separate | [5 empty] | mineralisation | primary sulfide ores and secondary non-sulfide ores |  |  | sphalerite, pyrite, galena, hemimorphite, willemite, goethite, smithsonite, cerussite | hydrothermal (stages 1–3), supergene | massive, brecciated, replacive, infilling | colloform, oscillatory zoning, replacement, core-mantle-rim, dendritic, botryoidal, euhedral, subhedral, anhedral |  |  |  | calcite, greenockite | polished sections (150 µm thick) | LA-ICPMS, EMPA, SEM-EDS | JEOL JXA-i SP100 microprobe equipped with five wavelength-dispersive spectrometers; Tescan Mira 3 field emission scanning electron microscope equipped with an energy dispersive spectrometer; Tescan Integrated Mineral Analyzer (TIMA) system comprising a field emission scanning electron microscope (Tescan Mira 3), integrated with four energy dispersive detectors (EDAXElement) | Guangzhou Tuoyan Analytical Technology Co., Ltd., Guizhou, China (GTAT) | EPMA: 15 kV accelerating potential and a beam current of 10 or 20 nA, with a defocused beam diameter of 5 µm; peak counting times for analyzed elements varied between 10 and 40 s, background measurements at 50% of the peak counting duration on both sides of the analyzed peak. SEM: operating voltage of 25 kV and a working distance of ~15.0 mm. TIMA: dot-mapping mode with a working distance of 15 mm, spot size of ~92 nm, scanning at 3 µm resolution (operating at 25 kV, 11.6 nA). LA-ICP-MS mapping: laser energy of 5 J/cm2, repetition rate of 15 Hz, spot size of 10 µm, scan speed of 40 µm/s. | NIST 610, NIST 612, and GSD-1G as external standards | [48 empty] | 6.3979 | [21 empty] | 2.8089 | [76 empty] | 2025 | Wang, L., Han, R., Zhang, Y., Chen, Y., Liu, D. (2026). Unraveling the redistribution of trace elements during supergene processes: A case study from the Qingshan carbonate-hosted Zn-Pb deposit, SW China. Ore Geology Reviews, 188, 107059. |  | CHN | Southwest China
| Qingshan |  | Basin hydrothermal | Mississippi Valley-type (MVT) | MVT zinc-lead | Zn, Pb | Ge, Cd, Ag | Zn, Pb, Ge, Cd, Ag | Meng et al., 2023 |  | LK1290-191.2_sph - 15.d-1 | LK1290-191.2_sph - 15.d-1 | underground mine |  |  |  |  | ore material | polished section | grab | mineral separate | [5 empty] | mineralisation | primary sulfide ores and secondary non-sulfide ores |  |  | sphalerite, pyrite, galena, hemimorphite, willemite, goethite, smithsonite, cerussite | hydrothermal (stages 1–3), supergene | massive, brecciated, replacive, infilling | colloform, oscillatory zoning, replacement, core-mantle-rim, dendritic, botryoidal, euhedral, subhedral, anhedral |  |  |  | calcite, greenockite | polished sections (150 µm thick) | LA-ICPMS, EMPA, SEM-EDS | JEOL JXA-i SP100 microprobe equipped with five wavelength-dispersive spectrometers; Tescan Mira 3 field emission scanning electron microscope equipped with an energy dispersive spectrometer; Tescan Integrated Mineral Analyzer (TIMA) system comprising a field emission scanning electron microscope (Tescan Mira 3), integrated with four energy dispersive detectors (EDAXElement) | Guangzhou Tuoyan Analytical Technology Co., Ltd., Guizhou, China (GTAT) | EPMA: 15 kV accelerating potential and a beam current of 10 or 20 nA, with a defocused beam diameter of 5 µm; peak counting times for analyzed elements varied between 10 and 40 s, background measurements at 50% of the peak counting duration on both sides of the analyzed peak. SEM: operating voltage of 25 kV and a working distance of ~15.0 mm. TIMA: dot-mapping mode with a working distance of 15 mm, spot size of ~92 nm, scanning at 3 µm resolution (operating at 25 kV, 11.6 nA). LA-ICP-MS mapping: laser energy of 5 J/cm2, repetition rate of 15 Hz, spot size of 10 µm, scan speed of 40 µm/s. | NIST 610, NIST 612, and GSD-1G as external standards | [48 empty] | 2.0301 | [21 empty] | 4.7272 | [76 empty] | 2025 | Wang, L., Han, R., Zhang, Y., Chen, Y., Liu, D. (2026). Unraveling the redistribution of trace elements during supergene processes: A case study from the Qingshan carbonate-hosted Zn-Pb deposit, SW China. Ore Geology Reviews, 188, 107059. |  | CHN | Southwest China
| Qingshan |  | Basin hydrothermal | Mississippi Valley-type (MVT) | MVT zinc-lead | Zn, Pb | Ge, Cd, Ag | Zn, Pb, Ge, Cd, Ag | Meng et al., 2023 |  | LK1794-1_sph_I - 1.d-1 | LK1794-1_sph_I - 1.d-1 | underground mine |  |  |  |  | ore material | polished section | grab | mineral separate | [5 empty] | mineralisation | primary sulfide ores and secondary non-sulfide ores |  |  | sphalerite, pyrite, galena, hemimorphite, willemite, goethite, smithsonite, cerussite | hydrothermal (stages 1–3), supergene | massive, brecciated, replacive, infilling | colloform, oscillatory zoning, replacement, core-mantle-rim, dendritic, botryoidal, euhedral, subhedral, anhedral |  |  |  | calcite, greenockite | polished sections (150 µm thick) | LA-ICPMS, EMPA, SEM-EDS | JEOL JXA-i SP100 microprobe equipped with five wavelength-dispersive spectrometers; Tescan Mira 3 field emission scanning electron microscope equipped with an energy dispersive spectrometer; Tescan Integrated Mineral Analyzer (TIMA) system comprising a field emission scanning electron microscope (Tescan Mira 3), integrated with four energy dispersive detectors (EDAXElement) | Guangzhou Tuoyan Analytical Technology Co., Ltd., Guizhou, China (GTAT) | EPMA: 15 kV accelerating potential and a beam current of 10 or 20 nA, with a defocused beam diameter of 5 µm; peak counting times for analyzed elements varied between 10 and 40 s, background measurements at 50% of the peak counting duration on both sides of the analyzed peak. SEM: operating voltage of 25 kV and a working distance of ~15.0 mm. TIMA: dot-mapping mode with a working distance of 15 mm, spot size of ~92 nm, scanning at 3 µm resolution (operating at 25 kV, 11.6 nA). LA-ICP-MS mapping: laser energy of 5 J/cm2, repetition rate of 15 Hz, spot size of 10 µm, scan speed of 40 µm/s. | NIST 610, NIST 612, and GSD-1G as external standards | [48 empty] | 60.8701 | [21 empty] | 10.7767 | [76 empty] | 2025 | Wang, L., Han, R., Zhang, Y., Chen, Y., Liu, D. (2026). Unraveling the redistribution of trace elements during supergene processes: A case study from the Qingshan carbonate-hosted Zn-Pb deposit, SW China. Ore Geology Reviews, 188, 107059. |  | CHN | Southwest China
| Qingshan |  | Basin hydrothermal | Mississippi Valley-type (MVT) | MVT zinc-lead | Zn, Pb | Ge, Cd, Ag | Zn, Pb, Ge, Cd, Ag | Meng et al., 2023 |  | LK1794-1_sph_I - 2.d-1 | LK1794-1_sph_I - 2.d-1 | underground mine |  |  |  |  | ore material | polished section | grab | mineral separate | [5 empty] | mineralisation | primary sulfide ores and secondary non-sulfide ores |  |  | sphalerite, pyrite, galena, hemimorphite, willemite, goethite, smithsonite, cerussite | hydrothermal (stages 1–3), supergene | massive, brecciated, replacive, infilling | colloform, oscillatory zoning, replacement, core-mantle-rim, dendritic, botryoidal, euhedral, subhedral, anhedral |  |  |  | calcite, greenockite | polished sections (150 µm thick) | LA-ICPMS, EMPA, SEM-EDS | JEOL JXA-i SP100 microprobe equipped with five wavelength-dispersive spectrometers; Tescan Mira 3 field emission scanning electron microscope equipped with an energy dispersive spectrometer; Tescan Integrated Mineral Analyzer (TIMA) system comprising a field emission scanning electron microscope (Tescan Mira 3), integrated with four energy dispersive detectors (EDAXElement) | Guangzhou Tuoyan Analytical Technology Co., Ltd., Guizhou, China (GTAT) | EPMA: 15 kV accelerating potential and a beam current of 10 or 20 nA, with a defocused beam diameter of 5 µm; peak counting times for analyzed elements varied between 10 and 40 s, background measurements at 50% of the peak counting duration on both sides of the analyzed peak. SEM: operating voltage of 25 kV and a working distance of ~15.0 mm. TIMA: dot-mapping mode with a working distance of 15 mm, spot size of ~92 nm, scanning at 3 µm resolution (operating at 25 kV, 11.6 nA). LA-ICP-MS mapping: laser energy of 5 J/cm2, repetition rate of 15 Hz, spot size of 10 µm, scan speed of 40 µm/s. | NIST 610, NIST 612, and GSD-1G as external standards | [48 empty] | 38.7028 | [21 empty] | 81.6694 | [76 empty] | 2025 | Wang, L., Han, R., Zhang, Y., Chen, Y., Liu, D. (2026). Unraveling the redistribution of trace elements during supergene processes: A case study from the Qingshan carbonate-hosted Zn-Pb deposit, SW China. Ore Geology Reviews, 188, 107059. |  | CHN | Southwest China
| Qingshan |  | Basin hydrothermal | Mississippi Valley-type (MVT) | MVT zinc-lead | Zn, Pb | Ge, Cd, Ag | Zn, Pb, Ge, Cd, Ag | Meng et al., 2023 |  | LK1794-1_sph_I - 3.d-1 | LK1794-1_sph_I - 3.d-1 | underground mine |  |  |  |  | ore material | polished section | grab | mineral separate | [5 empty] | mineralisation | primary sulfide ores and secondary non-sulfide ores |  |  | sphalerite, pyrite, galena, hemimorphite, willemite, goethite, smithsonite, cerussite | hydrothermal (stages 1–3), supergene | massive, brecciated, replacive, infilling | colloform, oscillatory zoning, replacement, core-mantle-rim, dendritic, botryoidal, euhedral, subhedral, anhedral |  |  |  | calcite, greenockite | polished sections (150 µm thick) | LA-ICPMS, EMPA, SEM-EDS | JEOL JXA-i SP100 microprobe equipped with five wavelength-dispersive spectrometers; Tescan Mira 3 field emission scanning electron microscope equipped with an energy dispersive spectrometer; Tescan Integrated Mineral Analyzer (TIMA) system comprising a field emission scanning electron microscope (Tescan Mira 3), integrated with four energy dispersive detectors (EDAXElement) | Guangzhou Tuoyan Analytical Technology Co., Ltd., Guizhou, China (GTAT) | EPMA: 15 kV accelerating potential and a beam current of 10 or 20 nA, with a defocused beam diameter of 5 µm; peak counting times for analyzed elements varied between 10 and 40 s, background measurements at 50% of the peak counting duration on both sides of the analyzed peak. SEM: operating voltage of 25 kV and a working distance of ~15.0 mm. TIMA: dot-mapping mode with a working distance of 15 mm, spot size of ~92 nm, scanning at 3 µm resolution (operating at 25 kV, 11.6 nA). LA-ICP-MS mapping: laser energy of 5 J/cm2, repetition rate of 15 Hz, spot size of 10 µm, scan speed of 40 µm/s. | NIST 610, NIST 612, and GSD-1G as external standards | [48 empty] | 40.5282 | [21 empty] | 83.378 | [76 empty] | 2025 | Wang, L., Han, R., Zhang, Y., Chen, Y., Liu, D. (2026). Unraveling the redistribution of trace elements during supergene processes: A case study from the Qingshan carbonate-hosted Zn-Pb deposit, SW China. Ore Geology Reviews, 188, 107059. |  | CHN | Southwest China
| Qingshan |  | Basin hydrothermal | Mississippi Valley-type (MVT) | MVT zinc-lead | Zn, Pb | Ge, Cd, Ag | Zn, Pb, Ge, Cd, Ag | Meng et al., 2023 |  | LK1794-1_sph_I - 4.d-1 | LK1794-1_sph_I - 4.d-1 | underground mine |  |  |  |  | ore material | polished section | grab | mineral separate | [5 empty] | mineralisation | primary sulfide ores and secondary non-sulfide ores |  |  | sphalerite, pyrite, galena, hemimorphite, willemite, goethite, smithsonite, cerussite | hydrothermal (stages 1–3), supergene | massive, brecciated, replacive, infilling | colloform, oscillatory zoning, replacement, core-mantle-rim, dendritic, botryoidal, euhedral, subhedral, anhedral |  |  |  | calcite, greenockite | polished sections (150 µm thick) | LA-ICPMS, EMPA, SEM-EDS | JEOL JXA-i SP100 microprobe equipped with five wavelength-dispersive spectrometers; Tescan Mira 3 field emission scanning electron microscope equipped with an energy dispersive spectrometer; Tescan Integrated Mineral Analyzer (TIMA) system comprising a field emission scanning electron microscope (Tescan Mira 3), integrated with four energy dispersive detectors (EDAXElement) | Guangzhou Tuoyan Analytical Technology Co., Ltd., Guizhou, China (GTAT) | EPMA: 15 kV accelerating potential and a beam current of 10 or 20 nA, with a defocused beam diameter of 5 µm; peak counting times for analyzed elements varied between 10 and 40 s, background measurements at 50% of the peak counting duration on both sides of the analyzed peak. SEM: operating voltage of 25 kV and a working distance of ~15.0 mm. TIMA: dot-mapping mode with a working distance of 15 mm, spot size of ~92 nm, scanning at 3 µm resolution (operating at 25 kV, 11.6 nA). LA-ICP-MS mapping: laser energy of 5 J/cm2, repetition rate of 15 Hz, spot size of 10 µm, scan speed of 40 µm/s. | NIST 610, NIST 612, and GSD-1G as external standards | [48 empty] | 42.7644 | [21 empty] | 77.5555 | [76 empty] | 2025 | Wang, L., Han, R., Zhang, Y., Chen, Y., Liu, D. (2026). Unraveling the redistribution of trace elements during supergene processes: A case study from the Qingshan carbonate-hosted Zn-Pb deposit, SW China. Ore Geology Reviews, 188, 107059. |  | CHN | Southwest China
| Qingshan |  | Basin hydrothermal | Mississippi Valley-type (MVT) | MVT zinc-lead | Zn, Pb | Ge, Cd, Ag | Zn, Pb, Ge, Cd, Ag | Meng et al., 2023 |  | LK1794-1_sph_I - 5.d-1 | LK1794-1_sph_I - 5.d-1 | underground mine |  |  |  |  | ore material | polished section | grab | mineral separate | [5 empty] | mineralisation | primary sulfide ores and secondary non-sulfide ores |  |  | sphalerite, pyrite, galena, hemimorphite, willemite, goethite, smithsonite, cerussite | hydrothermal (stages 1–3), supergene | massive, brecciated, replacive, infilling | colloform, oscillatory zoning, replacement, core-mantle-rim, dendritic, botryoidal, euhedral, subhedral, anhedral |  |  |  | calcite, greenockite | polished sections (150 µm thick) | LA-ICPMS, EMPA, SEM-EDS | JEOL JXA-i SP100 microprobe equipped with five wavelength-dispersive spectrometers; Tescan Mira 3 field emission scanning electron microscope equipped with an energy dispersive spectrometer; Tescan Integrated Mineral Analyzer (TIMA) system comprising a field emission scanning electron microscope (Tescan Mira 3), integrated with four energy dispersive detectors (EDAXElement) | Guangzhou Tuoyan Analytical Technology Co., Ltd., Guizhou, China (GTAT) | EPMA: 15 kV accelerating potential and a beam current of 10 or 20 nA, with a defocused beam diameter of 5 µm; peak counting times for analyzed elements varied between 10 and 40 s, background measurements at 50% of the peak counting duration on both sides of the analyzed peak. SEM: operating voltage of 25 kV and a working distance of ~15.0 mm. TIMA: dot-mapping mode with a working distance of 15 mm, spot size of ~92 nm, scanning at 3 µm resolution (operating at 25 kV, 11.6 nA). LA-ICP-MS mapping: laser energy of 5 J/cm2, repetition rate of 15 Hz, spot size of 10 µm, scan speed of 40 µm/s. | NIST 610, NIST 612, and GSD-1G as external standards | [48 empty] | 41.5416 | [21 empty] | 107.3044 | [76 empty] | 2025 | Wang, L., Han, R., Zhang, Y., Chen, Y., Liu, D. (2026). Unraveling the redistribution of trace elements during supergene processes: A case study from the Qingshan carbonate-hosted Zn-Pb deposit, SW China. Ore Geology Reviews, 188, 107059. |  | CHN | Southwest China
| Qingshan |  | Basin hydrothermal | Mississippi Valley-type (MVT) | MVT zinc-lead | Zn, Pb | Ge, Cd, Ag | Zn, Pb, Ge, Cd, Ag | Meng et al., 2023 |  | LK1794-1_sph_I - 6.d-1 | LK1794-1_sph_I - 6.d-1 | underground mine |  |  |  |  | ore material | polished section | grab | mineral separate | [5 empty] | mineralisation | primary sulfide ores and secondary non-sulfide ores |  |  | sphalerite, pyrite, galena, hemimorphite, willemite, goethite, smithsonite, cerussite | hydrothermal (stages 1–3), supergene | massive, brecciated, replacive, infilling | colloform, oscillatory zoning, replacement, core-mantle-rim, dendritic, botryoidal, euhedral, subhedral, anhedral |  |  |  | calcite, greenockite | polished sections (150 µm thick) | LA-ICPMS, EMPA, SEM-EDS | JEOL JXA-i SP100 microprobe equipped with five wavelength-dispersive spectrometers; Tescan Mira 3 field emission scanning electron microscope equipped with an energy dispersive spectrometer; Tescan Integrated Mineral Analyzer (TIMA) system comprising a field emission scanning electron microscope (Tescan Mira 3), integrated with four energy dispersive detectors (EDAXElement) | Guangzhou Tuoyan Analytical Technology Co., Ltd., Guizhou, China (GTAT) | EPMA: 15 kV accelerating potential and a beam current of 10 or 20 nA, with a defocused beam diameter of 5 µm; peak counting times for analyzed elements varied between 10 and 40 s, background measurements at 50% of the peak counting duration on both sides of the analyzed peak. SEM: operating voltage of 25 kV and a working distance of ~15.0 mm. TIMA: dot-mapping mode with a working distance of 15 mm, spot size of ~92 nm, scanning at 3 µm resolution (operating at 25 kV, 11.6 nA). LA-ICP-MS mapping: laser energy of 5 J/cm2, repetition rate of 15 Hz, spot size of 10 µm, scan speed of 40 µm/s. | NIST 610, NIST 612, and GSD-1G as external standards | [48 empty] | 49.8716 | [21 empty] | 83.8063 | [76 empty] | 2025 | Wang, L., Han, R., Zhang, Y., Chen, Y., Liu, D. (2026). Unraveling the redistribution of trace elements during supergene processes: A case study from the Qingshan carbonate-hosted Zn-Pb deposit, SW China. Ore Geology Reviews, 188, 107059. |  | CHN | Southwest China
| Qingshan |  | Basin hydrothermal | Mississippi Valley-type (MVT) | MVT zinc-lead | Zn, Pb | Ge, Cd, Ag | Zn, Pb, Ge, Cd, Ag | Meng et al., 2023 |  | LK1794-1_sph_I - 7.d-1 | LK1794-1_sph_I - 7.d-1 | underground mine |  |  |  |  | ore material | polished section | grab | mineral separate | [5 empty] | mineralisation | primary sulfide ores and secondary non-sulfide ores |  |  | sphalerite, pyrite, galena, hemimorphite, willemite, goethite, smithsonite, cerussite | hydrothermal (stages 1–3), supergene | massive, brecciated, replacive, infilling | colloform, oscillatory zoning, replacement, core-mantle-rim, dendritic, botryoidal, euhedral, subhedral, anhedral |  |  |  | calcite, greenockite | polished sections (150 µm thick) | LA-ICPMS, EMPA, SEM-EDS | JEOL JXA-i SP100 microprobe equipped with five wavelength-dispersive spectrometers; Tescan Mira 3 field emission scanning electron microscope equipped with an energy dispersive spectrometer; Tescan Integrated Mineral Analyzer (TIMA) system comprising a field emission scanning electron microscope (Tescan Mira 3), integrated with four energy dispersive detectors (EDAXElement) | Guangzhou Tuoyan Analytical Technology Co., Ltd., Guizhou, China (GTAT) | EPMA: 15 kV accelerating potential and a beam current of 10 or 20 nA, with a defocused beam diameter of 5 µm; peak counting times for analyzed elements varied between 10 and 40 s, background measurements at 50% of the peak counting duration on both sides of the analyzed peak. SEM: operating voltage of 25 kV and a working distance of ~15.0 mm. TIMA: dot-mapping mode with a working distance of 15 mm, spot size of ~92 nm, scanning at 3 µm resolution (operating at 25 kV, 11.6 nA). LA-ICP-MS mapping: laser energy of 5 J/cm2, repetition rate of 15 Hz, spot size of 10 µm, scan speed of 40 µm/s. | NIST 610, NIST 612, and GSD-1G as external standards | [48 empty] | 48.4326 | [21 empty] | 92.9509 | [76 empty] | 2025 | Wang, L., Han, R., Zhang, Y., Chen, Y., Liu, D. (2026). Unraveling the redistribution of trace elements during supergene processes: A case study from the Qingshan carbonate-hosted Zn-Pb deposit, SW China. Ore Geology Reviews, 188, 107059. |  | CHN | Southwest China
| Qingshan |  | Basin hydrothermal | Mississippi Valley-type (MVT) | MVT zinc-lead | Zn, Pb | Ge, Cd, Ag | Zn, Pb, Ge, Cd, Ag | Meng et al., 2023 |  | LK1794-1_sph_I - 8.d-1 | LK1794-1_sph_I - 8.d-1 | underground mine |  |  |  |  | ore material | polished section | grab | mineral separate | [5 empty] | mineralisation | primary sulfide ores and secondary non-sulfide ores |  |  | sphalerite, pyrite, galena, hemimorphite, willemite, goethite, smithsonite, cerussite | hydrothermal (stages 1–3), supergene | massive, brecciated, replacive, infilling | colloform, oscillatory zoning, replacement, core-mantle-rim, dendritic, botryoidal, euhedral, subhedral, anhedral |  |  |  | calcite, greenockite | polished sections (150 µm thick) | LA-ICPMS, EMPA, SEM-EDS | JEOL JXA-i SP100 microprobe equipped with five wavelength-dispersive spectrometers; Tescan Mira 3 field emission scanning electron microscope equipped with an energy dispersive spectrometer; Tescan Integrated Mineral Analyzer (TIMA) system comprising a field emission scanning electron microscope (Tescan Mira 3), integrated with four energy dispersive detectors (EDAXElement) | Guangzhou Tuoyan Analytical Technology Co., Ltd., Guizhou, China (GTAT) | EPMA: 15 kV accelerating potential and a beam current of 10 or 20 nA, with a defocused beam diameter of 5 µm; peak counting times for analyzed elements varied between 10 and 40 s, background measurements at 50% of the peak counting duration on both sides of the analyzed peak. SEM: operating voltage of 25 kV and a working distance of ~15.0 mm. TIMA: dot-mapping mode with a working distance of 15 mm, spot size of ~92 nm, scanning at 3 µm resolution (operating at 25 kV, 11.6 nA). LA-ICP-MS mapping: laser energy of 5 J/cm2, repetition rate of 15 Hz, spot size of 10 µm, scan speed of 40 µm/s. | NIST 610, NIST 612, and GSD-1G as external standards | [48 empty] | 51.9456 | [21 empty] | 106.1932 | [76 empty] | 2025 | Wang, L., Han, R., Zhang, Y., Chen, Y., Liu, D. (2026). Unraveling the redistribution of trace elements during supergene processes: A case study from the Qingshan carbonate-hosted Zn-Pb deposit, SW China. Ore Geology Reviews, 188, 107059. |  | CHN | Southwest China
| Qingshan |  | Basin hydrothermal | Mississippi Valley-type (MVT) | MVT zinc-lead | Zn, Pb | Ge, Cd, Ag | Zn, Pb, Ge, Cd, Ag | Meng et al., 2023 |  | LK1794-1_sph_I - 9.d-1 | LK1794-1_sph_I - 9.d-1 | underground mine |  |  |  |  | ore material | polished section | grab | mineral separate | [5 empty] | mineralisation | primary sulfide ores and secondary non-sulfide ores |  |  | sphalerite, pyrite, galena, hemimorphite, willemite, goethite, smithsonite, cerussite | hydrothermal (stages 1–3), supergene | massive, brecciated, replacive, infilling | colloform, oscillatory zoning, replacement, core-mantle-rim, dendritic, botryoidal, euhedral, subhedral, anhedral |  |  |  | calcite, greenockite | polished sections (150 µm thick) | LA-ICPMS, EMPA, SEM-EDS | JEOL JXA-i SP100 microprobe equipped with five wavelength-dispersive spectrometers; Tescan Mira 3 field emission scanning electron microscope equipped with an energy dispersive spectrometer; Tescan Integrated Mineral Analyzer (TIMA) system comprising a field emission scanning electron microscope (Tescan Mira 3), integrated with four energy dispersive detectors (EDAXElement) | Guangzhou Tuoyan Analytical Technology Co., Ltd., Guizhou, China (GTAT) | EPMA: 15 kV accelerating potential and a beam current of 10 or 20 nA, with a defocused beam diameter of 5 µm; peak counting times for analyzed elements varied between 10 and 40 s, background measurements at 50% of the peak counting duration on both sides of the analyzed peak. SEM: operating voltage of 25 kV and a working distance of ~15.0 mm. TIMA: dot-mapping mode with a working distance of 15 mm, spot size of ~92 nm, scanning at 3 µm resolution (operating at 25 kV, 11.6 nA). LA-ICP-MS mapping: laser energy of 5 J/cm2, repetition rate of 15 Hz, spot size of 10 µm, scan speed of 40 µm/s. | NIST 610, NIST 612, and GSD-1G as external standards | [48 empty] | 41.8591 | [21 empty] | 113.5552 | [76 empty] | 2025 | Wang, L., Han, R., Zhang, Y., Chen, Y., Liu, D. (2026). Unraveling the redistribution of trace elements during supergene processes: A case study from the Qingshan carbonate-hosted Zn-Pb deposit, SW China. Ore Geology Reviews, 188, 107059. |  | CHN | Southwest China
| Qingshan |  | Basin hydrothermal | Mississippi Valley-type (MVT) | MVT zinc-lead | Zn, Pb | Ge, Cd, Ag | Zn, Pb, Ge, Cd, Ag | Meng et al., 2023 |  | LK1794-1_sph_I - 10.d-1 | LK1794-1_sph_I - 10.d-1 | underground mine |  |  |  |  | ore material | polished section | grab | mineral separate | [5 empty] | mineralisation | primary sulfide ores and secondary non-sulfide ores |  |  | sphalerite, pyrite, galena, hemimorphite, willemite, goethite, smithsonite, cerussite | hydrothermal (stages 1–3), supergene | massive, brecciated, replacive, infilling | colloform, oscillatory zoning, replacement, core-mantle-rim, dendritic, botryoidal, euhedral, subhedral, anhedral |  |  |  | calcite, greenockite | polished sections (150 µm thick) | LA-ICPMS, EMPA, SEM-EDS | JEOL JXA-i SP100 microprobe equipped with five wavelength-dispersive spectrometers; Tescan Mira 3 field emission scanning electron microscope equipped with an energy dispersive spectrometer; Tescan Integrated Mineral Analyzer (TIMA) system comprising a field emission scanning electron microscope (Tescan Mira 3), integrated with four energy dispersive detectors (EDAXElement) | Guangzhou Tuoyan Analytical Technology Co., Ltd., Guizhou, China (GTAT) | EPMA: 15 kV accelerating potential and a beam current of 10 or 20 nA, with a defocused beam diameter of 5 µm; peak counting times for analyzed elements varied between 10 and 40 s, background measurements at 50% of the peak counting duration on both sides of the analyzed peak. SEM: operating voltage of 25 kV and a working distance of ~15.0 mm. TIMA: dot-mapping mode with a working distance of 15 mm, spot size of ~92 nm, scanning at 3 µm resolution (operating at 25 kV, 11.6 nA). LA-ICP-MS mapping: laser energy of 5 J/cm2, repetition rate of 15 Hz, spot size of 10 µm, scan speed of 40 µm/s. | NIST 610, NIST 612, and GSD-1G as external standards | [48 empty] | 44.5277 | [21 empty] | 71.3048 | [76 empty] | 2025 | Wang, L., Han, R., Zhang, Y., Chen, Y., Liu, D. (2026). Unraveling the redistribution of trace elements during supergene processes: A case study from the Qingshan carbonate-hosted Zn-Pb deposit, SW China. Ore Geology Reviews, 188, 107059. |  | CHN | Southwest China
| Qingshan |  | Basin hydrothermal | Mississippi Valley-type (MVT) | MVT zinc-lead | Zn, Pb | Ge, Cd, Ag | Zn, Pb, Ge, Cd, Ag | Meng et al., 2023 |  | LK1794-1_sph_I - 11.d-1 | LK1794-1_sph_I - 11.d-1 | underground mine |  |  |  |  | ore material | polished section | grab | mineral separate | [5 empty] | mineralisation | primary sulfide ores and secondary non-sulfide ores |  |  | sphalerite, pyrite, galena, hemimorphite, willemite, goethite, smithsonite, cerussite | hydrothermal (stages 1–3), supergene | massive, brecciated, replacive, infilling | colloform, oscillatory zoning, replacement, core-mantle-rim, dendritic, botryoidal, euhedral, subhedral, anhedral |  |  |  | calcite, greenockite | polished sections (150 µm thick) | LA-ICPMS, EMPA, SEM-EDS | JEOL JXA-i SP100 microprobe equipped with five wavelength-dispersive spectrometers; Tescan Mira 3 field emission scanning electron microscope equipped with an energy dispersive spectrometer; Tescan Integrated Mineral Analyzer (TIMA) system comprising a field emission scanning electron microscope (Tescan Mira 3), integrated with four energy dispersive detectors (EDAXElement) | Guangzhou Tuoyan Analytical Technology Co., Ltd., Guizhou, China (GTAT) | EPMA: 15 kV accelerating potential and a beam current of 10 or 20 nA, with a defocused beam diameter of 5 µm; peak counting times for analyzed elements varied between 10 and 40 s, background measurements at 50% of the peak counting duration on both sides of the analyzed peak. SEM: operating voltage of 25 kV and a working distance of ~15.0 mm. TIMA: dot-mapping mode with a working distance of 15 mm, spot size of ~92 nm, scanning at 3 µm resolution (operating at 25 kV, 11.6 nA). LA-ICP-MS mapping: laser energy of 5 J/cm2, repetition rate of 15 Hz, spot size of 10 µm, scan speed of 40 µm/s. | NIST 610, NIST 612, and GSD-1G as external standards | [48 empty] | 46.0072 | [21 empty] | 77.787 | [76 empty] | 2025 | Wang, L., Han, R., Zhang, Y., Chen, Y., Liu, D. (2026). Unraveling the redistribution of trace elements during supergene processes: A case study from the Qingshan carbonate-hosted Zn-Pb deposit, SW China. Ore Geology Reviews, 188, 107059. |  | CHN | Southwest China
| Qingshan |  | Basin hydrothermal | Mississippi Valley-type (MVT) | MVT zinc-lead | Zn, Pb | Ge, Cd, Ag | Zn, Pb, Ge, Cd, Ag | Meng et al., 2023 |  | LK1794-1_sph_I - 12.d-1 | LK1794-1_sph_I - 12.d-1 | underground mine |  |  |  |  | ore material | polished section | grab | mineral separate | [5 empty] | mineralisation | primary sulfide ores and secondary non-sulfide ores |  |  | sphalerite, pyrite, galena, hemimorphite, willemite, goethite, smithsonite, cerussite | hydrothermal (stages 1–3), supergene | massive, brecciated, replacive, infilling | colloform, oscillatory zoning, replacement, core-mantle-rim, dendritic, botryoidal, euhedral, subhedral, anhedral |  |  |  | calcite, greenockite | polished sections (150 µm thick) | LA-ICPMS, EMPA, SEM-EDS | JEOL JXA-i SP100 microprobe equipped with five wavelength-dispersive spectrometers; Tescan Mira 3 field emission scanning electron microscope equipped with an energy dispersive spectrometer; Tescan Integrated Mineral Analyzer (TIMA) system comprising a field emission scanning electron microscope (Tescan Mira 3), integrated with four energy dispersive detectors (EDAXElement) | Guangzhou Tuoyan Analytical Technology Co., Ltd., Guizhou, China (GTAT) | EPMA: 15 kV accelerating potential and a beam current of 10 or 20 nA, with a defocused beam diameter of 5 µm; peak counting times for analyzed elements varied between 10 and 40 s, background measurements at 50% of the peak counting duration on both sides of the analyzed peak. SEM: operating voltage of 25 kV and a working distance of ~15.0 mm. TIMA: dot-mapping mode with a working distance of 15 mm, spot size of ~92 nm, scanning at 3 µm resolution (operating at 25 kV, 11.6 nA). LA-ICP-MS mapping: laser energy of 5 J/cm2, repetition rate of 15 Hz, spot size of 10 µm, scan speed of 40 µm/s. | NIST 610, NIST 612, and GSD-1G as external standards | [48 empty] | 53.4386 | [21 empty] | 68.7582 | [76 empty] | 2025 | Wang, L., Han, R., Zhang, Y., Chen, Y., Liu, D. (2026). Unraveling the redistribution of trace elements during supergene processes: A case study from the Qingshan carbonate-hosted Zn-Pb deposit, SW China. Ore Geology Reviews, 188, 107059. |  | CHN | Southwest China
| Qingshan |  | Basin hydrothermal | Mississippi Valley-type (MVT) | MVT zinc-lead | Zn, Pb | Ge, Cd, Ag | Zn, Pb, Ge, Cd, Ag | Meng et al., 2023 |  | LK1794-1_sph_I - 13.d-1 | LK1794-1_sph_I - 13.d-1 | underground mine |  |  |  |  | ore material | polished section | grab | mineral separate | [5 empty] | mineralisation | primary sulfide ores and secondary non-sulfide ores |  |  | sphalerite, pyrite, galena, hemimorphite, willemite, goethite, smithsonite, cerussite | hydrothermal (stages 1–3), supergene | massive, brecciated, replacive, infilling | colloform, oscillatory zoning, replacement, core-mantle-rim, dendritic, botryoidal, euhedral, subhedral, anhedral |  |  |  | calcite, greenockite | polished sections (150 µm thick) | LA-ICPMS, EMPA, SEM-EDS | JEOL JXA-i SP100 microprobe equipped with five wavelength-dispersive spectrometers; Tescan Mira 3 field emission scanning electron microscope equipped with an energy dispersive spectrometer; Tescan Integrated Mineral Analyzer (TIMA) system comprising a field emission scanning electron microscope (Tescan Mira 3), integrated with four energy dispersive detectors (EDAXElement) | Guangzhou Tuoyan Analytical Technology Co., Ltd., Guizhou, China (GTAT) | EPMA: 15 kV accelerating potential and a beam current of 10 or 20 nA, with a defocused beam diameter of 5 µm; peak counting times for analyzed elements varied between 10 and 40 s, background measurements at 50% of the peak counting duration on both sides of the analyzed peak. SEM: operating voltage of 25 kV and a working distance of ~15.0 mm. TIMA: dot-mapping mode with a working distance of 15 mm, spot size of ~92 nm, scanning at 3 µm resolution (operating at 25 kV, 11.6 nA). LA-ICP-MS mapping: laser energy of 5 J/cm2, repetition rate of 15 Hz, spot size of 10 µm, scan speed of 40 µm/s. | NIST 610, NIST 612, and GSD-1G as external standards | [48 empty] | 52.155 | [21 empty] | 22.7226 | [76 empty] | 2025 | Wang, L., Han, R., Zhang, Y., Chen, Y., Liu, D. (2026). Unraveling the redistribution of trace elements during supergene processes: A case study from the Qingshan carbonate-hosted Zn-Pb deposit, SW China. Ore Geology Reviews, 188, 107059. |  | CHN | Southwest China
| Qingshan |  | Basin hydrothermal | Mississippi Valley-type (MVT) | MVT zinc-lead | Zn, Pb | Ge, Cd, Ag | Zn, Pb, Ge, Cd, Ag | Meng et al., 2023 |  | LK1794-1_sph_I - 14.d-1 | LK1794-1_sph_I - 14.d-1 | underground mine |  |  |  |  | ore material | polished section | grab | mineral separate | [5 empty] | mineralisation | primary sulfide ores and secondary non-sulfide ores |  |  | sphalerite, pyrite, galena, hemimorphite, willemite, goethite, smithsonite, cerussite | hydrothermal (stages 1–3), supergene | massive, brecciated, replacive, infilling | colloform, oscillatory zoning, replacement, core-mantle-rim, dendritic, botryoidal, euhedral, subhedral, anhedral |  |  |  | calcite, greenockite | polished sections (150 µm thick) | LA-ICPMS, EMPA, SEM-EDS | JEOL JXA-i SP100 microprobe equipped with five wavelength-dispersive spectrometers; Tescan Mira 3 field emission scanning electron microscope equipped with an energy dispersive spectrometer; Tescan Integrated Mineral Analyzer (TIMA) system comprising a field emission scanning electron microscope (Tescan Mira 3), integrated with four energy dispersive detectors (EDAXElement) | Guangzhou Tuoyan Analytical Technology Co., Ltd., Guizhou, China (GTAT) | EPMA: 15 kV accelerating potential and a beam current of 10 or 20 nA, with a defocused beam diameter of 5 µm; peak counting times for analyzed elements varied between 10 and 40 s, background measurements at 50% of the peak counting duration on both sides of the analyzed peak. SEM: operating voltage of 25 kV and a working distance of ~15.0 mm. TIMA: dot-mapping mode with a working distance of 15 mm, spot size of ~92 nm, scanning at 3 µm resolution (operating at 25 kV, 11.6 nA). LA-ICP-MS mapping: laser energy of 5 J/cm2, repetition rate of 15 Hz, spot size of 10 µm, scan speed of 40 µm/s. | NIST 610, NIST 612, and GSD-1G as external standards | [48 empty] | 131.9414 | [21 empty] | 6.6559 | [76 empty] | 2025 | Wang, L., Han, R., Zhang, Y., Chen, Y., Liu, D. (2026). Unraveling the redistribution of trace elements during supergene processes: A case study from the Qingshan carbonate-hosted Zn-Pb deposit, SW China. Ore Geology Reviews, 188, 107059. |  | CHN | Southwest China
| Qingshan |  | Basin hydrothermal | Mississippi Valley-type (MVT) | MVT zinc-lead | Zn, Pb | Ge, Cd, Ag | Zn, Pb, Ge, Cd, Ag | Meng et al., 2023 |  | LK1794-1_sph_I - 15.d-1 | LK1794-1_sph_I - 15.d-1 | underground mine |  |  |  |  | ore material | polished section | grab | mineral separate | [5 empty] | mineralisation | primary sulfide ores and secondary non-sulfide ores |  |  | sphalerite, pyrite, galena, hemimorphite, willemite, goethite, smithsonite, cerussite | hydrothermal (stages 1–3), supergene | massive, brecciated, replacive, infilling | colloform, oscillatory zoning, replacement, core-mantle-rim, dendritic, botryoidal, euhedral, subhedral, anhedral |  |  |  | calcite, greenockite | polished sections (150 µm thick) | LA-ICPMS, EMPA, SEM-EDS | JEOL JXA-i SP100 microprobe equipped with five wavelength-dispersive spectrometers; Tescan Mira 3 field emission scanning electron microscope equipped with an energy dispersive spectrometer; Tescan Integrated Mineral Analyzer (TIMA) system comprising a field emission scanning electron microscope (Tescan Mira 3), integrated with four energy dispersive detectors (EDAXElement) | Guangzhou Tuoyan Analytical Technology Co., Ltd., Guizhou, China (GTAT) | EPMA: 15 kV accelerating potential and a beam current of 10 or 20 nA, with a defocused beam diameter of 5 µm; peak counting times for analyzed elements varied between 10 and 40 s, background measurements at 50% of the peak counting duration on both sides of the analyzed peak. SEM: operating voltage of 25 kV and a working distance of ~15.0 mm. TIMA: dot-mapping mode with a working distance of 15 mm, spot size of ~92 nm, scanning at 3 µm resolution (operating at 25 kV, 11.6 nA). LA-ICP-MS mapping: laser energy of 5 J/cm2, repetition rate of 15 Hz, spot size of 10 µm, scan speed of 40 µm/s. | NIST 610, NIST 612, and GSD-1G as external standards | [48 empty] | 199.2295 | [21 empty] | 6.3318 | [76 empty] | 2025 | Wang, L., Han, R., Zhang, Y., Chen, Y., Liu, D. (2026). Unraveling the redistribution of trace elements during supergene processes: A case study from the Qingshan carbonate-hosted Zn-Pb deposit, SW China. Ore Geology Reviews, 188, 107059. |  | CHN | Southwest China
| Qingshan |  | Basin hydrothermal | Mississippi Valley-type (MVT) | MVT zinc-lead | Zn, Pb | Ge, Cd, Ag | Zn, Pb, Ge, Cd, Ag | Meng et al., 2023 |  | LK1794-1_sph_I - 19.d-1 | LK1794-1_sph_I - 19.d-1 | underground mine |  |  |  |  | ore material | polished section | grab | mineral separate | [5 empty] | mineralisation | primary sulfide ores and secondary non-sulfide ores |  |  | sphalerite, pyrite, galena, hemimorphite, willemite, goethite, smithsonite, cerussite | hydrothermal (stages 1–3), supergene | massive, brecciated, replacive, infilling | colloform, oscillatory zoning, replacement, core-mantle-rim, dendritic, botryoidal, euhedral, subhedral, anhedral |  |  |  | calcite, greenockite | polished sections (150 µm thick) | LA-ICPMS, EMPA, SEM-EDS | JEOL JXA-i SP100 microprobe equipped with five wavelength-dispersive spectrometers; Tescan Mira 3 field emission scanning electron microscope equipped with an energy dispersive spectrometer; Tescan Integrated Mineral Analyzer (TIMA) system comprising a field emission scanning electron microscope (Tescan Mira 3), integrated with four energy dispersive detectors (EDAXElement) | Guangzhou Tuoyan Analytical Technology Co., Ltd., Guizhou, China (GTAT) | EPMA: 15 kV accelerating potential and a beam current of 10 or 20 nA, with a defocused beam diameter of 5 µm; peak counting times for analyzed elements varied between 10 and 40 s, background measurements at 50% of the peak counting duration on both sides of the analyzed peak. SEM: operating voltage of 25 kV and a working distance of ~15.0 mm. TIMA: dot-mapping mode with a working distance of 15 mm, spot size of ~92 nm, scanning at 3 µm resolution (operating at 25 kV, 11.6 nA). LA-ICP-MS mapping: laser energy of 5 J/cm2, repetition rate of 15 Hz, spot size of 10 µm, scan speed of 40 µm/s. | NIST 610, NIST 612, and GSD-1G as external standards | [48 empty] | 46.5477 | [21 empty] | 40.7456 | [76 empty] | 2025 | Wang, L., Han, R., Zhang, Y., Chen, Y., Liu, D. (2026). Unraveling the redistribution of trace elements during supergene processes: A case study from the Qingshan carbonate-hosted Zn-Pb deposit, SW China. Ore Geology Reviews, 188, 107059. |  | CHN | Southwest China
| Qingshan |  | Basin hydrothermal | Mississippi Valley-type (MVT) | MVT zinc-lead | Zn, Pb | Ge, Cd, Ag | Zn, Pb, Ge, Cd, Ag | Meng et al., 2023 |  | LK1794-1_sph_I - 20.d-1 | LK1794-1_sph_I - 20.d-1 | underground mine |  |  |  |  | ore material | polished section | grab | mineral separate | [5 empty] | mineralisation | primary sulfide ores and secondary non-sulfide ores |  |  | sphalerite, pyrite, galena, hemimorphite, willemite, goethite, smithsonite, cerussite | hydrothermal (stages 1–3), supergene | massive, brecciated, replacive, infilling | colloform, oscillatory zoning, replacement, core-mantle-rim, dendritic, botryoidal, euhedral, subhedral, anhedral |  |  |  | calcite, greenockite | polished sections (150 µm thick) | LA-ICPMS, EMPA, SEM-EDS | JEOL JXA-i SP100 microprobe equipped with five wavelength-dispersive spectrometers; Tescan Mira 3 field emission scanning electron microscope equipped with an energy dispersive spectrometer; Tescan Integrated Mineral Analyzer (TIMA) system comprising a field emission scanning electron microscope (Tescan Mira 3), integrated with four energy dispersive detectors (EDAXElement) | Guangzhou Tuoyan Analytical Technology Co., Ltd., Guizhou, China (GTAT) | EPMA: 15 kV accelerating potential and a beam current of 10 or 20 nA, with a defocused beam diameter of 5 µm; peak counting times for analyzed elements varied between 10 and 40 s, background measurements at 50% of the peak counting duration on both sides of the analyzed peak. SEM: operating voltage of 25 kV and a working distance of ~15.0 mm. TIMA: dot-mapping mode with a working distance of 15 mm, spot size of ~92 nm, scanning at 3 µm resolution (operating at 25 kV, 11.6 nA). LA-ICP-MS mapping: laser energy of 5 J/cm2, repetition rate of 15 Hz, spot size of 10 µm, scan speed of 40 µm/s. | NIST 610, NIST 612, and GSD-1G as external standards | [48 empty] | 43.7575 | [21 empty] | 42.2504 | [76 empty] | 2025 | Wang, L., Han, R., Zhang, Y., Chen, Y., Liu, D. (2026). Unraveling the redistribution of trace elements during supergene processes: A case study from the Qingshan carbonate-hosted Zn-Pb deposit, SW China. Ore Geology Reviews, 188, 107059. |  | CHN | Southwest China
| Qingshan |  | Basin hydrothermal | Mississippi Valley-type (MVT) | MVT zinc-lead | Zn, Pb | Ge, Cd, Ag | Zn, Pb, Ge, Cd, Ag | Meng et al., 2023 |  | LK1794-1_sph_I - 21.d-1 | LK1794-1_sph_I - 21.d-1 | underground mine |  |  |  |  | ore material | polished section | grab | mineral separate | [5 empty] | mineralisation | primary sulfide ores and secondary non-sulfide ores |  |  | sphalerite, pyrite, galena, hemimorphite, willemite, goethite, smithsonite, cerussite | hydrothermal (stages 1–3), supergene | massive, brecciated, replacive, infilling | colloform, oscillatory zoning, replacement, core-mantle-rim, dendritic, botryoidal, euhedral, subhedral, anhedral |  |  |  | calcite, greenockite | polished sections (150 µm thick) | LA-ICPMS, EMPA, SEM-EDS | JEOL JXA-i SP100 microprobe equipped with five wavelength-dispersive spectrometers; Tescan Mira 3 field emission scanning electron microscope equipped with an energy dispersive spectrometer; Tescan Integrated Mineral Analyzer (TIMA) system comprising a field emission scanning electron microscope (Tescan Mira 3), integrated with four energy dispersive detectors (EDAXElement) | Guangzhou Tuoyan Analytical Technology Co., Ltd., Guizhou, China (GTAT) | EPMA: 15 kV accelerating potential and a beam current of 10 or 20 nA, with a defocused beam diameter of 5 µm; peak counting times for analyzed elements varied between 10 and 40 s, background measurements at 50% of the peak counting duration on both sides of the analyzed peak. SEM: operating voltage of 25 kV and a working distance of ~15.0 mm. TIMA: dot-mapping mode with a working distance of 15 mm, spot size of ~92 nm, scanning at 3 µm resolution (operating at 25 kV, 11.6 nA). LA-ICP-MS mapping: laser energy of 5 J/cm2, repetition rate of 15 Hz, spot size of 10 µm, scan speed of 40 µm/s. | NIST 610, NIST 612, and GSD-1G as external standards | [48 empty] | 49.6689 | [21 empty] | 22.7458 | [76 empty] | 2025 | Wang, L., Han, R., Zhang, Y., Chen, Y., Liu, D. (2026). Unraveling the redistribution of trace elements during supergene processes: A case study from the Qingshan carbonate-hosted Zn-Pb deposit, SW China. Ore Geology Reviews, 188, 107059. |  | CHN | Southwest China
| Qingshan |  | Basin hydrothermal | Mississippi Valley-type (MVT) | MVT zinc-lead | Zn, Pb | Ge, Cd, Ag | Zn, Pb, Ge, Cd, Ag | Meng et al., 2023 |  | LK1794-1_sph_I - 22.d-1 | LK1794-1_sph_I - 22.d-1 | underground mine |  |  |  |  | ore material | polished section | grab | mineral separate | [5 empty] | mineralisation | primary sulfide ores and secondary non-sulfide ores |  |  | sphalerite, pyrite, galena, hemimorphite, willemite, goethite, smithsonite, cerussite | hydrothermal (stages 1–3), supergene | massive, brecciated, replacive, infilling | colloform, oscillatory zoning, replacement, core-mantle-rim, dendritic, botryoidal, euhedral, subhedral, anhedral |  |  |  | calcite, greenockite | polished sections (150 µm thick) | LA-ICPMS, EMPA, SEM-EDS | JEOL JXA-i SP100 microprobe equipped with five wavelength-dispersive spectrometers; Tescan Mira 3 field emission scanning electron microscope equipped with an energy dispersive spectrometer; Tescan Integrated Mineral Analyzer (TIMA) system comprising a field emission scanning electron microscope (Tescan Mira 3), integrated with four energy dispersive detectors (EDAXElement) | Guangzhou Tuoyan Analytical Technology Co., Ltd., Guizhou, China (GTAT) | EPMA: 15 kV accelerating potential and a beam current of 10 or 20 nA, with a defocused beam diameter of 5 µm; peak counting times for analyzed elements varied between 10 and 40 s, background measurements at 50% of the peak counting duration on both sides of the analyzed peak. SEM: operating voltage of 25 kV and a working distance of ~15.0 mm. TIMA: dot-mapping mode with a working distance of 15 mm, spot size of ~92 nm, scanning at 3 µm resolution (operating at 25 kV, 11.6 nA). LA-ICP-MS mapping: laser energy of 5 J/cm2, repetition rate of 15 Hz, spot size of 10 µm, scan speed of 40 µm/s. | NIST 610, NIST 612, and GSD-1G as external standards | [48 empty] | 51.5808 | [21 empty] | 44.334 | [76 empty] | 2025 | Wang, L., Han, R., Zhang, Y., Chen, Y., Liu, D. (2026). Unraveling the redistribution of trace elements during supergene processes: A case study from the Qingshan carbonate-hosted Zn-Pb deposit, SW China. Ore Geology Reviews, 188, 107059. |  | CHN | Southwest China
| Qingshan |  | Basin hydrothermal | Mississippi Valley-type (MVT) | MVT zinc-lead | Zn, Pb | Ge, Cd, Ag | Zn, Pb, Ge, Cd, Ag | Meng et al., 2023 |  | LK1794-1_sph_II - 1.d-1 | LK1794-1_sph_II - 1.d-1 | underground mine |  |  |  |  | ore material | polished section | grab | mineral separate | [5 empty] | mineralisation | primary sulfide ores and secondary non-sulfide ores |  |  | sphalerite, pyrite, galena, hemimorphite, willemite, goethite, smithsonite, cerussite | hydrothermal (stages 1–3), supergene | massive, brecciated, replacive, infilling | colloform, oscillatory zoning, replacement, core-mantle-rim, dendritic, botryoidal, euhedral, subhedral, anhedral |  |  |  | calcite, greenockite | polished sections (150 µm thick) | LA-ICPMS, EMPA, SEM-EDS | JEOL JXA-i SP100 microprobe equipped with five wavelength-dispersive spectrometers; Tescan Mira 3 field emission scanning electron microscope equipped with an energy dispersive spectrometer; Tescan Integrated Mineral Analyzer (TIMA) system comprising a field emission scanning electron microscope (Tescan Mira 3), integrated with four energy dispersive detectors (EDAXElement) | Guangzhou Tuoyan Analytical Technology Co., Ltd., Guizhou, China (GTAT) | EPMA: 15 kV accelerating potential and a beam current of 10 or 20 nA, with a defocused beam diameter of 5 µm; peak counting times for analyzed elements varied between 10 and 40 s, background measurements at 50% of the peak counting duration on both sides of the analyzed peak. SEM: operating voltage of 25 kV and a working distance of ~15.0 mm. TIMA: dot-mapping mode with a working distance of 15 mm, spot size of ~92 nm, scanning at 3 µm resolution (operating at 25 kV, 11.6 nA). LA-ICP-MS mapping: laser energy of 5 J/cm2, repetition rate of 15 Hz, spot size of 10 µm, scan speed of 40 µm/s. | NIST 610, NIST 612, and GSD-1G as external standards | [48 empty] | 26.5099 | [21 empty] | 20.4538 | [76 empty] | 2025 | Wang, L., Han, R., Zhang, Y., Chen, Y., Liu, D. (2026). Unraveling the redistribution of trace elements during supergene processes: A case study from the Qingshan carbonate-hosted Zn-Pb deposit, SW China. Ore Geology Reviews, 188, 107059. |  | CHN | Southwest China
| Qingshan |  | Basin hydrothermal | Mississippi Valley-type (MVT) | MVT zinc-lead | Zn, Pb | Ge, Cd, Ag | Zn, Pb, Ge, Cd, Ag | Meng et al., 2023 |  | LK1794-1_sph_II - 2.d-1 | LK1794-1_sph_II - 2.d-1 | underground mine |  |  |  |  | ore material | polished section | grab | mineral separate | [5 empty] | mineralisation | primary sulfide ores and secondary non-sulfide ores |  |  | sphalerite, pyrite, galena, hemimorphite, willemite, goethite, smithsonite, cerussite | hydrothermal (stages 1–3), supergene | massive, brecciated, replacive, infilling | colloform, oscillatory zoning, replacement, core-mantle-rim, dendritic, botryoidal, euhedral, subhedral, anhedral |  |  |  | calcite, greenockite | polished sections (150 µm thick) | LA-ICPMS, EMPA, SEM-EDS | JEOL JXA-i SP100 microprobe equipped with five wavelength-dispersive spectrometers; Tescan Mira 3 field emission scanning electron microscope equipped with an energy dispersive spectrometer; Tescan Integrated Mineral Analyzer (TIMA) system comprising a field emission scanning electron microscope (Tescan Mira 3), integrated with four energy dispersive detectors (EDAXElement) | Guangzhou Tuoyan Analytical Technology Co., Ltd., Guizhou, China (GTAT) | EPMA: 15 kV accelerating potential and a beam current of 10 or 20 nA, with a defocused beam diameter of 5 µm; peak counting times for analyzed elements varied between 10 and 40 s, background measurements at 50% of the peak counting duration on both sides of the analyzed peak. SEM: operating voltage of 25 kV and a working distance of ~15.0 mm. TIMA: dot-mapping mode with a working distance of 15 mm, spot size of ~92 nm, scanning at 3 µm resolution (operating at 25 kV, 11.6 nA). LA-ICP-MS mapping: laser energy of 5 J/cm2, repetition rate of 15 Hz, spot size of 10 µm, scan speed of 40 µm/s. | NIST 610, NIST 612, and GSD-1G as external standards | [48 empty] | 31.2592 | [21 empty] | 14.504 | [76 empty] | 2025 | Wang, L., Han, R., Zhang, Y., Chen, Y., Liu, D. (2026). Unraveling the redistribution of trace elements during supergene processes: A case study from the Qingshan carbonate-hosted Zn-Pb deposit, SW China. Ore Geology Reviews, 188, 107059. |  | CHN | Southwest China
| Qingshan |  | Basin hydrothermal | Mississippi Valley-type (MVT) | MVT zinc-lead | Zn, Pb | Ge, Cd, Ag | Zn, Pb, Ge, Cd, Ag | Meng et al., 2023 |  | LK1794-1_sph_II - 3.d-1 | LK1794-1_sph_II - 3.d-1 | underground mine |  |  |  |  | ore material | polished section | grab | mineral separate | [5 empty] | mineralisation | primary sulfide ores and secondary non-sulfide ores |  |  | sphalerite, pyrite, galena, hemimorphite, willemite, goethite, smithsonite, cerussite | hydrothermal (stages 1–3), supergene | massive, brecciated, replacive, infilling | colloform, oscillatory zoning, replacement, core-mantle-rim, dendritic, botryoidal, euhedral, subhedral, anhedral |  |  |  | calcite, greenockite | polished sections (150 µm thick) | LA-ICPMS, EMPA, SEM-EDS | JEOL JXA-i SP100 microprobe equipped with five wavelength-dispersive spectrometers; Tescan Mira 3 field emission scanning electron microscope equipped with an energy dispersive spectrometer; Tescan Integrated Mineral Analyzer (TIMA) system comprising a field emission scanning electron microscope (Tescan Mira 3), integrated with four energy dispersive detectors (EDAXElement) | Guangzhou Tuoyan Analytical Technology Co., Ltd., Guizhou, China (GTAT) | EPMA: 15 kV accelerating potential and a beam current of 10 or 20 nA, with a defocused beam diameter of 5 µm; peak counting times for analyzed elements varied between 10 and 40 s, background measurements at 50% of the peak counting duration on both sides of the analyzed peak. SEM: operating voltage of 25 kV and a working distance of ~15.0 mm. TIMA: dot-mapping mode with a working distance of 15 mm, spot size of ~92 nm, scanning at 3 µm resolution (operating at 25 kV, 11.6 nA). LA-ICP-MS mapping: laser energy of 5 J/cm2, repetition rate of 15 Hz, spot size of 10 µm, scan speed of 40 µm/s. | NIST 610, NIST 612, and GSD-1G as external standards | [48 empty] | 26.7396 | [21 empty] | 13.0571 | [76 empty] | 2025 | Wang, L., Han, R., Zhang, Y., Chen, Y., Liu, D. (2026). Unraveling the redistribution of trace elements during supergene processes: A case study from the Qingshan carbonate-hosted Zn-Pb deposit, SW China. Ore Geology Reviews, 188, 107059. |  | CHN | Southwest China
| Qingshan |  | Basin hydrothermal | Mississippi Valley-type (MVT) | MVT zinc-lead | Zn, Pb | Ge, Cd, Ag | Zn, Pb, Ge, Cd, Ag | Meng et al., 2023 |  | LK1794-1_sph_II - 4.d-1 | LK1794-1_sph_II - 4.d-1 | underground mine |  |  |  |  | ore material | polished section | grab | mineral separate | [5 empty] | mineralisation | primary sulfide ores and secondary non-sulfide ores |  |  | sphalerite, pyrite, galena, hemimorphite, willemite, goethite, smithsonite, cerussite | hydrothermal (stages 1–3), supergene | massive, brecciated, replacive, infilling | colloform, oscillatory zoning, replacement, core-mantle-rim, dendritic, botryoidal, euhedral, subhedral, anhedral |  |  |  | calcite, greenockite | polished sections (150 µm thick) | LA-ICPMS, EMPA, SEM-EDS | JEOL JXA-i SP100 microprobe equipped with five wavelength-dispersive spectrometers; Tescan Mira 3 field emission scanning electron microscope equipped with an energy dispersive spectrometer; Tescan Integrated Mineral Analyzer (TIMA) system comprising a field emission scanning electron microscope (Tescan Mira 3), integrated with four energy dispersive detectors (EDAXElement) | Guangzhou Tuoyan Analytical Technology Co., Ltd., Guizhou, China (GTAT) | EPMA: 15 kV accelerating potential and a beam current of 10 or 20 nA, with a defocused beam diameter of 5 µm; peak counting times for analyzed elements varied between 10 and 40 s, background measurements at 50% of the peak counting duration on both sides of the analyzed peak. SEM: operating voltage of 25 kV and a working distance of ~15.0 mm. TIMA: dot-mapping mode with a working distance of 15 mm, spot size of ~92 nm, scanning at 3 µm resolution (operating at 25 kV, 11.6 nA). LA-ICP-MS mapping: laser energy of 5 J/cm2, repetition rate of 15 Hz, spot size of 10 µm, scan speed of 40 µm/s. | NIST 610, NIST 612, and GSD-1G as external standards | [48 empty] | 48.9257 | [21 empty] | 30.7444 | [76 empty] | 2025 | Wang, L., Han, R., Zhang, Y., Chen, Y., Liu, D. (2026). Unraveling the redistribution of trace elements during supergene processes: A case study from the Qingshan carbonate-hosted Zn-Pb deposit, SW China. Ore Geology Reviews, 188, 107059. |  | CHN | Southwest China
| Qingshan |  | Basin hydrothermal | Mississippi Valley-type (MVT) | MVT zinc-lead | Zn, Pb | Ge, Cd, Ag | Zn, Pb, Ge, Cd, Ag | Meng et al., 2023 |  | LK1794-1_sph_II - 5.d-1 | LK1794-1_sph_II - 5.d-1 | underground mine |  |  |  |  | ore material | polished section | grab | mineral separate | [5 empty] | mineralisation | primary sulfide ores and secondary non-sulfide ores |  |  | sphalerite, pyrite, galena, hemimorphite, willemite, goethite, smithsonite, cerussite | hydrothermal (stages 1–3), supergene | massive, brecciated, replacive, infilling | colloform, oscillatory zoning, replacement, core-mantle-rim, dendritic, botryoidal, euhedral, subhedral, anhedral |  |  |  | calcite, greenockite | polished sections (150 µm thick) | LA-ICPMS, EMPA, SEM-EDS | JEOL JXA-i SP100 microprobe equipped with five wavelength-dispersive spectrometers; Tescan Mira 3 field emission scanning electron microscope equipped with an energy dispersive spectrometer; Tescan Integrated Mineral Analyzer (TIMA) system comprising a field emission scanning electron microscope (Tescan Mira 3), integrated with four energy dispersive detectors (EDAXElement) | Guangzhou Tuoyan Analytical Technology Co., Ltd., Guizhou, China (GTAT) | EPMA: 15 kV accelerating potential and a beam current of 10 or 20 nA, with a defocused beam diameter of 5 µm; peak counting times for analyzed elements varied between 10 and 40 s, background measurements at 50% of the peak counting duration on both sides of the analyzed peak. SEM: operating voltage of 25 kV and a working distance of ~15.0 mm. TIMA: dot-mapping mode with a working distance of 15 mm, spot size of ~92 nm, scanning at 3 µm resolution (operating at 25 kV, 11.6 nA). LA-ICP-MS mapping: laser energy of 5 J/cm2, repetition rate of 15 Hz, spot size of 10 µm, scan speed of 40 µm/s. | NIST 610, NIST 612, and GSD-1G as external standards | [48 empty] | 39.677 | [21 empty] | 26.855 | [76 empty] | 2025 | Wang, L., Han, R., Zhang, Y., Chen, Y., Liu, D. (2026). Unraveling the redistribution of trace elements during supergene processes: A case study from the Qingshan carbonate-hosted Zn-Pb deposit, SW China. Ore Geology Reviews, 188, 107059. |  | CHN | Southwest China
| Qingshan |  | Basin hydrothermal | Mississippi Valley-type (MVT) | MVT zinc-lead | Zn, Pb | Ge, Cd, Ag | Zn, Pb, Ge, Cd, Ag | Meng et al., 2023 |  | LK1794-1_sph_II - 6.d-1 | LK1794-1_sph_II - 6.d-1 | underground mine |  |  |  |  | ore material | polished section | grab | mineral separate | [5 empty] | mineralisation | primary sulfide ores and secondary non-sulfide ores |  |  | sphalerite, pyrite, galena, hemimorphite, willemite, goethite, smithsonite, cerussite | hydrothermal (stages 1–3), supergene | massive, brecciated, replacive, infilling | colloform, oscillatory zoning, replacement, core-mantle-rim, dendritic, botryoidal, euhedral, subhedral, anhedral |  |  |  | calcite, greenockite | polished sections (150 µm thick) | LA-ICPMS, EMPA, SEM-EDS | JEOL JXA-i SP100 microprobe equipped with five wavelength-dispersive spectrometers; Tescan Mira 3 field emission scanning electron microscope equipped with an energy dispersive spectrometer; Tescan Integrated Mineral Analyzer (TIMA) system comprising a field emission scanning electron microscope (Tescan Mira 3), integrated with four energy dispersive detectors (EDAXElement) | Guangzhou Tuoyan Analytical Technology Co., Ltd., Guizhou, China (GTAT) | EPMA: 15 kV accelerating potential and a beam current of 10 or 20 nA, with a defocused beam diameter of 5 µm; peak counting times for analyzed elements varied between 10 and 40 s, background measurements at 50% of the peak counting duration on both sides of the analyzed peak. SEM: operating voltage of 25 kV and a working distance of ~15.0 mm. TIMA: dot-mapping mode with a working distance of 15 mm, spot size of ~92 nm, scanning at 3 µm resolution (operating at 25 kV, 11.6 nA). LA-ICP-MS mapping: laser energy of 5 J/cm2, repetition rate of 15 Hz, spot size of 10 µm, scan speed of 40 µm/s. | NIST 610, NIST 612, and GSD-1G as external standards | [48 empty] | 25.6789 | [21 empty] | 9.052 | [76 empty] | 2025 | Wang, L., Han, R., Zhang, Y., Chen, Y., Liu, D. (2026). Unraveling the redistribution of trace elements during supergene processes: A case study from the Qingshan carbonate-hosted Zn-Pb deposit, SW China. Ore Geology Reviews, 188, 107059. |  | CHN | Southwest China
| Qingshan |  | Basin hydrothermal | Mississippi Valley-type (MVT) | MVT zinc-lead | Zn, Pb | Ge, Cd, Ag | Zn, Pb, Ge, Cd, Ag | Meng et al., 2023 |  | LK1794-1_sph_II - 7.d-1 | LK1794-1_sph_II - 7.d-1 | underground mine |  |  |  |  | ore material | polished section | grab | mineral separate | [5 empty] | mineralisation | primary sulfide ores and secondary non-sulfide ores |  |  | sphalerite, pyrite, galena, hemimorphite, willemite, goethite, smithsonite, cerussite | hydrothermal (stages 1–3), supergene | massive, brecciated, replacive, infilling | colloform, oscillatory zoning, replacement, core-mantle-rim, dendritic, botryoidal, euhedral, subhedral, anhedral |  |  |  | calcite, greenockite | polished sections (150 µm thick) | LA-ICPMS, EMPA, SEM-EDS | JEOL JXA-i SP100 microprobe equipped with five wavelength-dispersive spectrometers; Tescan Mira 3 field emission scanning electron microscope equipped with an energy dispersive spectrometer; Tescan Integrated Mineral Analyzer (TIMA) system comprising a field emission scanning electron microscope (Tescan Mira 3), integrated with four energy dispersive detectors (EDAXElement) | Guangzhou Tuoyan Analytical Technology Co., Ltd., Guizhou, China (GTAT) | EPMA: 15 kV accelerating potential and a beam current of 10 or 20 nA, with a defocused beam diameter of 5 µm; peak counting times for analyzed elements varied between 10 and 40 s, background measurements at 50% of the peak counting duration on both sides of the analyzed peak. SEM: operating voltage of 25 kV and a working distance of ~15.0 mm. TIMA: dot-mapping mode with a working distance of 15 mm, spot size of ~92 nm, scanning at 3 µm resolution (operating at 25 kV, 11.6 nA). LA-ICP-MS mapping: laser energy of 5 J/cm2, repetition rate of 15 Hz, spot size of 10 µm, scan speed of 40 µm/s. | NIST 610, NIST 612, and GSD-1G as external standards | [48 empty] | 21.1458 | [21 empty] | 11.2861 | [76 empty] | 2025 | Wang, L., Han, R., Zhang, Y., Chen, Y., Liu, D. (2026). Unraveling the redistribution of trace elements during supergene processes: A case study from the Qingshan carbonate-hosted Zn-Pb deposit, SW China. Ore Geology Reviews, 188, 107059. |  | CHN | Southwest China
| Qingshan |  | Basin hydrothermal | Mississippi Valley-type (MVT) | MVT zinc-lead | Zn, Pb | Ge, Cd, Ag | Zn, Pb, Ge, Cd, Ag | Meng et al., 2023 |  | LK1794-1_sph_II - 8.d-1 | LK1794-1_sph_II - 8.d-1 | underground mine |  |  |  |  | ore material | polished section | grab | mineral separate | [5 empty] | mineralisation | primary sulfide ores and secondary non-sulfide ores |  |  | sphalerite, pyrite, galena, hemimorphite, willemite, goethite, smithsonite, cerussite | hydrothermal (stages 1–3), supergene | massive, brecciated, replacive, infilling | colloform, oscillatory zoning, replacement, core-mantle-rim, dendritic, botryoidal, euhedral, subhedral, anhedral |  |  |  | calcite, greenockite | polished sections (150 µm thick) | LA-ICPMS, EMPA, SEM-EDS | JEOL JXA-i SP100 microprobe equipped with five wavelength-dispersive spectrometers; Tescan Mira 3 field emission scanning electron microscope equipped with an energy dispersive spectrometer; Tescan Integrated Mineral Analyzer (TIMA) system comprising a field emission scanning electron microscope (Tescan Mira 3), integrated with four energy dispersive detectors (EDAXElement) | Guangzhou Tuoyan Analytical Technology Co., Ltd., Guizhou, China (GTAT) | EPMA: 15 kV accelerating potential and a beam current of 10 or 20 nA, with a defocused beam diameter of 5 µm; peak counting times for analyzed elements varied between 10 and 40 s, background measurements at 50% of the peak counting duration on both sides of the analyzed peak. SEM: operating voltage of 25 kV and a working distance of ~15.0 mm. TIMA: dot-mapping mode with a working distance of 15 mm, spot size of ~92 nm, scanning at 3 µm resolution (operating at 25 kV, 11.6 nA). LA-ICP-MS mapping: laser energy of 5 J/cm2, repetition rate of 15 Hz, spot size of 10 µm, scan speed of 40 µm/s. | NIST 610, NIST 612, and GSD-1G as external standards | [48 empty] | 19.8081 | [21 empty] | 10.5684 | [76 empty] | 2025 | Wang, L., Han, R., Zhang, Y., Chen, Y., Liu, D. (2026). Unraveling the redistribution of trace elements during supergene processes: A case study from the Qingshan carbonate-hosted Zn-Pb deposit, SW China. Ore Geology Reviews, 188, 107059. |  | CHN | Southwest China
| Qingshan |  | Basin hydrothermal | Mississippi Valley-type (MVT) | MVT zinc-lead | Zn, Pb | Ge, Cd, Ag | Zn, Pb, Ge, Cd, Ag | Meng et al., 2023 |  | LK1794-1_sph_II - 9.d-1 | LK1794-1_sph_II - 9.d-1 | underground mine |  |  |  |  | ore material | polished section | grab | mineral separate | [5 empty] | mineralisation | primary sulfide ores and secondary non-sulfide ores |  |  | sphalerite, pyrite, galena, hemimorphite, willemite, goethite, smithsonite, cerussite | hydrothermal (stages 1–3), supergene | massive, brecciated, replacive, infilling | colloform, oscillatory zoning, replacement, core-mantle-rim, dendritic, botryoidal, euhedral, subhedral, anhedral |  |  |  | calcite, greenockite | polished sections (150 µm thick) | LA-ICPMS, EMPA, SEM-EDS | JEOL JXA-i SP100 microprobe equipped with five wavelength-dispersive spectrometers; Tescan Mira 3 field emission scanning electron microscope equipped with an energy dispersive spectrometer; Tescan Integrated Mineral Analyzer (TIMA) system comprising a field emission scanning electron microscope (Tescan Mira 3), integrated with four energy dispersive detectors (EDAXElement) | Guangzhou Tuoyan Analytical Technology Co., Ltd., Guizhou, China (GTAT) | EPMA: 15 kV accelerating potential and a beam current of 10 or 20 nA, with a defocused beam diameter of 5 µm; peak counting times for analyzed elements varied between 10 and 40 s, background measurements at 50% of the peak counting duration on both sides of the analyzed peak. SEM: operating voltage of 25 kV and a working distance of ~15.0 mm. TIMA: dot-mapping mode with a working distance of 15 mm, spot size of ~92 nm, scanning at 3 µm resolution (operating at 25 kV, 11.6 nA). LA-ICP-MS mapping: laser energy of 5 J/cm2, repetition rate of 15 Hz, spot size of 10 µm, scan speed of 40 µm/s. | NIST 610, NIST 612, and GSD-1G as external standards | [48 empty] | 22.9225 | [21 empty] | 10.0243 | [76 empty] | 2025 | Wang, L., Han, R., Zhang, Y., Chen, Y., Liu, D. (2026). Unraveling the redistribution of trace elements during supergene processes: A case study from the Qingshan carbonate-hosted Zn-Pb deposit, SW China. Ore Geology Reviews, 188, 107059. |  | CHN | Southwest China
| Qingshan |  | Basin hydrothermal | Mississippi Valley-type (MVT) | MVT zinc-lead | Zn, Pb | Ge, Cd, Ag | Zn, Pb, Ge, Cd, Ag | Meng et al., 2023 |  | LK1794-1_sph_II - 10.d-1 | LK1794-1_sph_II - 10.d-1 | underground mine |  |  |  |  | ore material | polished section | grab | mineral separate | [5 empty] | mineralisation | primary sulfide ores and secondary non-sulfide ores |  |  | sphalerite, pyrite, galena, hemimorphite, willemite, goethite, smithsonite, cerussite | hydrothermal (stages 1–3), supergene | massive, brecciated, replacive, infilling | colloform, oscillatory zoning, replacement, core-mantle-rim, dendritic, botryoidal, euhedral, subhedral, anhedral |  |  |  | calcite, greenockite | polished sections (150 µm thick) | LA-ICPMS, EMPA, SEM-EDS | JEOL JXA-i SP100 microprobe equipped with five wavelength-dispersive spectrometers; Tescan Mira 3 field emission scanning electron microscope equipped with an energy dispersive spectrometer; Tescan Integrated Mineral Analyzer (TIMA) system comprising a field emission scanning electron microscope (Tescan Mira 3), integrated with four energy dispersive detectors (EDAXElement) | Guangzhou Tuoyan Analytical Technology Co., Ltd., Guizhou, China (GTAT) | EPMA: 15 kV accelerating potential and a beam current of 10 or 20 nA, with a defocused beam diameter of 5 µm; peak counting times for analyzed elements varied between 10 and 40 s, background measurements at 50% of the peak counting duration on both sides of the analyzed peak. SEM: operating voltage of 25 kV and a working distance of ~15.0 mm. TIMA: dot-mapping mode with a working distance of 15 mm, spot size of ~92 nm, scanning at 3 µm resolution (operating at 25 kV, 11.6 nA). LA-ICP-MS mapping: laser energy of 5 J/cm2, repetition rate of 15 Hz, spot size of 10 µm, scan speed of 40 µm/s. | NIST 610, NIST 612, and GSD-1G as external standards | [48 empty] | 25.8343 | [21 empty] | 5.0006 | [76 empty] | 2025 | Wang, L., Han, R., Zhang, Y., Chen, Y., Liu, D. (2026). Unraveling the redistribution of trace elements during supergene processes: A case study from the Qingshan carbonate-hosted Zn-Pb deposit, SW China. Ore Geology Reviews, 188, 107059. |  | CHN | Southwest China
| Qingshan |  | Basin hydrothermal | Mississippi Valley-type (MVT) | MVT zinc-lead | Zn, Pb | Ge, Cd, Ag | Zn, Pb, Ge, Cd, Ag | Meng et al., 2023 |  | LK1794-1_sph_II - 11.d-1 | LK1794-1_sph_II - 11.d-1 | underground mine |  |  |  |  | ore material | polished section | grab | mineral separate | [5 empty] | mineralisation | primary sulfide ores and secondary non-sulfide ores |  |  | sphalerite, pyrite, galena, hemimorphite, willemite, goethite, smithsonite, cerussite | hydrothermal (stages 1–3), supergene | massive, brecciated, replacive, infilling | colloform, oscillatory zoning, replacement, core-mantle-rim, dendritic, botryoidal, euhedral, subhedral, anhedral |  |  |  | calcite, greenockite | polished sections (150 µm thick) | LA-ICPMS, EMPA, SEM-EDS | JEOL JXA-i SP100 microprobe equipped with five wavelength-dispersive spectrometers; Tescan Mira 3 field emission scanning electron microscope equipped with an energy dispersive spectrometer; Tescan Integrated Mineral Analyzer (TIMA) system comprising a field emission scanning electron microscope (Tescan Mira 3), integrated with four energy dispersive detectors (EDAXElement) | Guangzhou Tuoyan Analytical Technology Co., Ltd., Guizhou, China (GTAT) | EPMA: 15 kV accelerating potential and a beam current of 10 or 20 nA, with a defocused beam diameter of 5 µm; peak counting times for analyzed elements varied between 10 and 40 s, background measurements at 50% of the peak counting duration on both sides of the analyzed peak. SEM: operating voltage of 25 kV and a working distance of ~15.0 mm. TIMA: dot-mapping mode with a working distance of 15 mm, spot size of ~92 nm, scanning at 3 µm resolution (operating at 25 kV, 11.6 nA). LA-ICP-MS mapping: laser energy of 5 J/cm2, repetition rate of 15 Hz, spot size of 10 µm, scan speed of 40 µm/s. | NIST 610, NIST 612, and GSD-1G as external standards | [48 empty] | 14.1602 | [21 empty] | 8.2533 | [76 empty] | 2025 | Wang, L., Han, R., Zhang, Y., Chen, Y., Liu, D. (2026). Unraveling the redistribution of trace elements during supergene processes: A case study from the Qingshan carbonate-hosted Zn-Pb deposit, SW China. Ore Geology Reviews, 188, 107059. |  | CHN | Southwest China
| Qingshan |  | Basin hydrothermal | Mississippi Valley-type (MVT) | MVT zinc-lead | Zn, Pb | Ge, Cd, Ag | Zn, Pb, Ge, Cd, Ag | Meng et al., 2023 |  | LK1794-1_sph_II - 12.d-1 | LK1794-1_sph_II - 12.d-1 | underground mine |  |  |  |  | ore material | polished section | grab | mineral separate | [5 empty] | mineralisation | primary sulfide ores and secondary non-sulfide ores |  |  | sphalerite, pyrite, galena, hemimorphite, willemite, goethite, smithsonite, cerussite | hydrothermal (stages 1–3), supergene | massive, brecciated, replacive, infilling | colloform, oscillatory zoning, replacement, core-mantle-rim, dendritic, botryoidal, euhedral, subhedral, anhedral |  |  |  | calcite, greenockite | polished sections (150 µm thick) | LA-ICPMS, EMPA, SEM-EDS | JEOL JXA-i SP100 microprobe equipped with five wavelength-dispersive spectrometers; Tescan Mira 3 field emission scanning electron microscope equipped with an energy dispersive spectrometer; Tescan Integrated Mineral Analyzer (TIMA) system comprising a field emission scanning electron microscope (Tescan Mira 3), integrated with four energy dispersive detectors (EDAXElement) | Guangzhou Tuoyan Analytical Technology Co., Ltd., Guizhou, China (GTAT) | EPMA: 15 kV accelerating potential and a beam current of 10 or 20 nA, with a defocused beam diameter of 5 µm; peak counting times for analyzed elements varied between 10 and 40 s, background measurements at 50% of the peak counting duration on both sides of the analyzed peak. SEM: operating voltage of 25 kV and a working distance of ~15.0 mm. TIMA: dot-mapping mode with a working distance of 15 mm, spot size of ~92 nm, scanning at 3 µm resolution (operating at 25 kV, 11.6 nA). LA-ICP-MS mapping: laser energy of 5 J/cm2, repetition rate of 15 Hz, spot size of 10 µm, scan speed of 40 µm/s. | NIST 610, NIST 612, and GSD-1G as external standards | [48 empty] | 25.3006 | [21 empty] | 6.5864 | [76 empty] | 2025 | Wang, L., Han, R., Zhang, Y., Chen, Y., Liu, D. (2026). Unraveling the redistribution of trace elements during supergene processes: A case study from the Qingshan carbonate-hosted Zn-Pb deposit, SW China. Ore Geology Reviews, 188, 107059. |  | CHN | Southwest China
| Qingshan |  | Basin hydrothermal | Mississippi Valley-type (MVT) | MVT zinc-lead | Zn, Pb | Ge, Cd, Ag | Zn, Pb, Ge, Cd, Ag | Meng et al., 2023 |  | LK1794-1_sph_II - 13.d-1 | LK1794-1_sph_II - 13.d-1 | underground mine |  |  |  |  | ore material | polished section | grab | mineral separate | [5 empty] | mineralisation | primary sulfide ores and secondary non-sulfide ores |  |  | sphalerite, pyrite, galena, hemimorphite, willemite, goethite, smithsonite, cerussite | hydrothermal (stages 1–3), supergene | massive, brecciated, replacive, infilling | colloform, oscillatory zoning, replacement, core-mantle-rim, dendritic, botryoidal, euhedral, subhedral, anhedral |  |  |  | calcite, greenockite | polished sections (150 µm thick) | LA-ICPMS, EMPA, SEM-EDS | JEOL JXA-i SP100 microprobe equipped with five wavelength-dispersive spectrometers; Tescan Mira 3 field emission scanning electron microscope equipped with an energy dispersive spectrometer; Tescan Integrated Mineral Analyzer (TIMA) system comprising a field emission scanning electron microscope (Tescan Mira 3), integrated with four energy dispersive detectors (EDAXElement) | Guangzhou Tuoyan Analytical Technology Co., Ltd., Guizhou, China (GTAT) | EPMA: 15 kV accelerating potential and a beam current of 10 or 20 nA, with a defocused beam diameter of 5 µm; peak counting times for analyzed elements varied between 10 and 40 s, background measurements at 50% of the peak counting duration on both sides of the analyzed peak. SEM: operating voltage of 25 kV and a working distance of ~15.0 mm. TIMA: dot-mapping mode with a working distance of 15 mm, spot size of ~92 nm, scanning at 3 µm resolution (operating at 25 kV, 11.6 nA). LA-ICP-MS mapping: laser energy of 5 J/cm2, repetition rate of 15 Hz, spot size of 10 µm, scan speed of 40 µm/s. | NIST 610, NIST 612, and GSD-1G as external standards | [48 empty] | 23.0779 | [21 empty] | 14.3999 | [76 empty] | 2025 | Wang, L., Han, R., Zhang, Y., Chen, Y., Liu, D. (2026). Unraveling the redistribution of trace elements during supergene processes: A case study from the Qingshan carbonate-hosted Zn-Pb deposit, SW China. Ore Geology Reviews, 188, 107059. |  | CHN | Southwest China
| Qingshan |  | Basin hydrothermal | Mississippi Valley-type (MVT) | MVT zinc-lead | Zn, Pb | Ge, Cd, Ag | Zn, Pb, Ge, Cd, Ag | Meng et al., 2023 |  | LK1794-1_sph_II - 14.d-1 | LK1794-1_sph_II - 14.d-1 | underground mine |  |  |  |  | ore material | polished section | grab | mineral separate | [5 empty] | mineralisation | primary sulfide ores and secondary non-sulfide ores |  |  | sphalerite, pyrite, galena, hemimorphite, willemite, goethite, smithsonite, cerussite | hydrothermal (stages 1–3), supergene | massive, brecciated, replacive, infilling | colloform, oscillatory zoning, replacement, core-mantle-rim, dendritic, botryoidal, euhedral, subhedral, anhedral |  |  |  | calcite, greenockite | polished sections (150 µm thick) | LA-ICPMS, EMPA, SEM-EDS | JEOL JXA-i SP100 microprobe equipped with five wavelength-dispersive spectrometers; Tescan Mira 3 field emission scanning electron microscope equipped with an energy dispersive spectrometer; Tescan Integrated Mineral Analyzer (TIMA) system comprising a field emission scanning electron microscope (Tescan Mira 3), integrated with four energy dispersive detectors (EDAXElement) | Guangzhou Tuoyan Analytical Technology Co., Ltd., Guizhou, China (GTAT) | EPMA: 15 kV accelerating potential and a beam current of 10 or 20 nA, with a defocused beam diameter of 5 µm; peak counting times for analyzed elements varied between 10 and 40 s, background measurements at 50% of the peak counting duration on both sides of the analyzed peak. SEM: operating voltage of 25 kV and a working distance of ~15.0 mm. TIMA: dot-mapping mode with a working distance of 15 mm, spot size of ~92 nm, scanning at 3 µm resolution (operating at 25 kV, 11.6 nA). LA-ICP-MS mapping: laser energy of 5 J/cm2, repetition rate of 15 Hz, spot size of 10 µm, scan speed of 40 µm/s. | NIST 610, NIST 612, and GSD-1G as external standards | [48 empty] | 48.1691 | [21 empty] | 21.6229 | [76 empty] | 2025 | Wang, L., Han, R., Zhang, Y., Chen, Y., Liu, D. (2026). Unraveling the redistribution of trace elements during supergene processes: A case study from the Qingshan carbonate-hosted Zn-Pb deposit, SW China. Ore Geology Reviews, 188, 107059. |  | CHN | Southwest China
| Qingshan |  | Basin hydrothermal | Mississippi Valley-type (MVT) | MVT zinc-lead | Zn, Pb | Ge, Cd, Ag | Zn, Pb, Ge, Cd, Ag | Meng et al., 2023 |  | LK1794-1_sph_II - 15.d-1 | LK1794-1_sph_II - 15.d-1 | underground mine |  |  |  |  | ore material | polished section | grab | mineral separate | [5 empty] | mineralisation | primary sulfide ores and secondary non-sulfide ores |  |  | sphalerite, pyrite, galena, hemimorphite, willemite, goethite, smithsonite, cerussite | hydrothermal (stages 1–3), supergene | massive, brecciated, replacive, infilling | colloform, oscillatory zoning, replacement, core-mantle-rim, dendritic, botryoidal, euhedral, subhedral, anhedral |  |  |  | calcite, greenockite | polished sections (150 µm thick) | LA-ICPMS, EMPA, SEM-EDS | JEOL JXA-i SP100 microprobe equipped with five wavelength-dispersive spectrometers; Tescan Mira 3 field emission scanning electron microscope equipped with an energy dispersive spectrometer; Tescan Integrated Mineral Analyzer (TIMA) system comprising a field emission scanning electron microscope (Tescan Mira 3), integrated with four energy dispersive detectors (EDAXElement) | Guangzhou Tuoyan Analytical Technology Co., Ltd., Guizhou, China (GTAT) | EPMA: 15 kV accelerating potential and a beam current of 10 or 20 nA, with a defocused beam diameter of 5 µm; peak counting times for analyzed elements varied between 10 and 40 s, background measurements at 50% of the peak counting duration on both sides of the analyzed peak. SEM: operating voltage of 25 kV and a working distance of ~15.0 mm. TIMA: dot-mapping mode with a working distance of 15 mm, spot size of ~92 nm, scanning at 3 µm resolution (operating at 25 kV, 11.6 nA). LA-ICP-MS mapping: laser energy of 5 J/cm2, repetition rate of 15 Hz, spot size of 10 µm, scan speed of 40 µm/s. | NIST 610, NIST 612, and GSD-1G as external standards | [48 empty] | 60.3972 | [21 empty] | 2.5582 | [76 empty] | 2025 | Wang, L., Han, R., Zhang, Y., Chen, Y., Liu, D. (2026). Unraveling the redistribution of trace elements during supergene processes: A case study from the Qingshan carbonate-hosted Zn-Pb deposit, SW China. Ore Geology Reviews, 188, 107059. |  | CHN | Southwest China