## Sheet1
Uploaded | deposit_name | deposit_local_id | deposit_environment | deposit_group | deposit_type | primary_commodities | secondary_commodities | all_commodities | deposit_source | sample_uid | sample_name | sample_local_id | feature_type | feature_name | feature_uid | top_depth_m | bottom_depth_m | sample_deposit_relation | sample_type | sampling_method | material_class | material_class_comments | province | strat_unit_name | strat_unit_uid | strat_grouping | earth_material_group | earth_material_qualifier | earth_material | metamorphic_grade | mineral | paragenetic_stage | mode_of_occurrence | texture | color | alteration | sample_description | associated_minerals | sample_preparation | analytical_method | instrument_type_model | laboratory_location/if reported | operating_conditions/if reported | standards_used/if reported | ag_ppm | ag_detection_limit | al_ppm | al_detection_limit | as_ppm | as_detection_limit | au_ppm | au_detection_limit | b_ppm | b_detection_limit | ba_ppm | ba_detection_limit | be_ppm | be_detection_limit | bi_ppm | bi_detection_limit | br_ppm | br_detection_limit | ca_ppm | ca_detection_limit | cd_ppm | cd_detection_limit | ce_ppm | ce_detection_limit | cl_ppm | cl_detection_limit | co_ppm | co_detection_limit | cr_ppm | cr_detection_limit | cs_ppm | cs_detection_limit | cu_ppm | cu_detection_limit | dy_ppm | dy_detection_limit | er_ppm | er_detection_limit | eu_ppm | eu_detection_limit | f_ppm | f_detection_limit | fe_ppm | fe_detection_limit | ga_ppm | ga_detection_limit | gd_ppm | gd_detection_limit | ge_ppm | ge_detection_limit | hf_ppm | hf_detection_limit | hg_ppm | hg_detection_limit | ho_ppm | ho_detection_limit | in_ppm | in_detection_limit | ir_ppm | ir_detection_limit | k_ppm | k_detection_limit | la_ppm | la_detection_limit | li_ppm | li_detection_limit | lu_ppm | lu_detection_limit | mg_ppm | mg_detection_limit | mn_ppm | mn_detection_limit | mo_ppm | mo_detection_limit | na_ppm | na_detection_limit | nb_ppm | nb_detection_limit | nd_ppm | nd_detection_limit | ni_ppm | ni_detection_limit | os_ppm | os_detection_limit | p_ppm | p_detection_limit | pb_ppm | pb_detection_limit | pd_ppm | pd_detection_limit | pr_ppm | pr_detection_limit | pt_ppm | pt_detection_limit | rb_ppm | rb_detection_limit | re_ppm | re_detection_limit | rh_ppm | rh_detection_limit | ru_ppm | ru_detection_limit | s_ppm | s_detection_limit | sb_ppm | sb_detection_limit | sc_ppm | sc_detection_limit | se_ppm | se_detection_limit | si_ppm | si_detection_limit | sm_ppm | sm_detection_limit | sn_ppm | sn_detection_limit | sr_ppm | sr_detection_limit | ta_ppm | ta_detection_limit | tb_ppm | tb_detection_limit | te_ppm | te_detection_limit | th_ppm | th_detection_limit | ti_ppm | ti_detection_limit | tl_ppm | tl_detection_limit | tm_ppm | tm_detection_limit | u_ppm | u_detection_limit | v_ppm | v_detection_limit | w_ppm | w_detection_limit | y_ppm | y_detection_limit | yb_ppm | yb_detection_limit | zn_ppm | zn_detection_limit | zr_ppm | zr_detection_limit | analysis_datetime | publication_date | sample_source | submitter | country | state | deposit_longitude_wgs84 | deposit_latitude_wgs84 | sample_longitude_wgs84 | sample_latitude_wgs84 | sample_easting | sample_northing | sample_utm_zone | sample_location_description | location_source | location_accuracy | comments | last_update
| No. 1 porphyry Cu-Au deposit (Xietongmen deposit), Xiongcun ore district | No. 1 deposit, Xiongcun ore district | Magmatic hydrothermal | Porphyry | Cu-Au porphyry | Cu, Au | Zn, Ag, Pb | Cu, Au, Zn, Ag, Pb | Lang et al., 2014; Tang et al., 2015; Wang et al., 2017 |  | 5024-186.5 | 5024-186.5-1 | underground mine |  |  |  |  | ore material | drill core | drill core | mineral separate | [5 empty] | mineralisation |  |  |  | pyrite, sphalerite, pyrrhotite, chalcopyrite, galena, quartz | Stage A: pyrite + sericite; Stage B: sphalerite + pyrrhotite + chalcopyrite + galena + quartz; Stage C: actinolite + epidote + chlorite + magnetite + quartz | polymetallic veins crosscutting porphyry-stage veins and alteration zones | Z1 |  |  |  | actinolite, epidote, chlorite, magnetite, sericite, calcite, acanthite-argentite, pyrargyrite, hessite, electrum | carbon-coated thin sections; polished sections | SEM-EDS, EMPA, LA-ICPMS, SIMS | JEOL IT300HR scanning electron microscope equipped with secondary electron, backscattered electron (BSE), and energy dispersive X-ray spectrometry (EDS) detectors; TESCAN MIRA3 field-emission scanning electron microprobe (FE-SEM) equipped with a panchromatic cathodoluminescence (CL) detector; TESCAN Integrated Mineral Analyzer (TIMA) system with a Mira-3 scanning electron microscope with four EDS (EDAX Element 30) detectors; JEOL JXA-8230 electron microprobe | Wuhan Sample Solution Analytical Technology Co., Ltd., Wuhan, China; Tuoyan Analytical Technology Co., Ltd., Guangzhou, China; Nanjing Hongchuang Geological Exploration Technology Service Co., Ltd., Nanjing, China | SEM: accelerating voltage of 15–20 kV, emission current of ~80 μA, takeoff angle ~35°, 4 μm to 5 μm beam diameter, working distance of ~10 mm; SEM-CL: acceleration voltage of 10 kV, beam current of 15 nA; TIMA: accelerating voltage of 25 kV, probe current of 9 nA, working distance of 15 mm, pixel spacing 3 μm, dot spacing 9 μm; EPMA: beam current not fully stated in excerpt | [5 empty] | 7 | [5 empty] | 156 |  | 5 |  | 0.8 | [5 empty] | 95.7 |  | 18 |  |  |  | 16 |  | 10 | [21 empty] | 0.5 | [11 empty] | 8 |  | 22 | [5 empty] | 621 |  | 65 |  |  |  | 2 |  |  |  | 6 |  |  |  | 130 |  | 160 | [7 empty] | 93 | [9 empty] | 0.5 |  | 8 | [7 empty] | 4 |  | 59 |  | 1 | [5 empty] | 2 | [7 empty] | 0.1 |  | 43 |  | 1 |  | 6 |  |  |  | 20241 |  | 2 |  |  | 2025 | Xinghai Lang et al., Polymetallic veins—a possible bridge between porphyry and intermediate-sulfidation deposits, Geological Society of America Bulletin, v. 136, doi:10.1130/B38406.1 |  | CHN | Tibet
| No. 1 porphyry Cu-Au deposit (Xietongmen deposit), Xiongcun ore district | No. 1 deposit, Xiongcun ore district | Magmatic hydrothermal | Porphyry | Cu-Au porphyry | Cu, Au | Zn, Ag, Pb | Cu, Au, Zn, Ag, Pb | Lang et al., 2014; Tang et al., 2015; Wang et al., 2017 |  | 5026-270 | 5026-270-1 | underground mine |  |  |  |  | ore material | drill core | drill core | mineral separate | [5 empty] | mineralisation |  |  |  | pyrite, sphalerite, pyrrhotite, chalcopyrite, galena, quartz | Stage A: pyrite + sericite; Stage B: sphalerite + pyrrhotite + chalcopyrite + galena + quartz; Stage C: actinolite + epidote + chlorite + magnetite + quartz | polymetallic veins crosscutting porphyry-stage veins and alteration zones | Z1 |  |  |  | actinolite, epidote, chlorite, magnetite, sericite, calcite, acanthite-argentite, pyrargyrite, hessite, electrum | carbon-coated thin sections; polished sections | SEM-EDS, EMPA, LA-ICPMS, SIMS | JEOL IT300HR scanning electron microscope equipped with secondary electron, backscattered electron (BSE), and energy dispersive X-ray spectrometry (EDS) detectors; TESCAN MIRA3 field-emission scanning electron microprobe (FE-SEM) equipped with a panchromatic cathodoluminescence (CL) detector; TESCAN Integrated Mineral Analyzer (TIMA) system with a Mira-3 scanning electron microscope with four EDS (EDAX Element 30) detectors; JEOL JXA-8230 electron microprobe | Wuhan Sample Solution Analytical Technology Co., Ltd., Wuhan, China; Tuoyan Analytical Technology Co., Ltd., Guangzhou, China; Nanjing Hongchuang Geological Exploration Technology Service Co., Ltd., Nanjing, China | SEM: accelerating voltage of 15–20 kV, emission current of ~80 μA, takeoff angle ~35°, 4 μm to 5 μm beam diameter, working distance of ~10 mm; SEM-CL: acceleration voltage of 10 kV, beam current of 15 nA; TIMA: accelerating voltage of 25 kV, probe current of 9 nA, working distance of 15 mm, pixel spacing 3 μm, dot spacing 9 μm; EPMA: beam current not fully stated in excerpt | [5 empty] | 61 | [5 empty] | 196 |  | 5 |  | 1.3 | [5 empty] | 10.4 |  | 13 |  |  |  | 22 |  | 6 | [21 empty] | 0.5 | [11 empty] | 7 |  | 22 | [5 empty] | 1344 |  | 23 |  |  |  | 3 |  |  |  | 6 |  |  |  | 420 |  | 472 | [7 empty] | 90 | [9 empty] | 2.2 |  | 5 | [7 empty] | 1 |  | 67 |  | 1 | [5 empty] | 2 | [7 empty] | 0.1 |  | 62 |  | 3.1 |  | 8 |  |  |  | 1837 |  | 1 |  |  | 2025 | Xinghai Lang et al., Polymetallic veins—a possible bridge between porphyry and intermediate-sulfidation deposits, Geological Society of America Bulletin, v. 136, doi:10.1130/B38406.1 |  | CHN | Tibet
| No. 1 porphyry Cu-Au deposit (Xietongmen deposit), Xiongcun ore district | No. 1 deposit, Xiongcun ore district | Magmatic hydrothermal | Porphyry | Cu-Au porphyry | Cu, Au | Zn, Ag, Pb | Cu, Au, Zn, Ag, Pb | Lang et al., 2014; Tang et al., 2015; Wang et al., 2017 |  | 5026-342 | 5026-342-1 | underground mine |  |  |  |  | ore material | drill core | drill core | mineral separate | [5 empty] | mineralisation |  |  |  | pyrite, sphalerite, pyrrhotite, chalcopyrite, galena, quartz | Stage A: pyrite + sericite; Stage B: sphalerite + pyrrhotite + chalcopyrite + galena + quartz; Stage C: actinolite + epidote + chlorite + magnetite + quartz | polymetallic veins crosscutting porphyry-stage veins and alteration zones | Z1 |  |  |  | actinolite, epidote, chlorite, magnetite, sericite, calcite, acanthite-argentite, pyrargyrite, hessite, electrum | carbon-coated thin sections; polished sections | SEM-EDS, EMPA, LA-ICPMS, SIMS | JEOL IT300HR scanning electron microscope equipped with secondary electron, backscattered electron (BSE), and energy dispersive X-ray spectrometry (EDS) detectors; TESCAN MIRA3 field-emission scanning electron microprobe (FE-SEM) equipped with a panchromatic cathodoluminescence (CL) detector; TESCAN Integrated Mineral Analyzer (TIMA) system with a Mira-3 scanning electron microscope with four EDS (EDAX Element 30) detectors; JEOL JXA-8230 electron microprobe | Wuhan Sample Solution Analytical Technology Co., Ltd., Wuhan, China; Tuoyan Analytical Technology Co., Ltd., Guangzhou, China; Nanjing Hongchuang Geological Exploration Technology Service Co., Ltd., Nanjing, China | SEM: accelerating voltage of 15–20 kV, emission current of ~80 μA, takeoff angle ~35°, 4 μm to 5 μm beam diameter, working distance of ~10 mm; SEM-CL: acceleration voltage of 10 kV, beam current of 15 nA; TIMA: accelerating voltage of 25 kV, probe current of 9 nA, working distance of 15 mm, pixel spacing 3 μm, dot spacing 9 μm; EPMA: beam current not fully stated in excerpt | [5 empty] | 5 | [5 empty] | 183 |  | 5 |  | 0.5 | [5 empty] | 8 |  | 24 |  |  |  | 11 |  | 4 | [21 empty] | 0.5 | [11 empty] | 12 |  | 18 | [5 empty] | 889 |  | 68 |  |  |  | 1 |  |  |  | 4 |  |  |  | 720 |  | 20 | [7 empty] | 93 | [9 empty] | 0.8 |  | 5 | [7 empty] | 1 |  | 42 |  | 1 | [5 empty] | 2 | [7 empty] | 0.1 |  | 35 |  | 0.8 |  | 11 |  |  |  | 1503 |  | 1 |  |  | 2025 | Xinghai Lang et al., Polymetallic veins—a possible bridge between porphyry and intermediate-sulfidation deposits, Geological Society of America Bulletin, v. 136, doi:10.1130/B38406.1 |  | CHN | Tibet
| No. 1 porphyry Cu-Au deposit (Xietongmen deposit), Xiongcun ore district | No. 1 deposit, Xiongcun ore district | Magmatic hydrothermal | Porphyry | Cu-Au porphyry | Cu, Au | Zn, Ag, Pb | Cu, Au, Zn, Ag, Pb | Lang et al., 2014; Tang et al., 2015; Wang et al., 2017 |  | 5028-270 | 5028-270-1 | underground mine |  |  |  |  | ore material | drill core | drill core | mineral separate | [5 empty] | mineralisation |  |  |  | pyrite, sphalerite, pyrrhotite, chalcopyrite, galena, quartz | Stage A: pyrite + sericite; Stage B: sphalerite + pyrrhotite + chalcopyrite + galena + quartz; Stage C: actinolite + epidote + chlorite + magnetite + quartz | polymetallic veins crosscutting porphyry-stage veins and alteration zones | Z1 |  |  |  | actinolite, epidote, chlorite, magnetite, sericite, calcite, acanthite-argentite, pyrargyrite, hessite, electrum | carbon-coated thin sections; polished sections | SEM-EDS, EMPA, LA-ICPMS, SIMS | JEOL IT300HR scanning electron microscope equipped with secondary electron, backscattered electron (BSE), and energy dispersive X-ray spectrometry (EDS) detectors; TESCAN MIRA3 field-emission scanning electron microprobe (FE-SEM) equipped with a panchromatic cathodoluminescence (CL) detector; TESCAN Integrated Mineral Analyzer (TIMA) system with a Mira-3 scanning electron microscope with four EDS (EDAX Element 30) detectors; JEOL JXA-8230 electron microprobe | Wuhan Sample Solution Analytical Technology Co., Ltd., Wuhan, China; Tuoyan Analytical Technology Co., Ltd., Guangzhou, China; Nanjing Hongchuang Geological Exploration Technology Service Co., Ltd., Nanjing, China | SEM: accelerating voltage of 15–20 kV, emission current of ~80 μA, takeoff angle ~35°, 4 μm to 5 μm beam diameter, working distance of ~10 mm; SEM-CL: acceleration voltage of 10 kV, beam current of 15 nA; TIMA: accelerating voltage of 25 kV, probe current of 9 nA, working distance of 15 mm, pixel spacing 3 μm, dot spacing 9 μm; EPMA: beam current not fully stated in excerpt | [5 empty] | 406 | [5 empty] | 147 |  | 5 |  | 1.6 | [5 empty] | 33.9 |  | 5 |  |  |  | 17 |  | 6.2 | [21 empty] | 0.5 | [11 empty] | 1.9 |  | 15.5 | [5 empty] | 444 |  | 21.5 |  |  |  | 1.1 |  |  |  | 9.2 |  |  |  | 200 |  | 335.3 | [7 empty] | 64.6 | [9 empty] | 2.8 |  | 5 | [7 empty] | 3.1 |  | 40 |  | 0.5 | [5 empty] | 2 | [7 empty] | 3.2 |  | 40 |  | 2 |  | 3.9 |  |  |  | 7346 |  | 1.9 |  |  | 2025 | Xinghai Lang et al., Polymetallic veins—a possible bridge between porphyry and intermediate-sulfidation deposits, Geological Society of America Bulletin, v. 136, doi:10.1130/B38406.1 |  | CHN | Tibet
| No. 1 porphyry Cu-Au deposit (Xietongmen deposit), Xiongcun ore district | No. 1 deposit, Xiongcun ore district | Magmatic hydrothermal | Porphyry | Cu-Au porphyry | Cu, Au | Zn, Ag, Pb | Cu, Au, Zn, Ag, Pb | Lang et al., 2014; Tang et al., 2015; Wang et al., 2017 |  | 5028-317 | 5028-317-1 | underground mine |  |  |  |  | ore material | drill core | drill core | mineral separate | [5 empty] | mineralisation |  |  |  | pyrite, sphalerite, pyrrhotite, chalcopyrite, galena, quartz | Stage A: pyrite + sericite; Stage B: sphalerite + pyrrhotite + chalcopyrite + galena + quartz; Stage C: actinolite + epidote + chlorite + magnetite + quartz | polymetallic veins crosscutting porphyry-stage veins and alteration zones | Z1 |  |  |  | actinolite, epidote, chlorite, magnetite, sericite, calcite, acanthite-argentite, pyrargyrite, hessite, electrum | carbon-coated thin sections; polished sections | SEM-EDS, EMPA, LA-ICPMS, SIMS | JEOL IT300HR scanning electron microscope equipped with secondary electron, backscattered electron (BSE), and energy dispersive X-ray spectrometry (EDS) detectors; TESCAN MIRA3 field-emission scanning electron microprobe (FE-SEM) equipped with a panchromatic cathodoluminescence (CL) detector; TESCAN Integrated Mineral Analyzer (TIMA) system with a Mira-3 scanning electron microscope with four EDS (EDAX Element 30) detectors; JEOL JXA-8230 electron microprobe | Wuhan Sample Solution Analytical Technology Co., Ltd., Wuhan, China; Tuoyan Analytical Technology Co., Ltd., Guangzhou, China; Nanjing Hongchuang Geological Exploration Technology Service Co., Ltd., Nanjing, China | SEM: accelerating voltage of 15–20 kV, emission current of ~80 μA, takeoff angle ~35°, 4 μm to 5 μm beam diameter, working distance of ~10 mm; SEM-CL: acceleration voltage of 10 kV, beam current of 15 nA; TIMA: accelerating voltage of 25 kV, probe current of 9 nA, working distance of 15 mm, pixel spacing 3 μm, dot spacing 9 μm; EPMA: beam current not fully stated in excerpt | [5 empty] | 5 | [5 empty] | 113 |  | 5 |  | 0.5 | [5 empty] | 16.1 |  | 5 |  |  |  | 22 |  | 2.7 | [21 empty] | 0.5 | [11 empty] | 0.8 |  | 15.8 | [5 empty] | 565 |  | 8.6 |  |  |  | 1 |  |  |  | 3.4 |  |  |  | 200 |  | 324.5 | [7 empty] | 67.5 | [9 empty] | 0.6 |  | 5 | [7 empty] | 1.9 |  | 42 |  | 0.5 | [5 empty] | 1.3 | [7 empty] | 0.5 |  | 54 |  | 1.9 |  | 4.3 |  |  |  | 3692 |  | 1.6 |  |  | 2025 | Xinghai Lang et al., Polymetallic veins—a possible bridge between porphyry and intermediate-sulfidation deposits, Geological Society of America Bulletin, v. 136, doi:10.1130/B38406.1 |  | CHN | Tibet
| No. 1 porphyry Cu-Au deposit (Xietongmen deposit), Xiongcun ore district | No. 1 deposit, Xiongcun ore district | Magmatic hydrothermal | Porphyry | Cu-Au porphyry | Cu, Au | Zn, Ag, Pb | Cu, Au, Zn, Ag, Pb | Lang et al., 2014; Tang et al., 2015; Wang et al., 2017 |  | 5028-323 | 5028-323-1 | underground mine |  |  |  |  | ore material | drill core | drill core | mineral separate | [5 empty] | mineralisation |  |  |  | pyrite, sphalerite, pyrrhotite, chalcopyrite, galena, quartz | Stage A: pyrite + sericite; Stage B: sphalerite + pyrrhotite + chalcopyrite + galena + quartz; Stage C: actinolite + epidote + chlorite + magnetite + quartz | polymetallic veins crosscutting porphyry-stage veins and alteration zones | Z1 |  |  |  | actinolite, epidote, chlorite, magnetite, sericite, calcite, acanthite-argentite, pyrargyrite, hessite, electrum | carbon-coated thin sections; polished sections | SEM-EDS, EMPA, LA-ICPMS, SIMS | JEOL IT300HR scanning electron microscope equipped with secondary electron, backscattered electron (BSE), and energy dispersive X-ray spectrometry (EDS) detectors; TESCAN MIRA3 field-emission scanning electron microprobe (FE-SEM) equipped with a panchromatic cathodoluminescence (CL) detector; TESCAN Integrated Mineral Analyzer (TIMA) system with a Mira-3 scanning electron microscope with four EDS (EDAX Element 30) detectors; JEOL JXA-8230 electron microprobe | Wuhan Sample Solution Analytical Technology Co., Ltd., Wuhan, China; Tuoyan Analytical Technology Co., Ltd., Guangzhou, China; Nanjing Hongchuang Geological Exploration Technology Service Co., Ltd., Nanjing, China | SEM: accelerating voltage of 15–20 kV, emission current of ~80 μA, takeoff angle ~35°, 4 μm to 5 μm beam diameter, working distance of ~10 mm; SEM-CL: acceleration voltage of 10 kV, beam current of 15 nA; TIMA: accelerating voltage of 25 kV, probe current of 9 nA, working distance of 15 mm, pixel spacing 3 μm, dot spacing 9 μm; EPMA: beam current not fully stated in excerpt | [5 empty] | 6 | [5 empty] | 94 |  | 5 |  | 0.6 | [5 empty] | 39.4 |  | 5 |  |  |  | 18 |  | 5.2 | [21 empty] | 0.5 | [11 empty] | 1.6 |  | 13.7 | [5 empty] | 615 |  | 7.9 |  |  |  | 0.5 |  |  |  | 4.2 |  |  |  | 100 |  | 302.4 | [7 empty] | 37.5 | [9 empty] | 0.7 |  | 5 | [7 empty] | 1.7 |  | 20 |  | 0.5 | [5 empty] | 1 | [7 empty] | 0.5 |  | 37 |  | 1.3 |  | 2.2 |  |  |  | 8283 |  | 1.2 |  |  | 2025 | Xinghai Lang et al., Polymetallic veins—a possible bridge between porphyry and intermediate-sulfidation deposits, Geological Society of America Bulletin, v. 136, doi:10.1130/B38406.1 |  | CHN | Tibet
| No. 1 porphyry Cu-Au deposit (Xietongmen deposit), Xiongcun ore district | No. 1 deposit, Xiongcun ore district | Magmatic hydrothermal | Porphyry | Cu-Au porphyry | Cu, Au | Zn, Ag, Pb | Cu, Au, Zn, Ag, Pb | Lang et al., 2014; Tang et al., 2015; Wang et al., 2017 |  | 5031-92 | 5031-92-1 | underground mine |  |  |  |  | ore material | drill core | drill core | mineral separate | [5 empty] | mineralisation |  |  |  | pyrite, sphalerite, pyrrhotite, chalcopyrite, galena, quartz | Stage A: pyrite + sericite; Stage B: sphalerite + pyrrhotite + chalcopyrite + galena + quartz; Stage C: actinolite + epidote + chlorite + magnetite + quartz | polymetallic veins crosscutting porphyry-stage veins and alteration zones | Z1 |  |  |  | actinolite, epidote, chlorite, magnetite, sericite, calcite, acanthite-argentite, pyrargyrite, hessite, electrum | carbon-coated thin sections; polished sections | SEM-EDS, EMPA, LA-ICPMS, SIMS | JEOL IT300HR scanning electron microscope equipped with secondary electron, backscattered electron (BSE), and energy dispersive X-ray spectrometry (EDS) detectors; TESCAN MIRA3 field-emission scanning electron microprobe (FE-SEM) equipped with a panchromatic cathodoluminescence (CL) detector; TESCAN Integrated Mineral Analyzer (TIMA) system with a Mira-3 scanning electron microscope with four EDS (EDAX Element 30) detectors; JEOL JXA-8230 electron microprobe | Wuhan Sample Solution Analytical Technology Co., Ltd., Wuhan, China; Tuoyan Analytical Technology Co., Ltd., Guangzhou, China; Nanjing Hongchuang Geological Exploration Technology Service Co., Ltd., Nanjing, China | SEM: accelerating voltage of 15–20 kV, emission current of ~80 μA, takeoff angle ~35°, 4 μm to 5 μm beam diameter, working distance of ~10 mm; SEM-CL: acceleration voltage of 10 kV, beam current of 15 nA; TIMA: accelerating voltage of 25 kV, probe current of 9 nA, working distance of 15 mm, pixel spacing 3 μm, dot spacing 9 μm; EPMA: beam current not fully stated in excerpt | [5 empty] | 5 | [5 empty] | 160 |  | 5 |  | 1.5 | [5 empty] | 326.4 |  | 12 |  |  |  | 14 |  | 5.2 | [21 empty] | 0.5 | [11 empty] | 5.2 |  | 30.5 | [5 empty] | 3901 |  | 14.2 |  |  |  | 2.6 |  |  |  | 2.6 |  |  |  | 700 |  | 673.6 | [7 empty] | 52.6 | [9 empty] | 0.7 |  | 5 | [7 empty] | 1.8 |  | 59 |  | 0.5 | [5 empty] | 2.7 | [7 empty] | 0.5 |  | 50 |  | 2.7 |  | 4.6 |  |  |  | 56752 |  | 1.9 |  |  | 2025 | Xinghai Lang et al., Polymetallic veins—a possible bridge between porphyry and intermediate-sulfidation deposits, Geological Society of America Bulletin, v. 136, doi:10.1130/B38406.1 |  | CHN | Tibet
| No. 1 porphyry Cu-Au deposit (Xietongmen deposit), Xiongcun ore district | No. 1 deposit, Xiongcun ore district | Magmatic hydrothermal | Porphyry | Cu-Au porphyry | Cu, Au | Zn, Ag, Pb | Cu, Au, Zn, Ag, Pb | Lang et al., 2014; Tang et al., 2015; Wang et al., 2017 |  | 5032-216 | 5032-216-1 | underground mine |  |  |  |  | ore material | drill core | drill core | mineral separate | [5 empty] | mineralisation |  |  |  | pyrite, sphalerite, pyrrhotite, chalcopyrite, galena, quartz | Stage A: pyrite + sericite; Stage B: sphalerite + pyrrhotite + chalcopyrite + galena + quartz; Stage C: actinolite + epidote + chlorite + magnetite + quartz | polymetallic veins crosscutting porphyry-stage veins and alteration zones | Z1 |  |  |  | actinolite, epidote, chlorite, magnetite, sericite, calcite, acanthite-argentite, pyrargyrite, hessite, electrum | carbon-coated thin sections; polished sections | SEM-EDS, EMPA, LA-ICPMS, SIMS | JEOL IT300HR scanning electron microscope equipped with secondary electron, backscattered electron (BSE), and energy dispersive X-ray spectrometry (EDS) detectors; TESCAN MIRA3 field-emission scanning electron microprobe (FE-SEM) equipped with a panchromatic cathodoluminescence (CL) detector; TESCAN Integrated Mineral Analyzer (TIMA) system with a Mira-3 scanning electron microscope with four EDS (EDAX Element 30) detectors; JEOL JXA-8230 electron microprobe | Wuhan Sample Solution Analytical Technology Co., Ltd., Wuhan, China; Tuoyan Analytical Technology Co., Ltd., Guangzhou, China; Nanjing Hongchuang Geological Exploration Technology Service Co., Ltd., Nanjing, China | SEM: accelerating voltage of 15–20 kV, emission current of ~80 μA, takeoff angle ~35°, 4 μm to 5 μm beam diameter, working distance of ~10 mm; SEM-CL: acceleration voltage of 10 kV, beam current of 15 nA; TIMA: accelerating voltage of 25 kV, probe current of 9 nA, working distance of 15 mm, pixel spacing 3 μm, dot spacing 9 μm; EPMA: beam current not fully stated in excerpt | [5 empty] | 43 | [5 empty] | 53 |  | 5 |  | 1.6 | [5 empty] | 3.8 |  | 5 |  |  |  | 13 |  | 6.9 | [21 empty] | 0.5 | [11 empty] | 1.7 |  | 5.9 | [5 empty] | 371 |  | 8.7 |  |  |  | 0.5 |  |  |  | 4.3 |  |  |  | 100 |  | 41.3 | [7 empty] | 20.5 | [9 empty] | 8 |  | 5 | [7 empty] | 2.4 |  | 7 |  | 0.5 | [5 empty] | 0.5 | [7 empty] | 0.5 |  | 31 |  | 0.5 |  | 3.5 |  |  |  | 2784 |  | 0.9 |  |  | 2025 | Xinghai Lang et al., Polymetallic veins—a possible bridge between porphyry and intermediate-sulfidation deposits, Geological Society of America Bulletin, v. 136, doi:10.1130/B38406.1 |  | CHN | Tibet
| No. 1 porphyry Cu-Au deposit (Xietongmen deposit), Xiongcun ore district | No. 1 deposit, Xiongcun ore district | Magmatic hydrothermal | Porphyry | Cu-Au porphyry | Cu, Au | Zn, Ag, Pb | Cu, Au, Zn, Ag, Pb | Lang et al., 2014; Tang et al., 2015; Wang et al., 2017 |  | 5038-184 | 5038-184-1 | underground mine |  |  |  |  | ore material | drill core | drill core | mineral separate | [5 empty] | mineralisation |  |  |  | pyrite, sphalerite, pyrrhotite, chalcopyrite, galena, quartz | Stage A: pyrite + sericite; Stage B: sphalerite + pyrrhotite + chalcopyrite + galena + quartz; Stage C: actinolite + epidote + chlorite + magnetite + quartz | polymetallic veins crosscutting porphyry-stage veins and alteration zones | Z1 |  |  |  | actinolite, epidote, chlorite, magnetite, sericite, calcite, acanthite-argentite, pyrargyrite, hessite, electrum | carbon-coated thin sections; polished sections | SEM-EDS, EMPA, LA-ICPMS, SIMS | JEOL IT300HR scanning electron microscope equipped with secondary electron, backscattered electron (BSE), and energy dispersive X-ray spectrometry (EDS) detectors; TESCAN MIRA3 field-emission scanning electron microprobe (FE-SEM) equipped with a panchromatic cathodoluminescence (CL) detector; TESCAN Integrated Mineral Analyzer (TIMA) system with a Mira-3 scanning electron microscope with four EDS (EDAX Element 30) detectors; JEOL JXA-8230 electron microprobe | Wuhan Sample Solution Analytical Technology Co., Ltd., Wuhan, China; Tuoyan Analytical Technology Co., Ltd., Guangzhou, China; Nanjing Hongchuang Geological Exploration Technology Service Co., Ltd., Nanjing, China | SEM: accelerating voltage of 15–20 kV, emission current of ~80 μA, takeoff angle ~35°, 4 μm to 5 μm beam diameter, working distance of ~10 mm; SEM-CL: acceleration voltage of 10 kV, beam current of 15 nA; TIMA: accelerating voltage of 25 kV, probe current of 9 nA, working distance of 15 mm, pixel spacing 3 μm, dot spacing 9 μm; EPMA: beam current not fully stated in excerpt | [5 empty] | 11 | [5 empty] | 201 |  | 5 |  | 0.5 | [5 empty] | 5 |  | 44 |  |  |  | 28 |  | 145.7 | [21 empty] | 0.5 | [11 empty] | 20.3 |  | 24.6 | [5 empty] | 3346 |  | 15.1 |  |  |  | 7.6 |  |  |  | 90.9 |  |  |  | 2100 |  | 39.5 | [7 empty] | 75.5 | [9 empty] | 0.5 |  | 15 | [7 empty] | 1.6 |  | 567 |  | 0.5 | [5 empty] | 2.2 | [7 empty] | 0.5 |  | 202 |  | 0.7 |  | 15.8 |  |  |  | 1285 |  | 2 |  |  | 2025 | Xinghai Lang et al., Polymetallic veins—a possible bridge between porphyry and intermediate-sulfidation deposits, Geological Society of America Bulletin, v. 136, doi:10.1130/B38406.1 |  | CHN | Tibet
| No. 1 porphyry Cu-Au deposit (Xietongmen deposit), Xiongcun ore district | No. 1 deposit, Xiongcun ore district | Magmatic hydrothermal | Porphyry | Cu-Au porphyry | Cu, Au | Zn, Ag, Pb | Cu, Au, Zn, Ag, Pb | Lang et al., 2014; Tang et al., 2015; Wang et al., 2017 |  | 5039-218 | 5039-218-1 | underground mine |  |  |  |  | ore material | drill core | drill core | mineral separate | [5 empty] | mineralisation |  |  |  | pyrite, sphalerite, pyrrhotite, chalcopyrite, galena, quartz | Stage A: pyrite + sericite; Stage B: sphalerite + pyrrhotite + chalcopyrite + galena + quartz; Stage C: actinolite + epidote + chlorite + magnetite + quartz | polymetallic veins crosscutting porphyry-stage veins and alteration zones | Z1 |  |  |  | actinolite, epidote, chlorite, magnetite, sericite, calcite, acanthite-argentite, pyrargyrite, hessite, electrum | carbon-coated thin sections; polished sections | SEM-EDS, EMPA, LA-ICPMS, SIMS | JEOL IT300HR scanning electron microscope equipped with secondary electron, backscattered electron (BSE), and energy dispersive X-ray spectrometry (EDS) detectors; TESCAN MIRA3 field-emission scanning electron microprobe (FE-SEM) equipped with a panchromatic cathodoluminescence (CL) detector; TESCAN Integrated Mineral Analyzer (TIMA) system with a Mira-3 scanning electron microscope with four EDS (EDAX Element 30) detectors; JEOL JXA-8230 electron microprobe | Wuhan Sample Solution Analytical Technology Co., Ltd., Wuhan, China; Tuoyan Analytical Technology Co., Ltd., Guangzhou, China; Nanjing Hongchuang Geological Exploration Technology Service Co., Ltd., Nanjing, China | SEM: accelerating voltage of 15–20 kV, emission current of ~80 μA, takeoff angle ~35°, 4 μm to 5 μm beam diameter, working distance of ~10 mm; SEM-CL: acceleration voltage of 10 kV, beam current of 15 nA; TIMA: accelerating voltage of 25 kV, probe current of 9 nA, working distance of 15 mm, pixel spacing 3 μm, dot spacing 9 μm; EPMA: beam current not fully stated in excerpt | [5 empty] | 15 | [5 empty] | 201 |  | 5 |  | 2.9 | [5 empty] | 15.1 |  | 20 |  |  |  | 10 |  | 6.8 | [21 empty] | 0.5 | [11 empty] | 11.5 |  | 26.7 | [5 empty] | 919 |  | 57.4 |  |  |  | 1.6 |  |  |  | 2.2 |  |  |  | 600 |  | 545.5 | [7 empty] | 100.9 | [9 empty] | 1.3 |  | 5 | [7 empty] | 1.3 |  | 266 |  | 0.5 | [5 empty] | 2.4 | [7 empty] | 0.5 |  | 33 |  | 1.2 |  | 6.8 |  |  |  | 2799 |  | 1.5 |  |  | 2025 | Xinghai Lang et al., Polymetallic veins—a possible bridge between porphyry and intermediate-sulfidation deposits, Geological Society of America Bulletin, v. 136, doi:10.1130/B38406.1 |  | CHN | Tibet
| No. 1 porphyry Cu-Au deposit (Xietongmen deposit), Xiongcun ore district | No. 1 deposit, Xiongcun ore district | Magmatic hydrothermal | Porphyry | Cu-Au porphyry | Cu, Au | Zn, Ag, Pb | Cu, Au, Zn, Ag, Pb | Lang et al., 2014; Tang et al., 2015; Wang et al., 2017 |  | 5039-270 | 5039-270-1 | underground mine |  |  |  |  | ore material | drill core | drill core | mineral separate | [5 empty] | mineralisation |  |  |  | pyrite, sphalerite, pyrrhotite, chalcopyrite, galena, quartz | Stage A: pyrite + sericite; Stage B: sphalerite + pyrrhotite + chalcopyrite + galena + quartz; Stage C: actinolite + epidote + chlorite + magnetite + quartz | polymetallic veins crosscutting porphyry-stage veins and alteration zones | Z1 |  |  |  | actinolite, epidote, chlorite, magnetite, sericite, calcite, acanthite-argentite, pyrargyrite, hessite, electrum | carbon-coated thin sections; polished sections | SEM-EDS, EMPA, LA-ICPMS, SIMS | JEOL IT300HR scanning electron microscope equipped with secondary electron, backscattered electron (BSE), and energy dispersive X-ray spectrometry (EDS) detectors; TESCAN MIRA3 field-emission scanning electron microprobe (FE-SEM) equipped with a panchromatic cathodoluminescence (CL) detector; TESCAN Integrated Mineral Analyzer (TIMA) system with a Mira-3 scanning electron microscope with four EDS (EDAX Element 30) detectors; JEOL JXA-8230 electron microprobe | Wuhan Sample Solution Analytical Technology Co., Ltd., Wuhan, China; Tuoyan Analytical Technology Co., Ltd., Guangzhou, China; Nanjing Hongchuang Geological Exploration Technology Service Co., Ltd., Nanjing, China | SEM: accelerating voltage of 15–20 kV, emission current of ~80 μA, takeoff angle ~35°, 4 μm to 5 μm beam diameter, working distance of ~10 mm; SEM-CL: acceleration voltage of 10 kV, beam current of 15 nA; TIMA: accelerating voltage of 25 kV, probe current of 9 nA, working distance of 15 mm, pixel spacing 3 μm, dot spacing 9 μm; EPMA: beam current not fully stated in excerpt | [5 empty] | 77 | [5 empty] | 80 |  | 5 |  | 0.5 | [5 empty] | 8.4 |  | 6 |  |  |  | 9 |  | 12 | [21 empty] | 0.5 | [11 empty] | 2.7 |  | 13.7 | [5 empty] | 849 |  | 11.2 |  |  |  | 0.7 |  |  |  | 8.2 |  |  |  | 200 |  | 98.2 | [7 empty] | 28.7 | [9 empty] | 0.9 |  | 5 | [7 empty] | 0.7 |  | 22 |  | 0.5 | [5 empty] | 0.7 | [7 empty] | 0.5 |  | 35 |  | 4.2 |  | 2.3 |  |  |  | 1787 |  | 1.4 |  |  | 2025 | Xinghai Lang et al., Polymetallic veins—a possible bridge between porphyry and intermediate-sulfidation deposits, Geological Society of America Bulletin, v. 136, doi:10.1130/B38406.1 |  | CHN | Tibet
| No. 1 porphyry Cu-Au deposit (Xietongmen deposit), Xiongcun ore district | No. 1 deposit, Xiongcun ore district | Magmatic hydrothermal | Porphyry | Cu-Au porphyry | Cu, Au | Zn, Ag, Pb | Cu, Au, Zn, Ag, Pb | Lang et al., 2014; Tang et al., 2015; Wang et al., 2017 |  | 5039-276 | 5039-276-1 | underground mine |  |  |  |  | ore material | drill core | drill core | mineral separate | [5 empty] | mineralisation |  |  |  | pyrite, sphalerite, pyrrhotite, chalcopyrite, galena, quartz | Stage A: pyrite + sericite; Stage B: sphalerite + pyrrhotite + chalcopyrite + galena + quartz; Stage C: actinolite + epidote + chlorite + magnetite + quartz | polymetallic veins crosscutting porphyry-stage veins and alteration zones | Z1 |  |  |  | actinolite, epidote, chlorite, magnetite, sericite, calcite, acanthite-argentite, pyrargyrite, hessite, electrum | carbon-coated thin sections; polished sections | SEM-EDS, EMPA, LA-ICPMS, SIMS | JEOL IT300HR scanning electron microscope equipped with secondary electron, backscattered electron (BSE), and energy dispersive X-ray spectrometry (EDS) detectors; TESCAN MIRA3 field-emission scanning electron microprobe (FE-SEM) equipped with a panchromatic cathodoluminescence (CL) detector; TESCAN Integrated Mineral Analyzer (TIMA) system with a Mira-3 scanning electron microscope with four EDS (EDAX Element 30) detectors; JEOL JXA-8230 electron microprobe | Wuhan Sample Solution Analytical Technology Co., Ltd., Wuhan, China; Tuoyan Analytical Technology Co., Ltd., Guangzhou, China; Nanjing Hongchuang Geological Exploration Technology Service Co., Ltd., Nanjing, China | SEM: accelerating voltage of 15–20 kV, emission current of ~80 μA, takeoff angle ~35°, 4 μm to 5 μm beam diameter, working distance of ~10 mm; SEM-CL: acceleration voltage of 10 kV, beam current of 15 nA; TIMA: accelerating voltage of 25 kV, probe current of 9 nA, working distance of 15 mm, pixel spacing 3 μm, dot spacing 9 μm; EPMA: beam current not fully stated in excerpt | [5 empty] | 5 | [5 empty] | 231 |  | 5 |  | 0.5 | [5 empty] | 7.2 |  | 30 |  |  |  | 14 |  | 5.4 | [21 empty] | 0.5 | [11 empty] | 9.5 |  | 26.9 | [5 empty] | 153 |  | 7.6 |  |  |  | 0.9 |  |  |  | 2.7 |  |  |  | 100 |  | 96.1 | [7 empty] | 93.4 | [9 empty] | 0.5 |  | 5 | [7 empty] | 1.2 |  | 44 |  | 0.5 | [5 empty] | 4.1 | [7 empty] | 0.5 |  | 59 |  | 1.7 |  | 5.1 |  |  |  | 3859 |  | 2.6 |  |  | 2025 | Xinghai Lang et al., Polymetallic veins—a possible bridge between porphyry and intermediate-sulfidation deposits, Geological Society of America Bulletin, v. 136, doi:10.1130/B38406.1 |  | CHN | Tibet
| No. 1 porphyry Cu-Au deposit (Xietongmen deposit), Xiongcun ore district | No. 1 deposit, Xiongcun ore district | Magmatic hydrothermal | Porphyry | Cu-Au porphyry | Cu, Au | Zn, Ag, Pb | Cu, Au, Zn, Ag, Pb | Lang et al., 2014; Tang et al., 2015; Wang et al., 2017 |  | 5039-322 | 5039-322-1 | underground mine |  |  |  |  | ore material | drill core | drill core | mineral separate | [5 empty] | mineralisation |  |  |  | pyrite, sphalerite, pyrrhotite, chalcopyrite, galena, quartz | Stage A: pyrite + sericite; Stage B: sphalerite + pyrrhotite + chalcopyrite + galena + quartz; Stage C: actinolite + epidote + chlorite + magnetite + quartz | polymetallic veins crosscutting porphyry-stage veins and alteration zones | Z1 |  |  |  | actinolite, epidote, chlorite, magnetite, sericite, calcite, acanthite-argentite, pyrargyrite, hessite, electrum | carbon-coated thin sections; polished sections | SEM-EDS, EMPA, LA-ICPMS, SIMS | JEOL IT300HR scanning electron microscope equipped with secondary electron, backscattered electron (BSE), and energy dispersive X-ray spectrometry (EDS) detectors; TESCAN MIRA3 field-emission scanning electron microprobe (FE-SEM) equipped with a panchromatic cathodoluminescence (CL) detector; TESCAN Integrated Mineral Analyzer (TIMA) system with a Mira-3 scanning electron microscope with four EDS (EDAX Element 30) detectors; JEOL JXA-8230 electron microprobe | Wuhan Sample Solution Analytical Technology Co., Ltd., Wuhan, China; Tuoyan Analytical Technology Co., Ltd., Guangzhou, China; Nanjing Hongchuang Geological Exploration Technology Service Co., Ltd., Nanjing, China | SEM: accelerating voltage of 15–20 kV, emission current of ~80 μA, takeoff angle ~35°, 4 μm to 5 μm beam diameter, working distance of ~10 mm; SEM-CL: acceleration voltage of 10 kV, beam current of 15 nA; TIMA: accelerating voltage of 25 kV, probe current of 9 nA, working distance of 15 mm, pixel spacing 3 μm, dot spacing 9 μm; EPMA: beam current not fully stated in excerpt | [5 empty] | 5 | [5 empty] | 73 |  | 5 |  | 0.5 | [5 empty] | 13.3 |  | 5 |  |  |  | 23 |  | 6.4 | [21 empty] | 0.5 | [11 empty] | 0.8 |  | 13.4 | [5 empty] | 375 |  | 4.7 |  |  |  | 0.5 |  |  |  | 10.3 |  |  |  | 50 |  | 89.1 | [7 empty] | 26.9 | [9 empty] | 0.7 |  | 5 | [7 empty] | 1.8 |  | 18 |  | 0.5 | [5 empty] | 0.5 | [7 empty] | 0.5 |  | 49 |  | 1.6 |  | 1.3 |  |  |  | 2907 |  | 1.9 |  |  | 2025 | Xinghai Lang et al., Polymetallic veins—a possible bridge between porphyry and intermediate-sulfidation deposits, Geological Society of America Bulletin, v. 136, doi:10.1130/B38406.1 |  | CHN | Tibet
| No. 1 porphyry Cu-Au deposit (Xietongmen deposit), Xiongcun ore district | No. 1 deposit, Xiongcun ore district | Magmatic hydrothermal | Porphyry | Cu-Au porphyry | Cu, Au | Zn, Ag, Pb | Cu, Au, Zn, Ag, Pb | Lang et al., 2014; Tang et al., 2015; Wang et al., 2017 |  | 5041-287 | 5041-287-1 | underground mine |  |  |  |  | ore material | drill core | drill core | mineral separate | [5 empty] | mineralisation |  |  |  | pyrite, sphalerite, pyrrhotite, chalcopyrite, galena, quartz | Stage A: pyrite + sericite; Stage B: sphalerite + pyrrhotite + chalcopyrite + galena + quartz; Stage C: actinolite + epidote + chlorite + magnetite + quartz | polymetallic veins crosscutting porphyry-stage veins and alteration zones | Z1 |  |  |  | actinolite, epidote, chlorite, magnetite, sericite, calcite, acanthite-argentite, pyrargyrite, hessite, electrum | carbon-coated thin sections; polished sections | SEM-EDS, EMPA, LA-ICPMS, SIMS | JEOL IT300HR scanning electron microscope equipped with secondary electron, backscattered electron (BSE), and energy dispersive X-ray spectrometry (EDS) detectors; TESCAN MIRA3 field-emission scanning electron microprobe (FE-SEM) equipped with a panchromatic cathodoluminescence (CL) detector; TESCAN Integrated Mineral Analyzer (TIMA) system with a Mira-3 scanning electron microscope with four EDS (EDAX Element 30) detectors; JEOL JXA-8230 electron microprobe | Wuhan Sample Solution Analytical Technology Co., Ltd., Wuhan, China; Tuoyan Analytical Technology Co., Ltd., Guangzhou, China; Nanjing Hongchuang Geological Exploration Technology Service Co., Ltd., Nanjing, China | SEM: accelerating voltage of 15–20 kV, emission current of ~80 μA, takeoff angle ~35°, 4 μm to 5 μm beam diameter, working distance of ~10 mm; SEM-CL: acceleration voltage of 10 kV, beam current of 15 nA; TIMA: accelerating voltage of 25 kV, probe current of 9 nA, working distance of 15 mm, pixel spacing 3 μm, dot spacing 9 μm; EPMA: beam current not fully stated in excerpt | [5 empty] | 14 | [5 empty] | 80 |  | 5 |  | 1.2 | [5 empty] | 3 |  | 5 |  |  |  | 15 |  | 5.6 | [21 empty] | 0.5 | [11 empty] | 2.5 |  | 15.9 | [5 empty] | 486 |  | 4.6 |  |  |  | 1.2 |  |  |  | 4.4 |  |  |  | 100 |  | 60.6 | [7 empty] | 28.2 | [9 empty] | 4.6 |  | 5 | [7 empty] | 1.8 |  | 27 |  | 0.5 | [5 empty] | 1.1 | [7 empty] | 0.5 |  | 45 |  | 1.2 |  | 1.7 |  |  |  | 538 |  | 1.3 |  |  | 2025 | Xinghai Lang et al., Polymetallic veins—a possible bridge between porphyry and intermediate-sulfidation deposits, Geological Society of America Bulletin, v. 136, doi:10.1130/B38406.1 |  | CHN | Tibet
| No. 1 porphyry Cu-Au deposit (Xietongmen deposit), Xiongcun ore district | No. 1 deposit, Xiongcun ore district | Magmatic hydrothermal | Porphyry | Cu-Au porphyry | Cu, Au | Zn, Ag, Pb | Cu, Au, Zn, Ag, Pb | Lang et al., 2014; Tang et al., 2015; Wang et al., 2017 |  | 5053-52 | 5053-52-1 | underground mine |  |  |  |  | ore material | drill core | drill core | mineral separate | [5 empty] | mineralisation |  |  |  | pyrite, sphalerite, pyrrhotite, chalcopyrite, galena, quartz | Stage A: pyrite + sericite; Stage B: sphalerite + pyrrhotite + chalcopyrite + galena + quartz; Stage C: actinolite + epidote + chlorite + magnetite + quartz | polymetallic veins crosscutting porphyry-stage veins and alteration zones | Z1 |  |  |  | actinolite, epidote, chlorite, magnetite, sericite, calcite, acanthite-argentite, pyrargyrite, hessite, electrum | carbon-coated thin sections; polished sections | SEM-EDS, EMPA, LA-ICPMS, SIMS | JEOL IT300HR scanning electron microscope equipped with secondary electron, backscattered electron (BSE), and energy dispersive X-ray spectrometry (EDS) detectors; TESCAN MIRA3 field-emission scanning electron microprobe (FE-SEM) equipped with a panchromatic cathodoluminescence (CL) detector; TESCAN Integrated Mineral Analyzer (TIMA) system with a Mira-3 scanning electron microscope with four EDS (EDAX Element 30) detectors; JEOL JXA-8230 electron microprobe | Wuhan Sample Solution Analytical Technology Co., Ltd., Wuhan, China; Tuoyan Analytical Technology Co., Ltd., Guangzhou, China; Nanjing Hongchuang Geological Exploration Technology Service Co., Ltd., Nanjing, China | SEM: accelerating voltage of 15–20 kV, emission current of ~80 μA, takeoff angle ~35°, 4 μm to 5 μm beam diameter, working distance of ~10 mm; SEM-CL: acceleration voltage of 10 kV, beam current of 15 nA; TIMA: accelerating voltage of 25 kV, probe current of 9 nA, working distance of 15 mm, pixel spacing 3 μm, dot spacing 9 μm; EPMA: beam current not fully stated in excerpt | [5 empty] | 16 | [5 empty] | 151 |  | 5 |  | 0.6 | [5 empty] | 21.1 |  | 12 |  |  |  | 10 |  | 6 | [21 empty] | 0.5 | [11 empty] | 6.7 |  | 24.3 | [5 empty] | 1529 |  | 9.3 |  |  |  | 1.3 |  |  |  | 2.8 |  |  |  | 500 |  | 600.2 | [7 empty] | 58.7 | [9 empty] | 1.7 |  | 5 | [7 empty] | 1.3 |  | 28 |  | 0.5 | [5 empty] | 2.4 | [7 empty] | 0.5 |  | 49 |  | 2.3 |  | 3.7 |  |  |  | 3782 |  | 2.9 |  |  | 2025 | Xinghai Lang et al., Polymetallic veins—a possible bridge between porphyry and intermediate-sulfidation deposits, Geological Society of America Bulletin, v. 136, doi:10.1130/B38406.1 |  | CHN | Tibet
| No. 1 porphyry Cu-Au deposit (Xietongmen deposit), Xiongcun ore district | No. 1 deposit, Xiongcun ore district | Magmatic hydrothermal | Porphyry | Cu-Au porphyry | Cu, Au | Zn, Ag, Pb | Cu, Au, Zn, Ag, Pb | Lang et al., 2014; Tang et al., 2015; Wang et al., 2017 |  | 5053-64 | 5053-64-1 | underground mine |  |  |  |  | ore material | drill core | drill core | mineral separate | [5 empty] | mineralisation |  |  |  | pyrite, sphalerite, pyrrhotite, chalcopyrite, galena, quartz | Stage A: pyrite + sericite; Stage B: sphalerite + pyrrhotite + chalcopyrite + galena + quartz; Stage C: actinolite + epidote + chlorite + magnetite + quartz | polymetallic veins crosscutting porphyry-stage veins and alteration zones | Z1 |  |  |  | actinolite, epidote, chlorite, magnetite, sericite, calcite, acanthite-argentite, pyrargyrite, hessite, electrum | carbon-coated thin sections; polished sections | SEM-EDS, EMPA, LA-ICPMS, SIMS | JEOL IT300HR scanning electron microscope equipped with secondary electron, backscattered electron (BSE), and energy dispersive X-ray spectrometry (EDS) detectors; TESCAN MIRA3 field-emission scanning electron microprobe (FE-SEM) equipped with a panchromatic cathodoluminescence (CL) detector; TESCAN Integrated Mineral Analyzer (TIMA) system with a Mira-3 scanning electron microscope with four EDS (EDAX Element 30) detectors; JEOL JXA-8230 electron microprobe | Wuhan Sample Solution Analytical Technology Co., Ltd., Wuhan, China; Tuoyan Analytical Technology Co., Ltd., Guangzhou, China; Nanjing Hongchuang Geological Exploration Technology Service Co., Ltd., Nanjing, China | SEM: accelerating voltage of 15–20 kV, emission current of ~80 μA, takeoff angle ~35°, 4 μm to 5 μm beam diameter, working distance of ~10 mm; SEM-CL: acceleration voltage of 10 kV, beam current of 15 nA; TIMA: accelerating voltage of 25 kV, probe current of 9 nA, working distance of 15 mm, pixel spacing 3 μm, dot spacing 9 μm; EPMA: beam current not fully stated in excerpt | [5 empty] | 5 | [5 empty] | 119 |  | 5 |  | 4.8 | [5 empty] | 54.4 |  | 6 |  |  |  | 10 |  | 3 | [21 empty] | 0.5 | [11 empty] | 3.1 |  | 20.9 | [5 empty] | 4447 |  | 38.9 |  |  |  | 1.4 |  |  |  | 2.5 |  |  |  | 800 |  | 3975.9 | [7 empty] | 45.1 | [9 empty] | 2.3 |  | 5 | [7 empty] | 1.9 |  | 26 |  | 0.5 | [5 empty] | 1.6 | [7 empty] | 0.5 |  | 44 |  | 2.4 |  | 4.5 |  |  |  | 9799 |  | 1.8 |  |  | 2025 | Xinghai Lang et al., Polymetallic veins—a possible bridge between porphyry and intermediate-sulfidation deposits, Geological Society of America Bulletin, v. 136, doi:10.1130/B38406.1 |  | CHN | Tibet
| No. 1 porphyry Cu-Au deposit (Xietongmen deposit), Xiongcun ore district | No. 1 deposit, Xiongcun ore district | Magmatic hydrothermal | Porphyry | Cu-Au porphyry | Cu, Au | Zn, Ag, Pb | Cu, Au, Zn, Ag, Pb | Lang et al., 2014; Tang et al., 2015; Wang et al., 2017 |  | 5058-359 | 5058-359-1 | underground mine |  |  |  |  | ore material | drill core | drill core | mineral separate | [5 empty] | mineralisation |  |  |  | pyrite, sphalerite, pyrrhotite, chalcopyrite, galena, quartz | Stage A: pyrite + sericite; Stage B: sphalerite + pyrrhotite + chalcopyrite + galena + quartz; Stage C: actinolite + epidote + chlorite + magnetite + quartz | polymetallic veins crosscutting porphyry-stage veins and alteration zones | Z1 |  |  |  | actinolite, epidote, chlorite, magnetite, sericite, calcite, acanthite-argentite, pyrargyrite, hessite, electrum | carbon-coated thin sections; polished sections | SEM-EDS, EMPA, LA-ICPMS, SIMS | JEOL IT300HR scanning electron microscope equipped with secondary electron, backscattered electron (BSE), and energy dispersive X-ray spectrometry (EDS) detectors; TESCAN MIRA3 field-emission scanning electron microprobe (FE-SEM) equipped with a panchromatic cathodoluminescence (CL) detector; TESCAN Integrated Mineral Analyzer (TIMA) system with a Mira-3 scanning electron microscope with four EDS (EDAX Element 30) detectors; JEOL JXA-8230 electron microprobe | Wuhan Sample Solution Analytical Technology Co., Ltd., Wuhan, China; Tuoyan Analytical Technology Co., Ltd., Guangzhou, China; Nanjing Hongchuang Geological Exploration Technology Service Co., Ltd., Nanjing, China | SEM: accelerating voltage of 15–20 kV, emission current of ~80 μA, takeoff angle ~35°, 4 μm to 5 μm beam diameter, working distance of ~10 mm; SEM-CL: acceleration voltage of 10 kV, beam current of 15 nA; TIMA: accelerating voltage of 25 kV, probe current of 9 nA, working distance of 15 mm, pixel spacing 3 μm, dot spacing 9 μm; EPMA: beam current not fully stated in excerpt | [5 empty] | 5 | [5 empty] | 326 |  | 5 |  | 1.4 | [5 empty] | 21.7 |  | 8 |  |  |  | 20 |  | 12.1 | [21 empty] | 0.5 | [11 empty] | 5 |  | 31.8 | [5 empty] | 1084 |  | 5.7 |  |  |  | 1.3 |  |  |  | 30.5 |  |  |  | 600 |  | 258.7 | [7 empty] | 62.2 | [9 empty] | 0.6 |  | 7 | [7 empty] | 0.9 |  | 92 |  | 0.5 | [5 empty] | 1 | [7 empty] | 0.5 |  | 71 |  | 1.6 |  | 5.4 |  |  |  | 4378 |  | 2.6 |  |  | 2025 | Xinghai Lang et al., Polymetallic veins—a possible bridge between porphyry and intermediate-sulfidation deposits, Geological Society of America Bulletin, v. 136, doi:10.1130/B38406.1 |  | CHN | Tibet
| No. 1 porphyry Cu-Au deposit (Xietongmen deposit), Xiongcun ore district | No. 1 deposit, Xiongcun ore district | Magmatic hydrothermal | Porphyry | Cu-Au porphyry | Cu, Au | Zn, Ag, Pb | Cu, Au, Zn, Ag, Pb | Lang et al., 2014; Tang et al., 2015; Wang et al., 2017 |  | 5062-334.7 | 5062-334.7-1 | underground mine |  |  |  |  | ore material | drill core | drill core | mineral separate | [5 empty] | mineralisation |  |  |  | pyrite, sphalerite, pyrrhotite, chalcopyrite, galena, quartz | Stage A: pyrite + sericite; Stage B: sphalerite + pyrrhotite + chalcopyrite + galena + quartz; Stage C: actinolite + epidote + chlorite + magnetite + quartz | polymetallic veins crosscutting porphyry-stage veins and alteration zones | Z1 |  |  |  | actinolite, epidote, chlorite, magnetite, sericite, calcite, acanthite-argentite, pyrargyrite, hessite, electrum | carbon-coated thin sections; polished sections | SEM-EDS, EMPA, LA-ICPMS, SIMS | JEOL IT300HR scanning electron microscope equipped with secondary electron, backscattered electron (BSE), and energy dispersive X-ray spectrometry (EDS) detectors; TESCAN MIRA3 field-emission scanning electron microprobe (FE-SEM) equipped with a panchromatic cathodoluminescence (CL) detector; TESCAN Integrated Mineral Analyzer (TIMA) system with a Mira-3 scanning electron microscope with four EDS (EDAX Element 30) detectors; JEOL JXA-8230 electron microprobe | Wuhan Sample Solution Analytical Technology Co., Ltd., Wuhan, China; Tuoyan Analytical Technology Co., Ltd., Guangzhou, China; Nanjing Hongchuang Geological Exploration Technology Service Co., Ltd., Nanjing, China | SEM: accelerating voltage of 15–20 kV, emission current of ~80 μA, takeoff angle ~35°, 4 μm to 5 μm beam diameter, working distance of ~10 mm; SEM-CL: acceleration voltage of 10 kV, beam current of 15 nA; TIMA: accelerating voltage of 25 kV, probe current of 9 nA, working distance of 15 mm, pixel spacing 3 μm, dot spacing 9 μm; EPMA: beam current not fully stated in excerpt | [5 empty] | 5 | [5 empty] | 136 |  | 5 |  | 1.6 | [5 empty] | 39.1 |  | 20 |  |  |  | 17 |  | 4.3 | [21 empty] | 0.5 | [11 empty] | 9 |  | 17 | [5 empty] | 1374 |  | 48.4 |  |  |  | 1.6 |  |  |  | 3.7 |  |  |  | 700 |  | 449.2 | [7 empty] | 85.5 | [9 empty] | 0.5 |  | 5 | [7 empty] | 2.1 |  | 36 |  | 0.5 | [5 empty] | 2.8 | [7 empty] | 0.5 |  | 55 |  | 1.4 |  | 6 |  |  |  | 8087 |  | 1.6 |  |  | 2025 | Xinghai Lang et al., Polymetallic veins—a possible bridge between porphyry and intermediate-sulfidation deposits, Geological Society of America Bulletin, v. 136, doi:10.1130/B38406.1 |  | CHN | Tibet
| No. 1 porphyry Cu-Au deposit (Xietongmen deposit), Xiongcun ore district | No. 1 deposit, Xiongcun ore district | Magmatic hydrothermal | Porphyry | Cu-Au porphyry | Cu, Au | Zn, Ag, Pb | Cu, Au, Zn, Ag, Pb | Lang et al., 2014; Tang et al., 2015; Wang et al., 2017 |  | 5062-375 | 5062-375-1 | underground mine |  |  |  |  | ore material | drill core | drill core | mineral separate | [5 empty] | mineralisation |  |  |  | pyrite, sphalerite, pyrrhotite, chalcopyrite, galena, quartz | Stage A: pyrite + sericite; Stage B: sphalerite + pyrrhotite + chalcopyrite + galena + quartz; Stage C: actinolite + epidote + chlorite + magnetite + quartz | polymetallic veins crosscutting porphyry-stage veins and alteration zones | Z1 |  |  |  | actinolite, epidote, chlorite, magnetite, sericite, calcite, acanthite-argentite, pyrargyrite, hessite, electrum | carbon-coated thin sections; polished sections | SEM-EDS, EMPA, LA-ICPMS, SIMS | JEOL IT300HR scanning electron microscope equipped with secondary electron, backscattered electron (BSE), and energy dispersive X-ray spectrometry (EDS) detectors; TESCAN MIRA3 field-emission scanning electron microprobe (FE-SEM) equipped with a panchromatic cathodoluminescence (CL) detector; TESCAN Integrated Mineral Analyzer (TIMA) system with a Mira-3 scanning electron microscope with four EDS (EDAX Element 30) detectors; JEOL JXA-8230 electron microprobe | Wuhan Sample Solution Analytical Technology Co., Ltd., Wuhan, China; Tuoyan Analytical Technology Co., Ltd., Guangzhou, China; Nanjing Hongchuang Geological Exploration Technology Service Co., Ltd., Nanjing, China | SEM: accelerating voltage of 15–20 kV, emission current of ~80 μA, takeoff angle ~35°, 4 μm to 5 μm beam diameter, working distance of ~10 mm; SEM-CL: acceleration voltage of 10 kV, beam current of 15 nA; TIMA: accelerating voltage of 25 kV, probe current of 9 nA, working distance of 15 mm, pixel spacing 3 μm, dot spacing 9 μm; EPMA: beam current not fully stated in excerpt | [5 empty] | 5 | [5 empty] | 253 |  | 5 |  | 0.7 | [5 empty] | 32.9 |  | 20 |  |  |  | 13 |  | 6.5 | [21 empty] | 0.5 | [11 empty] | 9 |  | 27.5 | [5 empty] | 1610 |  | 80.2 |  |  |  | 1.5 |  |  |  | 5.7 |  |  |  | 600 |  | 253.5 | [7 empty] | 101.6 | [9 empty] | 0.5 |  | 5 | [7 empty] | 0.8 |  | 63 |  | 0.5 | [5 empty] | 1.9 | [7 empty] | 0.5 |  | 45 |  | 2.9 |  | 7.6 |  |  |  | 7680 |  | 2.5 |  |  | 2025 | Xinghai Lang et al., Polymetallic veins—a possible bridge between porphyry and intermediate-sulfidation deposits, Geological Society of America Bulletin, v. 136, doi:10.1130/B38406.1 |  | CHN | Tibet
| No. 1 porphyry Cu-Au deposit (Xietongmen deposit), Xiongcun ore district | No. 1 deposit, Xiongcun ore district | Magmatic hydrothermal | Porphyry | Cu-Au porphyry | Cu, Au | Zn, Ag, Pb | Cu, Au, Zn, Ag, Pb | Lang et al., 2014; Tang et al., 2015; Wang et al., 2017 |  | 6068-242 | 6068-242-1 | underground mine |  |  |  |  | ore material | drill core | drill core | mineral separate | [5 empty] | mineralisation |  |  |  | pyrite, sphalerite, pyrrhotite, chalcopyrite, galena, quartz | Stage A: pyrite + sericite; Stage B: sphalerite + pyrrhotite + chalcopyrite + galena + quartz; Stage C: actinolite + epidote + chlorite + magnetite + quartz | polymetallic veins crosscutting porphyry-stage veins and alteration zones | Z1 |  |  |  | actinolite, epidote, chlorite, magnetite, sericite, calcite, acanthite-argentite, pyrargyrite, hessite, electrum | carbon-coated thin sections; polished sections | SEM-EDS, EMPA, LA-ICPMS, SIMS | JEOL IT300HR scanning electron microscope equipped with secondary electron, backscattered electron (BSE), and energy dispersive X-ray spectrometry (EDS) detectors; TESCAN MIRA3 field-emission scanning electron microprobe (FE-SEM) equipped with a panchromatic cathodoluminescence (CL) detector; TESCAN Integrated Mineral Analyzer (TIMA) system with a Mira-3 scanning electron microscope with four EDS (EDAX Element 30) detectors; JEOL JXA-8230 electron microprobe | Wuhan Sample Solution Analytical Technology Co., Ltd., Wuhan, China; Tuoyan Analytical Technology Co., Ltd., Guangzhou, China; Nanjing Hongchuang Geological Exploration Technology Service Co., Ltd., Nanjing, China | SEM: accelerating voltage of 15–20 kV, emission current of ~80 μA, takeoff angle ~35°, 4 μm to 5 μm beam diameter, working distance of ~10 mm; SEM-CL: acceleration voltage of 10 kV, beam current of 15 nA; TIMA: accelerating voltage of 25 kV, probe current of 9 nA, working distance of 15 mm, pixel spacing 3 μm, dot spacing 9 μm; EPMA: beam current not fully stated in excerpt | [5 empty] | 35 | [5 empty] | 287 |  | 5 |  | 1 | [5 empty] | 5.7 |  | 25 |  |  |  | 11 |  | 3.6 | [21 empty] | 0.5 | [11 empty] | 10 |  | 32.6 | [5 empty] | 1174 |  | 20.6 |  |  |  | 1.9 |  |  |  | 2 |  |  |  | 200 |  | 64 | [7 empty] | 159.3 | [9 empty] | 1.6 |  | 5 | [7 empty] | 1.4 |  | 36 |  | 0.5 | [5 empty] | 2.6 | [7 empty] | 0.5 |  | 44 |  | 1.6 |  | 3.6 |  |  |  | 1616 |  | 1.1 |  |  | 2025 | Xinghai Lang et al., Polymetallic veins—a possible bridge between porphyry and intermediate-sulfidation deposits, Geological Society of America Bulletin, v. 136, doi:10.1130/B38406.1 |  | CHN | Tibet
| No. 1 porphyry Cu-Au deposit (Xietongmen deposit), Xiongcun ore district | No. 1 deposit, Xiongcun ore district | Magmatic hydrothermal | Porphyry | Cu-Au porphyry | Cu, Au | Zn, Ag, Pb | Cu, Au, Zn, Ag, Pb | Lang et al., 2014; Tang et al., 2015; Wang et al., 2017 |  | 6070-318 | 6070-318-1 | underground mine |  |  |  |  | ore material | drill core | drill core | mineral separate | [5 empty] | mineralisation |  |  |  | pyrite, sphalerite, pyrrhotite, chalcopyrite, galena, quartz | Stage A: pyrite + sericite; Stage B: sphalerite + pyrrhotite + chalcopyrite + galena + quartz; Stage C: actinolite + epidote + chlorite + magnetite + quartz | polymetallic veins crosscutting porphyry-stage veins and alteration zones | Z1 |  |  |  | actinolite, epidote, chlorite, magnetite, sericite, calcite, acanthite-argentite, pyrargyrite, hessite, electrum | carbon-coated thin sections; polished sections | SEM-EDS, EMPA, LA-ICPMS, SIMS | JEOL IT300HR scanning electron microscope equipped with secondary electron, backscattered electron (BSE), and energy dispersive X-ray spectrometry (EDS) detectors; TESCAN MIRA3 field-emission scanning electron microprobe (FE-SEM) equipped with a panchromatic cathodoluminescence (CL) detector; TESCAN Integrated Mineral Analyzer (TIMA) system with a Mira-3 scanning electron microscope with four EDS (EDAX Element 30) detectors; JEOL JXA-8230 electron microprobe | Wuhan Sample Solution Analytical Technology Co., Ltd., Wuhan, China; Tuoyan Analytical Technology Co., Ltd., Guangzhou, China; Nanjing Hongchuang Geological Exploration Technology Service Co., Ltd., Nanjing, China | SEM: accelerating voltage of 15–20 kV, emission current of ~80 μA, takeoff angle ~35°, 4 μm to 5 μm beam diameter, working distance of ~10 mm; SEM-CL: acceleration voltage of 10 kV, beam current of 15 nA; TIMA: accelerating voltage of 25 kV, probe current of 9 nA, working distance of 15 mm, pixel spacing 3 μm, dot spacing 9 μm; EPMA: beam current not fully stated in excerpt | [5 empty] | 5 | [5 empty] | 258 |  | 5 |  | 3.6 | [5 empty] | 54 |  | 8 |  |  |  | 7 |  | 6.4 | [21 empty] | 0.5 | [11 empty] | 5 |  | 15.9 | [5 empty] | 1051 |  | 19.5 |  |  |  | 0.9 |  |  |  | 7.1 |  |  |  | 200 |  | 407.4 | [7 empty] | 3.9 | [9 empty] | 1.8 |  | 5 | [7 empty] | 0.8 |  | 998 |  | 0.5 | [5 empty] | 0.5 | [7 empty] | 0.5 |  | 35 |  | 1.4 |  | 5 |  |  |  | 8889 |  | 1.1 |  |  | 2025 | Xinghai Lang et al., Polymetallic veins—a possible bridge between porphyry and intermediate-sulfidation deposits, Geological Society of America Bulletin, v. 136, doi:10.1130/B38406.1 |  | CHN | Tibet
| No. 1 porphyry Cu-Au deposit (Xietongmen deposit), Xiongcun ore district | No. 1 deposit, Xiongcun ore district | Magmatic hydrothermal | Porphyry | Cu-Au porphyry | Cu, Au | Zn, Ag, Pb | Cu, Au, Zn, Ag, Pb | Lang et al., 2014; Tang et al., 2015; Wang et al., 2017 |  | 6070-360 | 6070-360-1 | underground mine |  |  |  |  | ore material | drill core | drill core | mineral separate | [5 empty] | mineralisation |  |  |  | pyrite, sphalerite, pyrrhotite, chalcopyrite, galena, quartz | Stage A: pyrite + sericite; Stage B: sphalerite + pyrrhotite + chalcopyrite + galena + quartz; Stage C: actinolite + epidote + chlorite + magnetite + quartz | polymetallic veins crosscutting porphyry-stage veins and alteration zones | Z1 |  |  |  | actinolite, epidote, chlorite, magnetite, sericite, calcite, acanthite-argentite, pyrargyrite, hessite, electrum | carbon-coated thin sections; polished sections | SEM-EDS, EMPA, LA-ICPMS, SIMS | JEOL IT300HR scanning electron microscope equipped with secondary electron, backscattered electron (BSE), and energy dispersive X-ray spectrometry (EDS) detectors; TESCAN MIRA3 field-emission scanning electron microprobe (FE-SEM) equipped with a panchromatic cathodoluminescence (CL) detector; TESCAN Integrated Mineral Analyzer (TIMA) system with a Mira-3 scanning electron microscope with four EDS (EDAX Element 30) detectors; JEOL JXA-8230 electron microprobe | Wuhan Sample Solution Analytical Technology Co., Ltd., Wuhan, China; Tuoyan Analytical Technology Co., Ltd., Guangzhou, China; Nanjing Hongchuang Geological Exploration Technology Service Co., Ltd., Nanjing, China | SEM: accelerating voltage of 15–20 kV, emission current of ~80 μA, takeoff angle ~35°, 4 μm to 5 μm beam diameter, working distance of ~10 mm; SEM-CL: acceleration voltage of 10 kV, beam current of 15 nA; TIMA: accelerating voltage of 25 kV, probe current of 9 nA, working distance of 15 mm, pixel spacing 3 μm, dot spacing 9 μm; EPMA: beam current not fully stated in excerpt | [5 empty] | 6 | [5 empty] | 86 |  | 5 |  | 0.5 | [5 empty] | 8.2 |  | 13 |  |  |  | 27 |  | 4.8 | [21 empty] | 0.5 | [11 empty] | 6 |  | 31.7 | [5 empty] | 1877 |  | 108.8 |  |  |  | 1.4 |  |  |  | 8 |  |  |  | 300 |  | 55.6 | [7 empty] | 32.7 | [9 empty] | 0.8 |  | 5 | [7 empty] | 1.7 |  | 55 |  | 0.5 | [5 empty] | 2.3 | [7 empty] | 0.5 |  | 45 |  | 1.4 |  | 6.5 |  |  |  | 1468 |  | 0.7 |  |  | 2025 | Xinghai Lang et al., Polymetallic veins—a possible bridge between porphyry and intermediate-sulfidation deposits, Geological Society of America Bulletin, v. 136, doi:10.1130/B38406.1 |  | CHN | Tibet
| No. 1 porphyry Cu-Au deposit (Xietongmen deposit), Xiongcun ore district | No. 1 deposit, Xiongcun ore district | Magmatic hydrothermal | Porphyry | Cu-Au porphyry | Cu, Au | Zn, Ag, Pb | Cu, Au, Zn, Ag, Pb | Lang et al., 2014; Tang et al., 2015; Wang et al., 2017 |  | 6070-380.9 | 6070-380.9-1 | underground mine |  |  |  |  | ore material | drill core | drill core | mineral separate | [5 empty] | mineralisation |  |  |  | pyrite, sphalerite, pyrrhotite, chalcopyrite, galena, quartz | Stage A: pyrite + sericite; Stage B: sphalerite + pyrrhotite + chalcopyrite + galena + quartz; Stage C: actinolite + epidote + chlorite + magnetite + quartz | polymetallic veins crosscutting porphyry-stage veins and alteration zones | Z1 |  |  |  | actinolite, epidote, chlorite, magnetite, sericite, calcite, acanthite-argentite, pyrargyrite, hessite, electrum | carbon-coated thin sections; polished sections | SEM-EDS, EMPA, LA-ICPMS, SIMS | JEOL IT300HR scanning electron microscope equipped with secondary electron, backscattered electron (BSE), and energy dispersive X-ray spectrometry (EDS) detectors; TESCAN MIRA3 field-emission scanning electron microprobe (FE-SEM) equipped with a panchromatic cathodoluminescence (CL) detector; TESCAN Integrated Mineral Analyzer (TIMA) system with a Mira-3 scanning electron microscope with four EDS (EDAX Element 30) detectors; JEOL JXA-8230 electron microprobe | Wuhan Sample Solution Analytical Technology Co., Ltd., Wuhan, China; Tuoyan Analytical Technology Co., Ltd., Guangzhou, China; Nanjing Hongchuang Geological Exploration Technology Service Co., Ltd., Nanjing, China | SEM: accelerating voltage of 15–20 kV, emission current of ~80 μA, takeoff angle ~35°, 4 μm to 5 μm beam diameter, working distance of ~10 mm; SEM-CL: acceleration voltage of 10 kV, beam current of 15 nA; TIMA: accelerating voltage of 25 kV, probe current of 9 nA, working distance of 15 mm, pixel spacing 3 μm, dot spacing 9 μm; EPMA: beam current not fully stated in excerpt | [5 empty] | 5 | [5 empty] | 212 |  | 5 |  | 0.5 | [5 empty] | 9.8 |  | 25 |  |  |  | 18 |  | 4.8 | [21 empty] | 0.5 | [11 empty] | 11 |  | 39.7 | [5 empty] | 1636 |  | 25.9 |  |  |  | 1.7 |  |  |  | 1.4 |  |  |  | 700 |  | 58.2 | [7 empty] | 90.2 | [9 empty] | 0.5 |  | 5 | [7 empty] | 1.3 |  | 102 |  | 0.5 | [5 empty] | 3 | [7 empty] | 0.5 |  | 36 |  | 0.7 |  | 9.4 |  |  |  | 1724 |  | 1.7 |  |  | 2025 | Xinghai Lang et al., Polymetallic veins—a possible bridge between porphyry and intermediate-sulfidation deposits, Geological Society of America Bulletin, v. 136, doi:10.1130/B38406.1 |  | CHN | Tibet
| No. 1 porphyry Cu-Au deposit (Xietongmen deposit), Xiongcun ore district | No. 1 deposit, Xiongcun ore district | Magmatic hydrothermal | Porphyry | Cu-Au porphyry | Cu, Au | Zn, Ag, Pb | Cu, Au, Zn, Ag, Pb | Lang et al., 2014; Tang et al., 2015; Wang et al., 2017 |  | 6073-208 | 6073-208-1 | underground mine |  |  |  |  | ore material | drill core | drill core | mineral separate | [5 empty] | mineralisation |  |  |  | pyrite, sphalerite, pyrrhotite, chalcopyrite, galena, quartz | Stage A: pyrite + sericite; Stage B: sphalerite + pyrrhotite + chalcopyrite + galena + quartz; Stage C: actinolite + epidote + chlorite + magnetite + quartz | polymetallic veins crosscutting porphyry-stage veins and alteration zones | Z1 |  |  |  | actinolite, epidote, chlorite, magnetite, sericite, calcite, acanthite-argentite, pyrargyrite, hessite, electrum | carbon-coated thin sections; polished sections | SEM-EDS, EMPA, LA-ICPMS, SIMS | JEOL IT300HR scanning electron microscope equipped with secondary electron, backscattered electron (BSE), and energy dispersive X-ray spectrometry (EDS) detectors; TESCAN MIRA3 field-emission scanning electron microprobe (FE-SEM) equipped with a panchromatic cathodoluminescence (CL) detector; TESCAN Integrated Mineral Analyzer (TIMA) system with a Mira-3 scanning electron microscope with four EDS (EDAX Element 30) detectors; JEOL JXA-8230 electron microprobe | Wuhan Sample Solution Analytical Technology Co., Ltd., Wuhan, China; Tuoyan Analytical Technology Co., Ltd., Guangzhou, China; Nanjing Hongchuang Geological Exploration Technology Service Co., Ltd., Nanjing, China | SEM: accelerating voltage of 15–20 kV, emission current of ~80 μA, takeoff angle ~35°, 4 μm to 5 μm beam diameter, working distance of ~10 mm; SEM-CL: acceleration voltage of 10 kV, beam current of 15 nA; TIMA: accelerating voltage of 25 kV, probe current of 9 nA, working distance of 15 mm, pixel spacing 3 μm, dot spacing 9 μm; EPMA: beam current not fully stated in excerpt | [5 empty] | 5 | [5 empty] | 351 |  | 5 |  | 0.8 | [5 empty] | 4.4 |  | 15 |  |  |  | 7 |  | 2.7 | [21 empty] | 0.5 | [11 empty] | 6 |  | 26.3 | [5 empty] | 1536 |  | 22.3 |  |  |  | 2.8 |  |  |  | 1 |  |  |  | 500 |  | 198.5 | [7 empty] | 66.4 | [9 empty] | 0.5 |  | 5 | [7 empty] | 1.7 |  | 112 |  | 0.5 | [5 empty] | 3.3 | [7 empty] | 0.5 |  | 34 |  | 1.1 |  | 4.4 |  |  |  | 725 |  | 4 |  |  | 2025 | Xinghai Lang et al., Polymetallic veins—a possible bridge between porphyry and intermediate-sulfidation deposits, Geological Society of America Bulletin, v. 136, doi:10.1130/B38406.1 |  | CHN | Tibet
| No. 1 porphyry Cu-Au deposit (Xietongmen deposit), Xiongcun ore district | No. 1 deposit, Xiongcun ore district | Magmatic hydrothermal | Porphyry | Cu-Au porphyry | Cu, Au | Zn, Ag, Pb | Cu, Au, Zn, Ag, Pb | Lang et al., 2014; Tang et al., 2015; Wang et al., 2017 |  | 6079-314 | 6079-314-1 | underground mine |  |  |  |  | ore material | drill core | drill core | mineral separate | [5 empty] | mineralisation |  |  |  | pyrite, sphalerite, pyrrhotite, chalcopyrite, galena, quartz | Stage A: pyrite + sericite; Stage B: sphalerite + pyrrhotite + chalcopyrite + galena + quartz; Stage C: actinolite + epidote + chlorite + magnetite + quartz | polymetallic veins crosscutting porphyry-stage veins and alteration zones | Z1 |  |  |  | actinolite, epidote, chlorite, magnetite, sericite, calcite, acanthite-argentite, pyrargyrite, hessite, electrum | carbon-coated thin sections; polished sections | SEM-EDS, EMPA, LA-ICPMS, SIMS | JEOL IT300HR scanning electron microscope equipped with secondary electron, backscattered electron (BSE), and energy dispersive X-ray spectrometry (EDS) detectors; TESCAN MIRA3 field-emission scanning electron microprobe (FE-SEM) equipped with a panchromatic cathodoluminescence (CL) detector; TESCAN Integrated Mineral Analyzer (TIMA) system with a Mira-3 scanning electron microscope with four EDS (EDAX Element 30) detectors; JEOL JXA-8230 electron microprobe | Wuhan Sample Solution Analytical Technology Co., Ltd., Wuhan, China; Tuoyan Analytical Technology Co., Ltd., Guangzhou, China; Nanjing Hongchuang Geological Exploration Technology Service Co., Ltd., Nanjing, China | SEM: accelerating voltage of 15–20 kV, emission current of ~80 μA, takeoff angle ~35°, 4 μm to 5 μm beam diameter, working distance of ~10 mm; SEM-CL: acceleration voltage of 10 kV, beam current of 15 nA; TIMA: accelerating voltage of 25 kV, probe current of 9 nA, working distance of 15 mm, pixel spacing 3 μm, dot spacing 9 μm; EPMA: beam current not fully stated in excerpt | [5 empty] | 8 | [5 empty] | 98 |  | 5 |  | 0.8 | [5 empty] | 225.1 |  | 5 |  |  |  | 15 |  | 4.6 | [21 empty] | 0.5 | [11 empty] | 5 |  | 33.5 | [5 empty] | 882 |  | 21.3 |  |  |  | 0.7 |  |  |  | 4.2 |  |  |  | 50 |  | 113.7 | [7 empty] | 35.1 | [9 empty] | 0.7 |  | 5 | [7 empty] | 6.7 |  | 32 |  | 0.5 | [5 empty] | 1.1 | [7 empty] | 0.5 |  | 40 |  | 3.5 |  | 4.2 |  |  |  | 31564 |  | 1.1 |  |  | 2025 | Xinghai Lang et al., Polymetallic veins—a possible bridge between porphyry and intermediate-sulfidation deposits, Geological Society of America Bulletin, v. 136, doi:10.1130/B38406.1 |  | CHN | Tibet
| No. 1 porphyry Cu-Au deposit (Xietongmen deposit), Xiongcun ore district | No. 1 deposit, Xiongcun ore district | Magmatic hydrothermal | Porphyry | Cu-Au porphyry | Cu, Au | Zn, Ag, Pb | Cu, Au, Zn, Ag, Pb | Lang et al., 2014; Tang et al., 2015; Wang et al., 2017 |  | 6079-322 | 6079-322-1 | underground mine |  |  |  |  | ore material | drill core | drill core | mineral separate | [5 empty] | mineralisation |  |  |  | pyrite, sphalerite, pyrrhotite, chalcopyrite, galena, quartz | Stage A: pyrite + sericite; Stage B: sphalerite + pyrrhotite + chalcopyrite + galena + quartz; Stage C: actinolite + epidote + chlorite + magnetite + quartz | polymetallic veins crosscutting porphyry-stage veins and alteration zones | Z1 |  |  |  | actinolite, epidote, chlorite, magnetite, sericite, calcite, acanthite-argentite, pyrargyrite, hessite, electrum | carbon-coated thin sections; polished sections | SEM-EDS, EMPA, LA-ICPMS, SIMS | JEOL IT300HR scanning electron microscope equipped with secondary electron, backscattered electron (BSE), and energy dispersive X-ray spectrometry (EDS) detectors; TESCAN MIRA3 field-emission scanning electron microprobe (FE-SEM) equipped with a panchromatic cathodoluminescence (CL) detector; TESCAN Integrated Mineral Analyzer (TIMA) system with a Mira-3 scanning electron microscope with four EDS (EDAX Element 30) detectors; JEOL JXA-8230 electron microprobe | Wuhan Sample Solution Analytical Technology Co., Ltd., Wuhan, China; Tuoyan Analytical Technology Co., Ltd., Guangzhou, China; Nanjing Hongchuang Geological Exploration Technology Service Co., Ltd., Nanjing, China | SEM: accelerating voltage of 15–20 kV, emission current of ~80 μA, takeoff angle ~35°, 4 μm to 5 μm beam diameter, working distance of ~10 mm; SEM-CL: acceleration voltage of 10 kV, beam current of 15 nA; TIMA: accelerating voltage of 25 kV, probe current of 9 nA, working distance of 15 mm, pixel spacing 3 μm, dot spacing 9 μm; EPMA: beam current not fully stated in excerpt | [5 empty] | 5 | [5 empty] | 91 |  | 5 |  | 0.7 | [5 empty] | 3.6 |  | 5 |  |  |  | 12 |  | 3.4 | [21 empty] | 0.5 | [11 empty] | 5 |  | 31.6 | [5 empty] | 883 |  | 6.6 |  |  |  | 0.9 |  |  |  | 5.3 |  |  |  | 50 |  | 76.8 | [7 empty] | 17.7 | [9 empty] | 0.8 |  | 5 | [7 empty] | 4 |  | 42 |  | 0.5 | [5 empty] | 0.5 | [7 empty] | 0.5 |  | 46 |  | 0.9 |  | 1.9 |  |  |  | 784 |  | 1.5 |  |  | 2025 | Xinghai Lang et al., Polymetallic veins—a possible bridge between porphyry and intermediate-sulfidation deposits, Geological Society of America Bulletin, v. 136, doi:10.1130/B38406.1 |  | CHN | Tibet
| No. 1 porphyry Cu-Au deposit (Xietongmen deposit), Xiongcun ore district | No. 1 deposit, Xiongcun ore district | Magmatic hydrothermal | Porphyry | Cu-Au porphyry | Cu, Au | Zn, Ag, Pb | Cu, Au, Zn, Ag, Pb | Lang et al., 2014; Tang et al., 2015; Wang et al., 2017 |  | 5018-57 | 5018-57-1 | underground mine |  |  |  |  | ore material | drill core | drill core | mineral separate | [5 empty] | mineralisation |  |  |  | pyrite, sphalerite, pyrrhotite, chalcopyrite, galena, quartz | Stage A: pyrite + sericite; Stage B: sphalerite + pyrrhotite + chalcopyrite + galena + quartz; Stage C: actinolite + epidote + chlorite + magnetite + quartz | polymetallic veins crosscutting porphyry-stage veins and alteration zones | Z1 |  |  |  | actinolite, epidote, chlorite, magnetite, sericite, calcite, acanthite-argentite, pyrargyrite, hessite, electrum | carbon-coated thin sections; polished sections | SEM-EDS, EMPA, LA-ICPMS, SIMS | JEOL IT300HR scanning electron microscope equipped with secondary electron, backscattered electron (BSE), and energy dispersive X-ray spectrometry (EDS) detectors; TESCAN MIRA3 field-emission scanning electron microprobe (FE-SEM) equipped with a panchromatic cathodoluminescence (CL) detector; TESCAN Integrated Mineral Analyzer (TIMA) system with a Mira-3 scanning electron microscope with four EDS (EDAX Element 30) detectors; JEOL JXA-8230 electron microprobe | Wuhan Sample Solution Analytical Technology Co., Ltd., Wuhan, China; Tuoyan Analytical Technology Co., Ltd., Guangzhou, China; Nanjing Hongchuang Geological Exploration Technology Service Co., Ltd., Nanjing, China | SEM: accelerating voltage of 15–20 kV, emission current of ~80 μA, takeoff angle ~35°, 4 μm to 5 μm beam diameter, working distance of ~10 mm; SEM-CL: acceleration voltage of 10 kV, beam current of 15 nA; TIMA: accelerating voltage of 25 kV, probe current of 9 nA, working distance of 15 mm, pixel spacing 3 μm, dot spacing 9 μm; EPMA: beam current not fully stated in excerpt | [5 empty] | 26 | [5 empty] | 150 |  | 5 |  | 1.8 | [5 empty] | 49.2 |  | 11 |  |  |  | 15 |  | 10 | [21 empty] | 0.5 | [11 empty] | 5 |  | 13 | [5 empty] | 865 |  | 11 |  |  |  | 1 |  |  |  | 6 |  |  |  | 1190 |  | 228 | [7 empty] | 42 | [9 empty] | 1.3 |  | 5 | [7 empty] | 4 |  | 24 |  | 1 | [5 empty] | 1 | [7 empty] | 0.1 |  | 44 |  | 2.7 |  | 4 |  |  |  | 6585 |  | 1 |  |  | 2025 | Xinghai Lang et al., Polymetallic veins—a possible bridge between porphyry and intermediate-sulfidation deposits, Geological Society of America Bulletin, v. 136, doi:10.1130/B38406.1 |  | CHN | Tibet
| No. 1 porphyry Cu-Au deposit (Xietongmen deposit), Xiongcun ore district | No. 1 deposit, Xiongcun ore district | Magmatic hydrothermal | Porphyry | Cu-Au porphyry | Cu, Au | Zn, Ag, Pb | Cu, Au, Zn, Ag, Pb | Lang et al., 2014; Tang et al., 2015; Wang et al., 2017 |  | 5027-335 | 5027-335-1 | underground mine |  |  |  |  | ore material | drill core | drill core | mineral separate | [5 empty] | mineralisation |  |  |  | pyrite, sphalerite, pyrrhotite, chalcopyrite, galena, quartz | Stage A: pyrite + sericite; Stage B: sphalerite + pyrrhotite + chalcopyrite + galena + quartz; Stage C: actinolite + epidote + chlorite + magnetite + quartz | polymetallic veins crosscutting porphyry-stage veins and alteration zones | Z1 |  |  |  | actinolite, epidote, chlorite, magnetite, sericite, calcite, acanthite-argentite, pyrargyrite, hessite, electrum | carbon-coated thin sections; polished sections | SEM-EDS, EMPA, LA-ICPMS, SIMS | JEOL IT300HR scanning electron microscope equipped with secondary electron, backscattered electron (BSE), and energy dispersive X-ray spectrometry (EDS) detectors; TESCAN MIRA3 field-emission scanning electron microprobe (FE-SEM) equipped with a panchromatic cathodoluminescence (CL) detector; TESCAN Integrated Mineral Analyzer (TIMA) system with a Mira-3 scanning electron microscope with four EDS (EDAX Element 30) detectors; JEOL JXA-8230 electron microprobe | Wuhan Sample Solution Analytical Technology Co., Ltd., Wuhan, China; Tuoyan Analytical Technology Co., Ltd., Guangzhou, China; Nanjing Hongchuang Geological Exploration Technology Service Co., Ltd., Nanjing, China | SEM: accelerating voltage of 15–20 kV, emission current of ~80 μA, takeoff angle ~35°, 4 μm to 5 μm beam diameter, working distance of ~10 mm; SEM-CL: acceleration voltage of 10 kV, beam current of 15 nA; TIMA: accelerating voltage of 25 kV, probe current of 9 nA, working distance of 15 mm, pixel spacing 3 μm, dot spacing 9 μm; EPMA: beam current not fully stated in excerpt | [5 empty] | 12 | [5 empty] | 84 |  | 5 |  | 1.5 | [5 empty] | 13.1 |  | 5 |  |  |  | 22 |  | 7.3 | [21 empty] | 0.5 | [11 empty] | 2.4 |  | 31.2 | [5 empty] | 825 |  | 4.6 |  |  |  | 1.3 |  |  |  | 4.5 |  |  |  | 300 |  | 50.4 | [7 empty] | 29.4 | [9 empty] | 0.9 |  | 5 | [7 empty] | 1.8 |  | 59 |  | 0.5 | [5 empty] | 0.9 | [7 empty] | 0.5 |  | 45 |  | 1.2 |  | 4.9 |  |  |  | 2130 |  | 0.7 |  |  | 2025 | Xinghai Lang et al., Polymetallic veins—a possible bridge between porphyry and intermediate-sulfidation deposits, Geological Society of America Bulletin, v. 136, doi:10.1130/B38406.1 |  | CHN | Tibet
| No. 1 porphyry Cu-Au deposit (Xietongmen deposit), Xiongcun ore district | No. 1 deposit, Xiongcun ore district | Magmatic hydrothermal | Porphyry | Cu-Au porphyry | Cu, Au | Zn, Ag, Pb | Cu, Au, Zn, Ag, Pb | Lang et al., 2014; Tang et al., 2015; Wang et al., 2017 |  | 6182-387.2 | 6182-387.2-1 | underground mine |  |  |  |  | ore material | drill core | drill core | mineral separate | [5 empty] | mineralisation |  |  |  | pyrite, sphalerite, pyrrhotite, chalcopyrite, galena, quartz | Stage A: pyrite + sericite; Stage B: sphalerite + pyrrhotite + chalcopyrite + galena + quartz; Stage C: actinolite + epidote + chlorite + magnetite + quartz | polymetallic veins crosscutting porphyry-stage veins and alteration zones | Z1 |  |  |  | actinolite, epidote, chlorite, magnetite, sericite, calcite, acanthite-argentite, pyrargyrite, hessite, electrum | carbon-coated thin sections; polished sections | SEM-EDS, EMPA, LA-ICPMS, SIMS | JEOL IT300HR scanning electron microscope equipped with secondary electron, backscattered electron (BSE), and energy dispersive X-ray spectrometry (EDS) detectors; TESCAN MIRA3 field-emission scanning electron microprobe (FE-SEM) equipped with a panchromatic cathodoluminescence (CL) detector; TESCAN Integrated Mineral Analyzer (TIMA) system with a Mira-3 scanning electron microscope with four EDS (EDAX Element 30) detectors; JEOL JXA-8230 electron microprobe | Wuhan Sample Solution Analytical Technology Co., Ltd., Wuhan, China; Tuoyan Analytical Technology Co., Ltd., Guangzhou, China; Nanjing Hongchuang Geological Exploration Technology Service Co., Ltd., Nanjing, China | SEM: accelerating voltage of 15–20 kV, emission current of ~80 μA, takeoff angle ~35°, 4 μm to 5 μm beam diameter, working distance of ~10 mm; SEM-CL: acceleration voltage of 10 kV, beam current of 15 nA; TIMA: accelerating voltage of 25 kV, probe current of 9 nA, working distance of 15 mm, pixel spacing 3 μm, dot spacing 9 μm; EPMA: beam current not fully stated in excerpt | [5 empty] | 12 | [5 empty] | 138 |  | 5 |  | 2 | [5 empty] | 57 |  | 6 |  |  |  | 16 |  | 2.4 | [21 empty] | 0.5 | [11 empty] | 5 |  | 35.8 | [5 empty] | 1834 |  | 12.2 |  |  |  | 1.4 |  |  |  | 2.6 |  |  |  | 800 |  | 425.4 | [7 empty] | 32.2 | [9 empty] | 0.5 |  | 5 | [7 empty] | 1.6 |  | 24 |  | 0.5 | [5 empty] | 1.7 | [7 empty] | 0.5 |  | 62 |  | 3 |  | 6.3 |  |  |  | 7988 |  | 1 |  |  | 2025 | Xinghai Lang et al., Polymetallic veins—a possible bridge between porphyry and intermediate-sulfidation deposits, Geological Society of America Bulletin, v. 136, doi:10.1130/B38406.1 |  | CHN | Tibet
| No. 1 porphyry Cu-Au deposit (Xietongmen deposit), Xiongcun ore district | No. 1 deposit, Xiongcun ore district | Magmatic hydrothermal | Porphyry | Cu-Au porphyry | Cu, Au | Zn, Ag, Pb | Cu, Au, Zn, Ag, Pb | Lang et al., 2014; Tang et al., 2015; Wang et al., 2017 |  | 5015-156 | 5015-156-1 | underground mine |  |  |  |  | ore material | drill core | drill core | mineral separate | [5 empty] | mineralisation |  |  |  | pyrite, sphalerite, pyrrhotite, chalcopyrite, galena, quartz | Stage A: pyrite + sericite; Stage B: sphalerite + pyrrhotite + chalcopyrite + galena + quartz; Stage C: actinolite + epidote + chlorite + magnetite + quartz | polymetallic veins crosscutting porphyry-stage veins and alteration zones | Z1 |  |  |  | actinolite, epidote, chlorite, magnetite, sericite, calcite, acanthite-argentite, pyrargyrite, hessite, electrum | carbon-coated thin sections; polished sections | SEM-EDS, EMPA, LA-ICPMS, SIMS | JEOL IT300HR scanning electron microscope equipped with secondary electron, backscattered electron (BSE), and energy dispersive X-ray spectrometry (EDS) detectors; TESCAN MIRA3 field-emission scanning electron microprobe (FE-SEM) equipped with a panchromatic cathodoluminescence (CL) detector; TESCAN Integrated Mineral Analyzer (TIMA) system with a Mira-3 scanning electron microscope with four EDS (EDAX Element 30) detectors; JEOL JXA-8230 electron microprobe | Wuhan Sample Solution Analytical Technology Co., Ltd., Wuhan, China; Tuoyan Analytical Technology Co., Ltd., Guangzhou, China; Nanjing Hongchuang Geological Exploration Technology Service Co., Ltd., Nanjing, China | SEM: accelerating voltage of 15–20 kV, emission current of ~80 μA, takeoff angle ~35°, 4 μm to 5 μm beam diameter, working distance of ~10 mm; SEM-CL: acceleration voltage of 10 kV, beam current of 15 nA; TIMA: accelerating voltage of 25 kV, probe current of 9 nA, working distance of 15 mm, pixel spacing 3 μm, dot spacing 9 μm; EPMA: beam current not fully stated in excerpt | [5 empty] | 18 | [5 empty] | 133 |  | 5 |  | 1.2 | [5 empty] | 86.8 |  | 10 |  |  |  | 18 |  | 6 | [21 empty] | 0.5 | [11 empty] | 5 |  | 23 | [5 empty] | 289 |  | 17 |  |  |  | 1 |  |  |  | 2 |  |  |  | 340 |  | 742 | [7 empty] | 32 | [9 empty] | 2.6 |  | 5 | [7 empty] | 3 |  | 54 |  | 1 | [5 empty] | 1 | [7 empty] | 0.1 |  | 56 |  | 1.9 |  | 3 |  |  |  | 14413 |  | 2 |  |  | 2025 | Xinghai Lang et al., Polymetallic veins—a possible bridge between porphyry and intermediate-sulfidation deposits, Geological Society of America Bulletin, v. 136, doi:10.1130/B38406.1 |  | CHN | Tibet
| No. 1 porphyry Cu-Au deposit (Xietongmen deposit), Xiongcun ore district | No. 1 deposit, Xiongcun ore district | Magmatic hydrothermal | Porphyry | Cu-Au porphyry | Cu, Au | Zn, Ag, Pb | Cu, Au, Zn, Ag, Pb | Lang et al., 2014; Tang et al., 2015; Wang et al., 2017 |  | 5020-273 | 5020-273-1 | underground mine |  |  |  |  | ore material | drill core | drill core | mineral separate | [5 empty] | mineralisation |  |  |  | pyrite, sphalerite, pyrrhotite, chalcopyrite, galena, quartz | Stage A: pyrite + sericite; Stage B: sphalerite + pyrrhotite + chalcopyrite + galena + quartz; Stage C: actinolite + epidote + chlorite + magnetite + quartz | polymetallic veins crosscutting porphyry-stage veins and alteration zones | Z1 |  |  |  | actinolite, epidote, chlorite, magnetite, sericite, calcite, acanthite-argentite, pyrargyrite, hessite, electrum | carbon-coated thin sections; polished sections | SEM-EDS, EMPA, LA-ICPMS, SIMS | JEOL IT300HR scanning electron microscope equipped with secondary electron, backscattered electron (BSE), and energy dispersive X-ray spectrometry (EDS) detectors; TESCAN MIRA3 field-emission scanning electron microprobe (FE-SEM) equipped with a panchromatic cathodoluminescence (CL) detector; TESCAN Integrated Mineral Analyzer (TIMA) system with a Mira-3 scanning electron microscope with four EDS (EDAX Element 30) detectors; JEOL JXA-8230 electron microprobe | Wuhan Sample Solution Analytical Technology Co., Ltd., Wuhan, China; Tuoyan Analytical Technology Co., Ltd., Guangzhou, China; Nanjing Hongchuang Geological Exploration Technology Service Co., Ltd., Nanjing, China | SEM: accelerating voltage of 15–20 kV, emission current of ~80 μA, takeoff angle ~35°, 4 μm to 5 μm beam diameter, working distance of ~10 mm; SEM-CL: acceleration voltage of 10 kV, beam current of 15 nA; TIMA: accelerating voltage of 25 kV, probe current of 9 nA, working distance of 15 mm, pixel spacing 3 μm, dot spacing 9 μm; EPMA: beam current not fully stated in excerpt | [5 empty] | 26 | [5 empty] | 27 |  | 5 |  | 1.6 | [5 empty] | 97 |  | 5 |  |  |  | 18 |  | 2 | [21 empty] | 0.5 | [11 empty] | 2 |  | 11 | [5 empty] | 627 |  | 21 |  |  |  | 1 |  |  |  | 4 |  |  |  | 5 |  | 323 | [7 empty] | 13 | [9 empty] | 1.9 |  | 5 | [7 empty] | 3 |  | 14 |  | 1 | [5 empty] | 1 | [7 empty] | 0.1 |  | 40 |  | 0.9 |  | 2 |  |  |  | 18939 |  | 1 |  |  | 2025 | Xinghai Lang et al., Polymetallic veins—a possible bridge between porphyry and intermediate-sulfidation deposits, Geological Society of America Bulletin, v. 136, doi:10.1130/B38406.1 |  | CHN | Tibet
| No. 1 porphyry Cu-Au deposit (Xietongmen deposit), Xiongcun ore district | No. 1 deposit, Xiongcun ore district | Magmatic hydrothermal | Porphyry | Cu-Au porphyry | Cu, Au | Zn, Ag, Pb | Cu, Au, Zn, Ag, Pb | Lang et al., 2014; Tang et al., 2015; Wang et al., 2017 |  | 5001-84.8 | 5001-84.8-1 | underground mine |  |  |  |  | ore material | drill core | drill core | mineral separate | [5 empty] | mineralisation |  |  |  | pyrite, sphalerite, pyrrhotite, chalcopyrite, galena, quartz | Stage A: pyrite + sericite; Stage B: sphalerite + pyrrhotite + chalcopyrite + galena + quartz; Stage C: actinolite + epidote + chlorite + magnetite + quartz | polymetallic veins crosscutting porphyry-stage veins and alteration zones | Z2 |  |  |  | actinolite, epidote, chlorite, magnetite, sericite, calcite, acanthite-argentite, pyrargyrite, hessite, electrum | carbon-coated thin sections; polished sections | SEM-EDS, EMPA, LA-ICPMS, SIMS | JEOL IT300HR scanning electron microscope equipped with secondary electron, backscattered electron (BSE), and energy dispersive X-ray spectrometry (EDS) detectors; TESCAN MIRA3 field-emission scanning electron microprobe (FE-SEM) equipped with a panchromatic cathodoluminescence (CL) detector; TESCAN Integrated Mineral Analyzer (TIMA) system with a Mira-3 scanning electron microscope with four EDS (EDAX Element 30) detectors; JEOL JXA-8230 electron microprobe | Wuhan Sample Solution Analytical Technology Co., Ltd., Wuhan, China; Tuoyan Analytical Technology Co., Ltd., Guangzhou, China; Nanjing Hongchuang Geological Exploration Technology Service Co., Ltd., Nanjing, China | SEM: accelerating voltage of 15–20 kV, emission current of ~80 μA, takeoff angle ~35°, 4 μm to 5 μm beam diameter, working distance of ~10 mm; SEM-CL: acceleration voltage of 10 kV, beam current of 15 nA; TIMA: accelerating voltage of 25 kV, probe current of 9 nA, working distance of 15 mm, pixel spacing 3 μm, dot spacing 9 μm; EPMA: beam current not fully stated in excerpt | [5 empty] | 32 | [5 empty] | 18 |  | 5 |  | 16.2 | [5 empty] | 649.1 |  | 13 |  |  |  | 9 |  | 33 | [21 empty] | 0.5 | [11 empty] | 7 |  | 38 | [5 empty] | 4475 |  | 200 |  |  |  | 1 |  |  |  | 11 |  |  |  | 960 |  | 466 | [7 empty] | 8 | [9 empty] | 3.6 |  | 5 | [7 empty] | 8 |  | 148 |  | 1 | [5 empty] | 1 | [7 empty] | 0.1 |  | 36 |  | 7.7 |  | 13 |  |  |  | 102585 |  | 1 |  |  | 2025 | Xinghai Lang et al., Polymetallic veins—a possible bridge between porphyry and intermediate-sulfidation deposits, Geological Society of America Bulletin, v. 136, doi:10.1130/B38406.1 |  | CHN | Tibet
| No. 1 porphyry Cu-Au deposit (Xietongmen deposit), Xiongcun ore district | No. 1 deposit, Xiongcun ore district | Magmatic hydrothermal | Porphyry | Cu-Au porphyry | Cu, Au | Zn, Ag, Pb | Cu, Au, Zn, Ag, Pb | Lang et al., 2014; Tang et al., 2015; Wang et al., 2017 |  | 5004-105.8 | 5004-105.8-1 | underground mine |  |  |  |  | ore material | drill core | drill core | mineral separate | [5 empty] | mineralisation |  |  |  | pyrite, sphalerite, pyrrhotite, chalcopyrite, galena, quartz | Stage A: pyrite + sericite; Stage B: sphalerite + pyrrhotite + chalcopyrite + galena + quartz; Stage C: actinolite + epidote + chlorite + magnetite + quartz | polymetallic veins crosscutting porphyry-stage veins and alteration zones | Z2 |  |  |  | actinolite, epidote, chlorite, magnetite, sericite, calcite, acanthite-argentite, pyrargyrite, hessite, electrum | carbon-coated thin sections; polished sections | SEM-EDS, EMPA, LA-ICPMS, SIMS | JEOL IT300HR scanning electron microscope equipped with secondary electron, backscattered electron (BSE), and energy dispersive X-ray spectrometry (EDS) detectors; TESCAN MIRA3 field-emission scanning electron microprobe (FE-SEM) equipped with a panchromatic cathodoluminescence (CL) detector; TESCAN Integrated Mineral Analyzer (TIMA) system with a Mira-3 scanning electron microscope with four EDS (EDAX Element 30) detectors; JEOL JXA-8230 electron microprobe | Wuhan Sample Solution Analytical Technology Co., Ltd., Wuhan, China; Tuoyan Analytical Technology Co., Ltd., Guangzhou, China; Nanjing Hongchuang Geological Exploration Technology Service Co., Ltd., Nanjing, China | SEM: accelerating voltage of 15–20 kV, emission current of ~80 μA, takeoff angle ~35°, 4 μm to 5 μm beam diameter, working distance of ~10 mm; SEM-CL: acceleration voltage of 10 kV, beam current of 15 nA; TIMA: accelerating voltage of 25 kV, probe current of 9 nA, working distance of 15 mm, pixel spacing 3 μm, dot spacing 9 μm; EPMA: beam current not fully stated in excerpt | [5 empty] | 13 | [5 empty] | 351 |  | 5 |  | 2.8 | [5 empty] | 196.5 |  | 13 |  |  |  | 16 |  | 6 | [21 empty] | 0.5 | [11 empty] | 6 |  | 58 | [5 empty] | 728 |  | 26 |  |  |  | 1 |  |  |  | 7 |  |  |  | 630 |  | 1317 | [7 empty] | 50 | [9 empty] | 1.9 |  | 5 | [7 empty] | 3 |  | 66 |  | 1 | [5 empty] | 2 | [7 empty] | 0.1 |  | 46 |  | 7 |  | 7 |  |  |  | 31421 |  | 1 |  |  | 2025 | Xinghai Lang et al., Polymetallic veins—a possible bridge between porphyry and intermediate-sulfidation deposits, Geological Society of America Bulletin, v. 136, doi:10.1130/B38406.1 |  | CHN | Tibet
| No. 1 porphyry Cu-Au deposit (Xietongmen deposit), Xiongcun ore district | No. 1 deposit, Xiongcun ore district | Magmatic hydrothermal | Porphyry | Cu-Au porphyry | Cu, Au | Zn, Ag, Pb | Cu, Au, Zn, Ag, Pb | Lang et al., 2014; Tang et al., 2015; Wang et al., 2017 |  | 5004-242 | 5004-242-1 | underground mine |  |  |  |  | ore material | drill core | drill core | mineral separate | [5 empty] | mineralisation |  |  |  | pyrite, sphalerite, pyrrhotite, chalcopyrite, galena, quartz | Stage A: pyrite + sericite; Stage B: sphalerite + pyrrhotite + chalcopyrite + galena + quartz; Stage C: actinolite + epidote + chlorite + magnetite + quartz | polymetallic veins crosscutting porphyry-stage veins and alteration zones | Z2 |  |  |  | actinolite, epidote, chlorite, magnetite, sericite, calcite, acanthite-argentite, pyrargyrite, hessite, electrum | carbon-coated thin sections; polished sections | SEM-EDS, EMPA, LA-ICPMS, SIMS | JEOL IT300HR scanning electron microscope equipped with secondary electron, backscattered electron (BSE), and energy dispersive X-ray spectrometry (EDS) detectors; TESCAN MIRA3 field-emission scanning electron microprobe (FE-SEM) equipped with a panchromatic cathodoluminescence (CL) detector; TESCAN Integrated Mineral Analyzer (TIMA) system with a Mira-3 scanning electron microscope with four EDS (EDAX Element 30) detectors; JEOL JXA-8230 electron microprobe | Wuhan Sample Solution Analytical Technology Co., Ltd., Wuhan, China; Tuoyan Analytical Technology Co., Ltd., Guangzhou, China; Nanjing Hongchuang Geological Exploration Technology Service Co., Ltd., Nanjing, China | SEM: accelerating voltage of 15–20 kV, emission current of ~80 μA, takeoff angle ~35°, 4 μm to 5 μm beam diameter, working distance of ~10 mm; SEM-CL: acceleration voltage of 10 kV, beam current of 15 nA; TIMA: accelerating voltage of 25 kV, probe current of 9 nA, working distance of 15 mm, pixel spacing 3 μm, dot spacing 9 μm; EPMA: beam current not fully stated in excerpt | [5 empty] | 5 | [5 empty] | 219 |  | 5 |  | 1.7 | [5 empty] | 13.2 |  | 22 |  |  |  | 13 |  | 2 | [21 empty] | 0.5 | [11 empty] | 11 |  | 14 | [5 empty] | 974 |  | 14 |  |  |  | 2 |  |  |  | 2 |  |  |  | 510 |  | 448 | [7 empty] | 107 | [9 empty] | 0.8 |  | 5 | [7 empty] | 2 |  | 52 |  | 1 | [5 empty] | 2 | [7 empty] | 0.1 |  | 36 |  | 1 |  | 5 |  |  |  | 2826 |  | 1 |  |  | 2025 | Xinghai Lang et al., Polymetallic veins—a possible bridge between porphyry and intermediate-sulfidation deposits, Geological Society of America Bulletin, v. 136, doi:10.1130/B38406.1 |  | CHN | Tibet
| No. 1 porphyry Cu-Au deposit (Xietongmen deposit), Xiongcun ore district | No. 1 deposit, Xiongcun ore district | Magmatic hydrothermal | Porphyry | Cu-Au porphyry | Cu, Au | Zn, Ag, Pb | Cu, Au, Zn, Ag, Pb | Lang et al., 2014; Tang et al., 2015; Wang et al., 2017 |  | 5005-104 | 5005-104-1 | underground mine |  |  |  |  | ore material | drill core | drill core | mineral separate | [5 empty] | mineralisation |  |  |  | pyrite, sphalerite, pyrrhotite, chalcopyrite, galena, quartz | Stage A: pyrite + sericite; Stage B: sphalerite + pyrrhotite + chalcopyrite + galena + quartz; Stage C: actinolite + epidote + chlorite + magnetite + quartz | polymetallic veins crosscutting porphyry-stage veins and alteration zones | Z2 |  |  |  | actinolite, epidote, chlorite, magnetite, sericite, calcite, acanthite-argentite, pyrargyrite, hessite, electrum | carbon-coated thin sections; polished sections | SEM-EDS, EMPA, LA-ICPMS, SIMS | JEOL IT300HR scanning electron microscope equipped with secondary electron, backscattered electron (BSE), and energy dispersive X-ray spectrometry (EDS) detectors; TESCAN MIRA3 field-emission scanning electron microprobe (FE-SEM) equipped with a panchromatic cathodoluminescence (CL) detector; TESCAN Integrated Mineral Analyzer (TIMA) system with a Mira-3 scanning electron microscope with four EDS (EDAX Element 30) detectors; JEOL JXA-8230 electron microprobe | Wuhan Sample Solution Analytical Technology Co., Ltd., Wuhan, China; Tuoyan Analytical Technology Co., Ltd., Guangzhou, China; Nanjing Hongchuang Geological Exploration Technology Service Co., Ltd., Nanjing, China | SEM: accelerating voltage of 15–20 kV, emission current of ~80 μA, takeoff angle ~35°, 4 μm to 5 μm beam diameter, working distance of ~10 mm; SEM-CL: acceleration voltage of 10 kV, beam current of 15 nA; TIMA: accelerating voltage of 25 kV, probe current of 9 nA, working distance of 15 mm, pixel spacing 3 μm, dot spacing 9 μm; EPMA: beam current not fully stated in excerpt | [5 empty] | 5 | [5 empty] | 273 |  | 5 |  | 1 | [5 empty] | 13.3 |  | 30 |  |  |  | 15 |  | 3 | [21 empty] | 0.5 | [11 empty] | 14 |  | 16 | [5 empty] | 696 |  | 18 |  |  |  | 2 |  |  |  | 3 |  |  |  | 830 |  | 205 | [7 empty] | 124 | [9 empty] | 1.3 |  | 7 | [7 empty] | 7 |  | 81 |  | 1 | [5 empty] | 3 | [7 empty] | 0.3 |  | 57 |  | 0.7 |  | 7 |  |  |  | 1963 |  | 2 |  |  | 2025 | Xinghai Lang et al., Polymetallic veins—a possible bridge between porphyry and intermediate-sulfidation deposits, Geological Society of America Bulletin, v. 136, doi:10.1130/B38406.1 |  | CHN | Tibet
| No. 1 porphyry Cu-Au deposit (Xietongmen deposit), Xiongcun ore district | No. 1 deposit, Xiongcun ore district | Magmatic hydrothermal | Porphyry | Cu-Au porphyry | Cu, Au | Zn, Ag, Pb | Cu, Au, Zn, Ag, Pb | Lang et al., 2014; Tang et al., 2015; Wang et al., 2017 |  | 5005-143.2 | 5005-143.2-1 | underground mine |  |  |  |  | ore material | drill core | drill core | mineral separate | [5 empty] | mineralisation |  |  |  | pyrite, sphalerite, pyrrhotite, chalcopyrite, galena, quartz | Stage A: pyrite + sericite; Stage B: sphalerite + pyrrhotite + chalcopyrite + galena + quartz; Stage C: actinolite + epidote + chlorite + magnetite + quartz | polymetallic veins crosscutting porphyry-stage veins and alteration zones | Z2 |  |  |  | actinolite, epidote, chlorite, magnetite, sericite, calcite, acanthite-argentite, pyrargyrite, hessite, electrum | carbon-coated thin sections; polished sections | SEM-EDS, EMPA, LA-ICPMS, SIMS | JEOL IT300HR scanning electron microscope equipped with secondary electron, backscattered electron (BSE), and energy dispersive X-ray spectrometry (EDS) detectors; TESCAN MIRA3 field-emission scanning electron microprobe (FE-SEM) equipped with a panchromatic cathodoluminescence (CL) detector; TESCAN Integrated Mineral Analyzer (TIMA) system with a Mira-3 scanning electron microscope with four EDS (EDAX Element 30) detectors; JEOL JXA-8230 electron microprobe | Wuhan Sample Solution Analytical Technology Co., Ltd., Wuhan, China; Tuoyan Analytical Technology Co., Ltd., Guangzhou, China; Nanjing Hongchuang Geological Exploration Technology Service Co., Ltd., Nanjing, China | SEM: accelerating voltage of 15–20 kV, emission current of ~80 μA, takeoff angle ~35°, 4 μm to 5 μm beam diameter, working distance of ~10 mm; SEM-CL: acceleration voltage of 10 kV, beam current of 15 nA; TIMA: accelerating voltage of 25 kV, probe current of 9 nA, working distance of 15 mm, pixel spacing 3 μm, dot spacing 9 μm; EPMA: beam current not fully stated in excerpt | [5 empty] | 9 | [5 empty] | 286 |  | 5 |  | 0.6 | [5 empty] | 18 |  | 30 |  |  |  | 10 |  | 2 | [21 empty] | 0.5 | [11 empty] | 13 |  | 9 | [5 empty] | 1144 |  | 19 |  |  |  | 2 |  |  |  | 2 |  |  |  | 820 |  | 146 | [7 empty] | 133 | [9 empty] | 1.1 |  | 6 | [7 empty] | 1 |  | 60 |  | 1 | [5 empty] | 3 | [7 empty] | 0.3 |  | 55 |  | 0.5 |  | 6 |  |  |  | 3683 |  | 2 |  |  | 2025 | Xinghai Lang et al., Polymetallic veins—a possible bridge between porphyry and intermediate-sulfidation deposits, Geological Society of America Bulletin, v. 136, doi:10.1130/B38406.1 |  | CHN | Tibet
| No. 1 porphyry Cu-Au deposit (Xietongmen deposit), Xiongcun ore district | No. 1 deposit, Xiongcun ore district | Magmatic hydrothermal | Porphyry | Cu-Au porphyry | Cu, Au | Zn, Ag, Pb | Cu, Au, Zn, Ag, Pb | Lang et al., 2014; Tang et al., 2015; Wang et al., 2017 |  | 5007-163 | 5007-163-1 | underground mine |  |  |  |  | ore material | drill core | drill core | mineral separate | [5 empty] | mineralisation |  |  |  | pyrite, sphalerite, pyrrhotite, chalcopyrite, galena, quartz | Stage A: pyrite + sericite; Stage B: sphalerite + pyrrhotite + chalcopyrite + galena + quartz; Stage C: actinolite + epidote + chlorite + magnetite + quartz | polymetallic veins crosscutting porphyry-stage veins and alteration zones | Z2 |  |  |  | actinolite, epidote, chlorite, magnetite, sericite, calcite, acanthite-argentite, pyrargyrite, hessite, electrum | carbon-coated thin sections; polished sections | SEM-EDS, EMPA, LA-ICPMS, SIMS | JEOL IT300HR scanning electron microscope equipped with secondary electron, backscattered electron (BSE), and energy dispersive X-ray spectrometry (EDS) detectors; TESCAN MIRA3 field-emission scanning electron microprobe (FE-SEM) equipped with a panchromatic cathodoluminescence (CL) detector; TESCAN Integrated Mineral Analyzer (TIMA) system with a Mira-3 scanning electron microscope with four EDS (EDAX Element 30) detectors; JEOL JXA-8230 electron microprobe | Wuhan Sample Solution Analytical Technology Co., Ltd., Wuhan, China; Tuoyan Analytical Technology Co., Ltd., Guangzhou, China; Nanjing Hongchuang Geological Exploration Technology Service Co., Ltd., Nanjing, China | SEM: accelerating voltage of 15–20 kV, emission current of ~80 μA, takeoff angle ~35°, 4 μm to 5 μm beam diameter, working distance of ~10 mm; SEM-CL: acceleration voltage of 10 kV, beam current of 15 nA; TIMA: accelerating voltage of 25 kV, probe current of 9 nA, working distance of 15 mm, pixel spacing 3 μm, dot spacing 9 μm; EPMA: beam current not fully stated in excerpt | [5 empty] | 17 | [5 empty] | 133 |  | 5 |  | 1.5 | [5 empty] | 19.8 |  | 24 |  |  |  | 7 |  | 7 | [21 empty] | 0.5 | [11 empty] | 12 |  | 14 | [5 empty] | 594 |  | 26 |  |  |  | 2 |  |  |  | 1 |  |  |  | 1830 |  | 203 | [7 empty] | 101 | [9 empty] | 1 |  | 5 | [7 empty] | 2 |  | 103 |  | 1 | [5 empty] | 2 | [7 empty] | 0.4 |  | 46 |  | 1.7 |  | 7 |  |  |  | 3454 |  | 1 |  |  | 2025 | Xinghai Lang et al., Polymetallic veins—a possible bridge between porphyry and intermediate-sulfidation deposits, Geological Society of America Bulletin, v. 136, doi:10.1130/B38406.1 |  | CHN | Tibet
| No. 1 porphyry Cu-Au deposit (Xietongmen deposit), Xiongcun ore district | No. 1 deposit, Xiongcun ore district | Magmatic hydrothermal | Porphyry | Cu-Au porphyry | Cu, Au | Zn, Ag, Pb | Cu, Au, Zn, Ag, Pb | Lang et al., 2014; Tang et al., 2015; Wang et al., 2017 |  | 5011-192 | 5011-192-1 | underground mine |  |  |  |  | ore material | drill core | drill core | mineral separate | [5 empty] | mineralisation |  |  |  | pyrite, sphalerite, pyrrhotite, chalcopyrite, galena, quartz | Stage A: pyrite + sericite; Stage B: sphalerite + pyrrhotite + chalcopyrite + galena + quartz; Stage C: actinolite + epidote + chlorite + magnetite + quartz | polymetallic veins crosscutting porphyry-stage veins and alteration zones | Z2 |  |  |  | actinolite, epidote, chlorite, magnetite, sericite, calcite, acanthite-argentite, pyrargyrite, hessite, electrum | carbon-coated thin sections; polished sections | SEM-EDS, EMPA, LA-ICPMS, SIMS | JEOL IT300HR scanning electron microscope equipped with secondary electron, backscattered electron (BSE), and energy dispersive X-ray spectrometry (EDS) detectors; TESCAN MIRA3 field-emission scanning electron microprobe (FE-SEM) equipped with a panchromatic cathodoluminescence (CL) detector; TESCAN Integrated Mineral Analyzer (TIMA) system with a Mira-3 scanning electron microscope with four EDS (EDAX Element 30) detectors; JEOL JXA-8230 electron microprobe | Wuhan Sample Solution Analytical Technology Co., Ltd., Wuhan, China; Tuoyan Analytical Technology Co., Ltd., Guangzhou, China; Nanjing Hongchuang Geological Exploration Technology Service Co., Ltd., Nanjing, China | SEM: accelerating voltage of 15–20 kV, emission current of ~80 μA, takeoff angle ~35°, 4 μm to 5 μm beam diameter, working distance of ~10 mm; SEM-CL: acceleration voltage of 10 kV, beam current of 15 nA; TIMA: accelerating voltage of 25 kV, probe current of 9 nA, working distance of 15 mm, pixel spacing 3 μm, dot spacing 9 μm; EPMA: beam current not fully stated in excerpt | [5 empty] | 79 | [5 empty] | 59 |  | 5 |  | 1.1 | [5 empty] | 4.9 |  | 7 |  |  |  | 30 |  | 1 | [21 empty] | 0.5 | [11 empty] | 3 |  | 17 | [5 empty] | 768 |  | 13 |  |  |  | 1 |  |  |  | 3 |  |  |  | 40 |  | 102 | [7 empty] | 39 | [9 empty] | 1.4 |  | 6 | [7 empty] | 8 |  | 36 |  | 1 | [5 empty] | 2 | [7 empty] | 0.1 |  | 54 |  | 5.2 |  | 5 |  |  |  | 2720 |  | 2 |  |  | 2025 | Xinghai Lang et al., Polymetallic veins—a possible bridge between porphyry and intermediate-sulfidation deposits, Geological Society of America Bulletin, v. 136, doi:10.1130/B38406.1 |  | CHN | Tibet
| No. 1 porphyry Cu-Au deposit (Xietongmen deposit), Xiongcun ore district | No. 1 deposit, Xiongcun ore district | Magmatic hydrothermal | Porphyry | Cu-Au porphyry | Cu, Au | Zn, Ag, Pb | Cu, Au, Zn, Ag, Pb | Lang et al., 2014; Tang et al., 2015; Wang et al., 2017 |  | 5012-161 | 5012-161-1 | underground mine |  |  |  |  | ore material | drill core | drill core | mineral separate | [5 empty] | mineralisation |  |  |  | pyrite, sphalerite, pyrrhotite, chalcopyrite, galena, quartz | Stage A: pyrite + sericite; Stage B: sphalerite + pyrrhotite + chalcopyrite + galena + quartz; Stage C: actinolite + epidote + chlorite + magnetite + quartz | polymetallic veins crosscutting porphyry-stage veins and alteration zones | Z2 |  |  |  | actinolite, epidote, chlorite, magnetite, sericite, calcite, acanthite-argentite, pyrargyrite, hessite, electrum | carbon-coated thin sections; polished sections | SEM-EDS, EMPA, LA-ICPMS, SIMS | JEOL IT300HR scanning electron microscope equipped with secondary electron, backscattered electron (BSE), and energy dispersive X-ray spectrometry (EDS) detectors; TESCAN MIRA3 field-emission scanning electron microprobe (FE-SEM) equipped with a panchromatic cathodoluminescence (CL) detector; TESCAN Integrated Mineral Analyzer (TIMA) system with a Mira-3 scanning electron microscope with four EDS (EDAX Element 30) detectors; JEOL JXA-8230 electron microprobe | Wuhan Sample Solution Analytical Technology Co., Ltd., Wuhan, China; Tuoyan Analytical Technology Co., Ltd., Guangzhou, China; Nanjing Hongchuang Geological Exploration Technology Service Co., Ltd., Nanjing, China | SEM: accelerating voltage of 15–20 kV, emission current of ~80 μA, takeoff angle ~35°, 4 μm to 5 μm beam diameter, working distance of ~10 mm; SEM-CL: acceleration voltage of 10 kV, beam current of 15 nA; TIMA: accelerating voltage of 25 kV, probe current of 9 nA, working distance of 15 mm, pixel spacing 3 μm, dot spacing 9 μm; EPMA: beam current not fully stated in excerpt | [5 empty] | 10 | [5 empty] | 125 |  | 5 |  | 1.7 | [5 empty] | 28.7 |  | 10 |  |  |  | 15 |  | 6 | [21 empty] | 0.5 | [11 empty] | 6 |  | 16 | [5 empty] | 949 |  | 11 |  |  |  | 1 |  |  |  | 4 |  |  |  | 70 |  | 274 | [7 empty] | 40 | [9 empty] | 1.4 |  | 7 | [7 empty] | 3 |  | 77 |  | 1 | [5 empty] | 1 | [7 empty] | 0.1 |  | 36 |  | 1.8 |  | 4 |  |  |  | 6390 |  | 2 |  |  | 2025 | Xinghai Lang et al., Polymetallic veins—a possible bridge between porphyry and intermediate-sulfidation deposits, Geological Society of America Bulletin, v. 136, doi:10.1130/B38406.1 |  | CHN | Tibet
| No. 1 porphyry Cu-Au deposit (Xietongmen deposit), Xiongcun ore district | No. 1 deposit, Xiongcun ore district | Magmatic hydrothermal | Porphyry | Cu-Au porphyry | Cu, Au | Zn, Ag, Pb | Cu, Au, Zn, Ag, Pb | Lang et al., 2014; Tang et al., 2015; Wang et al., 2017 |  | 5012-168.1 | 5012-168.1-1 | underground mine |  |  |  |  | ore material | drill core | drill core | mineral separate | [5 empty] | mineralisation |  |  |  | pyrite, sphalerite, pyrrhotite, chalcopyrite, galena, quartz | Stage A: pyrite + sericite; Stage B: sphalerite + pyrrhotite + chalcopyrite + galena + quartz; Stage C: actinolite + epidote + chlorite + magnetite + quartz | polymetallic veins crosscutting porphyry-stage veins and alteration zones | Z2 |  |  |  | actinolite, epidote, chlorite, magnetite, sericite, calcite, acanthite-argentite, pyrargyrite, hessite, electrum | carbon-coated thin sections; polished sections | SEM-EDS, EMPA, LA-ICPMS, SIMS | JEOL IT300HR scanning electron microscope equipped with secondary electron, backscattered electron (BSE), and energy dispersive X-ray spectrometry (EDS) detectors; TESCAN MIRA3 field-emission scanning electron microprobe (FE-SEM) equipped with a panchromatic cathodoluminescence (CL) detector; TESCAN Integrated Mineral Analyzer (TIMA) system with a Mira-3 scanning electron microscope with four EDS (EDAX Element 30) detectors; JEOL JXA-8230 electron microprobe | Wuhan Sample Solution Analytical Technology Co., Ltd., Wuhan, China; Tuoyan Analytical Technology Co., Ltd., Guangzhou, China; Nanjing Hongchuang Geological Exploration Technology Service Co., Ltd., Nanjing, China | SEM: accelerating voltage of 15–20 kV, emission current of ~80 μA, takeoff angle ~35°, 4 μm to 5 μm beam diameter, working distance of ~10 mm; SEM-CL: acceleration voltage of 10 kV, beam current of 15 nA; TIMA: accelerating voltage of 25 kV, probe current of 9 nA, working distance of 15 mm, pixel spacing 3 μm, dot spacing 9 μm; EPMA: beam current not fully stated in excerpt | [5 empty] | 6 | [5 empty] | 193 |  | 5 |  | 1.2 | [5 empty] | 24.9 |  | 13 |  |  |  | 19 |  | 7 | [21 empty] | 0.5 | [11 empty] | 7 |  | 17 | [5 empty] | 723 |  | 25 |  |  |  | 1 |  |  |  | 5 |  |  |  | 230 |  | 252 | [7 empty] | 65 | [9 empty] | 1 |  | 9 | [7 empty] | 2 |  | 97 |  | 1 | [5 empty] | 2 | [7 empty] | 0.1 |  | 51 |  | 2.1 |  | 6 |  |  |  | 5110 |  | 1 |  |  | 2025 | Xinghai Lang et al., Polymetallic veins—a possible bridge between porphyry and intermediate-sulfidation deposits, Geological Society of America Bulletin, v. 136, doi:10.1130/B38406.1 |  | CHN | Tibet
| No. 1 porphyry Cu-Au deposit (Xietongmen deposit), Xiongcun ore district | No. 1 deposit, Xiongcun ore district | Magmatic hydrothermal | Porphyry | Cu-Au porphyry | Cu, Au | Zn, Ag, Pb | Cu, Au, Zn, Ag, Pb | Lang et al., 2014; Tang et al., 2015; Wang et al., 2017 |  | 5012-77 | 5012-77-1 | underground mine |  |  |  |  | ore material | drill core | drill core | mineral separate | [5 empty] | mineralisation |  |  |  | pyrite, sphalerite, pyrrhotite, chalcopyrite, galena, quartz | Stage A: pyrite + sericite; Stage B: sphalerite + pyrrhotite + chalcopyrite + galena + quartz; Stage C: actinolite + epidote + chlorite + magnetite + quartz | polymetallic veins crosscutting porphyry-stage veins and alteration zones | Z2 |  |  |  | actinolite, epidote, chlorite, magnetite, sericite, calcite, acanthite-argentite, pyrargyrite, hessite, electrum | carbon-coated thin sections; polished sections | SEM-EDS, EMPA, LA-ICPMS, SIMS | JEOL IT300HR scanning electron microscope equipped with secondary electron, backscattered electron (BSE), and energy dispersive X-ray spectrometry (EDS) detectors; TESCAN MIRA3 field-emission scanning electron microprobe (FE-SEM) equipped with a panchromatic cathodoluminescence (CL) detector; TESCAN Integrated Mineral Analyzer (TIMA) system with a Mira-3 scanning electron microscope with four EDS (EDAX Element 30) detectors; JEOL JXA-8230 electron microprobe | Wuhan Sample Solution Analytical Technology Co., Ltd., Wuhan, China; Tuoyan Analytical Technology Co., Ltd., Guangzhou, China; Nanjing Hongchuang Geological Exploration Technology Service Co., Ltd., Nanjing, China | SEM: accelerating voltage of 15–20 kV, emission current of ~80 μA, takeoff angle ~35°, 4 μm to 5 μm beam diameter, working distance of ~10 mm; SEM-CL: acceleration voltage of 10 kV, beam current of 15 nA; TIMA: accelerating voltage of 25 kV, probe current of 9 nA, working distance of 15 mm, pixel spacing 3 μm, dot spacing 9 μm; EPMA: beam current not fully stated in excerpt | [5 empty] | 131 | [5 empty] | 72 |  | 5 |  | 1.4 | [5 empty] | 55.8 |  | 9 |  |  |  | 27 |  | 3 | [21 empty] | 0.5 | [11 empty] | 5 |  | 13 | [5 empty] | 1088 |  | 42 |  |  |  | 1 |  |  |  | 2 |  |  |  | 130 |  | 269 | [7 empty] | 32 | [9 empty] | 0.9 |  | 5 | [7 empty] | 2 |  | 19 |  | 1 | [5 empty] | 1 | [7 empty] | 0.1 |  | 15 |  | 2.8 |  | 4 |  |  |  | 11508 |  | 2 |  |  | 2025 | Xinghai Lang et al., Polymetallic veins—a possible bridge between porphyry and intermediate-sulfidation deposits, Geological Society of America Bulletin, v. 136, doi:10.1130/B38406.1 |  | CHN | Tibet
| No. 1 porphyry Cu-Au deposit (Xietongmen deposit), Xiongcun ore district | No. 1 deposit, Xiongcun ore district | Magmatic hydrothermal | Porphyry | Cu-Au porphyry | Cu, Au | Zn, Ag, Pb | Cu, Au, Zn, Ag, Pb | Lang et al., 2014; Tang et al., 2015; Wang et al., 2017 |  | 5013-314 | 5013-314-1 | underground mine |  |  |  |  | ore material | drill core | drill core | mineral separate | [5 empty] | mineralisation |  |  |  | pyrite, sphalerite, pyrrhotite, chalcopyrite, galena, quartz | Stage A: pyrite + sericite; Stage B: sphalerite + pyrrhotite + chalcopyrite + galena + quartz; Stage C: actinolite + epidote + chlorite + magnetite + quartz | polymetallic veins crosscutting porphyry-stage veins and alteration zones | Z2 |  |  |  | actinolite, epidote, chlorite, magnetite, sericite, calcite, acanthite-argentite, pyrargyrite, hessite, electrum | carbon-coated thin sections; polished sections | SEM-EDS, EMPA, LA-ICPMS, SIMS | JEOL IT300HR scanning electron microscope equipped with secondary electron, backscattered electron (BSE), and energy dispersive X-ray spectrometry (EDS) detectors; TESCAN MIRA3 field-emission scanning electron microprobe (FE-SEM) equipped with a panchromatic cathodoluminescence (CL) detector; TESCAN Integrated Mineral Analyzer (TIMA) system with a Mira-3 scanning electron microscope with four EDS (EDAX Element 30) detectors; JEOL JXA-8230 electron microprobe | Wuhan Sample Solution Analytical Technology Co., Ltd., Wuhan, China; Tuoyan Analytical Technology Co., Ltd., Guangzhou, China; Nanjing Hongchuang Geological Exploration Technology Service Co., Ltd., Nanjing, China | SEM: accelerating voltage of 15–20 kV, emission current of ~80 μA, takeoff angle ~35°, 4 μm to 5 μm beam diameter, working distance of ~10 mm; SEM-CL: acceleration voltage of 10 kV, beam current of 15 nA; TIMA: accelerating voltage of 25 kV, probe current of 9 nA, working distance of 15 mm, pixel spacing 3 μm, dot spacing 9 μm; EPMA: beam current not fully stated in excerpt | [5 empty] | 14 | [5 empty] | 133 |  | 5 |  | 4.5 | [5 empty] | 388.1 |  | 19 |  |  |  | 10 |  | 4 | [21 empty] | 0.5 | [11 empty] | 10 |  | 31 | [5 empty] | 1608 |  | 21 |  |  |  | 2 |  |  |  | 1 |  |  |  | 1570 |  | 651 | [7 empty] | 102 | [9 empty] | 2.7 |  | 7 | [7 empty] | 3 |  | 57 |  | 1 | [5 empty] | 2 | [7 empty] | 0.1 |  | 56 |  | 1.5 |  | 13 |  |  |  | 40508 |  | 2 |  |  | 2025 | Xinghai Lang et al., Polymetallic veins—a possible bridge between porphyry and intermediate-sulfidation deposits, Geological Society of America Bulletin, v. 136, doi:10.1130/B38406.1 |  | CHN | Tibet
| No. 1 porphyry Cu-Au deposit (Xietongmen deposit), Xiongcun ore district | No. 1 deposit, Xiongcun ore district | Magmatic hydrothermal | Porphyry | Cu-Au porphyry | Cu, Au | Zn, Ag, Pb | Cu, Au, Zn, Ag, Pb | Lang et al., 2014; Tang et al., 2015; Wang et al., 2017 |  | 5014-92 | 5014-92-1 | underground mine |  |  |  |  | ore material | drill core | drill core | mineral separate | [5 empty] | mineralisation |  |  |  | pyrite, sphalerite, pyrrhotite, chalcopyrite, galena, quartz | Stage A: pyrite + sericite; Stage B: sphalerite + pyrrhotite + chalcopyrite + galena + quartz; Stage C: actinolite + epidote + chlorite + magnetite + quartz | polymetallic veins crosscutting porphyry-stage veins and alteration zones | Z2 |  |  |  | actinolite, epidote, chlorite, magnetite, sericite, calcite, acanthite-argentite, pyrargyrite, hessite, electrum | carbon-coated thin sections; polished sections | SEM-EDS, EMPA, LA-ICPMS, SIMS | JEOL IT300HR scanning electron microscope equipped with secondary electron, backscattered electron (BSE), and energy dispersive X-ray spectrometry (EDS) detectors; TESCAN MIRA3 field-emission scanning electron microprobe (FE-SEM) equipped with a panchromatic cathodoluminescence (CL) detector; TESCAN Integrated Mineral Analyzer (TIMA) system with a Mira-3 scanning electron microscope with four EDS (EDAX Element 30) detectors; JEOL JXA-8230 electron microprobe | Wuhan Sample Solution Analytical Technology Co., Ltd., Wuhan, China; Tuoyan Analytical Technology Co., Ltd., Guangzhou, China; Nanjing Hongchuang Geological Exploration Technology Service Co., Ltd., Nanjing, China | SEM: accelerating voltage of 15–20 kV, emission current of ~80 μA, takeoff angle ~35°, 4 μm to 5 μm beam diameter, working distance of ~10 mm; SEM-CL: acceleration voltage of 10 kV, beam current of 15 nA; TIMA: accelerating voltage of 25 kV, probe current of 9 nA, working distance of 15 mm, pixel spacing 3 μm, dot spacing 9 μm; EPMA: beam current not fully stated in excerpt | [5 empty] | 9 | [5 empty] | 115 |  | 5 |  | 2.2 | [5 empty] | 16 |  | 15 |  |  |  | 42 |  | 1 | [21 empty] | 0.5 | [11 empty] | 8 |  | 24 | [5 empty] | 1117 |  | 12 |  |  |  | 2 |  |  |  | 3 |  |  |  | 3260 |  | 225 | [7 empty] | 66 | [9 empty] | 0.8 |  | 5 | [7 empty] | 3 |  | 41 |  | 1 | [5 empty] | 1 | [7 empty] | 0.2 |  | 53 |  | 2 |  | 7 |  |  |  | 2745 |  | 1 |  |  | 2025 | Xinghai Lang et al., Polymetallic veins—a possible bridge between porphyry and intermediate-sulfidation deposits, Geological Society of America Bulletin, v. 136, doi:10.1130/B38406.1 |  | CHN | Tibet
| No. 1 porphyry Cu-Au deposit (Xietongmen deposit), Xiongcun ore district | No. 1 deposit, Xiongcun ore district | Magmatic hydrothermal | Porphyry | Cu-Au porphyry | Cu, Au | Zn, Ag, Pb | Cu, Au, Zn, Ag, Pb | Lang et al., 2014; Tang et al., 2015; Wang et al., 2017 |  | 5015-163.6 | 5015-163.6-1 | underground mine |  |  |  |  | ore material | drill core | drill core | mineral separate | [5 empty] | mineralisation |  |  |  | pyrite, sphalerite, pyrrhotite, chalcopyrite, galena, quartz | Stage A: pyrite + sericite; Stage B: sphalerite + pyrrhotite + chalcopyrite + galena + quartz; Stage C: actinolite + epidote + chlorite + magnetite + quartz | polymetallic veins crosscutting porphyry-stage veins and alteration zones | Z2 |  |  |  | actinolite, epidote, chlorite, magnetite, sericite, calcite, acanthite-argentite, pyrargyrite, hessite, electrum | carbon-coated thin sections; polished sections | SEM-EDS, EMPA, LA-ICPMS, SIMS | JEOL IT300HR scanning electron microscope equipped with secondary electron, backscattered electron (BSE), and energy dispersive X-ray spectrometry (EDS) detectors; TESCAN MIRA3 field-emission scanning electron microprobe (FE-SEM) equipped with a panchromatic cathodoluminescence (CL) detector; TESCAN Integrated Mineral Analyzer (TIMA) system with a Mira-3 scanning electron microscope with four EDS (EDAX Element 30) detectors; JEOL JXA-8230 electron microprobe | Wuhan Sample Solution Analytical Technology Co., Ltd., Wuhan, China; Tuoyan Analytical Technology Co., Ltd., Guangzhou, China; Nanjing Hongchuang Geological Exploration Technology Service Co., Ltd., Nanjing, China | SEM: accelerating voltage of 15–20 kV, emission current of ~80 μA, takeoff angle ~35°, 4 μm to 5 μm beam diameter, working distance of ~10 mm; SEM-CL: acceleration voltage of 10 kV, beam current of 15 nA; TIMA: accelerating voltage of 25 kV, probe current of 9 nA, working distance of 15 mm, pixel spacing 3 μm, dot spacing 9 μm; EPMA: beam current not fully stated in excerpt | [5 empty] | 12 | [5 empty] | 177 |  | 5 |  | 1.5 | [5 empty] | 47 |  | 20 |  |  |  | 21 |  | 4 | [21 empty] | 0.5 | [11 empty] | 9 |  | 20 | [5 empty] | 1081 |  | 18 |  |  |  | 2 |  |  |  | 5 |  |  |  | 120 |  | 186 | [7 empty] | 66 | [9 empty] | 1.4 |  | 6 | [7 empty] | 3 |  | 59 |  | 1 | [5 empty] | 2 | [7 empty] | 0.1 |  | 56 |  | 1.6 |  | 8 |  |  |  | 7237 |  | 2 |  |  | 2025 | Xinghai Lang et al., Polymetallic veins—a possible bridge between porphyry and intermediate-sulfidation deposits, Geological Society of America Bulletin, v. 136, doi:10.1130/B38406.1 |  | CHN | Tibet
| No. 1 porphyry Cu-Au deposit (Xietongmen deposit), Xiongcun ore district | No. 1 deposit, Xiongcun ore district | Magmatic hydrothermal | Porphyry | Cu-Au porphyry | Cu, Au | Zn, Ag, Pb | Cu, Au, Zn, Ag, Pb | Lang et al., 2014; Tang et al., 2015; Wang et al., 2017 |  | 5016-121 | 5016-121-1 | underground mine |  |  |  |  | ore material | drill core | drill core | mineral separate | [5 empty] | mineralisation |  |  |  | pyrite, sphalerite, pyrrhotite, chalcopyrite, galena, quartz | Stage A: pyrite + sericite; Stage B: sphalerite + pyrrhotite + chalcopyrite + galena + quartz; Stage C: actinolite + epidote + chlorite + magnetite + quartz | polymetallic veins crosscutting porphyry-stage veins and alteration zones | Z2 |  |  |  | actinolite, epidote, chlorite, magnetite, sericite, calcite, acanthite-argentite, pyrargyrite, hessite, electrum | carbon-coated thin sections; polished sections | SEM-EDS, EMPA, LA-ICPMS, SIMS | JEOL IT300HR scanning electron microscope equipped with secondary electron, backscattered electron (BSE), and energy dispersive X-ray spectrometry (EDS) detectors; TESCAN MIRA3 field-emission scanning electron microprobe (FE-SEM) equipped with a panchromatic cathodoluminescence (CL) detector; TESCAN Integrated Mineral Analyzer (TIMA) system with a Mira-3 scanning electron microscope with four EDS (EDAX Element 30) detectors; JEOL JXA-8230 electron microprobe | Wuhan Sample Solution Analytical Technology Co., Ltd., Wuhan, China; Tuoyan Analytical Technology Co., Ltd., Guangzhou, China; Nanjing Hongchuang Geological Exploration Technology Service Co., Ltd., Nanjing, China | SEM: accelerating voltage of 15–20 kV, emission current of ~80 μA, takeoff angle ~35°, 4 μm to 5 μm beam diameter, working distance of ~10 mm; SEM-CL: acceleration voltage of 10 kV, beam current of 15 nA; TIMA: accelerating voltage of 25 kV, probe current of 9 nA, working distance of 15 mm, pixel spacing 3 μm, dot spacing 9 μm; EPMA: beam current not fully stated in excerpt | [5 empty] | 5 | [5 empty] | 445 |  | 5 |  | 0.7 | [5 empty] | 48.1 |  | 20 |  |  |  | 20 |  | 1 | [21 empty] | 0.5 | [11 empty] | 8 |  | 26 | [5 empty] | 1501 |  | 9 |  |  |  | 2 |  |  |  | 1 |  |  |  | 800 |  | 374 | [7 empty] | 100 | [9 empty] | 1.6 |  | 7 | [7 empty] | 2 |  | 351 |  | 1 | [5 empty] | 2 | [7 empty] | 0.1 |  | 85 |  | 1.3 |  | 8 |  |  |  | 8482 |  | 1 |  |  | 2025 | Xinghai Lang et al., Polymetallic veins—a possible bridge between porphyry and intermediate-sulfidation deposits, Geological Society of America Bulletin, v. 136, doi:10.1130/B38406.1 |  | CHN | Tibet
| No. 1 porphyry Cu-Au deposit (Xietongmen deposit), Xiongcun ore district | No. 1 deposit, Xiongcun ore district | Magmatic hydrothermal | Porphyry | Cu-Au porphyry | Cu, Au | Zn, Ag, Pb | Cu, Au, Zn, Ag, Pb | Lang et al., 2014; Tang et al., 2015; Wang et al., 2017 |  | 5016-123 | 5016-123-1 | underground mine |  |  |  |  | ore material | drill core | drill core | mineral separate | [5 empty] | mineralisation |  |  |  | pyrite, sphalerite, pyrrhotite, chalcopyrite, galena, quartz | Stage A: pyrite + sericite; Stage B: sphalerite + pyrrhotite + chalcopyrite + galena + quartz; Stage C: actinolite + epidote + chlorite + magnetite + quartz | polymetallic veins crosscutting porphyry-stage veins and alteration zones | Z2 |  |  |  | actinolite, epidote, chlorite, magnetite, sericite, calcite, acanthite-argentite, pyrargyrite, hessite, electrum | carbon-coated thin sections; polished sections | SEM-EDS, EMPA, LA-ICPMS, SIMS | JEOL IT300HR scanning electron microscope equipped with secondary electron, backscattered electron (BSE), and energy dispersive X-ray spectrometry (EDS) detectors; TESCAN MIRA3 field-emission scanning electron microprobe (FE-SEM) equipped with a panchromatic cathodoluminescence (CL) detector; TESCAN Integrated Mineral Analyzer (TIMA) system with a Mira-3 scanning electron microscope with four EDS (EDAX Element 30) detectors; JEOL JXA-8230 electron microprobe | Wuhan Sample Solution Analytical Technology Co., Ltd., Wuhan, China; Tuoyan Analytical Technology Co., Ltd., Guangzhou, China; Nanjing Hongchuang Geological Exploration Technology Service Co., Ltd., Nanjing, China | SEM: accelerating voltage of 15–20 kV, emission current of ~80 μA, takeoff angle ~35°, 4 μm to 5 μm beam diameter, working distance of ~10 mm; SEM-CL: acceleration voltage of 10 kV, beam current of 15 nA; TIMA: accelerating voltage of 25 kV, probe current of 9 nA, working distance of 15 mm, pixel spacing 3 μm, dot spacing 9 μm; EPMA: beam current not fully stated in excerpt | [5 empty] | 6 | [5 empty] | 273 |  | 5 |  | 0.8 | [5 empty] | 94.8 |  | 14 |  |  |  | 13 |  | 1 | [21 empty] | 0.5 | [11 empty] | 6 |  | 22 | [5 empty] | 1693 |  | 8 |  |  |  | 1 |  |  |  | 1 |  |  |  | 690 |  | 818 | [7 empty] | 62 | [9 empty] | 1.1 |  | 5 | [7 empty] | 2 |  | 174 |  | 1 | [5 empty] | 2 | [7 empty] | 0.1 |  | 39 |  | 1.4 |  | 8 |  |  |  | 16178 |  | 1 |  |  | 2025 | Xinghai Lang et al., Polymetallic veins—a possible bridge between porphyry and intermediate-sulfidation deposits, Geological Society of America Bulletin, v. 136, doi:10.1130/B38406.1 |  | CHN | Tibet
| No. 1 porphyry Cu-Au deposit (Xietongmen deposit), Xiongcun ore district | No. 1 deposit, Xiongcun ore district | Magmatic hydrothermal | Porphyry | Cu-Au porphyry | Cu, Au | Zn, Ag, Pb | Cu, Au, Zn, Ag, Pb | Lang et al., 2014; Tang et al., 2015; Wang et al., 2017 |  | 5016-273 | 5016-273-1 | underground mine |  |  |  |  | ore material | drill core | drill core | mineral separate | [5 empty] | mineralisation |  |  |  | pyrite, sphalerite, pyrrhotite, chalcopyrite, galena, quartz | Stage A: pyrite + sericite; Stage B: sphalerite + pyrrhotite + chalcopyrite + galena + quartz; Stage C: actinolite + epidote + chlorite + magnetite + quartz | polymetallic veins crosscutting porphyry-stage veins and alteration zones | Z2 |  |  |  | actinolite, epidote, chlorite, magnetite, sericite, calcite, acanthite-argentite, pyrargyrite, hessite, electrum | carbon-coated thin sections; polished sections | SEM-EDS, EMPA, LA-ICPMS, SIMS | JEOL IT300HR scanning electron microscope equipped with secondary electron, backscattered electron (BSE), and energy dispersive X-ray spectrometry (EDS) detectors; TESCAN MIRA3 field-emission scanning electron microprobe (FE-SEM) equipped with a panchromatic cathodoluminescence (CL) detector; TESCAN Integrated Mineral Analyzer (TIMA) system with a Mira-3 scanning electron microscope with four EDS (EDAX Element 30) detectors; JEOL JXA-8230 electron microprobe | Wuhan Sample Solution Analytical Technology Co., Ltd., Wuhan, China; Tuoyan Analytical Technology Co., Ltd., Guangzhou, China; Nanjing Hongchuang Geological Exploration Technology Service Co., Ltd., Nanjing, China | SEM: accelerating voltage of 15–20 kV, emission current of ~80 μA, takeoff angle ~35°, 4 μm to 5 μm beam diameter, working distance of ~10 mm; SEM-CL: acceleration voltage of 10 kV, beam current of 15 nA; TIMA: accelerating voltage of 25 kV, probe current of 9 nA, working distance of 15 mm, pixel spacing 3 μm, dot spacing 9 μm; EPMA: beam current not fully stated in excerpt | [5 empty] | 10 | [5 empty] | 199 |  | 5 |  | 1.2 | [5 empty] | 25.3 |  | 30 |  |  |  | 12 |  | 1 | [21 empty] | 0.5 | [11 empty] | 13 |  | 14 | [5 empty] | 571 |  | 9 |  |  |  | 1 |  |  |  | 1 |  |  |  | 690 |  | 358 | [7 empty] | 113 | [9 empty] | 4.7 |  | 5 | [7 empty] | 2 |  | 81 |  | 1 | [5 empty] | 3 | [7 empty] | 0.1 |  | 52 |  | 1.3 |  | 10 |  |  |  | 4475 |  | 1 |  |  | 2025 | Xinghai Lang et al., Polymetallic veins—a possible bridge between porphyry and intermediate-sulfidation deposits, Geological Society of America Bulletin, v. 136, doi:10.1130/B38406.1 |  | CHN | Tibet
| No. 1 porphyry Cu-Au deposit (Xietongmen deposit), Xiongcun ore district | No. 1 deposit, Xiongcun ore district | Magmatic hydrothermal | Porphyry | Cu-Au porphyry | Cu, Au | Zn, Ag, Pb | Cu, Au, Zn, Ag, Pb | Lang et al., 2014; Tang et al., 2015; Wang et al., 2017 |  | 5017-115 | 5017-115-1 | underground mine |  |  |  |  | ore material | drill core | drill core | mineral separate | [5 empty] | mineralisation |  |  |  | pyrite, sphalerite, pyrrhotite, chalcopyrite, galena, quartz | Stage A: pyrite + sericite; Stage B: sphalerite + pyrrhotite + chalcopyrite + galena + quartz; Stage C: actinolite + epidote + chlorite + magnetite + quartz | polymetallic veins crosscutting porphyry-stage veins and alteration zones | Z2 |  |  |  | actinolite, epidote, chlorite, magnetite, sericite, calcite, acanthite-argentite, pyrargyrite, hessite, electrum | carbon-coated thin sections; polished sections | SEM-EDS, EMPA, LA-ICPMS, SIMS | JEOL IT300HR scanning electron microscope equipped with secondary electron, backscattered electron (BSE), and energy dispersive X-ray spectrometry (EDS) detectors; TESCAN MIRA3 field-emission scanning electron microprobe (FE-SEM) equipped with a panchromatic cathodoluminescence (CL) detector; TESCAN Integrated Mineral Analyzer (TIMA) system with a Mira-3 scanning electron microscope with four EDS (EDAX Element 30) detectors; JEOL JXA-8230 electron microprobe | Wuhan Sample Solution Analytical Technology Co., Ltd., Wuhan, China; Tuoyan Analytical Technology Co., Ltd., Guangzhou, China; Nanjing Hongchuang Geological Exploration Technology Service Co., Ltd., Nanjing, China | SEM: accelerating voltage of 15–20 kV, emission current of ~80 μA, takeoff angle ~35°, 4 μm to 5 μm beam diameter, working distance of ~10 mm; SEM-CL: acceleration voltage of 10 kV, beam current of 15 nA; TIMA: accelerating voltage of 25 kV, probe current of 9 nA, working distance of 15 mm, pixel spacing 3 μm, dot spacing 9 μm; EPMA: beam current not fully stated in excerpt | [5 empty] | 7 | [5 empty] | 148 |  | 5 |  | 2.2 | [5 empty] | 30.7 |  | 15 |  |  |  | 10 |  | 6.4 | [21 empty] | 0.5 | [11 empty] | 7.3 |  | 16.2 | [5 empty] | 281 |  | 20 |  |  |  | 0.8 |  |  |  | 4.8 |  |  |  | 400 |  | 577.8 | [7 empty] | 71.8 | [9 empty] | 1.7 |  | 5 | [7 empty] | 2 |  | 37 |  | 0.5 | [5 empty] | 1.5 | [7 empty] | 0.5 |  | 40 |  | 1.6 |  | 5.2 |  |  |  | 6379 |  | 1.1 |  |  | 2025 | Xinghai Lang et al., Polymetallic veins—a possible bridge between porphyry and intermediate-sulfidation deposits, Geological Society of America Bulletin, v. 136, doi:10.1130/B38406.1 |  | CHN | Tibet
| No. 1 porphyry Cu-Au deposit (Xietongmen deposit), Xiongcun ore district | No. 1 deposit, Xiongcun ore district | Magmatic hydrothermal | Porphyry | Cu-Au porphyry | Cu, Au | Zn, Ag, Pb | Cu, Au, Zn, Ag, Pb | Lang et al., 2014; Tang et al., 2015; Wang et al., 2017 |  | 5017-210 | 5017-210-1 | underground mine |  |  |  |  | ore material | drill core | drill core | mineral separate | [5 empty] | mineralisation |  |  |  | pyrite, sphalerite, pyrrhotite, chalcopyrite, galena, quartz | Stage A: pyrite + sericite; Stage B: sphalerite + pyrrhotite + chalcopyrite + galena + quartz; Stage C: actinolite + epidote + chlorite + magnetite + quartz | polymetallic veins crosscutting porphyry-stage veins and alteration zones | Z2 |  |  |  | actinolite, epidote, chlorite, magnetite, sericite, calcite, acanthite-argentite, pyrargyrite, hessite, electrum | carbon-coated thin sections; polished sections | SEM-EDS, EMPA, LA-ICPMS, SIMS | JEOL IT300HR scanning electron microscope equipped with secondary electron, backscattered electron (BSE), and energy dispersive X-ray spectrometry (EDS) detectors; TESCAN MIRA3 field-emission scanning electron microprobe (FE-SEM) equipped with a panchromatic cathodoluminescence (CL) detector; TESCAN Integrated Mineral Analyzer (TIMA) system with a Mira-3 scanning electron microscope with four EDS (EDAX Element 30) detectors; JEOL JXA-8230 electron microprobe | Wuhan Sample Solution Analytical Technology Co., Ltd., Wuhan, China; Tuoyan Analytical Technology Co., Ltd., Guangzhou, China; Nanjing Hongchuang Geological Exploration Technology Service Co., Ltd., Nanjing, China | SEM: accelerating voltage of 15–20 kV, emission current of ~80 μA, takeoff angle ~35°, 4 μm to 5 μm beam diameter, working distance of ~10 mm; SEM-CL: acceleration voltage of 10 kV, beam current of 15 nA; TIMA: accelerating voltage of 25 kV, probe current of 9 nA, working distance of 15 mm, pixel spacing 3 μm, dot spacing 9 μm; EPMA: beam current not fully stated in excerpt | [5 empty] | 5 | [5 empty] | 202 |  | 5 |  | 2.5 | [5 empty] | 13.8 |  | 12 |  |  |  | 14 |  | 12.8 | [21 empty] | 0.5 | [11 empty] | 6.4 |  | 31.9 | [5 empty] | 447 |  | 7.4 |  |  |  | 1.2 |  |  |  | 5.8 |  |  |  | 100 |  | 378.1 | [7 empty] | 77.9 | [9 empty] | 1.4 |  | 5 | [7 empty] | 1 |  | 54 |  | 0.5 | [5 empty] | 2 | [7 empty] | 0.5 |  | 42 |  | 0.9 |  | 5.2 |  |  |  | 3563 |  | 1.5 |  |  | 2025 | Xinghai Lang et al., Polymetallic veins—a possible bridge between porphyry and intermediate-sulfidation deposits, Geological Society of America Bulletin, v. 136, doi:10.1130/B38406.1 |  | CHN | Tibet
| No. 1 porphyry Cu-Au deposit (Xietongmen deposit), Xiongcun ore district | No. 1 deposit, Xiongcun ore district | Magmatic hydrothermal | Porphyry | Cu-Au porphyry | Cu, Au | Zn, Ag, Pb | Cu, Au, Zn, Ag, Pb | Lang et al., 2014; Tang et al., 2015; Wang et al., 2017 |  | 5022-177 | 5022-177-1 | underground mine |  |  |  |  | ore material | drill core | drill core | mineral separate | [5 empty] | mineralisation |  |  |  | pyrite, sphalerite, pyrrhotite, chalcopyrite, galena, quartz | Stage A: pyrite + sericite; Stage B: sphalerite + pyrrhotite + chalcopyrite + galena + quartz; Stage C: actinolite + epidote + chlorite + magnetite + quartz | polymetallic veins crosscutting porphyry-stage veins and alteration zones | Z2 |  |  |  | actinolite, epidote, chlorite, magnetite, sericite, calcite, acanthite-argentite, pyrargyrite, hessite, electrum | carbon-coated thin sections; polished sections | SEM-EDS, EMPA, LA-ICPMS, SIMS | JEOL IT300HR scanning electron microscope equipped with secondary electron, backscattered electron (BSE), and energy dispersive X-ray spectrometry (EDS) detectors; TESCAN MIRA3 field-emission scanning electron microprobe (FE-SEM) equipped with a panchromatic cathodoluminescence (CL) detector; TESCAN Integrated Mineral Analyzer (TIMA) system with a Mira-3 scanning electron microscope with four EDS (EDAX Element 30) detectors; JEOL JXA-8230 electron microprobe | Wuhan Sample Solution Analytical Technology Co., Ltd., Wuhan, China; Tuoyan Analytical Technology Co., Ltd., Guangzhou, China; Nanjing Hongchuang Geological Exploration Technology Service Co., Ltd., Nanjing, China | SEM: accelerating voltage of 15–20 kV, emission current of ~80 μA, takeoff angle ~35°, 4 μm to 5 μm beam diameter, working distance of ~10 mm; SEM-CL: acceleration voltage of 10 kV, beam current of 15 nA; TIMA: accelerating voltage of 25 kV, probe current of 9 nA, working distance of 15 mm, pixel spacing 3 μm, dot spacing 9 μm; EPMA: beam current not fully stated in excerpt | [5 empty] | 6 | [5 empty] | 118 |  | 5 |  | 2.3 | [5 empty] | 120 |  | 32 |  |  |  | 37 |  | 6 | [21 empty] | 0.5 | [11 empty] | 15 |  | 17 | [5 empty] | 786 |  | 38 |  |  |  | 2 |  |  |  | 5 |  |  |  | 590 |  | 614 | [7 empty] | 105 | [9 empty] | 0.9 |  | 9 | [7 empty] | 1 |  | 20 |  | 1 | [5 empty] | 3 | [7 empty] | 0.2 |  | 52 |  | 2 |  | 7 |  |  |  | 19729 |  | 1 |  |  | 2025 | Xinghai Lang et al., Polymetallic veins—a possible bridge between porphyry and intermediate-sulfidation deposits, Geological Society of America Bulletin, v. 136, doi:10.1130/B38406.1 |  | CHN | Tibet
| No. 1 porphyry Cu-Au deposit (Xietongmen deposit), Xiongcun ore district | No. 1 deposit, Xiongcun ore district | Magmatic hydrothermal | Porphyry | Cu-Au porphyry | Cu, Au | Zn, Ag, Pb | Cu, Au, Zn, Ag, Pb | Lang et al., 2014; Tang et al., 2015; Wang et al., 2017 |  | 5027-151 | 5027-151-1 | underground mine |  |  |  |  | ore material | drill core | drill core | mineral separate | [5 empty] | mineralisation |  |  |  | pyrite, sphalerite, pyrrhotite, chalcopyrite, galena, quartz | Stage A: pyrite + sericite; Stage B: sphalerite + pyrrhotite + chalcopyrite + galena + quartz; Stage C: actinolite + epidote + chlorite + magnetite + quartz | polymetallic veins crosscutting porphyry-stage veins and alteration zones | Z2 |  |  |  | actinolite, epidote, chlorite, magnetite, sericite, calcite, acanthite-argentite, pyrargyrite, hessite, electrum | carbon-coated thin sections; polished sections | SEM-EDS, EMPA, LA-ICPMS, SIMS | JEOL IT300HR scanning electron microscope equipped with secondary electron, backscattered electron (BSE), and energy dispersive X-ray spectrometry (EDS) detectors; TESCAN MIRA3 field-emission scanning electron microprobe (FE-SEM) equipped with a panchromatic cathodoluminescence (CL) detector; TESCAN Integrated Mineral Analyzer (TIMA) system with a Mira-3 scanning electron microscope with four EDS (EDAX Element 30) detectors; JEOL JXA-8230 electron microprobe | Wuhan Sample Solution Analytical Technology Co., Ltd., Wuhan, China; Tuoyan Analytical Technology Co., Ltd., Guangzhou, China; Nanjing Hongchuang Geological Exploration Technology Service Co., Ltd., Nanjing, China | SEM: accelerating voltage of 15–20 kV, emission current of ~80 μA, takeoff angle ~35°, 4 μm to 5 μm beam diameter, working distance of ~10 mm; SEM-CL: acceleration voltage of 10 kV, beam current of 15 nA; TIMA: accelerating voltage of 25 kV, probe current of 9 nA, working distance of 15 mm, pixel spacing 3 μm, dot spacing 9 μm; EPMA: beam current not fully stated in excerpt | [5 empty] | 5 | [5 empty] | 107 |  | 5 |  | 0.6 | [5 empty] | 13.2 |  | 9 |  |  |  | 15 |  | 4.3 | [21 empty] | 0.5 | [11 empty] | 4.9 |  | 29 | [5 empty] | 2133 |  | 7.7 |  |  |  | 1.7 |  |  |  | 3.4 |  |  |  | 500 |  | 79.6 | [7 empty] | 45.3 | [9 empty] | 1 |  | 5 | [7 empty] | 1 |  | 29 |  | 0.5 | [5 empty] | 1.6 | [7 empty] | 0.5 |  | 53 |  | 1.7 |  | 4.5 |  |  |  | 2351 |  | 0.7 |  |  | 2025 | Xinghai Lang et al., Polymetallic veins—a possible bridge between porphyry and intermediate-sulfidation deposits, Geological Society of America Bulletin, v. 136, doi:10.1130/B38406.1 |  | CHN | Tibet
| No. 1 porphyry Cu-Au deposit (Xietongmen deposit), Xiongcun ore district | No. 1 deposit, Xiongcun ore district | Magmatic hydrothermal | Porphyry | Cu-Au porphyry | Cu, Au | Zn, Ag, Pb | Cu, Au, Zn, Ag, Pb | Lang et al., 2014; Tang et al., 2015; Wang et al., 2017 |  | 5027-321 | 5027-321-1 | underground mine |  |  |  |  | ore material | drill core | drill core | mineral separate | [5 empty] | mineralisation |  |  |  | pyrite, sphalerite, pyrrhotite, chalcopyrite, galena, quartz | Stage A: pyrite + sericite; Stage B: sphalerite + pyrrhotite + chalcopyrite + galena + quartz; Stage C: actinolite + epidote + chlorite + magnetite + quartz | polymetallic veins crosscutting porphyry-stage veins and alteration zones | Z2 |  |  |  | actinolite, epidote, chlorite, magnetite, sericite, calcite, acanthite-argentite, pyrargyrite, hessite, electrum | carbon-coated thin sections; polished sections | SEM-EDS, EMPA, LA-ICPMS, SIMS | JEOL IT300HR scanning electron microscope equipped with secondary electron, backscattered electron (BSE), and energy dispersive X-ray spectrometry (EDS) detectors; TESCAN MIRA3 field-emission scanning electron microprobe (FE-SEM) equipped with a panchromatic cathodoluminescence (CL) detector; TESCAN Integrated Mineral Analyzer (TIMA) system with a Mira-3 scanning electron microscope with four EDS (EDAX Element 30) detectors; JEOL JXA-8230 electron microprobe | Wuhan Sample Solution Analytical Technology Co., Ltd., Wuhan, China; Tuoyan Analytical Technology Co., Ltd., Guangzhou, China; Nanjing Hongchuang Geological Exploration Technology Service Co., Ltd., Nanjing, China | SEM: accelerating voltage of 15–20 kV, emission current of ~80 μA, takeoff angle ~35°, 4 μm to 5 μm beam diameter, working distance of ~10 mm; SEM-CL: acceleration voltage of 10 kV, beam current of 15 nA; TIMA: accelerating voltage of 25 kV, probe current of 9 nA, working distance of 15 mm, pixel spacing 3 μm, dot spacing 9 μm; EPMA: beam current not fully stated in excerpt | [5 empty] | 6 | [5 empty] | 89 |  | 5 |  | 2.1 | [5 empty] | 149.7 |  | 8 |  |  |  | 11 |  | 5.6 | [21 empty] | 0.5 | [11 empty] | 4.1 |  | 28 | [5 empty] | 1476 |  | 18 |  |  |  | 1.4 |  |  |  | 5.8 |  |  |  | 300 |  | 725.1 | [7 empty] | 48.1 | [9 empty] | 1.4 |  | 5 | [7 empty] | 1.1 |  | 53 |  | 0.5 | [5 empty] | 1.5 | [7 empty] | 0.5 |  | 43 |  | 1.5 |  | 5.8 |  |  |  | 27798 |  | 1.4 |  |  | 2025 | Xinghai Lang et al., Polymetallic veins—a possible bridge between porphyry and intermediate-sulfidation deposits, Geological Society of America Bulletin, v. 136, doi:10.1130/B38406.1 |  | CHN | Tibet
| No. 1 porphyry Cu-Au deposit (Xietongmen deposit), Xiongcun ore district | No. 1 deposit, Xiongcun ore district | Magmatic hydrothermal | Porphyry | Cu-Au porphyry | Cu, Au | Zn, Ag, Pb | Cu, Au, Zn, Ag, Pb | Lang et al., 2014; Tang et al., 2015; Wang et al., 2017 |  | 5035-83 | 5035-83-1 | underground mine |  |  |  |  | ore material | drill core | drill core | mineral separate | [5 empty] | mineralisation |  |  |  | pyrite, sphalerite, pyrrhotite, chalcopyrite, galena, quartz | Stage A: pyrite + sericite; Stage B: sphalerite + pyrrhotite + chalcopyrite + galena + quartz; Stage C: actinolite + epidote + chlorite + magnetite + quartz | polymetallic veins crosscutting porphyry-stage veins and alteration zones | Z2 |  |  |  | actinolite, epidote, chlorite, magnetite, sericite, calcite, acanthite-argentite, pyrargyrite, hessite, electrum | carbon-coated thin sections; polished sections | SEM-EDS, EMPA, LA-ICPMS, SIMS | JEOL IT300HR scanning electron microscope equipped with secondary electron, backscattered electron (BSE), and energy dispersive X-ray spectrometry (EDS) detectors; TESCAN MIRA3 field-emission scanning electron microprobe (FE-SEM) equipped with a panchromatic cathodoluminescence (CL) detector; TESCAN Integrated Mineral Analyzer (TIMA) system with a Mira-3 scanning electron microscope with four EDS (EDAX Element 30) detectors; JEOL JXA-8230 electron microprobe | Wuhan Sample Solution Analytical Technology Co., Ltd., Wuhan, China; Tuoyan Analytical Technology Co., Ltd., Guangzhou, China; Nanjing Hongchuang Geological Exploration Technology Service Co., Ltd., Nanjing, China | SEM: accelerating voltage of 15–20 kV, emission current of ~80 μA, takeoff angle ~35°, 4 μm to 5 μm beam diameter, working distance of ~10 mm; SEM-CL: acceleration voltage of 10 kV, beam current of 15 nA; TIMA: accelerating voltage of 25 kV, probe current of 9 nA, working distance of 15 mm, pixel spacing 3 μm, dot spacing 9 μm; EPMA: beam current not fully stated in excerpt | [5 empty] | 17 | [5 empty] | 156 |  | 5 |  | 0.5 | [5 empty] | 35.3 |  | 23 |  |  |  | 18 |  | 8 | [21 empty] | 0.5 | [11 empty] | 13 |  | 38 | [5 empty] | 169 |  | 23 |  |  |  | 1 |  |  |  | 7 |  |  |  | 400 |  | 67 | [7 empty] | 121 | [9 empty] | 1.1 |  | 6 | [7 empty] | 2 |  | 102 |  | 1 | [5 empty] | 3 | [7 empty] | 0.5 |  | 68 |  | 1 |  | 6 |  |  |  | 5502 |  | 1 |  |  | 2025 | Xinghai Lang et al., Polymetallic veins—a possible bridge between porphyry and intermediate-sulfidation deposits, Geological Society of America Bulletin, v. 136, doi:10.1130/B38406.1 |  | CHN | Tibet
| No. 1 porphyry Cu-Au deposit (Xietongmen deposit), Xiongcun ore district | No. 1 deposit, Xiongcun ore district | Magmatic hydrothermal | Porphyry | Cu-Au porphyry | Cu, Au | Zn, Ag, Pb | Cu, Au, Zn, Ag, Pb | Lang et al., 2014; Tang et al., 2015; Wang et al., 2017 |  | 5038-142 | 5038-142-1 | underground mine |  |  |  |  | ore material | drill core | drill core | mineral separate | [5 empty] | mineralisation |  |  |  | pyrite, sphalerite, pyrrhotite, chalcopyrite, galena, quartz | Stage A: pyrite + sericite; Stage B: sphalerite + pyrrhotite + chalcopyrite + galena + quartz; Stage C: actinolite + epidote + chlorite + magnetite + quartz | polymetallic veins crosscutting porphyry-stage veins and alteration zones | Z2 |  |  |  | actinolite, epidote, chlorite, magnetite, sericite, calcite, acanthite-argentite, pyrargyrite, hessite, electrum | carbon-coated thin sections; polished sections | SEM-EDS, EMPA, LA-ICPMS, SIMS | JEOL IT300HR scanning electron microscope equipped with secondary electron, backscattered electron (BSE), and energy dispersive X-ray spectrometry (EDS) detectors; TESCAN MIRA3 field-emission scanning electron microprobe (FE-SEM) equipped with a panchromatic cathodoluminescence (CL) detector; TESCAN Integrated Mineral Analyzer (TIMA) system with a Mira-3 scanning electron microscope with four EDS (EDAX Element 30) detectors; JEOL JXA-8230 electron microprobe | Wuhan Sample Solution Analytical Technology Co., Ltd., Wuhan, China; Tuoyan Analytical Technology Co., Ltd., Guangzhou, China; Nanjing Hongchuang Geological Exploration Technology Service Co., Ltd., Nanjing, China | SEM: accelerating voltage of 15–20 kV, emission current of ~80 μA, takeoff angle ~35°, 4 μm to 5 μm beam diameter, working distance of ~10 mm; SEM-CL: acceleration voltage of 10 kV, beam current of 15 nA; TIMA: accelerating voltage of 25 kV, probe current of 9 nA, working distance of 15 mm, pixel spacing 3 μm, dot spacing 9 μm; EPMA: beam current not fully stated in excerpt | [5 empty] | 5 | [5 empty] | 71 |  | 5 |  | 4.4 | [5 empty] | 723.5 |  | 5 |  |  |  | 15 |  | 10.1 | [21 empty] | 0.5 | [11 empty] | 2.3 |  | 15 | [5 empty] | 5209 |  | 21.9 |  |  |  | 1.2 |  |  |  | 6.3 |  |  |  | 1800 |  | 694.5 | [7 empty] | 22.8 | [9 empty] | 1.3 |  | 5 | [7 empty] | 1.5 |  | 56 |  | 0.5 | [5 empty] | 1.1 | [7 empty] | 0.5 |  | 32 |  | 1.5 |  | 6 |  |  |  | 121068 |  | 0.5 |  |  | 2025 | Xinghai Lang et al., Polymetallic veins—a possible bridge between porphyry and intermediate-sulfidation deposits, Geological Society of America Bulletin, v. 136, doi:10.1130/B38406.1 |  | CHN | Tibet
| No. 1 porphyry Cu-Au deposit (Xietongmen deposit), Xiongcun ore district | No. 1 deposit, Xiongcun ore district | Magmatic hydrothermal | Porphyry | Cu-Au porphyry | Cu, Au | Zn, Ag, Pb | Cu, Au, Zn, Ag, Pb | Lang et al., 2014; Tang et al., 2015; Wang et al., 2017 |  | 5038-365 | 5038-365-1 | underground mine |  |  |  |  | ore material | drill core | drill core | mineral separate | [5 empty] | mineralisation |  |  |  | pyrite, sphalerite, pyrrhotite, chalcopyrite, galena, quartz | Stage A: pyrite + sericite; Stage B: sphalerite + pyrrhotite + chalcopyrite + galena + quartz; Stage C: actinolite + epidote + chlorite + magnetite + quartz | polymetallic veins crosscutting porphyry-stage veins and alteration zones | Z2 |  |  |  | actinolite, epidote, chlorite, magnetite, sericite, calcite, acanthite-argentite, pyrargyrite, hessite, electrum | carbon-coated thin sections; polished sections | SEM-EDS, EMPA, LA-ICPMS, SIMS | JEOL IT300HR scanning electron microscope equipped with secondary electron, backscattered electron (BSE), and energy dispersive X-ray spectrometry (EDS) detectors; TESCAN MIRA3 field-emission scanning electron microprobe (FE-SEM) equipped with a panchromatic cathodoluminescence (CL) detector; TESCAN Integrated Mineral Analyzer (TIMA) system with a Mira-3 scanning electron microscope with four EDS (EDAX Element 30) detectors; JEOL JXA-8230 electron microprobe | Wuhan Sample Solution Analytical Technology Co., Ltd., Wuhan, China; Tuoyan Analytical Technology Co., Ltd., Guangzhou, China; Nanjing Hongchuang Geological Exploration Technology Service Co., Ltd., Nanjing, China | SEM: accelerating voltage of 15–20 kV, emission current of ~80 μA, takeoff angle ~35°, 4 μm to 5 μm beam diameter, working distance of ~10 mm; SEM-CL: acceleration voltage of 10 kV, beam current of 15 nA; TIMA: accelerating voltage of 25 kV, probe current of 9 nA, working distance of 15 mm, pixel spacing 3 μm, dot spacing 9 μm; EPMA: beam current not fully stated in excerpt | [5 empty] | 5 | [5 empty] | 155 |  | 5 |  | 0.5 | [5 empty] | 100.7 |  | 27 |  |  |  | 21 |  | 5 | [21 empty] | 0.5 | [11 empty] | 14.3 |  | 10.8 | [5 empty] | 1779 |  | 195.6 |  |  |  | 1.2 |  |  |  | 4.2 |  |  |  | 900 |  | 173 | [7 empty] | 97 | [9 empty] | 0.5 |  | 5 | [7 empty] | 1.4 |  | 89 |  | 0.5 | [5 empty] | 2.6 | [7 empty] | 0.5 |  | 48 |  | 1.4 |  | 8.5 |  |  |  | 18583 |  | 1.1 |  |  | 2025 | Xinghai Lang et al., Polymetallic veins—a possible bridge between porphyry and intermediate-sulfidation deposits, Geological Society of America Bulletin, v. 136, doi:10.1130/B38406.1 |  | CHN | Tibet
| No. 1 porphyry Cu-Au deposit (Xietongmen deposit), Xiongcun ore district | No. 1 deposit, Xiongcun ore district | Magmatic hydrothermal | Porphyry | Cu-Au porphyry | Cu, Au | Zn, Ag, Pb | Cu, Au, Zn, Ag, Pb | Lang et al., 2014; Tang et al., 2015; Wang et al., 2017 |  | 5048-276 | 5048-276-1 | underground mine |  |  |  |  | ore material | drill core | drill core | mineral separate | [5 empty] | mineralisation |  |  |  | pyrite, sphalerite, pyrrhotite, chalcopyrite, galena, quartz | Stage A: pyrite + sericite; Stage B: sphalerite + pyrrhotite + chalcopyrite + galena + quartz; Stage C: actinolite + epidote + chlorite + magnetite + quartz | polymetallic veins crosscutting porphyry-stage veins and alteration zones | Z2 |  |  |  | actinolite, epidote, chlorite, magnetite, sericite, calcite, acanthite-argentite, pyrargyrite, hessite, electrum | carbon-coated thin sections; polished sections | SEM-EDS, EMPA, LA-ICPMS, SIMS | JEOL IT300HR scanning electron microscope equipped with secondary electron, backscattered electron (BSE), and energy dispersive X-ray spectrometry (EDS) detectors; TESCAN MIRA3 field-emission scanning electron microprobe (FE-SEM) equipped with a panchromatic cathodoluminescence (CL) detector; TESCAN Integrated Mineral Analyzer (TIMA) system with a Mira-3 scanning electron microscope with four EDS (EDAX Element 30) detectors; JEOL JXA-8230 electron microprobe | Wuhan Sample Solution Analytical Technology Co., Ltd., Wuhan, China; Tuoyan Analytical Technology Co., Ltd., Guangzhou, China; Nanjing Hongchuang Geological Exploration Technology Service Co., Ltd., Nanjing, China | SEM: accelerating voltage of 15–20 kV, emission current of ~80 μA, takeoff angle ~35°, 4 μm to 5 μm beam diameter, working distance of ~10 mm; SEM-CL: acceleration voltage of 10 kV, beam current of 15 nA; TIMA: accelerating voltage of 25 kV, probe current of 9 nA, working distance of 15 mm, pixel spacing 3 μm, dot spacing 9 μm; EPMA: beam current not fully stated in excerpt | [5 empty] | 27 | [5 empty] | 106 |  | 5 |  | 2.2 | [5 empty] | 5.8 |  | 5 |  |  |  | 14 |  | 8 | [21 empty] | 0.5 | [11 empty] | 1.5 |  | 16 | [5 empty] | 602 |  | 6.9 |  |  |  | 0.6 |  |  |  | 4.5 |  |  |  | 100 |  | 44.9 | [7 empty] | 29 | [9 empty] | 17.4 |  | 48 | [7 empty] | 2.9 |  | 42 |  | 0.5 | [5 empty] | 0.8 | [7 empty] | 0.5 |  | 31 |  | 0.5 |  | 17.1 |  |  |  | 2134 |  | 1.6 |  |  | 2025 | Xinghai Lang et al., Polymetallic veins—a possible bridge between porphyry and intermediate-sulfidation deposits, Geological Society of America Bulletin, v. 136, doi:10.1130/B38406.1 |  | CHN | Tibet
| No. 1 porphyry Cu-Au deposit (Xietongmen deposit), Xiongcun ore district | No. 1 deposit, Xiongcun ore district | Magmatic hydrothermal | Porphyry | Cu-Au porphyry | Cu, Au | Zn, Ag, Pb | Cu, Au, Zn, Ag, Pb | Lang et al., 2014; Tang et al., 2015; Wang et al., 2017 |  | 5054-113 | 5054-113-1 | underground mine |  |  |  |  | ore material | drill core | drill core | mineral separate | [5 empty] | mineralisation |  |  |  | pyrite, sphalerite, pyrrhotite, chalcopyrite, galena, quartz | Stage A: pyrite + sericite; Stage B: sphalerite + pyrrhotite + chalcopyrite + galena + quartz; Stage C: actinolite + epidote + chlorite + magnetite + quartz | polymetallic veins crosscutting porphyry-stage veins and alteration zones | Z2 |  |  |  | actinolite, epidote, chlorite, magnetite, sericite, calcite, acanthite-argentite, pyrargyrite, hessite, electrum | carbon-coated thin sections; polished sections | SEM-EDS, EMPA, LA-ICPMS, SIMS | JEOL IT300HR scanning electron microscope equipped with secondary electron, backscattered electron (BSE), and energy dispersive X-ray spectrometry (EDS) detectors; TESCAN MIRA3 field-emission scanning electron microprobe (FE-SEM) equipped with a panchromatic cathodoluminescence (CL) detector; TESCAN Integrated Mineral Analyzer (TIMA) system with a Mira-3 scanning electron microscope with four EDS (EDAX Element 30) detectors; JEOL JXA-8230 electron microprobe | Wuhan Sample Solution Analytical Technology Co., Ltd., Wuhan, China; Tuoyan Analytical Technology Co., Ltd., Guangzhou, China; Nanjing Hongchuang Geological Exploration Technology Service Co., Ltd., Nanjing, China | SEM: accelerating voltage of 15–20 kV, emission current of ~80 μA, takeoff angle ~35°, 4 μm to 5 μm beam diameter, working distance of ~10 mm; SEM-CL: acceleration voltage of 10 kV, beam current of 15 nA; TIMA: accelerating voltage of 25 kV, probe current of 9 nA, working distance of 15 mm, pixel spacing 3 μm, dot spacing 9 μm; EPMA: beam current not fully stated in excerpt | [5 empty] | 36 | [5 empty] | 209 |  | 5 |  | 1.3 | [5 empty] | 8.3 |  | 28 |  |  |  | 24 |  | 3.3 | [21 empty] | 0.5 | [11 empty] | 14.1 |  | 42.1 | [5 empty] | 159 |  | 9.2 |  |  |  | 1.2 |  |  |  | 5 |  |  |  | 500 |  | 172.3 | [7 empty] | 86 | [9 empty] | 7.5 |  | 26 | [7 empty] | 2.5 |  | 112 |  | 0.5 | [5 empty] | 3.2 | [7 empty] | 0.5 |  | 99 |  | 1.3 |  | 8.9 |  |  |  | 5041 |  | 2 |  |  | 2025 | Xinghai Lang et al., Polymetallic veins—a possible bridge between porphyry and intermediate-sulfidation deposits, Geological Society of America Bulletin, v. 136, doi:10.1130/B38406.1 |  | CHN | Tibet
| No. 1 porphyry Cu-Au deposit (Xietongmen deposit), Xiongcun ore district | No. 1 deposit, Xiongcun ore district | Magmatic hydrothermal | Porphyry | Cu-Au porphyry | Cu, Au | Zn, Ag, Pb | Cu, Au, Zn, Ag, Pb | Lang et al., 2014; Tang et al., 2015; Wang et al., 2017 |  | 5059-163 | 5059-163-1 | underground mine |  |  |  |  | ore material | drill core | drill core | mineral separate | [5 empty] | mineralisation |  |  |  | pyrite, sphalerite, pyrrhotite, chalcopyrite, galena, quartz | Stage A: pyrite + sericite; Stage B: sphalerite + pyrrhotite + chalcopyrite + galena + quartz; Stage C: actinolite + epidote + chlorite + magnetite + quartz | polymetallic veins crosscutting porphyry-stage veins and alteration zones | Z2 |  |  |  | actinolite, epidote, chlorite, magnetite, sericite, calcite, acanthite-argentite, pyrargyrite, hessite, electrum | carbon-coated thin sections; polished sections | SEM-EDS, EMPA, LA-ICPMS, SIMS | JEOL IT300HR scanning electron microscope equipped with secondary electron, backscattered electron (BSE), and energy dispersive X-ray spectrometry (EDS) detectors; TESCAN MIRA3 field-emission scanning electron microprobe (FE-SEM) equipped with a panchromatic cathodoluminescence (CL) detector; TESCAN Integrated Mineral Analyzer (TIMA) system with a Mira-3 scanning electron microscope with four EDS (EDAX Element 30) detectors; JEOL JXA-8230 electron microprobe | Wuhan Sample Solution Analytical Technology Co., Ltd., Wuhan, China; Tuoyan Analytical Technology Co., Ltd., Guangzhou, China; Nanjing Hongchuang Geological Exploration Technology Service Co., Ltd., Nanjing, China | SEM: accelerating voltage of 15–20 kV, emission current of ~80 μA, takeoff angle ~35°, 4 μm to 5 μm beam diameter, working distance of ~10 mm; SEM-CL: acceleration voltage of 10 kV, beam current of 15 nA; TIMA: accelerating voltage of 25 kV, probe current of 9 nA, working distance of 15 mm, pixel spacing 3 μm, dot spacing 9 μm; EPMA: beam current not fully stated in excerpt | [5 empty] | 5 | [5 empty] | 182 |  | 5 |  | 1.8 | [5 empty] | 35.9 |  | 12 |  |  |  | 11 |  | 5.1 | [21 empty] | 0.5 | [11 empty] | 6 |  | 18.9 | [5 empty] | 318 |  | 7.9 |  |  |  | 0.9 |  |  |  | 3.8 |  |  |  | 200 |  | 302.8 | [7 empty] | 72.7 | [9 empty] | 1.6 |  | 5 | [7 empty] | 3.8 |  | 36 |  | 0.5 | [5 empty] | 1.5 | [7 empty] | 0.5 |  | 18 |  | 0.5 |  | 2.4 |  |  |  | 7041 |  | 0.7 |  |  | 2025 | Xinghai Lang et al., Polymetallic veins—a possible bridge between porphyry and intermediate-sulfidation deposits, Geological Society of America Bulletin, v. 136, doi:10.1130/B38406.1 |  | CHN | Tibet
| No. 1 porphyry Cu-Au deposit (Xietongmen deposit), Xiongcun ore district | No. 1 deposit, Xiongcun ore district | Magmatic hydrothermal | Porphyry | Cu-Au porphyry | Cu, Au | Zn, Ag, Pb | Cu, Au, Zn, Ag, Pb | Lang et al., 2014; Tang et al., 2015; Wang et al., 2017 |  | 6066-176 | 6066-176-1 | underground mine |  |  |  |  | ore material | drill core | drill core | mineral separate | [5 empty] | mineralisation |  |  |  | pyrite, sphalerite, pyrrhotite, chalcopyrite, galena, quartz | Stage A: pyrite + sericite; Stage B: sphalerite + pyrrhotite + chalcopyrite + galena + quartz; Stage C: actinolite + epidote + chlorite + magnetite + quartz | polymetallic veins crosscutting porphyry-stage veins and alteration zones | Z2 |  |  |  | actinolite, epidote, chlorite, magnetite, sericite, calcite, acanthite-argentite, pyrargyrite, hessite, electrum | carbon-coated thin sections; polished sections | SEM-EDS, EMPA, LA-ICPMS, SIMS | JEOL IT300HR scanning electron microscope equipped with secondary electron, backscattered electron (BSE), and energy dispersive X-ray spectrometry (EDS) detectors; TESCAN MIRA3 field-emission scanning electron microprobe (FE-SEM) equipped with a panchromatic cathodoluminescence (CL) detector; TESCAN Integrated Mineral Analyzer (TIMA) system with a Mira-3 scanning electron microscope with four EDS (EDAX Element 30) detectors; JEOL JXA-8230 electron microprobe | Wuhan Sample Solution Analytical Technology Co., Ltd., Wuhan, China; Tuoyan Analytical Technology Co., Ltd., Guangzhou, China; Nanjing Hongchuang Geological Exploration Technology Service Co., Ltd., Nanjing, China | SEM: accelerating voltage of 15–20 kV, emission current of ~80 μA, takeoff angle ~35°, 4 μm to 5 μm beam diameter, working distance of ~10 mm; SEM-CL: acceleration voltage of 10 kV, beam current of 15 nA; TIMA: accelerating voltage of 25 kV, probe current of 9 nA, working distance of 15 mm, pixel spacing 3 μm, dot spacing 9 μm; EPMA: beam current not fully stated in excerpt | [5 empty] | 5 | [5 empty] | 322 |  | 5 |  | 1 | [5 empty] | 38.4 |  | 25 |  |  |  | 21 |  | 5.8 | [21 empty] | 0.5 | [11 empty] | 13 |  | 21.4 | [5 empty] | 852 |  | 87.2 |  |  |  | 1.8 |  |  |  | 6.4 |  |  |  | 1100 |  | 257.3 | [7 empty] | 77.7 | [9 empty] | 0.5 |  | 5 | [7 empty] | 2.2 |  | 65 |  | 0.5 | [5 empty] | 2.4 | [7 empty] | 0.5 |  | 48 |  | 1.4 |  | 7 |  |  |  | 6881 |  | 1.4 |  |  | 2025 | Xinghai Lang et al., Polymetallic veins—a possible bridge between porphyry and intermediate-sulfidation deposits, Geological Society of America Bulletin, v. 136, doi:10.1130/B38406.1 |  | CHN | Tibet
| No. 1 porphyry Cu-Au deposit (Xietongmen deposit), Xiongcun ore district | No. 1 deposit, Xiongcun ore district | Magmatic hydrothermal | Porphyry | Cu-Au porphyry | Cu, Au | Zn, Ag, Pb | Cu, Au, Zn, Ag, Pb | Lang et al., 2014; Tang et al., 2015; Wang et al., 2017 |  | 6074-232 | 6074-232-1 | underground mine |  |  |  |  | ore material | drill core | drill core | mineral separate | [5 empty] | mineralisation |  |  |  | pyrite, sphalerite, pyrrhotite, chalcopyrite, galena, quartz | Stage A: pyrite + sericite; Stage B: sphalerite + pyrrhotite + chalcopyrite + galena + quartz; Stage C: actinolite + epidote + chlorite + magnetite + quartz | polymetallic veins crosscutting porphyry-stage veins and alteration zones | Z2 |  |  |  | actinolite, epidote, chlorite, magnetite, sericite, calcite, acanthite-argentite, pyrargyrite, hessite, electrum | carbon-coated thin sections; polished sections | SEM-EDS, EMPA, LA-ICPMS, SIMS | JEOL IT300HR scanning electron microscope equipped with secondary electron, backscattered electron (BSE), and energy dispersive X-ray spectrometry (EDS) detectors; TESCAN MIRA3 field-emission scanning electron microprobe (FE-SEM) equipped with a panchromatic cathodoluminescence (CL) detector; TESCAN Integrated Mineral Analyzer (TIMA) system with a Mira-3 scanning electron microscope with four EDS (EDAX Element 30) detectors; JEOL JXA-8230 electron microprobe | Wuhan Sample Solution Analytical Technology Co., Ltd., Wuhan, China; Tuoyan Analytical Technology Co., Ltd., Guangzhou, China; Nanjing Hongchuang Geological Exploration Technology Service Co., Ltd., Nanjing, China | SEM: accelerating voltage of 15–20 kV, emission current of ~80 μA, takeoff angle ~35°, 4 μm to 5 μm beam diameter, working distance of ~10 mm; SEM-CL: acceleration voltage of 10 kV, beam current of 15 nA; TIMA: accelerating voltage of 25 kV, probe current of 9 nA, working distance of 15 mm, pixel spacing 3 μm, dot spacing 9 μm; EPMA: beam current not fully stated in excerpt | [5 empty] | 6 | [5 empty] | 375 |  | 5 |  | 1.5 | [5 empty] | 243.1 |  | 20 |  |  |  | 11 |  | 0.5 | [21 empty] | 0.5 | [11 empty] | 10 |  | 40.5 | [5 empty] | 1394 |  | 20.8 |  |  |  | 1.6 |  |  |  | 2.9 |  |  |  | 100 |  | 808.4 | [7 empty] | 98.5 | [9 empty] | 1 |  | 5 | [7 empty] | 1.5 |  | 97 |  | 0.5 | [5 empty] | 2 | [7 empty] | 0.5 |  | 28 |  | 2.4 |  | 6 |  |  |  | 40694 |  | 1.9 |  |  | 2025 | Xinghai Lang et al., Polymetallic veins—a possible bridge between porphyry and intermediate-sulfidation deposits, Geological Society of America Bulletin, v. 136, doi:10.1130/B38406.1 |  | CHN | Tibet
| No. 1 porphyry Cu-Au deposit (Xietongmen deposit), Xiongcun ore district | No. 1 deposit, Xiongcun ore district | Magmatic hydrothermal | Porphyry | Cu-Au porphyry | Cu, Au | Zn, Ag, Pb | Cu, Au, Zn, Ag, Pb | Lang et al., 2014; Tang et al., 2015; Wang et al., 2017 |  | 6076-110 | 6076-110-1 | underground mine |  |  |  |  | ore material | drill core | drill core | mineral separate | [5 empty] | mineralisation |  |  |  | pyrite, sphalerite, pyrrhotite, chalcopyrite, galena, quartz | Stage A: pyrite + sericite; Stage B: sphalerite + pyrrhotite + chalcopyrite + galena + quartz; Stage C: actinolite + epidote + chlorite + magnetite + quartz | polymetallic veins crosscutting porphyry-stage veins and alteration zones | Z2 |  |  |  | actinolite, epidote, chlorite, magnetite, sericite, calcite, acanthite-argentite, pyrargyrite, hessite, electrum | carbon-coated thin sections; polished sections | SEM-EDS, EMPA, LA-ICPMS, SIMS | JEOL IT300HR scanning electron microscope equipped with secondary electron, backscattered electron (BSE), and energy dispersive X-ray spectrometry (EDS) detectors; TESCAN MIRA3 field-emission scanning electron microprobe (FE-SEM) equipped with a panchromatic cathodoluminescence (CL) detector; TESCAN Integrated Mineral Analyzer (TIMA) system with a Mira-3 scanning electron microscope with four EDS (EDAX Element 30) detectors; JEOL JXA-8230 electron microprobe | Wuhan Sample Solution Analytical Technology Co., Ltd., Wuhan, China; Tuoyan Analytical Technology Co., Ltd., Guangzhou, China; Nanjing Hongchuang Geological Exploration Technology Service Co., Ltd., Nanjing, China | SEM: accelerating voltage of 15–20 kV, emission current of ~80 μA, takeoff angle ~35°, 4 μm to 5 μm beam diameter, working distance of ~10 mm; SEM-CL: acceleration voltage of 10 kV, beam current of 15 nA; TIMA: accelerating voltage of 25 kV, probe current of 9 nA, working distance of 15 mm, pixel spacing 3 μm, dot spacing 9 μm; EPMA: beam current not fully stated in excerpt | [5 empty] | 9 | [5 empty] | 136 |  | 5 |  | 1.1 | [5 empty] | 4 |  | 22 |  |  |  | 37 |  | 30.8 | [21 empty] | 0.5 | [11 empty] | 10 |  | 26.4 | [5 empty] | 121 |  | 22.7 |  |  |  | 1.8 |  |  |  | 26.3 |  |  |  | 700 |  | 31.8 | [7 empty] | 54.6 | [9 empty] | 0.5 |  | 17 | [7 empty] | 4 |  | 116 |  | 0.5 | [5 empty] | 1.6 | [7 empty] | 0.5 |  | 107 |  | 1.5 |  | 6.3 |  |  |  | 3691 |  | 2.6 |  |  | 2025 | Xinghai Lang et al., Polymetallic veins—a possible bridge between porphyry and intermediate-sulfidation deposits, Geological Society of America Bulletin, v. 136, doi:10.1130/B38406.1 |  | CHN | Tibet
| No. 1 porphyry Cu-Au deposit (Xietongmen deposit), Xiongcun ore district | No. 1 deposit, Xiongcun ore district | Magmatic hydrothermal | Porphyry | Cu-Au porphyry | Cu, Au | Zn, Ag, Pb | Cu, Au, Zn, Ag, Pb | Lang et al., 2014; Tang et al., 2015; Wang et al., 2017 |  | 6089-67.2 | 6089-67.2-1 | underground mine |  |  |  |  | ore material | drill core | drill core | mineral separate | [5 empty] | mineralisation |  |  |  | pyrite, sphalerite, pyrrhotite, chalcopyrite, galena, quartz | Stage A: pyrite + sericite; Stage B: sphalerite + pyrrhotite + chalcopyrite + galena + quartz; Stage C: actinolite + epidote + chlorite + magnetite + quartz | polymetallic veins crosscutting porphyry-stage veins and alteration zones | Z2 |  |  |  | actinolite, epidote, chlorite, magnetite, sericite, calcite, acanthite-argentite, pyrargyrite, hessite, electrum | carbon-coated thin sections; polished sections | SEM-EDS, EMPA, LA-ICPMS, SIMS | JEOL IT300HR scanning electron microscope equipped with secondary electron, backscattered electron (BSE), and energy dispersive X-ray spectrometry (EDS) detectors; TESCAN MIRA3 field-emission scanning electron microprobe (FE-SEM) equipped with a panchromatic cathodoluminescence (CL) detector; TESCAN Integrated Mineral Analyzer (TIMA) system with a Mira-3 scanning electron microscope with four EDS (EDAX Element 30) detectors; JEOL JXA-8230 electron microprobe | Wuhan Sample Solution Analytical Technology Co., Ltd., Wuhan, China; Tuoyan Analytical Technology Co., Ltd., Guangzhou, China; Nanjing Hongchuang Geological Exploration Technology Service Co., Ltd., Nanjing, China | SEM: accelerating voltage of 15–20 kV, emission current of ~80 μA, takeoff angle ~35°, 4 μm to 5 μm beam diameter, working distance of ~10 mm; SEM-CL: acceleration voltage of 10 kV, beam current of 15 nA; TIMA: accelerating voltage of 25 kV, probe current of 9 nA, working distance of 15 mm, pixel spacing 3 μm, dot spacing 9 μm; EPMA: beam current not fully stated in excerpt | [5 empty] | 7 | [5 empty] | 247 |  | 5 |  | 1.2 | [5 empty] | 11.8 |  | 13 |  |  |  | 18 |  | 9.6 | [21 empty] | 0.5 | [11 empty] | 5 |  | 29.5 | [5 empty] | 103 |  | 29.8 |  |  |  | 0.8 |  |  |  | 7.6 |  |  |  | 500 |  | 131.8 | [7 empty] | 90.8 | [9 empty] | 0.9 |  | 6 | [7 empty] | 1.4 |  | 256 |  | 0.5 | [5 empty] | 2 | [7 empty] | 0.5 |  | 51 |  | 0.6 |  | 3.7 |  |  |  | 2922 |  | 1.2 |  |  | 2025 | Xinghai Lang et al., Polymetallic veins—a possible bridge between porphyry and intermediate-sulfidation deposits, Geological Society of America Bulletin, v. 136, doi:10.1130/B38406.1 |  | CHN | Tibet
| No. 1 porphyry Cu-Au deposit (Xietongmen deposit), Xiongcun ore district | No. 1 deposit, Xiongcun ore district | Magmatic hydrothermal | Porphyry | Cu-Au porphyry | Cu, Au | Zn, Ag, Pb | Cu, Au, Zn, Ag, Pb | Lang et al., 2014; Tang et al., 2015; Wang et al., 2017 |  | 6094-243.6 | 6094-243.6-1 | underground mine |  |  |  |  | ore material | drill core | drill core | mineral separate | [5 empty] | mineralisation |  |  |  | pyrite, sphalerite, pyrrhotite, chalcopyrite, galena, quartz | Stage A: pyrite + sericite; Stage B: sphalerite + pyrrhotite + chalcopyrite + galena + quartz; Stage C: actinolite + epidote + chlorite + magnetite + quartz | polymetallic veins crosscutting porphyry-stage veins and alteration zones | Z2 |  |  |  | actinolite, epidote, chlorite, magnetite, sericite, calcite, acanthite-argentite, pyrargyrite, hessite, electrum | carbon-coated thin sections; polished sections | SEM-EDS, EMPA, LA-ICPMS, SIMS | JEOL IT300HR scanning electron microscope equipped with secondary electron, backscattered electron (BSE), and energy dispersive X-ray spectrometry (EDS) detectors; TESCAN MIRA3 field-emission scanning electron microprobe (FE-SEM) equipped with a panchromatic cathodoluminescence (CL) detector; TESCAN Integrated Mineral Analyzer (TIMA) system with a Mira-3 scanning electron microscope with four EDS (EDAX Element 30) detectors; JEOL JXA-8230 electron microprobe | Wuhan Sample Solution Analytical Technology Co., Ltd., Wuhan, China; Tuoyan Analytical Technology Co., Ltd., Guangzhou, China; Nanjing Hongchuang Geological Exploration Technology Service Co., Ltd., Nanjing, China | SEM: accelerating voltage of 15–20 kV, emission current of ~80 μA, takeoff angle ~35°, 4 μm to 5 μm beam diameter, working distance of ~10 mm; SEM-CL: acceleration voltage of 10 kV, beam current of 15 nA; TIMA: accelerating voltage of 25 kV, probe current of 9 nA, working distance of 15 mm, pixel spacing 3 μm, dot spacing 9 μm; EPMA: beam current not fully stated in excerpt | [5 empty] | 5 | [5 empty] | 351 |  | 5 |  | 0.6 | [5 empty] | 33.7 |  | 30 |  |  |  | 14 |  | 8.8 | [21 empty] | 0.5 | [11 empty] | 14 |  | 44.2 | [5 empty] | 1515 |  | 34.5 |  |  |  | 2.3 |  |  |  | 8.5 |  |  |  | 1100 |  | 148.8 | [7 empty] | 125.2 | [9 empty] | 1.4 |  | 5 | [7 empty] | 0.7 |  | 68 |  | 0.5 | [5 empty] | 3.2 | [7 empty] | 0.5 |  | 72 |  | 2 |  | 6.5 |  |  |  | 5784 |  | 28.1 |  |  | 2025 | Xinghai Lang et al., Polymetallic veins—a possible bridge between porphyry and intermediate-sulfidation deposits, Geological Society of America Bulletin, v. 136, doi:10.1130/B38406.1 |  | CHN | Tibet
| No. 1 porphyry Cu-Au deposit (Xietongmen deposit), Xiongcun ore district | No. 1 deposit, Xiongcun ore district | Magmatic hydrothermal | Porphyry | Cu-Au porphyry | Cu, Au | Zn, Ag, Pb | Cu, Au, Zn, Ag, Pb | Lang et al., 2014; Tang et al., 2015; Wang et al., 2017 |  | 6095-81.1 | 6095-81.1-1 | underground mine |  |  |  |  | ore material | drill core | drill core | mineral separate | [5 empty] | mineralisation |  |  |  | pyrite, sphalerite, pyrrhotite, chalcopyrite, galena, quartz | Stage A: pyrite + sericite; Stage B: sphalerite + pyrrhotite + chalcopyrite + galena + quartz; Stage C: actinolite + epidote + chlorite + magnetite + quartz | polymetallic veins crosscutting porphyry-stage veins and alteration zones | Z2 |  |  |  | actinolite, epidote, chlorite, magnetite, sericite, calcite, acanthite-argentite, pyrargyrite, hessite, electrum | carbon-coated thin sections; polished sections | SEM-EDS, EMPA, LA-ICPMS, SIMS | JEOL IT300HR scanning electron microscope equipped with secondary electron, backscattered electron (BSE), and energy dispersive X-ray spectrometry (EDS) detectors; TESCAN MIRA3 field-emission scanning electron microprobe (FE-SEM) equipped with a panchromatic cathodoluminescence (CL) detector; TESCAN Integrated Mineral Analyzer (TIMA) system with a Mira-3 scanning electron microscope with four EDS (EDAX Element 30) detectors; JEOL JXA-8230 electron microprobe | Wuhan Sample Solution Analytical Technology Co., Ltd., Wuhan, China; Tuoyan Analytical Technology Co., Ltd., Guangzhou, China; Nanjing Hongchuang Geological Exploration Technology Service Co., Ltd., Nanjing, China | SEM: accelerating voltage of 15–20 kV, emission current of ~80 μA, takeoff angle ~35°, 4 μm to 5 μm beam diameter, working distance of ~10 mm; SEM-CL: acceleration voltage of 10 kV, beam current of 15 nA; TIMA: accelerating voltage of 25 kV, probe current of 9 nA, working distance of 15 mm, pixel spacing 3 μm, dot spacing 9 μm; EPMA: beam current not fully stated in excerpt | [5 empty] | 5 | [5 empty] | 439 |  | 5 |  | 0.6 | [5 empty] | 16.9 |  | 20 |  |  |  | 15 |  | 2.9 | [21 empty] | 0.5 | [11 empty] | 10 |  | 40.9 | [5 empty] | 553 |  | 10.8 |  |  |  | 1.8 |  |  |  | 4.5 |  |  |  | 1100 |  | 565.6 | [7 empty] | 69.7 | [9 empty] | 1.4 |  | 5 | [7 empty] | 1.6 |  | 136 |  | 0.5 | [5 empty] | 2.3 | [7 empty] | 0.5 |  | 59 |  | 0.5 |  | 6.6 |  |  |  | 3260 |  | 1.3 |  |  | 2025 | Xinghai Lang et al., Polymetallic veins—a possible bridge between porphyry and intermediate-sulfidation deposits, Geological Society of America Bulletin, v. 136, doi:10.1130/B38406.1 |  | CHN | Tibet
| No. 1 porphyry Cu-Au deposit (Xietongmen deposit), Xiongcun ore district | No. 1 deposit, Xiongcun ore district | Magmatic hydrothermal | Porphyry | Cu-Au porphyry | Cu, Au | Zn, Ag, Pb | Cu, Au, Zn, Ag, Pb | Lang et al., 2014; Tang et al., 2015; Wang et al., 2017 |  | 6179-115 | 6179-115-1 | underground mine |  |  |  |  | ore material | drill core | drill core | mineral separate | [5 empty] | mineralisation |  |  |  | pyrite, sphalerite, pyrrhotite, chalcopyrite, galena, quartz | Stage A: pyrite + sericite; Stage B: sphalerite + pyrrhotite + chalcopyrite + galena + quartz; Stage C: actinolite + epidote + chlorite + magnetite + quartz | polymetallic veins crosscutting porphyry-stage veins and alteration zones | Z2 |  |  |  | actinolite, epidote, chlorite, magnetite, sericite, calcite, acanthite-argentite, pyrargyrite, hessite, electrum | carbon-coated thin sections; polished sections | SEM-EDS, EMPA, LA-ICPMS, SIMS | JEOL IT300HR scanning electron microscope equipped with secondary electron, backscattered electron (BSE), and energy dispersive X-ray spectrometry (EDS) detectors; TESCAN MIRA3 field-emission scanning electron microprobe (FE-SEM) equipped with a panchromatic cathodoluminescence (CL) detector; TESCAN Integrated Mineral Analyzer (TIMA) system with a Mira-3 scanning electron microscope with four EDS (EDAX Element 30) detectors; JEOL JXA-8230 electron microprobe | Wuhan Sample Solution Analytical Technology Co., Ltd., Wuhan, China; Tuoyan Analytical Technology Co., Ltd., Guangzhou, China; Nanjing Hongchuang Geological Exploration Technology Service Co., Ltd., Nanjing, China | SEM: accelerating voltage of 15–20 kV, emission current of ~80 μA, takeoff angle ~35°, 4 μm to 5 μm beam diameter, working distance of ~10 mm; SEM-CL: acceleration voltage of 10 kV, beam current of 15 nA; TIMA: accelerating voltage of 25 kV, probe current of 9 nA, working distance of 15 mm, pixel spacing 3 μm, dot spacing 9 μm; EPMA: beam current not fully stated in excerpt | [5 empty] | 6 | [5 empty] | 370 |  | 5 |  | 0.5 | [5 empty] | 11.7 |  | 31 |  |  |  | 17 |  | 9.2 | [21 empty] | 0.5 | [11 empty] | 14 |  | 20.9 | [5 empty] | 1851 |  | 67.6 |  |  |  | 1.4 |  |  |  | 1.6 |  |  |  | 900 |  | 122.8 | [7 empty] | 93.6 | [9 empty] | 0.6 |  | 6 | [7 empty] | 1.1 |  | 146 |  | 0.5 | [5 empty] | 3 | [7 empty] | 0.5 |  | 74 |  | 1.6 |  | 8.2 |  |  |  | 1924 |  | 2.2 |  |  | 2025 | Xinghai Lang et al., Polymetallic veins—a possible bridge between porphyry and intermediate-sulfidation deposits, Geological Society of America Bulletin, v. 136, doi:10.1130/B38406.1 |  | CHN | Tibet
| No. 1 porphyry Cu-Au deposit (Xietongmen deposit), Xiongcun ore district | No. 1 deposit, Xiongcun ore district | Magmatic hydrothermal | Porphyry | Cu-Au porphyry | Cu, Au | Zn, Ag, Pb | Cu, Au, Zn, Ag, Pb | Lang et al., 2014; Tang et al., 2015; Wang et al., 2017 |  | 6196-221.5 | 6196-221.5-1 | underground mine |  |  |  |  | ore material | drill core | drill core | mineral separate | [5 empty] | mineralisation |  |  |  | pyrite, sphalerite, pyrrhotite, chalcopyrite, galena, quartz | Stage A: pyrite + sericite; Stage B: sphalerite + pyrrhotite + chalcopyrite + galena + quartz; Stage C: actinolite + epidote + chlorite + magnetite + quartz | polymetallic veins crosscutting porphyry-stage veins and alteration zones | Z2 |  |  |  | actinolite, epidote, chlorite, magnetite, sericite, calcite, acanthite-argentite, pyrargyrite, hessite, electrum | carbon-coated thin sections; polished sections | SEM-EDS, EMPA, LA-ICPMS, SIMS | JEOL IT300HR scanning electron microscope equipped with secondary electron, backscattered electron (BSE), and energy dispersive X-ray spectrometry (EDS) detectors; TESCAN MIRA3 field-emission scanning electron microprobe (FE-SEM) equipped with a panchromatic cathodoluminescence (CL) detector; TESCAN Integrated Mineral Analyzer (TIMA) system with a Mira-3 scanning electron microscope with four EDS (EDAX Element 30) detectors; JEOL JXA-8230 electron microprobe | Wuhan Sample Solution Analytical Technology Co., Ltd., Wuhan, China; Tuoyan Analytical Technology Co., Ltd., Guangzhou, China; Nanjing Hongchuang Geological Exploration Technology Service Co., Ltd., Nanjing, China | SEM: accelerating voltage of 15–20 kV, emission current of ~80 μA, takeoff angle ~35°, 4 μm to 5 μm beam diameter, working distance of ~10 mm; SEM-CL: acceleration voltage of 10 kV, beam current of 15 nA; TIMA: accelerating voltage of 25 kV, probe current of 9 nA, working distance of 15 mm, pixel spacing 3 μm, dot spacing 9 μm; EPMA: beam current not fully stated in excerpt | [5 empty] | 7 | [5 empty] | 301 |  | 5 |  | 0.5 | [5 empty] | 173.4 |  | 22 |  |  |  | 23 |  | 24 | [21 empty] | 0.5 | [11 empty] | 11 |  | 21.8 | [5 empty] | 1165 |  | 53.6 |  |  |  | 1.6 |  |  |  | 36.5 |  |  |  | 1000 |  | 232.5 | [7 empty] | 106.4 | [9 empty] | 0.5 |  | 5 | [7 empty] | 2.8 |  | 120 |  | 0.5 | [5 empty] | 2.5 | [7 empty] | 0.5 |  | 49 |  | 1.7 |  | 6.6 |  |  |  | 37266 |  | 0.8 |  |  | 2025 | Xinghai Lang et al., Polymetallic veins—a possible bridge between porphyry and intermediate-sulfidation deposits, Geological Society of America Bulletin, v. 136, doi:10.1130/B38406.1 |  | CHN | Tibet
| No. 1 porphyry Cu-Au deposit (Xietongmen deposit), Xiongcun ore district | No. 1 deposit, Xiongcun ore district | Magmatic hydrothermal | Porphyry | Cu-Au porphyry | Cu, Au | Zn, Ag, Pb | Cu, Au, Zn, Ag, Pb | Lang et al., 2014; Tang et al., 2015; Wang et al., 2017 |  | 6196-231.2 | 6196-231.2-1 | underground mine |  |  |  |  | ore material | drill core | drill core | mineral separate | [5 empty] | mineralisation |  |  |  | pyrite, sphalerite, pyrrhotite, chalcopyrite, galena, quartz | Stage A: pyrite + sericite; Stage B: sphalerite + pyrrhotite + chalcopyrite + galena + quartz; Stage C: actinolite + epidote + chlorite + magnetite + quartz | polymetallic veins crosscutting porphyry-stage veins and alteration zones | Z2 |  |  |  | actinolite, epidote, chlorite, magnetite, sericite, calcite, acanthite-argentite, pyrargyrite, hessite, electrum | carbon-coated thin sections; polished sections | SEM-EDS, EMPA, LA-ICPMS, SIMS | JEOL IT300HR scanning electron microscope equipped with secondary electron, backscattered electron (BSE), and energy dispersive X-ray spectrometry (EDS) detectors; TESCAN MIRA3 field-emission scanning electron microprobe (FE-SEM) equipped with a panchromatic cathodoluminescence (CL) detector; TESCAN Integrated Mineral Analyzer (TIMA) system with a Mira-3 scanning electron microscope with four EDS (EDAX Element 30) detectors; JEOL JXA-8230 electron microprobe | Wuhan Sample Solution Analytical Technology Co., Ltd., Wuhan, China; Tuoyan Analytical Technology Co., Ltd., Guangzhou, China; Nanjing Hongchuang Geological Exploration Technology Service Co., Ltd., Nanjing, China | SEM: accelerating voltage of 15–20 kV, emission current of ~80 μA, takeoff angle ~35°, 4 μm to 5 μm beam diameter, working distance of ~10 mm; SEM-CL: acceleration voltage of 10 kV, beam current of 15 nA; TIMA: accelerating voltage of 25 kV, probe current of 9 nA, working distance of 15 mm, pixel spacing 3 μm, dot spacing 9 μm; EPMA: beam current not fully stated in excerpt | [5 empty] | 5 | [5 empty] | 295 |  | 5 |  | 0.5 | [5 empty] | 28.1 |  | 34 |  |  |  | 25 |  | 6.7 | [21 empty] | 0.5 | [11 empty] | 17 |  | 28.2 | [5 empty] | 1995 |  | 50 |  |  |  | 1.2 |  |  |  | 24 |  |  |  | 2000 |  | 333.6 | [7 empty] | 91.8 | [9 empty] | 0.5 |  | 7 | [7 empty] | 0.8 |  | 123 |  | 0.5 | [5 empty] | 2.8 | [7 empty] | 0.5 |  | 44 |  | 2 |  | 15.7 |  |  |  | 6656 |  | 0.5 |  |  | 2025 | Xinghai Lang et al., Polymetallic veins—a possible bridge between porphyry and intermediate-sulfidation deposits, Geological Society of America Bulletin, v. 136, doi:10.1130/B38406.1 |  | CHN | Tibet
| No. 1 porphyry Cu-Au deposit (Xietongmen deposit), Xiongcun ore district | No. 1 deposit, Xiongcun ore district | Magmatic hydrothermal | Porphyry | Cu-Au porphyry | Cu, Au | Zn, Ag, Pb | Cu, Au, Zn, Ag, Pb | Lang et al., 2014; Tang et al., 2015; Wang et al., 2017 |  | 5002-243.5 | 5002-243.5-1 | underground mine |  |  |  |  | ore material | drill core | drill core | mineral separate | [5 empty] | mineralisation |  |  |  | pyrite, sphalerite, pyrrhotite, chalcopyrite, galena, quartz | Stage A: pyrite + sericite; Stage B: sphalerite + pyrrhotite + chalcopyrite + galena + quartz; Stage C: actinolite + epidote + chlorite + magnetite + quartz | polymetallic veins crosscutting porphyry-stage veins and alteration zones | Z2 |  |  |  | actinolite, epidote, chlorite, magnetite, sericite, calcite, acanthite-argentite, pyrargyrite, hessite, electrum | carbon-coated thin sections; polished sections | SEM-EDS, EMPA, LA-ICPMS, SIMS | JEOL IT300HR scanning electron microscope equipped with secondary electron, backscattered electron (BSE), and energy dispersive X-ray spectrometry (EDS) detectors; TESCAN MIRA3 field-emission scanning electron microprobe (FE-SEM) equipped with a panchromatic cathodoluminescence (CL) detector; TESCAN Integrated Mineral Analyzer (TIMA) system with a Mira-3 scanning electron microscope with four EDS (EDAX Element 30) detectors; JEOL JXA-8230 electron microprobe | Wuhan Sample Solution Analytical Technology Co., Ltd., Wuhan, China; Tuoyan Analytical Technology Co., Ltd., Guangzhou, China; Nanjing Hongchuang Geological Exploration Technology Service Co., Ltd., Nanjing, China | SEM: accelerating voltage of 15–20 kV, emission current of ~80 μA, takeoff angle ~35°, 4 μm to 5 μm beam diameter, working distance of ~10 mm; SEM-CL: acceleration voltage of 10 kV, beam current of 15 nA; TIMA: accelerating voltage of 25 kV, probe current of 9 nA, working distance of 15 mm, pixel spacing 3 μm, dot spacing 9 μm; EPMA: beam current not fully stated in excerpt | [5 empty] | 11 | [5 empty] | 324 |  | 5 |  | 0.8 | [5 empty] | 15.7 |  | 39 |  |  |  | 13 |  | 2 | [21 empty] | 0.5 | [11 empty] | 19 |  | 21 | [5 empty] | 660 |  | 20 |  |  |  | 2 |  |  |  | 2 |  |  |  | 1020 |  | 286 | [7 empty] | 126 | [9 empty] | 1 |  | 6 | [7 empty] | 2 |  | 70 |  | 1 | [5 empty] | 3 | [7 empty] | 0.2 |  | 61 |  | 2.4 |  | 12 |  |  |  | 3014 |  | 2 |  |  | 2025 | Xinghai Lang et al., Polymetallic veins—a possible bridge between porphyry and intermediate-sulfidation deposits, Geological Society of America Bulletin, v. 136, doi:10.1130/B38406.1 |  | CHN | Tibet
| No. 1 porphyry Cu-Au deposit (Xietongmen deposit), Xiongcun ore district | No. 1 deposit, Xiongcun ore district | Magmatic hydrothermal | Porphyry | Cu-Au porphyry | Cu, Au | Zn, Ag, Pb | Cu, Au, Zn, Ag, Pb | Lang et al., 2014; Tang et al., 2015; Wang et al., 2017 |  | 5011-292 | 5011-292-1 | underground mine |  |  |  |  | ore material | drill core | drill core | mineral separate | [5 empty] | mineralisation |  |  |  | pyrite, sphalerite, pyrrhotite, chalcopyrite, galena, quartz | Stage A: pyrite + sericite; Stage B: sphalerite + pyrrhotite + chalcopyrite + galena + quartz; Stage C: actinolite + epidote + chlorite + magnetite + quartz | polymetallic veins crosscutting porphyry-stage veins and alteration zones | Z2 |  |  |  | actinolite, epidote, chlorite, magnetite, sericite, calcite, acanthite-argentite, pyrargyrite, hessite, electrum | carbon-coated thin sections; polished sections | SEM-EDS, EMPA, LA-ICPMS, SIMS | JEOL IT300HR scanning electron microscope equipped with secondary electron, backscattered electron (BSE), and energy dispersive X-ray spectrometry (EDS) detectors; TESCAN MIRA3 field-emission scanning electron microprobe (FE-SEM) equipped with a panchromatic cathodoluminescence (CL) detector; TESCAN Integrated Mineral Analyzer (TIMA) system with a Mira-3 scanning electron microscope with four EDS (EDAX Element 30) detectors; JEOL JXA-8230 electron microprobe | Wuhan Sample Solution Analytical Technology Co., Ltd., Wuhan, China; Tuoyan Analytical Technology Co., Ltd., Guangzhou, China; Nanjing Hongchuang Geological Exploration Technology Service Co., Ltd., Nanjing, China | SEM: accelerating voltage of 15–20 kV, emission current of ~80 μA, takeoff angle ~35°, 4 μm to 5 μm beam diameter, working distance of ~10 mm; SEM-CL: acceleration voltage of 10 kV, beam current of 15 nA; TIMA: accelerating voltage of 25 kV, probe current of 9 nA, working distance of 15 mm, pixel spacing 3 μm, dot spacing 9 μm; EPMA: beam current not fully stated in excerpt | [5 empty] | 8 | [5 empty] | 136 |  | 5 |  | 10.5 | [5 empty] | 96 |  | 19 |  |  |  | 10 |  | 1 | [21 empty] | 0.5 | [11 empty] | 9 |  | 24 | [5 empty] | 767 |  | 21 |  |  |  | 2 |  |  |  | 2 |  |  |  | 510 |  | 1015 | [7 empty] | 95 | [9 empty] | 0.8 |  | 6 | [7 empty] | 2 |  | 39 |  | 1 | [5 empty] | 2 | [7 empty] | 0.2 |  | 39 |  | 2.4 |  | 8 |  |  |  | 18917 |  | 2 |  |  | 2025 | Xinghai Lang et al., Polymetallic veins—a possible bridge between porphyry and intermediate-sulfidation deposits, Geological Society of America Bulletin, v. 136, doi:10.1130/B38406.1 |  | CHN | Tibet
| No. 1 porphyry Cu-Au deposit (Xietongmen deposit), Xiongcun ore district | No. 1 deposit, Xiongcun ore district | Magmatic hydrothermal | Porphyry | Cu-Au porphyry | Cu, Au | Zn, Ag, Pb | Cu, Au, Zn, Ag, Pb | Lang et al., 2014; Tang et al., 2015; Wang et al., 2017 |  | 6133-74.8 | 6133-74.8-1 | underground mine |  |  |  |  | ore material | drill core | drill core | mineral separate | [5 empty] | mineralisation |  |  |  | pyrite, sphalerite, pyrrhotite, chalcopyrite, galena, quartz | Stage A: pyrite + sericite; Stage B: sphalerite + pyrrhotite + chalcopyrite + galena + quartz; Stage C: actinolite + epidote + chlorite + magnetite + quartz | polymetallic veins crosscutting porphyry-stage veins and alteration zones | Z2 |  |  |  | actinolite, epidote, chlorite, magnetite, sericite, calcite, acanthite-argentite, pyrargyrite, hessite, electrum | carbon-coated thin sections; polished sections | SEM-EDS, EMPA, LA-ICPMS, SIMS | JEOL IT300HR scanning electron microscope equipped with secondary electron, backscattered electron (BSE), and energy dispersive X-ray spectrometry (EDS) detectors; TESCAN MIRA3 field-emission scanning electron microprobe (FE-SEM) equipped with a panchromatic cathodoluminescence (CL) detector; TESCAN Integrated Mineral Analyzer (TIMA) system with a Mira-3 scanning electron microscope with four EDS (EDAX Element 30) detectors; JEOL JXA-8230 electron microprobe | Wuhan Sample Solution Analytical Technology Co., Ltd., Wuhan, China; Tuoyan Analytical Technology Co., Ltd., Guangzhou, China; Nanjing Hongchuang Geological Exploration Technology Service Co., Ltd., Nanjing, China | SEM: accelerating voltage of 15–20 kV, emission current of ~80 μA, takeoff angle ~35°, 4 μm to 5 μm beam diameter, working distance of ~10 mm; SEM-CL: acceleration voltage of 10 kV, beam current of 15 nA; TIMA: accelerating voltage of 25 kV, probe current of 9 nA, working distance of 15 mm, pixel spacing 3 μm, dot spacing 9 μm; EPMA: beam current not fully stated in excerpt | [5 empty] | 11 | [5 empty] | 388 |  | 5 |  | 1.2 | [5 empty] | 20.7 |  | 18 |  |  |  | 12 |  | 4.9 | [21 empty] | 0.5 | [11 empty] | 10 |  | 25.5 | [5 empty] | 137 |  | 13.9 |  |  |  | 1.5 |  |  |  | 4 |  |  |  | 300 |  | 494.1 | [7 empty] | 124 | [9 empty] | 1.4 |  | 8 | [7 empty] | 1.6 |  | 158 |  | 0.5 | [5 empty] | 3 | [7 empty] | 0.5 |  | 54 |  | 0.9 |  | 4.9 |  |  |  | 3592 |  | 1.6 |  |  | 2025 | Xinghai Lang et al., Polymetallic veins—a possible bridge between porphyry and intermediate-sulfidation deposits, Geological Society of America Bulletin, v. 136, doi:10.1130/B38406.1 |  | CHN | Tibet
| No. 1 porphyry Cu-Au deposit (Xietongmen deposit), Xiongcun ore district | No. 1 deposit, Xiongcun ore district | Magmatic hydrothermal | Porphyry | Cu-Au porphyry | Cu, Au | Zn, Ag, Pb | Cu, Au, Zn, Ag, Pb | Lang et al., 2014; Tang et al., 2015; Wang et al., 2017 |  | 5033-277.4 | 5033-277.4-1 | underground mine |  |  |  |  | ore material | drill core | drill core | mineral separate | [5 empty] | mineralisation |  |  |  | pyrite, sphalerite, pyrrhotite, chalcopyrite, galena, quartz | Stage A: pyrite + sericite; Stage B: sphalerite + pyrrhotite + chalcopyrite + galena + quartz; Stage C: actinolite + epidote + chlorite + magnetite + quartz | polymetallic veins crosscutting porphyry-stage veins and alteration zones | Z2 |  |  |  | actinolite, epidote, chlorite, magnetite, sericite, calcite, acanthite-argentite, pyrargyrite, hessite, electrum | carbon-coated thin sections; polished sections | SEM-EDS, EMPA, LA-ICPMS, SIMS | JEOL IT300HR scanning electron microscope equipped with secondary electron, backscattered electron (BSE), and energy dispersive X-ray spectrometry (EDS) detectors; TESCAN MIRA3 field-emission scanning electron microprobe (FE-SEM) equipped with a panchromatic cathodoluminescence (CL) detector; TESCAN Integrated Mineral Analyzer (TIMA) system with a Mira-3 scanning electron microscope with four EDS (EDAX Element 30) detectors; JEOL JXA-8230 electron microprobe | Wuhan Sample Solution Analytical Technology Co., Ltd., Wuhan, China; Tuoyan Analytical Technology Co., Ltd., Guangzhou, China; Nanjing Hongchuang Geological Exploration Technology Service Co., Ltd., Nanjing, China | SEM: accelerating voltage of 15–20 kV, emission current of ~80 μA, takeoff angle ~35°, 4 μm to 5 μm beam diameter, working distance of ~10 mm; SEM-CL: acceleration voltage of 10 kV, beam current of 15 nA; TIMA: accelerating voltage of 25 kV, probe current of 9 nA, working distance of 15 mm, pixel spacing 3 μm, dot spacing 9 μm; EPMA: beam current not fully stated in excerpt | [5 empty] | 5 | [5 empty] | 44 |  | 5 |  | 1.1 | [5 empty] | 24.5 |  | 5 |  |  |  | 9 |  | 2 | [21 empty] | 0.5 | [11 empty] | 2 |  | 16 | [5 empty] | 1073 |  | 54 |  |  |  | 1 |  |  |  | 3 |  |  |  | 100 |  | 54 | [7 empty] | 10 | [9 empty] | 1.3 |  | 5 | [7 empty] | 2 |  | 143 |  | 1 | [5 empty] | 1 | [7 empty] | 0.5 |  | 43 |  | 0.6 |  | 7 |  |  |  | 6469 |  | 2 |  |  | 2025 | Xinghai Lang et al., Polymetallic veins—a possible bridge between porphyry and intermediate-sulfidation deposits, Geological Society of America Bulletin, v. 136, doi:10.1130/B38406.1 |  | CHN | Tibet
| No. 1 porphyry Cu-Au deposit (Xietongmen deposit), Xiongcun ore district | No. 1 deposit, Xiongcun ore district | Magmatic hydrothermal | Porphyry | Cu-Au porphyry | Cu, Au | Zn, Ag, Pb | Cu, Au, Zn, Ag, Pb | Lang et al., 2014; Tang et al., 2015; Wang et al., 2017 |  | 5028-172 | 5028-172-1 | underground mine |  |  |  |  | ore material | drill core | drill core | mineral separate | [5 empty] | mineralisation |  |  |  | pyrite, sphalerite, pyrrhotite, chalcopyrite, galena, quartz | Stage A: pyrite + sericite; Stage B: sphalerite + pyrrhotite + chalcopyrite + galena + quartz; Stage C: actinolite + epidote + chlorite + magnetite + quartz | polymetallic veins crosscutting porphyry-stage veins and alteration zones | Z2 |  |  |  | actinolite, epidote, chlorite, magnetite, sericite, calcite, acanthite-argentite, pyrargyrite, hessite, electrum | carbon-coated thin sections; polished sections | SEM-EDS, EMPA, LA-ICPMS, SIMS | JEOL IT300HR scanning electron microscope equipped with secondary electron, backscattered electron (BSE), and energy dispersive X-ray spectrometry (EDS) detectors; TESCAN MIRA3 field-emission scanning electron microprobe (FE-SEM) equipped with a panchromatic cathodoluminescence (CL) detector; TESCAN Integrated Mineral Analyzer (TIMA) system with a Mira-3 scanning electron microscope with four EDS (EDAX Element 30) detectors; JEOL JXA-8230 electron microprobe | Wuhan Sample Solution Analytical Technology Co., Ltd., Wuhan, China; Tuoyan Analytical Technology Co., Ltd., Guangzhou, China; Nanjing Hongchuang Geological Exploration Technology Service Co., Ltd., Nanjing, China | SEM: accelerating voltage of 15–20 kV, emission current of ~80 μA, takeoff angle ~35°, 4 μm to 5 μm beam diameter, working distance of ~10 mm; SEM-CL: acceleration voltage of 10 kV, beam current of 15 nA; TIMA: accelerating voltage of 25 kV, probe current of 9 nA, working distance of 15 mm, pixel spacing 3 μm, dot spacing 9 μm; EPMA: beam current not fully stated in excerpt | [5 empty] | 13 | [5 empty] | 128 |  | 5 |  | 0.5 | [5 empty] | 9.5 |  | 18 |  |  |  | 16 |  | 13.3 | [21 empty] | 0.5 | [11 empty] | 8.3 |  | 23.1 | [5 empty] | 419 |  | 26.2 |  |  |  | 1.1 |  |  |  | 4.2 |  |  |  | 200 |  | 95.4 | [7 empty] | 90.3 | [9 empty] | 1.4 |  | 5 | [7 empty] | 2.8 |  | 52 |  | 0.5 | [5 empty] | 2.1 | [7 empty] | 0.5 |  | 36 |  | 1 |  | 5.7 |  |  |  | 3427 |  | 1.6 |  |  | 2025 | Xinghai Lang et al., Polymetallic veins—a possible bridge between porphyry and intermediate-sulfidation deposits, Geological Society of America Bulletin, v. 136, doi:10.1130/B38406.1 |  | CHN | Tibet
| No. 1 porphyry Cu-Au deposit (Xietongmen deposit), Xiongcun ore district | No. 1 deposit, Xiongcun ore district | Magmatic hydrothermal | Porphyry | Cu-Au porphyry | Cu, Au | Zn, Ag, Pb | Cu, Au, Zn, Ag, Pb | Lang et al., 2014; Tang et al., 2015; Wang et al., 2017 |  | 6091-185 | 6091-185-1 | underground mine |  |  |  |  | ore material | drill core | drill core | mineral separate | [5 empty] | mineralisation |  |  |  | pyrite, sphalerite, pyrrhotite, chalcopyrite, galena, quartz | Stage A: pyrite + sericite; Stage B: sphalerite + pyrrhotite + chalcopyrite + galena + quartz; Stage C: actinolite + epidote + chlorite + magnetite + quartz | polymetallic veins crosscutting porphyry-stage veins and alteration zones | Z2 |  |  |  | actinolite, epidote, chlorite, magnetite, sericite, calcite, acanthite-argentite, pyrargyrite, hessite, electrum | carbon-coated thin sections; polished sections | SEM-EDS, EMPA, LA-ICPMS, SIMS | JEOL IT300HR scanning electron microscope equipped with secondary electron, backscattered electron (BSE), and energy dispersive X-ray spectrometry (EDS) detectors; TESCAN MIRA3 field-emission scanning electron microprobe (FE-SEM) equipped with a panchromatic cathodoluminescence (CL) detector; TESCAN Integrated Mineral Analyzer (TIMA) system with a Mira-3 scanning electron microscope with four EDS (EDAX Element 30) detectors; JEOL JXA-8230 electron microprobe | Wuhan Sample Solution Analytical Technology Co., Ltd., Wuhan, China; Tuoyan Analytical Technology Co., Ltd., Guangzhou, China; Nanjing Hongchuang Geological Exploration Technology Service Co., Ltd., Nanjing, China | SEM: accelerating voltage of 15–20 kV, emission current of ~80 μA, takeoff angle ~35°, 4 μm to 5 μm beam diameter, working distance of ~10 mm; SEM-CL: acceleration voltage of 10 kV, beam current of 15 nA; TIMA: accelerating voltage of 25 kV, probe current of 9 nA, working distance of 15 mm, pixel spacing 3 μm, dot spacing 9 μm; EPMA: beam current not fully stated in excerpt | [5 empty] | 11 | [5 empty] | 179 |  | 5 |  | 13.8 | [5 empty] | 68.6 |  | 19 |  |  |  | 6 |  | 1.2 | [21 empty] | 0.5 | [11 empty] | 10 |  | 11.1 | [5 empty] | 1745 |  | 46.1 |  |  |  | 2 |  |  |  | 1.5 |  |  |  | 600 |  | 1435.8 | [7 empty] | 50 | [9 empty] | 1 |  | 5 | [7 empty] | 1 |  | 108 |  | 0.5 | [5 empty] | 1.9 | [7 empty] | 0.8 |  | 35 |  | 2.7 |  | 10.7 |  |  |  | 12101 |  | 1.8 |  |  | 2025 | Xinghai Lang et al., Polymetallic veins—a possible bridge between porphyry and intermediate-sulfidation deposits, Geological Society of America Bulletin, v. 136, doi:10.1130/B38406.1 |  | CHN | Tibet
| No. 1 porphyry Cu-Au deposit (Xietongmen deposit), Xiongcun ore district | No. 1 deposit, Xiongcun ore district | Magmatic hydrothermal | Porphyry | Cu-Au porphyry | Cu, Au | Zn, Ag, Pb | Cu, Au, Zn, Ag, Pb | Lang et al., 2014; Tang et al., 2015; Wang et al., 2017 |  | 5015-202 | 5015-202-1 | underground mine |  |  |  |  | ore material | drill core | drill core | mineral separate | [5 empty] | mineralisation |  |  |  | pyrite, sphalerite, pyrrhotite, chalcopyrite, galena, quartz | Stage A: pyrite + sericite; Stage B: sphalerite + pyrrhotite + chalcopyrite + galena + quartz; Stage C: actinolite + epidote + chlorite + magnetite + quartz | polymetallic veins crosscutting porphyry-stage veins and alteration zones | Z2 |  |  |  | actinolite, epidote, chlorite, magnetite, sericite, calcite, acanthite-argentite, pyrargyrite, hessite, electrum | carbon-coated thin sections; polished sections | SEM-EDS, EMPA, LA-ICPMS, SIMS | JEOL IT300HR scanning electron microscope equipped with secondary electron, backscattered electron (BSE), and energy dispersive X-ray spectrometry (EDS) detectors; TESCAN MIRA3 field-emission scanning electron microprobe (FE-SEM) equipped with a panchromatic cathodoluminescence (CL) detector; TESCAN Integrated Mineral Analyzer (TIMA) system with a Mira-3 scanning electron microscope with four EDS (EDAX Element 30) detectors; JEOL JXA-8230 electron microprobe | Wuhan Sample Solution Analytical Technology Co., Ltd., Wuhan, China; Tuoyan Analytical Technology Co., Ltd., Guangzhou, China; Nanjing Hongchuang Geological Exploration Technology Service Co., Ltd., Nanjing, China | SEM: accelerating voltage of 15–20 kV, emission current of ~80 μA, takeoff angle ~35°, 4 μm to 5 μm beam diameter, working distance of ~10 mm; SEM-CL: acceleration voltage of 10 kV, beam current of 15 nA; TIMA: accelerating voltage of 25 kV, probe current of 9 nA, working distance of 15 mm, pixel spacing 3 μm, dot spacing 9 μm; EPMA: beam current not fully stated in excerpt | [5 empty] | 11 | [5 empty] | 77 |  | 5 |  | 0.9 | [5 empty] | 16.7 |  | 5 |  |  |  | 19 |  | 4 | [21 empty] | 0.5 | [11 empty] | 2 |  | 22 | [5 empty] | 651 |  | 33 |  |  |  | 1 |  |  |  | 4 |  |  |  | 40 |  | 372 | [7 empty] | 54 | [9 empty] | 1.8 |  | 5 | [7 empty] | 3 |  | 36 |  | 1 | [5 empty] | 1 | [7 empty] | 0.1 |  | 52 |  | 1.2 |  | 2 |  |  |  | 6061 |  | 1 |  |  | 2025 | Xinghai Lang et al., Polymetallic veins—a possible bridge between porphyry and intermediate-sulfidation deposits, Geological Society of America Bulletin, v. 136, doi:10.1130/B38406.1 |  | CHN | Tibet
| No. 1 porphyry Cu-Au deposit (Xietongmen deposit), Xiongcun ore district | No. 1 deposit, Xiongcun ore district | Magmatic hydrothermal | Porphyry | Cu-Au porphyry | Cu, Au | Zn, Ag, Pb | Cu, Au, Zn, Ag, Pb | Lang et al., 2014; Tang et al., 2015; Wang et al., 2017 |  | 5058-136 | 5058-136-1 | underground mine |  |  |  |  | ore material | drill core | drill core | mineral separate | [5 empty] | mineralisation |  |  |  | pyrite, sphalerite, pyrrhotite, chalcopyrite, galena, quartz | Stage A: pyrite + sericite; Stage B: sphalerite + pyrrhotite + chalcopyrite + galena + quartz; Stage C: actinolite + epidote + chlorite + magnetite + quartz | polymetallic veins crosscutting porphyry-stage veins and alteration zones | Z2 |  |  |  | actinolite, epidote, chlorite, magnetite, sericite, calcite, acanthite-argentite, pyrargyrite, hessite, electrum | carbon-coated thin sections; polished sections | SEM-EDS, EMPA, LA-ICPMS, SIMS | JEOL IT300HR scanning electron microscope equipped with secondary electron, backscattered electron (BSE), and energy dispersive X-ray spectrometry (EDS) detectors; TESCAN MIRA3 field-emission scanning electron microprobe (FE-SEM) equipped with a panchromatic cathodoluminescence (CL) detector; TESCAN Integrated Mineral Analyzer (TIMA) system with a Mira-3 scanning electron microscope with four EDS (EDAX Element 30) detectors; JEOL JXA-8230 electron microprobe | Wuhan Sample Solution Analytical Technology Co., Ltd., Wuhan, China; Tuoyan Analytical Technology Co., Ltd., Guangzhou, China; Nanjing Hongchuang Geological Exploration Technology Service Co., Ltd., Nanjing, China | SEM: accelerating voltage of 15–20 kV, emission current of ~80 μA, takeoff angle ~35°, 4 μm to 5 μm beam diameter, working distance of ~10 mm; SEM-CL: acceleration voltage of 10 kV, beam current of 15 nA; TIMA: accelerating voltage of 25 kV, probe current of 9 nA, working distance of 15 mm, pixel spacing 3 μm, dot spacing 9 μm; EPMA: beam current not fully stated in excerpt | [5 empty] | 6 | [5 empty] | 221 |  | 5 |  | 1.2 | [5 empty] | 15 |  | 13 |  |  |  | 17 |  | 9.2 | [21 empty] | 0.5 | [11 empty] | 7 |  | 31.2 | [5 empty] | 1614 |  | 50.7 |  |  |  | 1.7 |  |  |  | 4.3 |  |  |  | 1000 |  | 1291.8 | [7 empty] | 90.5 | [9 empty] | 0.9 |  | 5 | [7 empty] | 2.8 |  | 34 |  | 0.5 | [5 empty] | 1.9 | [7 empty] | 0.5 |  | 49 |  | 1.2 |  | 6.2 |  |  |  | 3011 |  | 1.1 |  |  | 2025 | Xinghai Lang et al., Polymetallic veins—a possible bridge between porphyry and intermediate-sulfidation deposits, Geological Society of America Bulletin, v. 136, doi:10.1130/B38406.1 |  | CHN | Tibet
| No. 1 porphyry Cu-Au deposit (Xietongmen deposit), Xiongcun ore district | No. 1 deposit, Xiongcun ore district | Magmatic hydrothermal | Porphyry | Cu-Au porphyry | Cu, Au | Zn, Ag, Pb | Cu, Au, Zn, Ag, Pb | Lang et al., 2014; Tang et al., 2015; Wang et al., 2017 |  | 5032-164 | 5032-164-1 | underground mine |  |  |  |  | ore material | drill core | drill core | mineral separate | [5 empty] | mineralisation |  |  |  | pyrite, sphalerite, pyrrhotite, chalcopyrite, galena, quartz | Stage A: pyrite + sericite; Stage B: sphalerite + pyrrhotite + chalcopyrite + galena + quartz; Stage C: actinolite + epidote + chlorite + magnetite + quartz | polymetallic veins crosscutting porphyry-stage veins and alteration zones | Z2 |  |  |  | actinolite, epidote, chlorite, magnetite, sericite, calcite, acanthite-argentite, pyrargyrite, hessite, electrum | carbon-coated thin sections; polished sections | SEM-EDS, EMPA, LA-ICPMS, SIMS | JEOL IT300HR scanning electron microscope equipped with secondary electron, backscattered electron (BSE), and energy dispersive X-ray spectrometry (EDS) detectors; TESCAN MIRA3 field-emission scanning electron microprobe (FE-SEM) equipped with a panchromatic cathodoluminescence (CL) detector; TESCAN Integrated Mineral Analyzer (TIMA) system with a Mira-3 scanning electron microscope with four EDS (EDAX Element 30) detectors; JEOL JXA-8230 electron microprobe | Wuhan Sample Solution Analytical Technology Co., Ltd., Wuhan, China; Tuoyan Analytical Technology Co., Ltd., Guangzhou, China; Nanjing Hongchuang Geological Exploration Technology Service Co., Ltd., Nanjing, China | SEM: accelerating voltage of 15–20 kV, emission current of ~80 μA, takeoff angle ~35°, 4 μm to 5 μm beam diameter, working distance of ~10 mm; SEM-CL: acceleration voltage of 10 kV, beam current of 15 nA; TIMA: accelerating voltage of 25 kV, probe current of 9 nA, working distance of 15 mm, pixel spacing 3 μm, dot spacing 9 μm; EPMA: beam current not fully stated in excerpt | [5 empty] | 15 | [5 empty] | 119 |  | 5 |  | 2.3 | [5 empty] | 19.1 |  | 5 |  |  |  | 14 |  | 5 | [21 empty] | 0.5 | [11 empty] | 1.8 |  | 15.4 | [5 empty] | 268 |  | 44.1 |  |  |  | 0.5 |  |  |  | 3.3 |  |  |  | 200 |  | 108.2 | [7 empty] | 27 | [9 empty] | 13.3 |  | 5 | [7 empty] | 2.3 |  | 22 |  | 0.5 | [5 empty] | 0.5 | [7 empty] | 0.5 |  | 35 |  | 0.6 |  | 2.3 |  |  |  | 3568 |  | 1 |  |  | 2025 | Xinghai Lang et al., Polymetallic veins—a possible bridge between porphyry and intermediate-sulfidation deposits, Geological Society of America Bulletin, v. 136, doi:10.1130/B38406.1 |  | CHN | Tibet
| No. 1 porphyry Cu-Au deposit (Xietongmen deposit), Xiongcun ore district | No. 1 deposit, Xiongcun ore district | Magmatic hydrothermal | Porphyry | Cu-Au porphyry | Cu, Au | Zn, Ag, Pb | Cu, Au, Zn, Ag, Pb | Lang et al., 2014; Tang et al., 2015; Wang et al., 2017 |  | 5005-208.1 | 5005-208.1-1 | underground mine |  |  |  |  | ore material | drill core | drill core | mineral separate | [5 empty] | mineralisation |  |  |  | pyrite, sphalerite, pyrrhotite, chalcopyrite, galena, quartz | Stage A: pyrite + sericite; Stage B: sphalerite + pyrrhotite + chalcopyrite + galena + quartz; Stage C: actinolite + epidote + chlorite + magnetite + quartz | polymetallic veins crosscutting porphyry-stage veins and alteration zones | Z2 |  |  |  | actinolite, epidote, chlorite, magnetite, sericite, calcite, acanthite-argentite, pyrargyrite, hessite, electrum | carbon-coated thin sections; polished sections | SEM-EDS, EMPA, LA-ICPMS, SIMS | JEOL IT300HR scanning electron microscope equipped with secondary electron, backscattered electron (BSE), and energy dispersive X-ray spectrometry (EDS) detectors; TESCAN MIRA3 field-emission scanning electron microprobe (FE-SEM) equipped with a panchromatic cathodoluminescence (CL) detector; TESCAN Integrated Mineral Analyzer (TIMA) system with a Mira-3 scanning electron microscope with four EDS (EDAX Element 30) detectors; JEOL JXA-8230 electron microprobe | Wuhan Sample Solution Analytical Technology Co., Ltd., Wuhan, China; Tuoyan Analytical Technology Co., Ltd., Guangzhou, China; Nanjing Hongchuang Geological Exploration Technology Service Co., Ltd., Nanjing, China | SEM: accelerating voltage of 15–20 kV, emission current of ~80 μA, takeoff angle ~35°, 4 μm to 5 μm beam diameter, working distance of ~10 mm; SEM-CL: acceleration voltage of 10 kV, beam current of 15 nA; TIMA: accelerating voltage of 25 kV, probe current of 9 nA, working distance of 15 mm, pixel spacing 3 μm, dot spacing 9 μm; EPMA: beam current not fully stated in excerpt | [5 empty] | 10 | [5 empty] | 245 |  | 5 |  | 8.2 | [5 empty] | 71.1 |  | 35 |  |  |  | 10 |  | 2 | [21 empty] | 0.5 | [11 empty] | 16 |  | 16 | [5 empty] | 1053 |  | 20 |  |  |  | 2 |  |  |  | 2 |  |  |  | 780 |  | 2724 | [7 empty] | 122 | [9 empty] | 2.9 |  | 5 | [7 empty] | 1 |  | 105 |  | 1 | [5 empty] | 3 | [7 empty] | 0.2 |  | 46 |  | 1.4 |  | 8 |  |  |  | 14073 |  | 1 |  |  | 2025 | Xinghai Lang et al., Polymetallic veins—a possible bridge between porphyry and intermediate-sulfidation deposits, Geological Society of America Bulletin, v. 136, doi:10.1130/B38406.1 |  | CHN | Tibet
| No. 1 porphyry Cu-Au deposit (Xietongmen deposit), Xiongcun ore district | No. 1 deposit, Xiongcun ore district | Magmatic hydrothermal | Porphyry | Cu-Au porphyry | Cu, Au | Zn, Ag, Pb | Cu, Au, Zn, Ag, Pb | Lang et al., 2014; Tang et al., 2015; Wang et al., 2017 |  | 5042-116 | 5042-116-1 | underground mine |  |  |  |  | ore material | drill core | drill core | mineral separate | [5 empty] | mineralisation |  |  |  | pyrite, sphalerite, pyrrhotite, chalcopyrite, galena, quartz | Stage A: pyrite + sericite; Stage B: sphalerite + pyrrhotite + chalcopyrite + galena + quartz; Stage C: actinolite + epidote + chlorite + magnetite + quartz | polymetallic veins crosscutting porphyry-stage veins and alteration zones | Z2 |  |  |  | actinolite, epidote, chlorite, magnetite, sericite, calcite, acanthite-argentite, pyrargyrite, hessite, electrum | carbon-coated thin sections; polished sections | SEM-EDS, EMPA, LA-ICPMS, SIMS | JEOL IT300HR scanning electron microscope equipped with secondary electron, backscattered electron (BSE), and energy dispersive X-ray spectrometry (EDS) detectors; TESCAN MIRA3 field-emission scanning electron microprobe (FE-SEM) equipped with a panchromatic cathodoluminescence (CL) detector; TESCAN Integrated Mineral Analyzer (TIMA) system with a Mira-3 scanning electron microscope with four EDS (EDAX Element 30) detectors; JEOL JXA-8230 electron microprobe | Wuhan Sample Solution Analytical Technology Co., Ltd., Wuhan, China; Tuoyan Analytical Technology Co., Ltd., Guangzhou, China; Nanjing Hongchuang Geological Exploration Technology Service Co., Ltd., Nanjing, China | SEM: accelerating voltage of 15–20 kV, emission current of ~80 μA, takeoff angle ~35°, 4 μm to 5 μm beam diameter, working distance of ~10 mm; SEM-CL: acceleration voltage of 10 kV, beam current of 15 nA; TIMA: accelerating voltage of 25 kV, probe current of 9 nA, working distance of 15 mm, pixel spacing 3 μm, dot spacing 9 μm; EPMA: beam current not fully stated in excerpt | [5 empty] | 5 | [5 empty] | 151 |  | 5 |  | 0.8 | [5 empty] | 10.4 |  | 13 |  |  |  | 13 |  | 5.9 | [21 empty] | 0.5 | [11 empty] | 6.5 |  | 34.4 | [5 empty] | 2887 |  | 23.5 |  |  |  | 2.7 |  |  |  | 2.8 |  |  |  | 1500 |  | 120.1 | [7 empty] | 53.8 | [9 empty] | 0.6 |  | 5 | [7 empty] | 1.8 |  | 68 |  | 0.5 | [5 empty] | 1.7 | [7 empty] | 0.5 |  | 51 |  | 1.4 |  | 5.7 |  |  |  | 2074 |  | 1 |  |  | 2025 | Xinghai Lang et al., Polymetallic veins—a possible bridge between porphyry and intermediate-sulfidation deposits, Geological Society of America Bulletin, v. 136, doi:10.1130/B38406.1 |  | CHN | Tibet
| No. 1 porphyry Cu-Au deposit (Xietongmen deposit), Xiongcun ore district | No. 1 deposit, Xiongcun ore district | Magmatic hydrothermal | Porphyry | Cu-Au porphyry | Cu, Au | Zn, Ag, Pb | Cu, Au, Zn, Ag, Pb | Lang et al., 2014; Tang et al., 2015; Wang et al., 2017 |  | 5005-273.6 | 5005-273.6-1 | underground mine |  |  |  |  | ore material | drill core | drill core | mineral separate | [5 empty] | mineralisation |  |  |  | pyrite, sphalerite, pyrrhotite, chalcopyrite, galena, quartz | Stage A: pyrite + sericite; Stage B: sphalerite + pyrrhotite + chalcopyrite + galena + quartz; Stage C: actinolite + epidote + chlorite + magnetite + quartz | polymetallic veins crosscutting porphyry-stage veins and alteration zones | Z3 |  |  |  | actinolite, epidote, chlorite, magnetite, sericite, calcite, acanthite-argentite, pyrargyrite, hessite, electrum | carbon-coated thin sections; polished sections | SEM-EDS, EMPA, LA-ICPMS, SIMS | JEOL IT300HR scanning electron microscope equipped with secondary electron, backscattered electron (BSE), and energy dispersive X-ray spectrometry (EDS) detectors; TESCAN MIRA3 field-emission scanning electron microprobe (FE-SEM) equipped with a panchromatic cathodoluminescence (CL) detector; TESCAN Integrated Mineral Analyzer (TIMA) system with a Mira-3 scanning electron microscope with four EDS (EDAX Element 30) detectors; JEOL JXA-8230 electron microprobe | Wuhan Sample Solution Analytical Technology Co., Ltd., Wuhan, China; Tuoyan Analytical Technology Co., Ltd., Guangzhou, China; Nanjing Hongchuang Geological Exploration Technology Service Co., Ltd., Nanjing, China | SEM: accelerating voltage of 15–20 kV, emission current of ~80 μA, takeoff angle ~35°, 4 μm to 5 μm beam diameter, working distance of ~10 mm; SEM-CL: acceleration voltage of 10 kV, beam current of 15 nA; TIMA: accelerating voltage of 25 kV, probe current of 9 nA, working distance of 15 mm, pixel spacing 3 μm, dot spacing 9 μm; EPMA: beam current not fully stated in excerpt | [5 empty] | 5 | [5 empty] | 313 |  | 5 |  | 0.5 | [5 empty] | 51.7 |  | 36 |  |  |  | 9 |  | 3 | [21 empty] | 0.5 | [11 empty] | 21 |  | 26 | [5 empty] | 439 |  | 6 |  |  |  | 1 |  |  |  | 2 |  |  |  | 910 |  | 51 | [7 empty] | 128 | [9 empty] | 0.5 |  | 6 | [7 empty] | 2 |  | 119 |  | 1 | [5 empty] | 3 | [7 empty] | 0.1 |  | 62 |  | 1.9 |  | 9 |  |  |  | 4580 |  | 2 |  |  | 2025 | Xinghai Lang et al., Polymetallic veins—a possible bridge between porphyry and intermediate-sulfidation deposits, Geological Society of America Bulletin, v. 136, doi:10.1130/B38406.1 |  | CHN | Tibet
| No. 1 porphyry Cu-Au deposit (Xietongmen deposit), Xiongcun ore district | No. 1 deposit, Xiongcun ore district | Magmatic hydrothermal | Porphyry | Cu-Au porphyry | Cu, Au | Zn, Ag, Pb | Cu, Au, Zn, Ag, Pb | Lang et al., 2014; Tang et al., 2015; Wang et al., 2017 |  | 5009-178 | 5009-178-1 | underground mine |  |  |  |  | ore material | drill core | drill core | mineral separate | [5 empty] | mineralisation |  |  |  | pyrite, sphalerite, pyrrhotite, chalcopyrite, galena, quartz | Stage A: pyrite + sericite; Stage B: sphalerite + pyrrhotite + chalcopyrite + galena + quartz; Stage C: actinolite + epidote + chlorite + magnetite + quartz | polymetallic veins crosscutting porphyry-stage veins and alteration zones | Z3 |  |  |  | actinolite, epidote, chlorite, magnetite, sericite, calcite, acanthite-argentite, pyrargyrite, hessite, electrum | carbon-coated thin sections; polished sections | SEM-EDS, EMPA, LA-ICPMS, SIMS | JEOL IT300HR scanning electron microscope equipped with secondary electron, backscattered electron (BSE), and energy dispersive X-ray spectrometry (EDS) detectors; TESCAN MIRA3 field-emission scanning electron microprobe (FE-SEM) equipped with a panchromatic cathodoluminescence (CL) detector; TESCAN Integrated Mineral Analyzer (TIMA) system with a Mira-3 scanning electron microscope with four EDS (EDAX Element 30) detectors; JEOL JXA-8230 electron microprobe | Wuhan Sample Solution Analytical Technology Co., Ltd., Wuhan, China; Tuoyan Analytical Technology Co., Ltd., Guangzhou, China; Nanjing Hongchuang Geological Exploration Technology Service Co., Ltd., Nanjing, China | SEM: accelerating voltage of 15–20 kV, emission current of ~80 μA, takeoff angle ~35°, 4 μm to 5 μm beam diameter, working distance of ~10 mm; SEM-CL: acceleration voltage of 10 kV, beam current of 15 nA; TIMA: accelerating voltage of 25 kV, probe current of 9 nA, working distance of 15 mm, pixel spacing 3 μm, dot spacing 9 μm; EPMA: beam current not fully stated in excerpt | [5 empty] | 20 | [5 empty] | 193 |  | 5 |  | 1.4 | [5 empty] | 16.8 |  | 16 |  |  |  | 9 |  | 13 | [21 empty] | 0.5 | [11 empty] | 9 |  | 10 | [5 empty] | 613 |  | 18 |  |  |  | 1 |  |  |  | 3 |  |  |  | 710 |  | 335 | [7 empty] | 65 | [9 empty] | 1.7 |  | 5 | [7 empty] | 2 |  | 74 |  | 1 | [5 empty] | 2 | [7 empty] | 0.2 |  | 44 |  | 1.3 |  | 4 |  |  |  | 3636 |  | 1 |  |  | 2025 | Xinghai Lang et al., Polymetallic veins—a possible bridge between porphyry and intermediate-sulfidation deposits, Geological Society of America Bulletin, v. 136, doi:10.1130/B38406.1 |  | CHN | Tibet
| No. 1 porphyry Cu-Au deposit (Xietongmen deposit), Xiongcun ore district | No. 1 deposit, Xiongcun ore district | Magmatic hydrothermal | Porphyry | Cu-Au porphyry | Cu, Au | Zn, Ag, Pb | Cu, Au, Zn, Ag, Pb | Lang et al., 2014; Tang et al., 2015; Wang et al., 2017 |  | 5038-40 | 5038-40-1 | underground mine |  |  |  |  | ore material | drill core | drill core | mineral separate | [5 empty] | mineralisation |  |  |  | pyrite, sphalerite, pyrrhotite, chalcopyrite, galena, quartz | Stage A: pyrite + sericite; Stage B: sphalerite + pyrrhotite + chalcopyrite + galena + quartz; Stage C: actinolite + epidote + chlorite + magnetite + quartz | polymetallic veins crosscutting porphyry-stage veins and alteration zones | Z3 |  |  |  | actinolite, epidote, chlorite, magnetite, sericite, calcite, acanthite-argentite, pyrargyrite, hessite, electrum | carbon-coated thin sections; polished sections | SEM-EDS, EMPA, LA-ICPMS, SIMS | JEOL IT300HR scanning electron microscope equipped with secondary electron, backscattered electron (BSE), and energy dispersive X-ray spectrometry (EDS) detectors; TESCAN MIRA3 field-emission scanning electron microprobe (FE-SEM) equipped with a panchromatic cathodoluminescence (CL) detector; TESCAN Integrated Mineral Analyzer (TIMA) system with a Mira-3 scanning electron microscope with four EDS (EDAX Element 30) detectors; JEOL JXA-8230 electron microprobe | Wuhan Sample Solution Analytical Technology Co., Ltd., Wuhan, China; Tuoyan Analytical Technology Co., Ltd., Guangzhou, China; Nanjing Hongchuang Geological Exploration Technology Service Co., Ltd., Nanjing, China | SEM: accelerating voltage of 15–20 kV, emission current of ~80 μA, takeoff angle ~35°, 4 μm to 5 μm beam diameter, working distance of ~10 mm; SEM-CL: acceleration voltage of 10 kV, beam current of 15 nA; TIMA: accelerating voltage of 25 kV, probe current of 9 nA, working distance of 15 mm, pixel spacing 3 μm, dot spacing 9 μm; EPMA: beam current not fully stated in excerpt | [5 empty] | 34 | [5 empty] | 134 |  | 5 |  | 2.9 | [5 empty] | 295 |  | 26 |  |  |  | 12 |  | 6.5 | [21 empty] | 0.5 | [11 empty] | 13.3 |  | 16.2 | [5 empty] | 3454 |  | 12.7 |  |  |  | 1.7 |  |  |  | 8.2 |  |  |  | 600 |  | 950.7 | [7 empty] | 92.2 | [9 empty] | 0.9 |  | 8 | [7 empty] | 0.6 |  | 105 |  | 0.5 | [5 empty] | 4.1 | [7 empty] | 0.5 |  | 55 |  | 1.8 |  | 5.8 |  |  |  | 49242 |  | 2.8 |  |  | 2025 | Xinghai Lang et al., Polymetallic veins—a possible bridge between porphyry and intermediate-sulfidation deposits, Geological Society of America Bulletin, v. 136, doi:10.1130/B38406.1 |  | CHN | Tibet
| No. 1 porphyry Cu-Au deposit (Xietongmen deposit), Xiongcun ore district | No. 1 deposit, Xiongcun ore district | Magmatic hydrothermal | Porphyry | Cu-Au porphyry | Cu, Au | Zn, Ag, Pb | Cu, Au, Zn, Ag, Pb | Lang et al., 2014; Tang et al., 2015; Wang et al., 2017 |  | 5058-64 | 5058-64-1 | underground mine |  |  |  |  | ore material | drill core | drill core | mineral separate | [5 empty] | mineralisation |  |  |  | pyrite, sphalerite, pyrrhotite, chalcopyrite, galena, quartz | Stage A: pyrite + sericite; Stage B: sphalerite + pyrrhotite + chalcopyrite + galena + quartz; Stage C: actinolite + epidote + chlorite + magnetite + quartz | polymetallic veins crosscutting porphyry-stage veins and alteration zones | Z3 |  |  |  | actinolite, epidote, chlorite, magnetite, sericite, calcite, acanthite-argentite, pyrargyrite, hessite, electrum | carbon-coated thin sections; polished sections | SEM-EDS, EMPA, LA-ICPMS, SIMS | JEOL IT300HR scanning electron microscope equipped with secondary electron, backscattered electron (BSE), and energy dispersive X-ray spectrometry (EDS) detectors; TESCAN MIRA3 field-emission scanning electron microprobe (FE-SEM) equipped with a panchromatic cathodoluminescence (CL) detector; TESCAN Integrated Mineral Analyzer (TIMA) system with a Mira-3 scanning electron microscope with four EDS (EDAX Element 30) detectors; JEOL JXA-8230 electron microprobe | Wuhan Sample Solution Analytical Technology Co., Ltd., Wuhan, China; Tuoyan Analytical Technology Co., Ltd., Guangzhou, China; Nanjing Hongchuang Geological Exploration Technology Service Co., Ltd., Nanjing, China | SEM: accelerating voltage of 15–20 kV, emission current of ~80 μA, takeoff angle ~35°, 4 μm to 5 μm beam diameter, working distance of ~10 mm; SEM-CL: acceleration voltage of 10 kV, beam current of 15 nA; TIMA: accelerating voltage of 25 kV, probe current of 9 nA, working distance of 15 mm, pixel spacing 3 μm, dot spacing 9 μm; EPMA: beam current not fully stated in excerpt | [5 empty] | 5 | [5 empty] | 311 |  | 5 |  | 0.6 | [5 empty] | 45.9 |  | 24 |  |  |  | 12 |  | 12 | [21 empty] | 0.7 | [11 empty] | 11 |  | 24.5 | [5 empty] | 1112 |  | 8.5 |  |  |  | 1.8 |  |  |  | 4.3 |  |  |  | 900 |  | 116.4 | [7 empty] | 103.3 | [9 empty] | 0.5 |  | 6 | [7 empty] | 1.3 |  | 94 |  | 0.5 | [5 empty] | 1.9 | [7 empty] | 0.5 |  | 44 |  | 1.4 |  | 7.1 |  |  |  | 5631 |  | 2.9 |  |  | 2025 | Xinghai Lang et al., Polymetallic veins—a possible bridge between porphyry and intermediate-sulfidation deposits, Geological Society of America Bulletin, v. 136, doi:10.1130/B38406.1 |  | CHN | Tibet
| No. 1 porphyry Cu-Au deposit (Xietongmen deposit), Xiongcun ore district | No. 1 deposit, Xiongcun ore district | Magmatic hydrothermal | Porphyry | Cu-Au porphyry | Cu, Au | Zn, Ag, Pb | Cu, Au, Zn, Ag, Pb | Lang et al., 2014; Tang et al., 2015; Wang et al., 2017 |  | 6066-16 | 6066-16-1 | underground mine |  |  |  |  | ore material | drill core | drill core | mineral separate | [5 empty] | mineralisation |  |  |  | pyrite, sphalerite, pyrrhotite, chalcopyrite, galena, quartz | Stage A: pyrite + sericite; Stage B: sphalerite + pyrrhotite + chalcopyrite + galena + quartz; Stage C: actinolite + epidote + chlorite + magnetite + quartz | polymetallic veins crosscutting porphyry-stage veins and alteration zones | Z3 |  |  |  | actinolite, epidote, chlorite, magnetite, sericite, calcite, acanthite-argentite, pyrargyrite, hessite, electrum | carbon-coated thin sections; polished sections | SEM-EDS, EMPA, LA-ICPMS, SIMS | JEOL IT300HR scanning electron microscope equipped with secondary electron, backscattered electron (BSE), and energy dispersive X-ray spectrometry (EDS) detectors; TESCAN MIRA3 field-emission scanning electron microprobe (FE-SEM) equipped with a panchromatic cathodoluminescence (CL) detector; TESCAN Integrated Mineral Analyzer (TIMA) system with a Mira-3 scanning electron microscope with four EDS (EDAX Element 30) detectors; JEOL JXA-8230 electron microprobe | Wuhan Sample Solution Analytical Technology Co., Ltd., Wuhan, China; Tuoyan Analytical Technology Co., Ltd., Guangzhou, China; Nanjing Hongchuang Geological Exploration Technology Service Co., Ltd., Nanjing, China | SEM: accelerating voltage of 15–20 kV, emission current of ~80 μA, takeoff angle ~35°, 4 μm to 5 μm beam diameter, working distance of ~10 mm; SEM-CL: acceleration voltage of 10 kV, beam current of 15 nA; TIMA: accelerating voltage of 25 kV, probe current of 9 nA, working distance of 15 mm, pixel spacing 3 μm, dot spacing 9 μm; EPMA: beam current not fully stated in excerpt | [5 empty] | 18 | [5 empty] | 607 |  | 5 |  | 3.5 | [5 empty] | 6.5 |  | 41 |  |  |  | 5 |  | 19.5 | [21 empty] | 0.5 | [11 empty] | 19 |  | 23.2 | [5 empty] | 2211 |  | 1.7 |  |  |  | 14.6 |  |  |  | 10.6 |  |  |  | 1100 |  | 103.5 | [7 empty] | 65.5 | [9 empty] | 0.7 |  | 13 | [7 empty] | 1 |  | 370 |  | 1.3 | [5 empty] | 4.4 | [7 empty] | 0.7 |  | 121 |  | 1.7 |  | 23 |  |  |  | 2130 |  | 5.4 |  |  | 2025 | Xinghai Lang et al., Polymetallic veins—a possible bridge between porphyry and intermediate-sulfidation deposits, Geological Society of America Bulletin, v. 136, doi:10.1130/B38406.1 |  | CHN | Tibet
| No. 1 porphyry Cu-Au deposit (Xietongmen deposit), Xiongcun ore district | No. 1 deposit, Xiongcun ore district | Magmatic hydrothermal | Porphyry | Cu-Au porphyry | Cu, Au | Zn, Ag, Pb | Cu, Au, Zn, Ag, Pb | Lang et al., 2014; Tang et al., 2015; Wang et al., 2017 |  | 6066-48 | 6066-48-1 | underground mine |  |  |  |  | ore material | drill core | drill core | mineral separate | [5 empty] | mineralisation |  |  |  | pyrite, sphalerite, pyrrhotite, chalcopyrite, galena, quartz | Stage A: pyrite + sericite; Stage B: sphalerite + pyrrhotite + chalcopyrite + galena + quartz; Stage C: actinolite + epidote + chlorite + magnetite + quartz | polymetallic veins crosscutting porphyry-stage veins and alteration zones | Z3 |  |  |  | actinolite, epidote, chlorite, magnetite, sericite, calcite, acanthite-argentite, pyrargyrite, hessite, electrum | carbon-coated thin sections; polished sections | SEM-EDS, EMPA, LA-ICPMS, SIMS | JEOL IT300HR scanning electron microscope equipped with secondary electron, backscattered electron (BSE), and energy dispersive X-ray spectrometry (EDS) detectors; TESCAN MIRA3 field-emission scanning electron microprobe (FE-SEM) equipped with a panchromatic cathodoluminescence (CL) detector; TESCAN Integrated Mineral Analyzer (TIMA) system with a Mira-3 scanning electron microscope with four EDS (EDAX Element 30) detectors; JEOL JXA-8230 electron microprobe | Wuhan Sample Solution Analytical Technology Co., Ltd., Wuhan, China; Tuoyan Analytical Technology Co., Ltd., Guangzhou, China; Nanjing Hongchuang Geological Exploration Technology Service Co., Ltd., Nanjing, China | SEM: accelerating voltage of 15–20 kV, emission current of ~80 μA, takeoff angle ~35°, 4 μm to 5 μm beam diameter, working distance of ~10 mm; SEM-CL: acceleration voltage of 10 kV, beam current of 15 nA; TIMA: accelerating voltage of 25 kV, probe current of 9 nA, working distance of 15 mm, pixel spacing 3 μm, dot spacing 9 μm; EPMA: beam current not fully stated in excerpt | [5 empty] | 18 | [5 empty] | 323 |  | 5 |  | 1.2 | [5 empty] | 9.7 |  | 50 |  |  |  | 16 |  | 8.3 | [21 empty] | 0.5 | [11 empty] | 24 |  | 48.4 | [5 empty] | 3666 |  | 8.5 |  |  |  | 1.2 |  |  |  | 4.6 |  |  |  | 800 |  | 58.1 | [7 empty] | 77.3 | [9 empty] | 0.5 |  | 10 | [7 empty] | 0.6 |  | 279 |  | 0.5 | [5 empty] | 2.6 | [7 empty] | 1.3 |  | 83 |  | 0.9 |  | 9.6 |  |  |  | 2371 |  | 2 |  |  | 2025 | Xinghai Lang et al., Polymetallic veins—a possible bridge between porphyry and intermediate-sulfidation deposits, Geological Society of America Bulletin, v. 136, doi:10.1130/B38406.1 |  | CHN | Tibet
| No. 1 porphyry Cu-Au deposit (Xietongmen deposit), Xiongcun ore district | No. 1 deposit, Xiongcun ore district | Magmatic hydrothermal | Porphyry | Cu-Au porphyry | Cu, Au | Zn, Ag, Pb | Cu, Au, Zn, Ag, Pb | Lang et al., 2014; Tang et al., 2015; Wang et al., 2017 |  | 6066-62.8 | 6066-62.8-1 | underground mine |  |  |  |  | ore material | drill core | drill core | mineral separate | [5 empty] | mineralisation |  |  |  | pyrite, sphalerite, pyrrhotite, chalcopyrite, galena, quartz | Stage A: pyrite + sericite; Stage B: sphalerite + pyrrhotite + chalcopyrite + galena + quartz; Stage C: actinolite + epidote + chlorite + magnetite + quartz | polymetallic veins crosscutting porphyry-stage veins and alteration zones | Z3 |  |  |  | actinolite, epidote, chlorite, magnetite, sericite, calcite, acanthite-argentite, pyrargyrite, hessite, electrum | carbon-coated thin sections; polished sections | SEM-EDS, EMPA, LA-ICPMS, SIMS | JEOL IT300HR scanning electron microscope equipped with secondary electron, backscattered electron (BSE), and energy dispersive X-ray spectrometry (EDS) detectors; TESCAN MIRA3 field-emission scanning electron microprobe (FE-SEM) equipped with a panchromatic cathodoluminescence (CL) detector; TESCAN Integrated Mineral Analyzer (TIMA) system with a Mira-3 scanning electron microscope with four EDS (EDAX Element 30) detectors; JEOL JXA-8230 electron microprobe | Wuhan Sample Solution Analytical Technology Co., Ltd., Wuhan, China; Tuoyan Analytical Technology Co., Ltd., Guangzhou, China; Nanjing Hongchuang Geological Exploration Technology Service Co., Ltd., Nanjing, China | SEM: accelerating voltage of 15–20 kV, emission current of ~80 μA, takeoff angle ~35°, 4 μm to 5 μm beam diameter, working distance of ~10 mm; SEM-CL: acceleration voltage of 10 kV, beam current of 15 nA; TIMA: accelerating voltage of 25 kV, probe current of 9 nA, working distance of 15 mm, pixel spacing 3 μm, dot spacing 9 μm; EPMA: beam current not fully stated in excerpt | [5 empty] | 6 | [5 empty] | 207 |  | 5 |  | 0.7 | [5 empty] | 11.4 |  | 22 |  |  |  | 11 |  | 7.6 | [21 empty] | 0.5 | [11 empty] | 9 |  | 29.4 | [5 empty] | 1571 |  | 4 |  |  |  | 0.9 |  |  |  | 5.2 |  |  |  | 700 |  | 160 | [7 empty] | 92.1 | [9 empty] | 0.6 |  | 7 | [7 empty] | 0.7 |  | 75 |  | 0.5 | [5 empty] | 2.3 | [7 empty] | 0.5 |  | 58 |  | 1.2 |  | 5.5 |  |  |  | 1930 |  | 1.6 |  |  | 2025 | Xinghai Lang et al., Polymetallic veins—a possible bridge between porphyry and intermediate-sulfidation deposits, Geological Society of America Bulletin, v. 136, doi:10.1130/B38406.1 |  | CHN | Tibet
| No. 1 porphyry Cu-Au deposit (Xietongmen deposit), Xiongcun ore district | No. 1 deposit, Xiongcun ore district | Magmatic hydrothermal | Porphyry | Cu-Au porphyry | Cu, Au | Zn, Ag, Pb | Cu, Au, Zn, Ag, Pb | Lang et al., 2014; Tang et al., 2015; Wang et al., 2017 |  | 6067-154 | 6067-154-1 | underground mine |  |  |  |  | ore material | drill core | drill core | mineral separate | [5 empty] | mineralisation |  |  |  | pyrite, sphalerite, pyrrhotite, chalcopyrite, galena, quartz | Stage A: pyrite + sericite; Stage B: sphalerite + pyrrhotite + chalcopyrite + galena + quartz; Stage C: actinolite + epidote + chlorite + magnetite + quartz | polymetallic veins crosscutting porphyry-stage veins and alteration zones | Z3 |  |  |  | actinolite, epidote, chlorite, magnetite, sericite, calcite, acanthite-argentite, pyrargyrite, hessite, electrum | carbon-coated thin sections; polished sections | SEM-EDS, EMPA, LA-ICPMS, SIMS | JEOL IT300HR scanning electron microscope equipped with secondary electron, backscattered electron (BSE), and energy dispersive X-ray spectrometry (EDS) detectors; TESCAN MIRA3 field-emission scanning electron microprobe (FE-SEM) equipped with a panchromatic cathodoluminescence (CL) detector; TESCAN Integrated Mineral Analyzer (TIMA) system with a Mira-3 scanning electron microscope with four EDS (EDAX Element 30) detectors; JEOL JXA-8230 electron microprobe | Wuhan Sample Solution Analytical Technology Co., Ltd., Wuhan, China; Tuoyan Analytical Technology Co., Ltd., Guangzhou, China; Nanjing Hongchuang Geological Exploration Technology Service Co., Ltd., Nanjing, China | SEM: accelerating voltage of 15–20 kV, emission current of ~80 μA, takeoff angle ~35°, 4 μm to 5 μm beam diameter, working distance of ~10 mm; SEM-CL: acceleration voltage of 10 kV, beam current of 15 nA; TIMA: accelerating voltage of 25 kV, probe current of 9 nA, working distance of 15 mm, pixel spacing 3 μm, dot spacing 9 μm; EPMA: beam current not fully stated in excerpt | [5 empty] | 5 | [5 empty] | 306 |  | 5 |  | 0.7 | [5 empty] | 56.7 |  | 17 |  |  |  | 14 |  | 2.2 | [21 empty] | 0.5 | [11 empty] | 8 |  | 25.3 | [5 empty] | 950 |  | 18 |  |  |  | 1.1 |  |  |  | 3.5 |  |  |  | 200 |  | 400.9 | [7 empty] | 72.5 | [9 empty] | 0.5 |  | 5 | [7 empty] | 1.3 |  | 75 |  | 0.5 | [5 empty] | 1.8 | [7 empty] | 0.5 |  | 37 |  | 1.1 |  | 3.5 |  |  |  | 10505 |  | 3.1 |  |  | 2025 | Xinghai Lang et al., Polymetallic veins—a possible bridge between porphyry and intermediate-sulfidation deposits, Geological Society of America Bulletin, v. 136, doi:10.1130/B38406.1 |  | CHN | Tibet
| No. 1 porphyry Cu-Au deposit (Xietongmen deposit), Xiongcun ore district | No. 1 deposit, Xiongcun ore district | Magmatic hydrothermal | Porphyry | Cu-Au porphyry | Cu, Au | Zn, Ag, Pb | Cu, Au, Zn, Ag, Pb | Lang et al., 2014; Tang et al., 2015; Wang et al., 2017 |  | 6067-77 | 6067-77-1 | underground mine |  |  |  |  | ore material | drill core | drill core | mineral separate | [5 empty] | mineralisation |  |  |  | pyrite, sphalerite, pyrrhotite, chalcopyrite, galena, quartz | Stage A: pyrite + sericite; Stage B: sphalerite + pyrrhotite + chalcopyrite + galena + quartz; Stage C: actinolite + epidote + chlorite + magnetite + quartz | polymetallic veins crosscutting porphyry-stage veins and alteration zones | Z3 |  |  |  | actinolite, epidote, chlorite, magnetite, sericite, calcite, acanthite-argentite, pyrargyrite, hessite, electrum | carbon-coated thin sections; polished sections | SEM-EDS, EMPA, LA-ICPMS, SIMS | JEOL IT300HR scanning electron microscope equipped with secondary electron, backscattered electron (BSE), and energy dispersive X-ray spectrometry (EDS) detectors; TESCAN MIRA3 field-emission scanning electron microprobe (FE-SEM) equipped with a panchromatic cathodoluminescence (CL) detector; TESCAN Integrated Mineral Analyzer (TIMA) system with a Mira-3 scanning electron microscope with four EDS (EDAX Element 30) detectors; JEOL JXA-8230 electron microprobe | Wuhan Sample Solution Analytical Technology Co., Ltd., Wuhan, China; Tuoyan Analytical Technology Co., Ltd., Guangzhou, China; Nanjing Hongchuang Geological Exploration Technology Service Co., Ltd., Nanjing, China | SEM: accelerating voltage of 15–20 kV, emission current of ~80 μA, takeoff angle ~35°, 4 μm to 5 μm beam diameter, working distance of ~10 mm; SEM-CL: acceleration voltage of 10 kV, beam current of 15 nA; TIMA: accelerating voltage of 25 kV, probe current of 9 nA, working distance of 15 mm, pixel spacing 3 μm, dot spacing 9 μm; EPMA: beam current not fully stated in excerpt | [5 empty] | 5 | [5 empty] | 329 |  | 5 |  | 1 | [5 empty] | 215.7 |  | 22 |  |  |  | 10 |  | 5.2 | [21 empty] | 0.5 | [11 empty] | 10 |  | 24.1 | [5 empty] | 1910 |  | 1.8 |  |  |  | 0.8 |  |  |  | 6.9 |  |  |  | 600 |  | 190.2 | [7 empty] | 79.5 | [9 empty] | 0.5 |  | 7 | [7 empty] | 1.3 |  | 135 |  | 0.5 | [5 empty] | 1.3 | [7 empty] | 0.5 |  | 52 |  | 0.7 |  | 5.1 |  |  |  | 39727 |  | 1.7 |  |  | 2025 | Xinghai Lang et al., Polymetallic veins—a possible bridge between porphyry and intermediate-sulfidation deposits, Geological Society of America Bulletin, v. 136, doi:10.1130/B38406.1 |  | CHN | Tibet
| No. 1 porphyry Cu-Au deposit (Xietongmen deposit), Xiongcun ore district | No. 1 deposit, Xiongcun ore district | Magmatic hydrothermal | Porphyry | Cu-Au porphyry | Cu, Au | Zn, Ag, Pb | Cu, Au, Zn, Ag, Pb | Lang et al., 2014; Tang et al., 2015; Wang et al., 2017 |  | 6072-74 | 6072-74-1 | underground mine |  |  |  |  | ore material | drill core | drill core | mineral separate | [5 empty] | mineralisation |  |  |  | pyrite, sphalerite, pyrrhotite, chalcopyrite, galena, quartz | Stage A: pyrite + sericite; Stage B: sphalerite + pyrrhotite + chalcopyrite + galena + quartz; Stage C: actinolite + epidote + chlorite + magnetite + quartz | polymetallic veins crosscutting porphyry-stage veins and alteration zones | Z3 |  |  |  | actinolite, epidote, chlorite, magnetite, sericite, calcite, acanthite-argentite, pyrargyrite, hessite, electrum | carbon-coated thin sections; polished sections | SEM-EDS, EMPA, LA-ICPMS, SIMS | JEOL IT300HR scanning electron microscope equipped with secondary electron, backscattered electron (BSE), and energy dispersive X-ray spectrometry (EDS) detectors; TESCAN MIRA3 field-emission scanning electron microprobe (FE-SEM) equipped with a panchromatic cathodoluminescence (CL) detector; TESCAN Integrated Mineral Analyzer (TIMA) system with a Mira-3 scanning electron microscope with four EDS (EDAX Element 30) detectors; JEOL JXA-8230 electron microprobe | Wuhan Sample Solution Analytical Technology Co., Ltd., Wuhan, China; Tuoyan Analytical Technology Co., Ltd., Guangzhou, China; Nanjing Hongchuang Geological Exploration Technology Service Co., Ltd., Nanjing, China | SEM: accelerating voltage of 15–20 kV, emission current of ~80 μA, takeoff angle ~35°, 4 μm to 5 μm beam diameter, working distance of ~10 mm; SEM-CL: acceleration voltage of 10 kV, beam current of 15 nA; TIMA: accelerating voltage of 25 kV, probe current of 9 nA, working distance of 15 mm, pixel spacing 3 μm, dot spacing 9 μm; EPMA: beam current not fully stated in excerpt | [5 empty] | 5 | [5 empty] | 246 |  | 5 |  | 0.5 | [5 empty] | 5.3 |  | 28 |  |  |  | 11 |  | 2.3 | [21 empty] | 0.5 | [11 empty] | 13 |  | 41.8 | [5 empty] | 1085 |  | 12.5 |  |  |  | 1.6 |  |  |  | 3.1 |  |  |  | 1000 |  | 104.9 | [7 empty] | 115.1 | [9 empty] | 0.5 |  | 5 | [7 empty] | 0.7 |  | 72 |  | 0.5 | [5 empty] | 2.9 | [7 empty] | 0.5 |  | 39 |  | 0.7 |  | 5 |  |  |  | 1638 |  | 1.6 |  |  | 2025 | Xinghai Lang et al., Polymetallic veins—a possible bridge between porphyry and intermediate-sulfidation deposits, Geological Society of America Bulletin, v. 136, doi:10.1130/B38406.1 |  | CHN | Tibet
| No. 1 porphyry Cu-Au deposit (Xietongmen deposit), Xiongcun ore district | No. 1 deposit, Xiongcun ore district | Magmatic hydrothermal | Porphyry | Cu-Au porphyry | Cu, Au | Zn, Ag, Pb | Cu, Au, Zn, Ag, Pb | Lang et al., 2014; Tang et al., 2015; Wang et al., 2017 |  | 6074-117 | 6074-117-1 | underground mine |  |  |  |  | ore material | drill core | drill core | mineral separate | [5 empty] | mineralisation |  |  |  | pyrite, sphalerite, pyrrhotite, chalcopyrite, galena, quartz | Stage A: pyrite + sericite; Stage B: sphalerite + pyrrhotite + chalcopyrite + galena + quartz; Stage C: actinolite + epidote + chlorite + magnetite + quartz | polymetallic veins crosscutting porphyry-stage veins and alteration zones | Z3 |  |  |  | actinolite, epidote, chlorite, magnetite, sericite, calcite, acanthite-argentite, pyrargyrite, hessite, electrum | carbon-coated thin sections; polished sections | SEM-EDS, EMPA, LA-ICPMS, SIMS | JEOL IT300HR scanning electron microscope equipped with secondary electron, backscattered electron (BSE), and energy dispersive X-ray spectrometry (EDS) detectors; TESCAN MIRA3 field-emission scanning electron microprobe (FE-SEM) equipped with a panchromatic cathodoluminescence (CL) detector; TESCAN Integrated Mineral Analyzer (TIMA) system with a Mira-3 scanning electron microscope with four EDS (EDAX Element 30) detectors; JEOL JXA-8230 electron microprobe | Wuhan Sample Solution Analytical Technology Co., Ltd., Wuhan, China; Tuoyan Analytical Technology Co., Ltd., Guangzhou, China; Nanjing Hongchuang Geological Exploration Technology Service Co., Ltd., Nanjing, China | SEM: accelerating voltage of 15–20 kV, emission current of ~80 μA, takeoff angle ~35°, 4 μm to 5 μm beam diameter, working distance of ~10 mm; SEM-CL: acceleration voltage of 10 kV, beam current of 15 nA; TIMA: accelerating voltage of 25 kV, probe current of 9 nA, working distance of 15 mm, pixel spacing 3 μm, dot spacing 9 μm; EPMA: beam current not fully stated in excerpt | [5 empty] | 5 | [5 empty] | 264 |  | 5 |  | 0.5 | [5 empty] | 18.5 |  | 22 |  |  |  | 14 |  | 2.8 | [21 empty] | 0.5 | [11 empty] | 10 |  | 28.4 | [5 empty] | 1186 |  | 0.9 |  |  |  | 0.6 |  |  |  | 3.7 |  |  |  | 700 |  | 54.5 | [7 empty] | 63.7 | [9 empty] | 0.5 |  | 5 | [7 empty] | 0.6 |  | 129 |  | 0.5 | [5 empty] | 1.6 | [7 empty] | 0.5 |  | 37 |  | 0.9 |  | 4.6 |  |  |  | 3566 |  | 1.1 |  |  | 2025 | Xinghai Lang et al., Polymetallic veins—a possible bridge between porphyry and intermediate-sulfidation deposits, Geological Society of America Bulletin, v. 136, doi:10.1130/B38406.1 |  | CHN | Tibet
| No. 1 porphyry Cu-Au deposit (Xietongmen deposit), Xiongcun ore district | No. 1 deposit, Xiongcun ore district | Magmatic hydrothermal | Porphyry | Cu-Au porphyry | Cu, Au | Zn, Ag, Pb | Cu, Au, Zn, Ag, Pb | Lang et al., 2014; Tang et al., 2015; Wang et al., 2017 |  | 6074-119 | 6074-119-1 | underground mine |  |  |  |  | ore material | drill core | drill core | mineral separate | [5 empty] | mineralisation |  |  |  | pyrite, sphalerite, pyrrhotite, chalcopyrite, galena, quartz | Stage A: pyrite + sericite; Stage B: sphalerite + pyrrhotite + chalcopyrite + galena + quartz; Stage C: actinolite + epidote + chlorite + magnetite + quartz | polymetallic veins crosscutting porphyry-stage veins and alteration zones | Z3 |  |  |  | actinolite, epidote, chlorite, magnetite, sericite, calcite, acanthite-argentite, pyrargyrite, hessite, electrum | carbon-coated thin sections; polished sections | SEM-EDS, EMPA, LA-ICPMS, SIMS | JEOL IT300HR scanning electron microscope equipped with secondary electron, backscattered electron (BSE), and energy dispersive X-ray spectrometry (EDS) detectors; TESCAN MIRA3 field-emission scanning electron microprobe (FE-SEM) equipped with a panchromatic cathodoluminescence (CL) detector; TESCAN Integrated Mineral Analyzer (TIMA) system with a Mira-3 scanning electron microscope with four EDS (EDAX Element 30) detectors; JEOL JXA-8230 electron microprobe | Wuhan Sample Solution Analytical Technology Co., Ltd., Wuhan, China; Tuoyan Analytical Technology Co., Ltd., Guangzhou, China; Nanjing Hongchuang Geological Exploration Technology Service Co., Ltd., Nanjing, China | SEM: accelerating voltage of 15–20 kV, emission current of ~80 μA, takeoff angle ~35°, 4 μm to 5 μm beam diameter, working distance of ~10 mm; SEM-CL: acceleration voltage of 10 kV, beam current of 15 nA; TIMA: accelerating voltage of 25 kV, probe current of 9 nA, working distance of 15 mm, pixel spacing 3 μm, dot spacing 9 μm; EPMA: beam current not fully stated in excerpt | [5 empty] | 5 | [5 empty] | 198 |  | 5 |  | 0.5 | [5 empty] | 163.2 |  | 21 |  |  |  | 10 |  | 8.4 | [21 empty] | 0.5 | [11 empty] | 10 |  | 21.6 | [5 empty] | 1576 |  | 2.6 |  |  |  | 0.5 |  |  |  | 5.8 |  |  |  | 500 |  | 50.2 | [7 empty] | 58.2 | [9 empty] | 0.5 |  | 7 | [7 empty] | 0.7 |  | 101 |  | 0.5 | [5 empty] | 1.7 | [7 empty] | 0.5 |  | 43 |  | 1.3 |  | 4.7 |  |  |  | 32859 |  | 1.2 |  |  | 2025 | Xinghai Lang et al., Polymetallic veins—a possible bridge between porphyry and intermediate-sulfidation deposits, Geological Society of America Bulletin, v. 136, doi:10.1130/B38406.1 |  | CHN | Tibet
| No. 1 porphyry Cu-Au deposit (Xietongmen deposit), Xiongcun ore district | No. 1 deposit, Xiongcun ore district | Magmatic hydrothermal | Porphyry | Cu-Au porphyry | Cu, Au | Zn, Ag, Pb | Cu, Au, Zn, Ag, Pb | Lang et al., 2014; Tang et al., 2015; Wang et al., 2017 |  | 6080-60.4 | 6080-60.4-1 | underground mine |  |  |  |  | ore material | drill core | drill core | mineral separate | [5 empty] | mineralisation |  |  |  | pyrite, sphalerite, pyrrhotite, chalcopyrite, galena, quartz | Stage A: pyrite + sericite; Stage B: sphalerite + pyrrhotite + chalcopyrite + galena + quartz; Stage C: actinolite + epidote + chlorite + magnetite + quartz | polymetallic veins crosscutting porphyry-stage veins and alteration zones | Z3 |  |  |  | actinolite, epidote, chlorite, magnetite, sericite, calcite, acanthite-argentite, pyrargyrite, hessite, electrum | carbon-coated thin sections; polished sections | SEM-EDS, EMPA, LA-ICPMS, SIMS | JEOL IT300HR scanning electron microscope equipped with secondary electron, backscattered electron (BSE), and energy dispersive X-ray spectrometry (EDS) detectors; TESCAN MIRA3 field-emission scanning electron microprobe (FE-SEM) equipped with a panchromatic cathodoluminescence (CL) detector; TESCAN Integrated Mineral Analyzer (TIMA) system with a Mira-3 scanning electron microscope with four EDS (EDAX Element 30) detectors; JEOL JXA-8230 electron microprobe | Wuhan Sample Solution Analytical Technology Co., Ltd., Wuhan, China; Tuoyan Analytical Technology Co., Ltd., Guangzhou, China; Nanjing Hongchuang Geological Exploration Technology Service Co., Ltd., Nanjing, China | SEM: accelerating voltage of 15–20 kV, emission current of ~80 μA, takeoff angle ~35°, 4 μm to 5 μm beam diameter, working distance of ~10 mm; SEM-CL: acceleration voltage of 10 kV, beam current of 15 nA; TIMA: accelerating voltage of 25 kV, probe current of 9 nA, working distance of 15 mm, pixel spacing 3 μm, dot spacing 9 μm; EPMA: beam current not fully stated in excerpt | [5 empty] | 9 | [5 empty] | 214 |  | 5 |  | 2.4 | [5 empty] | 12.7 |  | 23 |  |  |  | 10 |  | 6.9 | [21 empty] | 0.5 | [11 empty] | 12 |  | 40.4 | [5 empty] | 496 |  | 6 |  |  |  | 1 |  |  |  | 4.5 |  |  |  | 1000 |  | 701.9 | [7 empty] | 76.4 | [9 empty] | 0.5 |  | 5 | [7 empty] | 1.8 |  | 106 |  | 0.5 | [5 empty] | 2.4 | [7 empty] | 0.8 |  | 34 |  | 0.5 |  | 7 |  |  |  | 2217 |  | 1.4 |  |  | 2025 | Xinghai Lang et al., Polymetallic veins—a possible bridge between porphyry and intermediate-sulfidation deposits, Geological Society of America Bulletin, v. 136, doi:10.1130/B38406.1 |  | CHN | Tibet
| No. 1 porphyry Cu-Au deposit (Xietongmen deposit), Xiongcun ore district | No. 1 deposit, Xiongcun ore district | Magmatic hydrothermal | Porphyry | Cu-Au porphyry | Cu, Au | Zn, Ag, Pb | Cu, Au, Zn, Ag, Pb | Lang et al., 2014; Tang et al., 2015; Wang et al., 2017 |  | 6082-110 | 6082-110-1 | underground mine |  |  |  |  | ore material | drill core | drill core | mineral separate | [5 empty] | mineralisation |  |  |  | pyrite, sphalerite, pyrrhotite, chalcopyrite, galena, quartz | Stage A: pyrite + sericite; Stage B: sphalerite + pyrrhotite + chalcopyrite + galena + quartz; Stage C: actinolite + epidote + chlorite + magnetite + quartz | polymetallic veins crosscutting porphyry-stage veins and alteration zones | Z3 |  |  |  | actinolite, epidote, chlorite, magnetite, sericite, calcite, acanthite-argentite, pyrargyrite, hessite, electrum | carbon-coated thin sections; polished sections | SEM-EDS, EMPA, LA-ICPMS, SIMS | JEOL IT300HR scanning electron microscope equipped with secondary electron, backscattered electron (BSE), and energy dispersive X-ray spectrometry (EDS) detectors; TESCAN MIRA3 field-emission scanning electron microprobe (FE-SEM) equipped with a panchromatic cathodoluminescence (CL) detector; TESCAN Integrated Mineral Analyzer (TIMA) system with a Mira-3 scanning electron microscope with four EDS (EDAX Element 30) detectors; JEOL JXA-8230 electron microprobe | Wuhan Sample Solution Analytical Technology Co., Ltd., Wuhan, China; Tuoyan Analytical Technology Co., Ltd., Guangzhou, China; Nanjing Hongchuang Geological Exploration Technology Service Co., Ltd., Nanjing, China | SEM: accelerating voltage of 15–20 kV, emission current of ~80 μA, takeoff angle ~35°, 4 μm to 5 μm beam diameter, working distance of ~10 mm; SEM-CL: acceleration voltage of 10 kV, beam current of 15 nA; TIMA: accelerating voltage of 25 kV, probe current of 9 nA, working distance of 15 mm, pixel spacing 3 μm, dot spacing 9 μm; EPMA: beam current not fully stated in excerpt | [5 empty] | 6 | [5 empty] | 344 |  | 5 |  | 1.5 | [5 empty] | 164.2 |  | 19 |  |  |  | 12 |  | 17.9 | [21 empty] | 0.5 | [11 empty] | 10 |  | 30.7 | [5 empty] | 1441 |  | 3.5 |  |  |  | 0.8 |  |  |  | 8.9 |  |  |  | 800 |  | 66.6 | [7 empty] | 99.1 | [9 empty] | 0.5 |  | 8 | [7 empty] | 0.7 |  | 153 |  | 0.5 | [5 empty] | 1.7 | [7 empty] | 0.5 |  | 66 |  | 0.9 |  | 4.9 |  |  |  | 27135 |  | 1.3 |  |  | 2025 | Xinghai Lang et al., Polymetallic veins—a possible bridge between porphyry and intermediate-sulfidation deposits, Geological Society of America Bulletin, v. 136, doi:10.1130/B38406.1 |  | CHN | Tibet
| No. 1 porphyry Cu-Au deposit (Xietongmen deposit), Xiongcun ore district | No. 1 deposit, Xiongcun ore district | Magmatic hydrothermal | Porphyry | Cu-Au porphyry | Cu, Au | Zn, Ag, Pb | Cu, Au, Zn, Ag, Pb | Lang et al., 2014; Tang et al., 2015; Wang et al., 2017 |  | 6082-112 | 6082-112-1 | underground mine |  |  |  |  | ore material | drill core | drill core | mineral separate | [5 empty] | mineralisation |  |  |  | pyrite, sphalerite, pyrrhotite, chalcopyrite, galena, quartz | Stage A: pyrite + sericite; Stage B: sphalerite + pyrrhotite + chalcopyrite + galena + quartz; Stage C: actinolite + epidote + chlorite + magnetite + quartz | polymetallic veins crosscutting porphyry-stage veins and alteration zones | Z3 |  |  |  | actinolite, epidote, chlorite, magnetite, sericite, calcite, acanthite-argentite, pyrargyrite, hessite, electrum | carbon-coated thin sections; polished sections | SEM-EDS, EMPA, LA-ICPMS, SIMS | JEOL IT300HR scanning electron microscope equipped with secondary electron, backscattered electron (BSE), and energy dispersive X-ray spectrometry (EDS) detectors; TESCAN MIRA3 field-emission scanning electron microprobe (FE-SEM) equipped with a panchromatic cathodoluminescence (CL) detector; TESCAN Integrated Mineral Analyzer (TIMA) system with a Mira-3 scanning electron microscope with four EDS (EDAX Element 30) detectors; JEOL JXA-8230 electron microprobe | Wuhan Sample Solution Analytical Technology Co., Ltd., Wuhan, China; Tuoyan Analytical Technology Co., Ltd., Guangzhou, China; Nanjing Hongchuang Geological Exploration Technology Service Co., Ltd., Nanjing, China | SEM: accelerating voltage of 15–20 kV, emission current of ~80 μA, takeoff angle ~35°, 4 μm to 5 μm beam diameter, working distance of ~10 mm; SEM-CL: acceleration voltage of 10 kV, beam current of 15 nA; TIMA: accelerating voltage of 25 kV, probe current of 9 nA, working distance of 15 mm, pixel spacing 3 μm, dot spacing 9 μm; EPMA: beam current not fully stated in excerpt | [5 empty] | 5 | [5 empty] | 220 |  | 5 |  | 3.1 | [5 empty] | 489.8 |  | 14 |  |  |  | 10 |  | 6.9 | [21 empty] | 0.5 | [11 empty] | 7 |  | 20.9 | [5 empty] | 1450 |  | 2.2 |  |  |  | 0.6 |  |  |  | 6.2 |  |  |  | 500 |  | 252.8 | [7 empty] | 79.2 | [9 empty] | 0.5 |  | 6 | [7 empty] | 1 |  | 85 |  | 0.5 | [5 empty] | 1.2 | [7 empty] | 0.5 |  | 48 |  | 0.9 |  | 4.6 |  |  |  | 77202 |  | 1.1 |  |  | 2025 | Xinghai Lang et al., Polymetallic veins—a possible bridge between porphyry and intermediate-sulfidation deposits, Geological Society of America Bulletin, v. 136, doi:10.1130/B38406.1 |  | CHN | Tibet
| No. 1 porphyry Cu-Au deposit (Xietongmen deposit), Xiongcun ore district | No. 1 deposit, Xiongcun ore district | Magmatic hydrothermal | Porphyry | Cu-Au porphyry | Cu, Au | Zn, Ag, Pb | Cu, Au, Zn, Ag, Pb | Lang et al., 2014; Tang et al., 2015; Wang et al., 2017 |  | 6082-118 | 6082-118-1 | underground mine |  |  |  |  | ore material | drill core | drill core | mineral separate | [5 empty] | mineralisation |  |  |  | pyrite, sphalerite, pyrrhotite, chalcopyrite, galena, quartz | Stage A: pyrite + sericite; Stage B: sphalerite + pyrrhotite + chalcopyrite + galena + quartz; Stage C: actinolite + epidote + chlorite + magnetite + quartz | polymetallic veins crosscutting porphyry-stage veins and alteration zones | Z3 |  |  |  | actinolite, epidote, chlorite, magnetite, sericite, calcite, acanthite-argentite, pyrargyrite, hessite, electrum | carbon-coated thin sections; polished sections | SEM-EDS, EMPA, LA-ICPMS, SIMS | JEOL IT300HR scanning electron microscope equipped with secondary electron, backscattered electron (BSE), and energy dispersive X-ray spectrometry (EDS) detectors; TESCAN MIRA3 field-emission scanning electron microprobe (FE-SEM) equipped with a panchromatic cathodoluminescence (CL) detector; TESCAN Integrated Mineral Analyzer (TIMA) system with a Mira-3 scanning electron microscope with four EDS (EDAX Element 30) detectors; JEOL JXA-8230 electron microprobe | Wuhan Sample Solution Analytical Technology Co., Ltd., Wuhan, China; Tuoyan Analytical Technology Co., Ltd., Guangzhou, China; Nanjing Hongchuang Geological Exploration Technology Service Co., Ltd., Nanjing, China | SEM: accelerating voltage of 15–20 kV, emission current of ~80 μA, takeoff angle ~35°, 4 μm to 5 μm beam diameter, working distance of ~10 mm; SEM-CL: acceleration voltage of 10 kV, beam current of 15 nA; TIMA: accelerating voltage of 25 kV, probe current of 9 nA, working distance of 15 mm, pixel spacing 3 μm, dot spacing 9 μm; EPMA: beam current not fully stated in excerpt | [5 empty] | 5 | [5 empty] | 479 |  | 5 |  | 0.5 | [5 empty] | 5.1 |  | 23 |  |  |  | 9 |  | 16.2 | [21 empty] | 0.5 | [11 empty] | 12 |  | 28.8 | [5 empty] | 682 |  | 2 |  |  |  | 0.9 |  |  |  | 5.9 |  |  |  | 700 |  | 22.7 | [7 empty] | 105.6 | [9 empty] | 0.5 |  | 6 | [7 empty] | 0.7 |  | 141 |  | 0.5 | [5 empty] | 2.1 | [7 empty] | 0.5 |  | 46 |  | 0.9 |  | 5.4 |  |  |  | 616 |  | 1.4 |  |  | 2025 | Xinghai Lang et al., Polymetallic veins—a possible bridge between porphyry and intermediate-sulfidation deposits, Geological Society of America Bulletin, v. 136, doi:10.1130/B38406.1 |  | CHN | Tibet
| No. 1 porphyry Cu-Au deposit (Xietongmen deposit), Xiongcun ore district | No. 1 deposit, Xiongcun ore district | Magmatic hydrothermal | Porphyry | Cu-Au porphyry | Cu, Au | Zn, Ag, Pb | Cu, Au, Zn, Ag, Pb | Lang et al., 2014; Tang et al., 2015; Wang et al., 2017 |  | 6082-171 | 6082-171-1 | underground mine |  |  |  |  | ore material | drill core | drill core | mineral separate | [5 empty] | mineralisation |  |  |  | pyrite, sphalerite, pyrrhotite, chalcopyrite, galena, quartz | Stage A: pyrite + sericite; Stage B: sphalerite + pyrrhotite + chalcopyrite + galena + quartz; Stage C: actinolite + epidote + chlorite + magnetite + quartz | polymetallic veins crosscutting porphyry-stage veins and alteration zones | Z3 |  |  |  | actinolite, epidote, chlorite, magnetite, sericite, calcite, acanthite-argentite, pyrargyrite, hessite, electrum | carbon-coated thin sections; polished sections | SEM-EDS, EMPA, LA-ICPMS, SIMS | JEOL IT300HR scanning electron microscope equipped with secondary electron, backscattered electron (BSE), and energy dispersive X-ray spectrometry (EDS) detectors; TESCAN MIRA3 field-emission scanning electron microprobe (FE-SEM) equipped with a panchromatic cathodoluminescence (CL) detector; TESCAN Integrated Mineral Analyzer (TIMA) system with a Mira-3 scanning electron microscope with four EDS (EDAX Element 30) detectors; JEOL JXA-8230 electron microprobe | Wuhan Sample Solution Analytical Technology Co., Ltd., Wuhan, China; Tuoyan Analytical Technology Co., Ltd., Guangzhou, China; Nanjing Hongchuang Geological Exploration Technology Service Co., Ltd., Nanjing, China | SEM: accelerating voltage of 15–20 kV, emission current of ~80 μA, takeoff angle ~35°, 4 μm to 5 μm beam diameter, working distance of ~10 mm; SEM-CL: acceleration voltage of 10 kV, beam current of 15 nA; TIMA: accelerating voltage of 25 kV, probe current of 9 nA, working distance of 15 mm, pixel spacing 3 μm, dot spacing 9 μm; EPMA: beam current not fully stated in excerpt | [5 empty] | 9 | [5 empty] | 245 |  | 5 |  | 2 | [5 empty] | 156.4 |  | 27 |  |  |  | 12 |  | 1.8 | [21 empty] | 0.5 | [11 empty] | 16 |  | 24.1 | [5 empty] | 1194 |  | 40.1 |  |  |  | 1.5 |  |  |  | 1 |  |  |  | 200 |  | 572.5 | [7 empty] | 78.7 | [9 empty] | 1.4 |  | 5 | [7 empty] | 1.4 |  | 55 |  | 0.5 | [5 empty] | 2.1 | [7 empty] | 0.5 |  | 15 |  | 1.1 |  | 5.7 |  |  |  | 25380 |  | 2.7 |  |  | 2025 | Xinghai Lang et al., Polymetallic veins—a possible bridge between porphyry and intermediate-sulfidation deposits, Geological Society of America Bulletin, v. 136, doi:10.1130/B38406.1 |  | CHN | Tibet
| No. 1 porphyry Cu-Au deposit (Xietongmen deposit), Xiongcun ore district | No. 1 deposit, Xiongcun ore district | Magmatic hydrothermal | Porphyry | Cu-Au porphyry | Cu, Au | Zn, Ag, Pb | Cu, Au, Zn, Ag, Pb | Lang et al., 2014; Tang et al., 2015; Wang et al., 2017 |  | 6083-71 | 6083-71-1 | underground mine |  |  |  |  | ore material | drill core | drill core | mineral separate | [5 empty] | mineralisation |  |  |  | pyrite, sphalerite, pyrrhotite, chalcopyrite, galena, quartz | Stage A: pyrite + sericite; Stage B: sphalerite + pyrrhotite + chalcopyrite + galena + quartz; Stage C: actinolite + epidote + chlorite + magnetite + quartz | polymetallic veins crosscutting porphyry-stage veins and alteration zones | Z3 |  |  |  | actinolite, epidote, chlorite, magnetite, sericite, calcite, acanthite-argentite, pyrargyrite, hessite, electrum | carbon-coated thin sections; polished sections | SEM-EDS, EMPA, LA-ICPMS, SIMS | JEOL IT300HR scanning electron microscope equipped with secondary electron, backscattered electron (BSE), and energy dispersive X-ray spectrometry (EDS) detectors; TESCAN MIRA3 field-emission scanning electron microprobe (FE-SEM) equipped with a panchromatic cathodoluminescence (CL) detector; TESCAN Integrated Mineral Analyzer (TIMA) system with a Mira-3 scanning electron microscope with four EDS (EDAX Element 30) detectors; JEOL JXA-8230 electron microprobe | Wuhan Sample Solution Analytical Technology Co., Ltd., Wuhan, China; Tuoyan Analytical Technology Co., Ltd., Guangzhou, China; Nanjing Hongchuang Geological Exploration Technology Service Co., Ltd., Nanjing, China | SEM: accelerating voltage of 15–20 kV, emission current of ~80 μA, takeoff angle ~35°, 4 μm to 5 μm beam diameter, working distance of ~10 mm; SEM-CL: acceleration voltage of 10 kV, beam current of 15 nA; TIMA: accelerating voltage of 25 kV, probe current of 9 nA, working distance of 15 mm, pixel spacing 3 μm, dot spacing 9 μm; EPMA: beam current not fully stated in excerpt | [5 empty] | 5 | [5 empty] | 146 |  | 5 |  | 0.9 | [5 empty] | 13.4 |  | 22 |  |  |  | 10 |  | 6.5 | [21 empty] | 0.5 | [11 empty] | 10 |  | 57.5 | [5 empty] | 72 |  | 2.9 |  |  |  | 1.3 |  |  |  | 6 |  |  |  | 1000 |  | 66.2 | [7 empty] | 48.8 | [9 empty] | 0.5 |  | 7 | [7 empty] | 2.2 |  | 108 |  | 0.5 | [5 empty] | 2.4 | [7 empty] | 0.5 |  | 45 |  | 0.6 |  | 12.8 |  |  |  | 2526 |  | 2.7 |  |  | 2025 | Xinghai Lang et al., Polymetallic veins—a possible bridge between porphyry and intermediate-sulfidation deposits, Geological Society of America Bulletin, v. 136, doi:10.1130/B38406.1 |  | CHN | Tibet
| No. 1 porphyry Cu-Au deposit (Xietongmen deposit), Xiongcun ore district | No. 1 deposit, Xiongcun ore district | Magmatic hydrothermal | Porphyry | Cu-Au porphyry | Cu, Au | Zn, Ag, Pb | Cu, Au, Zn, Ag, Pb | Lang et al., 2014; Tang et al., 2015; Wang et al., 2017 |  | 6095-144.2 | 6095-144.2-1 | underground mine |  |  |  |  | ore material | drill core | drill core | mineral separate | [5 empty] | mineralisation |  |  |  | pyrite, sphalerite, pyrrhotite, chalcopyrite, galena, quartz | Stage A: pyrite + sericite; Stage B: sphalerite + pyrrhotite + chalcopyrite + galena + quartz; Stage C: actinolite + epidote + chlorite + magnetite + quartz | polymetallic veins crosscutting porphyry-stage veins and alteration zones | Z3 |  |  |  | actinolite, epidote, chlorite, magnetite, sericite, calcite, acanthite-argentite, pyrargyrite, hessite, electrum | carbon-coated thin sections; polished sections | SEM-EDS, EMPA, LA-ICPMS, SIMS | JEOL IT300HR scanning electron microscope equipped with secondary electron, backscattered electron (BSE), and energy dispersive X-ray spectrometry (EDS) detectors; TESCAN MIRA3 field-emission scanning electron microprobe (FE-SEM) equipped with a panchromatic cathodoluminescence (CL) detector; TESCAN Integrated Mineral Analyzer (TIMA) system with a Mira-3 scanning electron microscope with four EDS (EDAX Element 30) detectors; JEOL JXA-8230 electron microprobe | Wuhan Sample Solution Analytical Technology Co., Ltd., Wuhan, China; Tuoyan Analytical Technology Co., Ltd., Guangzhou, China; Nanjing Hongchuang Geological Exploration Technology Service Co., Ltd., Nanjing, China | SEM: accelerating voltage of 15–20 kV, emission current of ~80 μA, takeoff angle ~35°, 4 μm to 5 μm beam diameter, working distance of ~10 mm; SEM-CL: acceleration voltage of 10 kV, beam current of 15 nA; TIMA: accelerating voltage of 25 kV, probe current of 9 nA, working distance of 15 mm, pixel spacing 3 μm, dot spacing 9 μm; EPMA: beam current not fully stated in excerpt | [5 empty] | 12 | [5 empty] | 144 |  | 5 |  | 2.3 | [5 empty] | 22.9 |  | 23 |  |  |  | 11 |  | 6.2 | [21 empty] | 0.5 | [11 empty] | 11 |  | 17.4 | [5 empty] | 347 |  | 44.5 |  |  |  | 0.9 |  |  |  | 4.5 |  |  |  | 800 |  | 823.2 | [7 empty] | 97.1 | [9 empty] | 2.2 |  | 5 | [7 empty] | 2.8 |  | 106 |  | 0.5 | [5 empty] | 2.2 | [7 empty] | 0.5 |  | 39 |  | 1.5 |  | 6.6 |  |  |  | 4839 |  | 1.2 |  |  | 2025 | Xinghai Lang et al., Polymetallic veins—a possible bridge between porphyry and intermediate-sulfidation deposits, Geological Society of America Bulletin, v. 136, doi:10.1130/B38406.1 |  | CHN | Tibet
| No. 1 porphyry Cu-Au deposit (Xietongmen deposit), Xiongcun ore district | No. 1 deposit, Xiongcun ore district | Magmatic hydrothermal | Porphyry | Cu-Au porphyry | Cu, Au | Zn, Ag, Pb | Cu, Au, Zn, Ag, Pb | Lang et al., 2014; Tang et al., 2015; Wang et al., 2017 |  | 6104-156 | 6104-156-1 | underground mine |  |  |  |  | ore material | drill core | drill core | mineral separate | [5 empty] | mineralisation |  |  |  | pyrite, sphalerite, pyrrhotite, chalcopyrite, galena, quartz | Stage A: pyrite + sericite; Stage B: sphalerite + pyrrhotite + chalcopyrite + galena + quartz; Stage C: actinolite + epidote + chlorite + magnetite + quartz | polymetallic veins crosscutting porphyry-stage veins and alteration zones | Z3 |  |  |  | actinolite, epidote, chlorite, magnetite, sericite, calcite, acanthite-argentite, pyrargyrite, hessite, electrum | carbon-coated thin sections; polished sections | SEM-EDS, EMPA, LA-ICPMS, SIMS | JEOL IT300HR scanning electron microscope equipped with secondary electron, backscattered electron (BSE), and energy dispersive X-ray spectrometry (EDS) detectors; TESCAN MIRA3 field-emission scanning electron microprobe (FE-SEM) equipped with a panchromatic cathodoluminescence (CL) detector; TESCAN Integrated Mineral Analyzer (TIMA) system with a Mira-3 scanning electron microscope with four EDS (EDAX Element 30) detectors; JEOL JXA-8230 electron microprobe | Wuhan Sample Solution Analytical Technology Co., Ltd., Wuhan, China; Tuoyan Analytical Technology Co., Ltd., Guangzhou, China; Nanjing Hongchuang Geological Exploration Technology Service Co., Ltd., Nanjing, China | SEM: accelerating voltage of 15–20 kV, emission current of ~80 μA, takeoff angle ~35°, 4 μm to 5 μm beam diameter, working distance of ~10 mm; SEM-CL: acceleration voltage of 10 kV, beam current of 15 nA; TIMA: accelerating voltage of 25 kV, probe current of 9 nA, working distance of 15 mm, pixel spacing 3 μm, dot spacing 9 μm; EPMA: beam current not fully stated in excerpt | [5 empty] | 5 | [5 empty] | 164 |  | 5 |  | 12 | [5 empty] | 358.2 |  | 9 |  |  |  | 8 |  | 0.9 | [21 empty] | 0.5 | [11 empty] | 5 |  | 14.4 | [5 empty] | 1191 |  | 15.3 |  |  |  | 2.1 |  |  |  | 1.4 |  |  |  | 600 |  | 2326 | [7 empty] | 74.9 | [9 empty] | 1.4 |  | 5 | [7 empty] | 1.2 |  | 23 |  | 0.5 | [5 empty] | 1.3 | [7 empty] | 0.5 |  | 44 |  | 1.3 |  | 6.1 |  |  |  | 81288 |  | 2.1 |  |  | 2025 | Xinghai Lang et al., Polymetallic veins—a possible bridge between porphyry and intermediate-sulfidation deposits, Geological Society of America Bulletin, v. 136, doi:10.1130/B38406.1 |  | CHN | Tibet
| No. 1 porphyry Cu-Au deposit (Xietongmen deposit), Xiongcun ore district | No. 1 deposit, Xiongcun ore district | Magmatic hydrothermal | Porphyry | Cu-Au porphyry | Cu, Au | Zn, Ag, Pb | Cu, Au, Zn, Ag, Pb | Lang et al., 2014; Tang et al., 2015; Wang et al., 2017 |  | 6105-91.8 | 6105-91.8-1 | underground mine |  |  |  |  | ore material | drill core | drill core | mineral separate | [5 empty] | mineralisation |  |  |  | pyrite, sphalerite, pyrrhotite, chalcopyrite, galena, quartz | Stage A: pyrite + sericite; Stage B: sphalerite + pyrrhotite + chalcopyrite + galena + quartz; Stage C: actinolite + epidote + chlorite + magnetite + quartz | polymetallic veins crosscutting porphyry-stage veins and alteration zones | Z3 |  |  |  | actinolite, epidote, chlorite, magnetite, sericite, calcite, acanthite-argentite, pyrargyrite, hessite, electrum | carbon-coated thin sections; polished sections | SEM-EDS, EMPA, LA-ICPMS, SIMS | JEOL IT300HR scanning electron microscope equipped with secondary electron, backscattered electron (BSE), and energy dispersive X-ray spectrometry (EDS) detectors; TESCAN MIRA3 field-emission scanning electron microprobe (FE-SEM) equipped with a panchromatic cathodoluminescence (CL) detector; TESCAN Integrated Mineral Analyzer (TIMA) system with a Mira-3 scanning electron microscope with four EDS (EDAX Element 30) detectors; JEOL JXA-8230 electron microprobe | Wuhan Sample Solution Analytical Technology Co., Ltd., Wuhan, China; Tuoyan Analytical Technology Co., Ltd., Guangzhou, China; Nanjing Hongchuang Geological Exploration Technology Service Co., Ltd., Nanjing, China | SEM: accelerating voltage of 15–20 kV, emission current of ~80 μA, takeoff angle ~35°, 4 μm to 5 μm beam diameter, working distance of ~10 mm; SEM-CL: acceleration voltage of 10 kV, beam current of 15 nA; TIMA: accelerating voltage of 25 kV, probe current of 9 nA, working distance of 15 mm, pixel spacing 3 μm, dot spacing 9 μm; EPMA: beam current not fully stated in excerpt | [5 empty] | 13 | [5 empty] | 239 |  | 5 |  | 0.7 | [5 empty] | 17.3 |  | 11 |  |  |  | 17 |  | 3.5 | [21 empty] | 0.5 | [11 empty] | 5 |  | 41.1 | [5 empty] | 814 |  | 1.9 |  |  |  | 2.4 |  |  |  | 5.4 |  |  |  | 800 |  | 483.2 | [7 empty] | 35.7 | [9 empty] | 2.9 |  | 5 | [7 empty] | 1.1 |  | 132 |  | 0.5 | [5 empty] | 1.3 | [7 empty] | 0.5 |  | 67 |  | 1.7 |  | 5.9 |  |  |  | 3145 |  | 2.3 |  |  | 2025 | Xinghai Lang et al., Polymetallic veins—a possible bridge between porphyry and intermediate-sulfidation deposits, Geological Society of America Bulletin, v. 136, doi:10.1130/B38406.1 |  | CHN | Tibet
| No. 1 porphyry Cu-Au deposit (Xietongmen deposit), Xiongcun ore district | No. 1 deposit, Xiongcun ore district | Magmatic hydrothermal | Porphyry | Cu-Au porphyry | Cu, Au | Zn, Ag, Pb | Cu, Au, Zn, Ag, Pb | Lang et al., 2014; Tang et al., 2015; Wang et al., 2017 |  | 6140-157 | 6140-157-1 | underground mine |  |  |  |  | ore material | drill core | drill core | mineral separate | [5 empty] | mineralisation |  |  |  | pyrite, sphalerite, pyrrhotite, chalcopyrite, galena, quartz | Stage A: pyrite + sericite; Stage B: sphalerite + pyrrhotite + chalcopyrite + galena + quartz; Stage C: actinolite + epidote + chlorite + magnetite + quartz | polymetallic veins crosscutting porphyry-stage veins and alteration zones | Z3 |  |  |  | actinolite, epidote, chlorite, magnetite, sericite, calcite, acanthite-argentite, pyrargyrite, hessite, electrum | carbon-coated thin sections; polished sections | SEM-EDS, EMPA, LA-ICPMS, SIMS | JEOL IT300HR scanning electron microscope equipped with secondary electron, backscattered electron (BSE), and energy dispersive X-ray spectrometry (EDS) detectors; TESCAN MIRA3 field-emission scanning electron microprobe (FE-SEM) equipped with a panchromatic cathodoluminescence (CL) detector; TESCAN Integrated Mineral Analyzer (TIMA) system with a Mira-3 scanning electron microscope with four EDS (EDAX Element 30) detectors; JEOL JXA-8230 electron microprobe | Wuhan Sample Solution Analytical Technology Co., Ltd., Wuhan, China; Tuoyan Analytical Technology Co., Ltd., Guangzhou, China; Nanjing Hongchuang Geological Exploration Technology Service Co., Ltd., Nanjing, China | SEM: accelerating voltage of 15–20 kV, emission current of ~80 μA, takeoff angle ~35°, 4 μm to 5 μm beam diameter, working distance of ~10 mm; SEM-CL: acceleration voltage of 10 kV, beam current of 15 nA; TIMA: accelerating voltage of 25 kV, probe current of 9 nA, working distance of 15 mm, pixel spacing 3 μm, dot spacing 9 μm; EPMA: beam current not fully stated in excerpt | [5 empty] | 5 | [5 empty] | 422 |  | 5 |  | 0.5 | [5 empty] | 2.2 |  | 23 |  |  |  | 8 |  | 15.6 | [21 empty] | 0.5 | [11 empty] | 14 |  | 36 | [5 empty] | 2509 |  | 67.9 |  |  |  | 4.9 |  |  |  | 3.9 |  |  |  | 400 |  | 158.1 | [7 empty] | 124.9 | [9 empty] | 0.7 |  | 8 | [7 empty] | 2.1 |  | 116 |  | 0.5 | [5 empty] | 2.5 | [7 empty] | 0.5 |  | 83 |  | 3.4 |  | 3.5 |  |  |  | 2019 |  | 1 |  |  | 2025 | Xinghai Lang et al., Polymetallic veins—a possible bridge between porphyry and intermediate-sulfidation deposits, Geological Society of America Bulletin, v. 136, doi:10.1130/B38406.1 |  | CHN | Tibet
| No. 1 porphyry Cu-Au deposit (Xietongmen deposit), Xiongcun ore district | No. 1 deposit, Xiongcun ore district | Magmatic hydrothermal | Porphyry | Cu-Au porphyry | Cu, Au | Zn, Ag, Pb | Cu, Au, Zn, Ag, Pb | Lang et al., 2014; Tang et al., 2015; Wang et al., 2017 |  | 6140-70.1 | 6140-70.1-1 | underground mine |  |  |  |  | ore material | drill core | drill core | mineral separate | [5 empty] | mineralisation |  |  |  | pyrite, sphalerite, pyrrhotite, chalcopyrite, galena, quartz | Stage A: pyrite + sericite; Stage B: sphalerite + pyrrhotite + chalcopyrite + galena + quartz; Stage C: actinolite + epidote + chlorite + magnetite + quartz | polymetallic veins crosscutting porphyry-stage veins and alteration zones | Z3 |  |  |  | actinolite, epidote, chlorite, magnetite, sericite, calcite, acanthite-argentite, pyrargyrite, hessite, electrum | carbon-coated thin sections; polished sections | SEM-EDS, EMPA, LA-ICPMS, SIMS | JEOL IT300HR scanning electron microscope equipped with secondary electron, backscattered electron (BSE), and energy dispersive X-ray spectrometry (EDS) detectors; TESCAN MIRA3 field-emission scanning electron microprobe (FE-SEM) equipped with a panchromatic cathodoluminescence (CL) detector; TESCAN Integrated Mineral Analyzer (TIMA) system with a Mira-3 scanning electron microscope with four EDS (EDAX Element 30) detectors; JEOL JXA-8230 electron microprobe | Wuhan Sample Solution Analytical Technology Co., Ltd., Wuhan, China; Tuoyan Analytical Technology Co., Ltd., Guangzhou, China; Nanjing Hongchuang Geological Exploration Technology Service Co., Ltd., Nanjing, China | SEM: accelerating voltage of 15–20 kV, emission current of ~80 μA, takeoff angle ~35°, 4 μm to 5 μm beam diameter, working distance of ~10 mm; SEM-CL: acceleration voltage of 10 kV, beam current of 15 nA; TIMA: accelerating voltage of 25 kV, probe current of 9 nA, working distance of 15 mm, pixel spacing 3 μm, dot spacing 9 μm; EPMA: beam current not fully stated in excerpt | [5 empty] | 5 | [5 empty] | 263 |  | 5 |  | 0.5 | [5 empty] | 6.4 |  | 13 |  |  |  | 9 |  | 2.8 | [21 empty] | 0.5 | [11 empty] | 6 |  | 103.9 | [5 empty] | 2370 |  | 0.7 |  |  |  | 1.3 |  |  |  | 2.3 |  |  |  | 1100 |  | 221.2 | [7 empty] | 46.7 | [9 empty] | 1 |  | 6 | [7 empty] | 1.1 |  | 180 |  | 0.5 | [5 empty] | 1.9 | [7 empty] | 0.5 |  | 53 |  | 0.6 |  | 3.4 |  |  |  | 2122 |  | 1.4 |  |  | 2025 | Xinghai Lang et al., Polymetallic veins—a possible bridge between porphyry and intermediate-sulfidation deposits, Geological Society of America Bulletin, v. 136, doi:10.1130/B38406.1 |  | CHN | Tibet
| No. 1 porphyry Cu-Au deposit (Xietongmen deposit), Xiongcun ore district | No. 1 deposit, Xiongcun ore district | Magmatic hydrothermal | Porphyry | Cu-Au porphyry | Cu, Au | Zn, Ag, Pb | Cu, Au, Zn, Ag, Pb | Lang et al., 2014; Tang et al., 2015; Wang et al., 2017 |  | 6194-61.8 | 6194-61.8-1 | underground mine |  |  |  |  | ore material | drill core | drill core | mineral separate | [5 empty] | mineralisation |  |  |  | pyrite, sphalerite, pyrrhotite, chalcopyrite, galena, quartz | Stage A: pyrite + sericite; Stage B: sphalerite + pyrrhotite + chalcopyrite + galena + quartz; Stage C: actinolite + epidote + chlorite + magnetite + quartz | polymetallic veins crosscutting porphyry-stage veins and alteration zones | Z3 |  |  |  | actinolite, epidote, chlorite, magnetite, sericite, calcite, acanthite-argentite, pyrargyrite, hessite, electrum | carbon-coated thin sections; polished sections | SEM-EDS, EMPA, LA-ICPMS, SIMS | JEOL IT300HR scanning electron microscope equipped with secondary electron, backscattered electron (BSE), and energy dispersive X-ray spectrometry (EDS) detectors; TESCAN MIRA3 field-emission scanning electron microprobe (FE-SEM) equipped with a panchromatic cathodoluminescence (CL) detector; TESCAN Integrated Mineral Analyzer (TIMA) system with a Mira-3 scanning electron microscope with four EDS (EDAX Element 30) detectors; JEOL JXA-8230 electron microprobe | Wuhan Sample Solution Analytical Technology Co., Ltd., Wuhan, China; Tuoyan Analytical Technology Co., Ltd., Guangzhou, China; Nanjing Hongchuang Geological Exploration Technology Service Co., Ltd., Nanjing, China | SEM: accelerating voltage of 15–20 kV, emission current of ~80 μA, takeoff angle ~35°, 4 μm to 5 μm beam diameter, working distance of ~10 mm; SEM-CL: acceleration voltage of 10 kV, beam current of 15 nA; TIMA: accelerating voltage of 25 kV, probe current of 9 nA, working distance of 15 mm, pixel spacing 3 μm, dot spacing 9 μm; EPMA: beam current not fully stated in excerpt | [5 empty] | 9 | [5 empty] | 353 |  | 5 |  | 0.5 | [5 empty] | 11.2 |  | 27 |  |  |  | 13 |  | 6.1 | [21 empty] | 0.5 | [11 empty] | 15 |  | 34.7 | [5 empty] | 527 |  | 2.8 |  |  |  | 1.5 |  |  |  | 3.3 |  |  |  | 1000 |  | 168.6 | [7 empty] | 91.2 | [9 empty] | 0.5 |  | 5 | [7 empty] | 0.8 |  | 285 |  | 0.5 | [5 empty] | 3.3 | [7 empty] | 0.9 |  | 30 |  | 0.8 |  | 8.3 |  |  |  | 2493 |  | 2 |  |  | 2025 | Xinghai Lang et al., Polymetallic veins—a possible bridge between porphyry and intermediate-sulfidation deposits, Geological Society of America Bulletin, v. 136, doi:10.1130/B38406.1 |  | CHN | Tibet
| No. 1 porphyry Cu-Au deposit (Xietongmen deposit), Xiongcun ore district | No. 1 deposit, Xiongcun ore district | Magmatic hydrothermal | Porphyry | Cu-Au porphyry | Cu, Au | Zn, Ag, Pb | Cu, Au, Zn, Ag, Pb | Lang et al., 2014; Tang et al., 2015; Wang et al., 2017 |  | 6196-66.4 | 6196-66.4-1 | underground mine |  |  |  |  | ore material | drill core | drill core | mineral separate | [5 empty] | mineralisation |  |  |  | pyrite, sphalerite, pyrrhotite, chalcopyrite, galena, quartz | Stage A: pyrite + sericite; Stage B: sphalerite + pyrrhotite + chalcopyrite + galena + quartz; Stage C: actinolite + epidote + chlorite + magnetite + quartz | polymetallic veins crosscutting porphyry-stage veins and alteration zones | Z3 |  |  |  | actinolite, epidote, chlorite, magnetite, sericite, calcite, acanthite-argentite, pyrargyrite, hessite, electrum | carbon-coated thin sections; polished sections | SEM-EDS, EMPA, LA-ICPMS, SIMS | JEOL IT300HR scanning electron microscope equipped with secondary electron, backscattered electron (BSE), and energy dispersive X-ray spectrometry (EDS) detectors; TESCAN MIRA3 field-emission scanning electron microprobe (FE-SEM) equipped with a panchromatic cathodoluminescence (CL) detector; TESCAN Integrated Mineral Analyzer (TIMA) system with a Mira-3 scanning electron microscope with four EDS (EDAX Element 30) detectors; JEOL JXA-8230 electron microprobe | Wuhan Sample Solution Analytical Technology Co., Ltd., Wuhan, China; Tuoyan Analytical Technology Co., Ltd., Guangzhou, China; Nanjing Hongchuang Geological Exploration Technology Service Co., Ltd., Nanjing, China | SEM: accelerating voltage of 15–20 kV, emission current of ~80 μA, takeoff angle ~35°, 4 μm to 5 μm beam diameter, working distance of ~10 mm; SEM-CL: acceleration voltage of 10 kV, beam current of 15 nA; TIMA: accelerating voltage of 25 kV, probe current of 9 nA, working distance of 15 mm, pixel spacing 3 μm, dot spacing 9 μm; EPMA: beam current not fully stated in excerpt | [5 empty] | 15 | [5 empty] | 185 |  | 5 |  | 1 | [5 empty] | 121.6 |  | 18 |  |  |  | 16 |  | 10 | [21 empty] | 0.5 | [11 empty] | 9 |  | 34.9 | [5 empty] | 1366 |  | 7.4 |  |  |  | 1.1 |  |  |  | 6.2 |  |  |  | 400 |  | 513.5 | [7 empty] | 93.1 | [9 empty] | 1 |  | 8 | [7 empty] | 1.8 |  | 78 |  | 0.5 | [5 empty] | 1.5 | [7 empty] | 1 |  | 51 |  | 3.1 |  | 7.2 |  |  |  | 23447 |  | 1.2 |  |  | 2025 | Xinghai Lang et al., Polymetallic veins—a possible bridge between porphyry and intermediate-sulfidation deposits, Geological Society of America Bulletin, v. 136, doi:10.1130/B38406.1 |  | CHN | Tibet
| No. 1 porphyry Cu-Au deposit (Xietongmen deposit), Xiongcun ore district | No. 1 deposit, Xiongcun ore district | Magmatic hydrothermal | Porphyry | Cu-Au porphyry | Cu, Au | Zn, Ag, Pb | Cu, Au, Zn, Ag, Pb | Lang et al., 2014; Tang et al., 2015; Wang et al., 2017 |  | 6196-70.4 | 6196-70.4-1 | underground mine |  |  |  |  | ore material | drill core | drill core | mineral separate | [5 empty] | mineralisation |  |  |  | pyrite, sphalerite, pyrrhotite, chalcopyrite, galena, quartz | Stage A: pyrite + sericite; Stage B: sphalerite + pyrrhotite + chalcopyrite + galena + quartz; Stage C: actinolite + epidote + chlorite + magnetite + quartz | polymetallic veins crosscutting porphyry-stage veins and alteration zones | Z3 |  |  |  | actinolite, epidote, chlorite, magnetite, sericite, calcite, acanthite-argentite, pyrargyrite, hessite, electrum | carbon-coated thin sections; polished sections | SEM-EDS, EMPA, LA-ICPMS, SIMS | JEOL IT300HR scanning electron microscope equipped with secondary electron, backscattered electron (BSE), and energy dispersive X-ray spectrometry (EDS) detectors; TESCAN MIRA3 field-emission scanning electron microprobe (FE-SEM) equipped with a panchromatic cathodoluminescence (CL) detector; TESCAN Integrated Mineral Analyzer (TIMA) system with a Mira-3 scanning electron microscope with four EDS (EDAX Element 30) detectors; JEOL JXA-8230 electron microprobe | Wuhan Sample Solution Analytical Technology Co., Ltd., Wuhan, China; Tuoyan Analytical Technology Co., Ltd., Guangzhou, China; Nanjing Hongchuang Geological Exploration Technology Service Co., Ltd., Nanjing, China | SEM: accelerating voltage of 15–20 kV, emission current of ~80 μA, takeoff angle ~35°, 4 μm to 5 μm beam diameter, working distance of ~10 mm; SEM-CL: acceleration voltage of 10 kV, beam current of 15 nA; TIMA: accelerating voltage of 25 kV, probe current of 9 nA, working distance of 15 mm, pixel spacing 3 μm, dot spacing 9 μm; EPMA: beam current not fully stated in excerpt | [5 empty] | 71 | [5 empty] | 286 |  | 5 |  | 0.5 | [5 empty] | 51.8 |  | 24 |  |  |  | 14 |  | 6.8 | [21 empty] | 0.5 | [11 empty] | 12 |  | 61.4 | [5 empty] | 3052 |  | 8.6 |  |  |  | 1.5 |  |  |  | 4.8 |  |  |  | 700 |  | 198 | [7 empty] | 107.7 | [9 empty] | 0.6 |  | 8 | [7 empty] | 0.7 |  | 131 |  | 0.5 | [5 empty] | 2.2 | [7 empty] | 3.3 |  | 61 |  | 24.9 |  | 7.2 |  |  |  | 9712 |  | 0.9 |  |  | 2025 | Xinghai Lang et al., Polymetallic veins—a possible bridge between porphyry and intermediate-sulfidation deposits, Geological Society of America Bulletin, v. 136, doi:10.1130/B38406.1 |  | CHN | Tibet
| No. 1 porphyry Cu-Au deposit (Xietongmen deposit), Xiongcun ore district | No. 1 deposit, Xiongcun ore district | Magmatic hydrothermal | Porphyry | Cu-Au porphyry | Cu, Au | Zn, Ag, Pb | Cu, Au, Zn, Ag, Pb | Lang et al., 2014; Tang et al., 2015; Wang et al., 2017 |  | 6201-155.9 | 6201-155.9-1 | underground mine |  |  |  |  | ore material | drill core | drill core | mineral separate | [5 empty] | mineralisation |  |  |  | pyrite, sphalerite, pyrrhotite, chalcopyrite, galena, quartz | Stage A: pyrite + sericite; Stage B: sphalerite + pyrrhotite + chalcopyrite + galena + quartz; Stage C: actinolite + epidote + chlorite + magnetite + quartz | polymetallic veins crosscutting porphyry-stage veins and alteration zones | Z3 |  |  |  | actinolite, epidote, chlorite, magnetite, sericite, calcite, acanthite-argentite, pyrargyrite, hessite, electrum | carbon-coated thin sections; polished sections | SEM-EDS, EMPA, LA-ICPMS, SIMS | JEOL IT300HR scanning electron microscope equipped with secondary electron, backscattered electron (BSE), and energy dispersive X-ray spectrometry (EDS) detectors; TESCAN MIRA3 field-emission scanning electron microprobe (FE-SEM) equipped with a panchromatic cathodoluminescence (CL) detector; TESCAN Integrated Mineral Analyzer (TIMA) system with a Mira-3 scanning electron microscope with four EDS (EDAX Element 30) detectors; JEOL JXA-8230 electron microprobe | Wuhan Sample Solution Analytical Technology Co., Ltd., Wuhan, China; Tuoyan Analytical Technology Co., Ltd., Guangzhou, China; Nanjing Hongchuang Geological Exploration Technology Service Co., Ltd., Nanjing, China | SEM: accelerating voltage of 15–20 kV, emission current of ~80 μA, takeoff angle ~35°, 4 μm to 5 μm beam diameter, working distance of ~10 mm; SEM-CL: acceleration voltage of 10 kV, beam current of 15 nA; TIMA: accelerating voltage of 25 kV, probe current of 9 nA, working distance of 15 mm, pixel spacing 3 μm, dot spacing 9 μm; EPMA: beam current not fully stated in excerpt | [5 empty] | 7 | [5 empty] | 525 |  | 5 |  | 1.8 | [5 empty] | 87.9 |  | 35 |  |  |  | 13 |  | 20.1 | [21 empty] | 0.5 | [11 empty] | 17 |  | 41.9 | [5 empty] | 3366 |  | 14.9 |  |  |  | 3.4 |  |  |  | 16.4 |  |  |  | 1200 |  | 229.2 | [7 empty] | 71.4 | [9 empty] | 0.5 |  | 14 | [7 empty] | 0.6 |  | 259 |  | 0.5 | [5 empty] | 5.9 | [7 empty] | 0.7 |  | 91 |  | 0.8 |  | 9.3 |  |  |  | 17059 |  | 1.6 |  |  | 2025 | Xinghai Lang et al., Polymetallic veins—a possible bridge between porphyry and intermediate-sulfidation deposits, Geological Society of America Bulletin, v. 136, doi:10.1130/B38406.1 |  | CHN | Tibet
| No. 1 porphyry Cu-Au deposit (Xietongmen deposit), Xiongcun ore district | No. 1 deposit, Xiongcun ore district | Magmatic hydrothermal | Porphyry | Cu-Au porphyry | Cu, Au | Zn, Ag, Pb | Cu, Au, Zn, Ag, Pb | Lang et al., 2014; Tang et al., 2015; Wang et al., 2017 |  | 6096-113.83 | 6096-113.83-1 | underground mine |  |  |  |  | ore material | drill core | drill core | mineral separate | [5 empty] | mineralisation |  |  |  | pyrite, sphalerite, pyrrhotite, chalcopyrite, galena, quartz | Stage A: pyrite + sericite; Stage B: sphalerite + pyrrhotite + chalcopyrite + galena + quartz; Stage C: actinolite + epidote + chlorite + magnetite + quartz | polymetallic veins crosscutting porphyry-stage veins and alteration zones | Z3 |  |  |  | actinolite, epidote, chlorite, magnetite, sericite, calcite, acanthite-argentite, pyrargyrite, hessite, electrum | carbon-coated thin sections; polished sections | SEM-EDS, EMPA, LA-ICPMS, SIMS | JEOL IT300HR scanning electron microscope equipped with secondary electron, backscattered electron (BSE), and energy dispersive X-ray spectrometry (EDS) detectors; TESCAN MIRA3 field-emission scanning electron microprobe (FE-SEM) equipped with a panchromatic cathodoluminescence (CL) detector; TESCAN Integrated Mineral Analyzer (TIMA) system with a Mira-3 scanning electron microscope with four EDS (EDAX Element 30) detectors; JEOL JXA-8230 electron microprobe | Wuhan Sample Solution Analytical Technology Co., Ltd., Wuhan, China; Tuoyan Analytical Technology Co., Ltd., Guangzhou, China; Nanjing Hongchuang Geological Exploration Technology Service Co., Ltd., Nanjing, China | SEM: accelerating voltage of 15–20 kV, emission current of ~80 μA, takeoff angle ~35°, 4 μm to 5 μm beam diameter, working distance of ~10 mm; SEM-CL: acceleration voltage of 10 kV, beam current of 15 nA; TIMA: accelerating voltage of 25 kV, probe current of 9 nA, working distance of 15 mm, pixel spacing 3 μm, dot spacing 9 μm; EPMA: beam current not fully stated in excerpt | [5 empty] | 10 | [5 empty] | 223 |  | 5 |  | 0.5 | [5 empty] | 38.6 |  | 23 |  |  |  | 19 |  | 3 | [21 empty] | 0.5 | [11 empty] | 13 |  | 46.9 | [5 empty] | 1403 |  | 4.4 |  |  |  | 5.6 |  |  |  | 4.4 |  |  |  | 600 |  | 12.8 | [7 empty] | 96.3 | [9 empty] | 0.9 |  | 7 | [7 empty] | 3.5 |  | 83 |  | 0.5 | [5 empty] | 2.6 | [7 empty] | 0.5 |  | 51 |  | 1.2 |  | 7.8 |  |  |  | 7343 |  | 1 |  |  | 2025 | Xinghai Lang et al., Polymetallic veins—a possible bridge between porphyry and intermediate-sulfidation deposits, Geological Society of America Bulletin, v. 136, doi:10.1130/B38406.1 |  | CHN | Tibet
| No. 1 porphyry Cu-Au deposit (Xietongmen deposit), Xiongcun ore district | No. 1 deposit, Xiongcun ore district | Magmatic hydrothermal | Porphyry | Cu-Au porphyry | Cu, Au | Zn, Ag, Pb | Cu, Au, Zn, Ag, Pb | Lang et al., 2014; Tang et al., 2015; Wang et al., 2017 |  | 6190-178.3 | 6190-178.3-1 | underground mine |  |  |  |  | ore material | drill core | drill core | mineral separate | [5 empty] | mineralisation |  |  |  | pyrite, sphalerite, pyrrhotite, chalcopyrite, galena, quartz | Stage A: pyrite + sericite; Stage B: sphalerite + pyrrhotite + chalcopyrite + galena + quartz; Stage C: actinolite + epidote + chlorite + magnetite + quartz | polymetallic veins crosscutting porphyry-stage veins and alteration zones | Z3 |  |  |  | actinolite, epidote, chlorite, magnetite, sericite, calcite, acanthite-argentite, pyrargyrite, hessite, electrum | carbon-coated thin sections; polished sections | SEM-EDS, EMPA, LA-ICPMS, SIMS | JEOL IT300HR scanning electron microscope equipped with secondary electron, backscattered electron (BSE), and energy dispersive X-ray spectrometry (EDS) detectors; TESCAN MIRA3 field-emission scanning electron microprobe (FE-SEM) equipped with a panchromatic cathodoluminescence (CL) detector; TESCAN Integrated Mineral Analyzer (TIMA) system with a Mira-3 scanning electron microscope with four EDS (EDAX Element 30) detectors; JEOL JXA-8230 electron microprobe | Wuhan Sample Solution Analytical Technology Co., Ltd., Wuhan, China; Tuoyan Analytical Technology Co., Ltd., Guangzhou, China; Nanjing Hongchuang Geological Exploration Technology Service Co., Ltd., Nanjing, China | SEM: accelerating voltage of 15–20 kV, emission current of ~80 μA, takeoff angle ~35°, 4 μm to 5 μm beam diameter, working distance of ~10 mm; SEM-CL: acceleration voltage of 10 kV, beam current of 15 nA; TIMA: accelerating voltage of 25 kV, probe current of 9 nA, working distance of 15 mm, pixel spacing 3 μm, dot spacing 9 μm; EPMA: beam current not fully stated in excerpt | [5 empty] | 20 | [5 empty] | 221 |  | 5 |  | 4 | [5 empty] | 268.6 |  | 25 |  |  |  | 7 |  | 1.4 | [21 empty] | 0.5 | [11 empty] | 12 |  | 15.5 | [5 empty] | 528 |  | 95.1 |  |  |  | 1 |  |  |  | 1.9 |  |  |  | 700 |  | 2417.9 | [7 empty] | 91.9 | [9 empty] | 231.6 |  | 5 | [7 empty] | 3 |  | 76 |  | 0.5 | [5 empty] | 2.5 | [7 empty] | 0.5 |  | 36 |  | 0.5 |  | 7.9 |  |  |  | 57564 |  | 1 |  |  | 2025 | Xinghai Lang et al., Polymetallic veins—a possible bridge between porphyry and intermediate-sulfidation deposits, Geological Society of America Bulletin, v. 136, doi:10.1130/B38406.1 |  | CHN | Tibet
| No. 1 porphyry Cu-Au deposit (Xietongmen deposit), Xiongcun ore district | No. 1 deposit, Xiongcun ore district | Magmatic hydrothermal | Porphyry | Cu-Au porphyry | Cu, Au | Zn, Ag, Pb | Cu, Au, Zn, Ag, Pb | Lang et al., 2014; Tang et al., 2015; Wang et al., 2017 |  | 6102-133.6 | 6102-133.6-1 | underground mine |  |  |  |  | ore material | drill core | drill core | mineral separate | [5 empty] | mineralisation |  |  |  | pyrite, sphalerite, pyrrhotite, chalcopyrite, galena, quartz | Stage A: pyrite + sericite; Stage B: sphalerite + pyrrhotite + chalcopyrite + galena + quartz; Stage C: actinolite + epidote + chlorite + magnetite + quartz | polymetallic veins crosscutting porphyry-stage veins and alteration zones | Z3 |  |  |  | actinolite, epidote, chlorite, magnetite, sericite, calcite, acanthite-argentite, pyrargyrite, hessite, electrum | carbon-coated thin sections; polished sections | SEM-EDS, EMPA, LA-ICPMS, SIMS | JEOL IT300HR scanning electron microscope equipped with secondary electron, backscattered electron (BSE), and energy dispersive X-ray spectrometry (EDS) detectors; TESCAN MIRA3 field-emission scanning electron microprobe (FE-SEM) equipped with a panchromatic cathodoluminescence (CL) detector; TESCAN Integrated Mineral Analyzer (TIMA) system with a Mira-3 scanning electron microscope with four EDS (EDAX Element 30) detectors; JEOL JXA-8230 electron microprobe | Wuhan Sample Solution Analytical Technology Co., Ltd., Wuhan, China; Tuoyan Analytical Technology Co., Ltd., Guangzhou, China; Nanjing Hongchuang Geological Exploration Technology Service Co., Ltd., Nanjing, China | SEM: accelerating voltage of 15–20 kV, emission current of ~80 μA, takeoff angle ~35°, 4 μm to 5 μm beam diameter, working distance of ~10 mm; SEM-CL: acceleration voltage of 10 kV, beam current of 15 nA; TIMA: accelerating voltage of 25 kV, probe current of 9 nA, working distance of 15 mm, pixel spacing 3 μm, dot spacing 9 μm; EPMA: beam current not fully stated in excerpt | [5 empty] | 16 | [5 empty] | 296 |  | 5 |  | 5.6 | [5 empty] | 52.3 |  | 19 |  |  |  | 12 |  | 11.4 | [21 empty] | 0.5 | [11 empty] | 9 |  | 44.7 | [5 empty] | 619 |  | 6.4 |  |  |  | 2.1 |  |  |  | 10.7 |  |  |  | 900 |  | 870.3 | [7 empty] | 84.2 | [9 empty] | 8.1 |  | 5 | [7 empty] | 1.8 |  | 73 |  | 0.5 | [5 empty] | 1.7 | [7 empty] | 0.5 |  | 74 |  | 4.3 |  | 3.5 |  |  |  | 9919 |  | 3.6 |  |  | 2025 | Xinghai Lang et al., Polymetallic veins—a possible bridge between porphyry and intermediate-sulfidation deposits, Geological Society of America Bulletin, v. 136, doi:10.1130/B38406.1 |  | CHN | Tibet
| No. 1 porphyry Cu-Au deposit (Xietongmen deposit), Xiongcun ore district | No. 1 deposit, Xiongcun ore district | Magmatic hydrothermal | Porphyry | Cu-Au porphyry | Cu, Au | Zn, Ag, Pb | Cu, Au, Zn, Ag, Pb | Lang et al., 2014; Tang et al., 2015; Wang et al., 2017 |  | 6094-147.3 | 6094-147.3-1 | underground mine |  |  |  |  | ore material | drill core | drill core | mineral separate | [5 empty] | mineralisation |  |  |  | pyrite, sphalerite, pyrrhotite, chalcopyrite, galena, quartz | Stage A: pyrite + sericite; Stage B: sphalerite + pyrrhotite + chalcopyrite + galena + quartz; Stage C: actinolite + epidote + chlorite + magnetite + quartz | polymetallic veins crosscutting porphyry-stage veins and alteration zones | Z3 |  |  |  | actinolite, epidote, chlorite, magnetite, sericite, calcite, acanthite-argentite, pyrargyrite, hessite, electrum | carbon-coated thin sections; polished sections | SEM-EDS, EMPA, LA-ICPMS, SIMS | JEOL IT300HR scanning electron microscope equipped with secondary electron, backscattered electron (BSE), and energy dispersive X-ray spectrometry (EDS) detectors; TESCAN MIRA3 field-emission scanning electron microprobe (FE-SEM) equipped with a panchromatic cathodoluminescence (CL) detector; TESCAN Integrated Mineral Analyzer (TIMA) system with a Mira-3 scanning electron microscope with four EDS (EDAX Element 30) detectors; JEOL JXA-8230 electron microprobe | Wuhan Sample Solution Analytical Technology Co., Ltd., Wuhan, China; Tuoyan Analytical Technology Co., Ltd., Guangzhou, China; Nanjing Hongchuang Geological Exploration Technology Service Co., Ltd., Nanjing, China | SEM: accelerating voltage of 15–20 kV, emission current of ~80 μA, takeoff angle ~35°, 4 μm to 5 μm beam diameter, working distance of ~10 mm; SEM-CL: acceleration voltage of 10 kV, beam current of 15 nA; TIMA: accelerating voltage of 25 kV, probe current of 9 nA, working distance of 15 mm, pixel spacing 3 μm, dot spacing 9 μm; EPMA: beam current not fully stated in excerpt | [5 empty] | 10 | [5 empty] | 331 |  | 5 |  | 0.5 | [5 empty] | 13 |  | 23 |  |  |  | 11 |  | 5.7 | [21 empty] | 0.5 | [11 empty] | 11 |  | 36.8 | [5 empty] | 2247 |  | 83.8 |  |  |  | 2.6 |  |  |  | 2.8 |  |  |  | 900 |  | 130.5 | [7 empty] | 105.1 | [9 empty] | 0.8 |  | 5 | [7 empty] | 1.2 |  | 99 |  | 0.5 | [5 empty] | 2.2 | [7 empty] | 0.5 |  | 46 |  | 1.7 |  | 7.6 |  |  |  | 1772 |  | 1.3 |  |  | 2025 | Xinghai Lang et al., Polymetallic veins—a possible bridge between porphyry and intermediate-sulfidation deposits, Geological Society of America Bulletin, v. 136, doi:10.1130/B38406.1 |  | CHN | Tibet
| No. 1 porphyry Cu-Au deposit (Xietongmen deposit), Xiongcun ore district | No. 1 deposit, Xiongcun ore district | Magmatic hydrothermal | Porphyry | Cu-Au porphyry | Cu, Au | Zn, Ag, Pb | Cu, Au, Zn, Ag, Pb | Lang et al., 2014; Tang et al., 2015; Wang et al., 2017 |  | 6171-93.6 | 6171-93.6-1 | underground mine |  |  |  |  | ore material | drill core | drill core | mineral separate | [5 empty] | mineralisation |  |  |  | pyrite, sphalerite, pyrrhotite, chalcopyrite, galena, quartz | Stage A: pyrite + sericite; Stage B: sphalerite + pyrrhotite + chalcopyrite + galena + quartz; Stage C: actinolite + epidote + chlorite + magnetite + quartz | polymetallic veins crosscutting porphyry-stage veins and alteration zones | Z3 |  |  |  | actinolite, epidote, chlorite, magnetite, sericite, calcite, acanthite-argentite, pyrargyrite, hessite, electrum | carbon-coated thin sections; polished sections | SEM-EDS, EMPA, LA-ICPMS, SIMS | JEOL IT300HR scanning electron microscope equipped with secondary electron, backscattered electron (BSE), and energy dispersive X-ray spectrometry (EDS) detectors; TESCAN MIRA3 field-emission scanning electron microprobe (FE-SEM) equipped with a panchromatic cathodoluminescence (CL) detector; TESCAN Integrated Mineral Analyzer (TIMA) system with a Mira-3 scanning electron microscope with four EDS (EDAX Element 30) detectors; JEOL JXA-8230 electron microprobe | Wuhan Sample Solution Analytical Technology Co., Ltd., Wuhan, China; Tuoyan Analytical Technology Co., Ltd., Guangzhou, China; Nanjing Hongchuang Geological Exploration Technology Service Co., Ltd., Nanjing, China | SEM: accelerating voltage of 15–20 kV, emission current of ~80 μA, takeoff angle ~35°, 4 μm to 5 μm beam diameter, working distance of ~10 mm; SEM-CL: acceleration voltage of 10 kV, beam current of 15 nA; TIMA: accelerating voltage of 25 kV, probe current of 9 nA, working distance of 15 mm, pixel spacing 3 μm, dot spacing 9 μm; EPMA: beam current not fully stated in excerpt | [5 empty] | 9 | [5 empty] | 247 |  | 5 |  | 2.7 | [5 empty] | 469.9 |  | 18 |  |  |  | 24 |  | 2.2 | [21 empty] | 0.5 | [11 empty] | 9 |  | 28.4 | [5 empty] | 1843 |  | 199.5 |  |  |  | 1.5 |  |  |  | 4.3 |  |  |  | 1700 |  | 532.2 | [7 empty] | 73.2 | [9 empty] | 1.2 |  | 6 | [7 empty] | 1.7 |  | 79 |  | 0.5 | [5 empty] | 2.3 | [7 empty] | 0.5 |  | 44 |  | 1.4 |  | 9.9 |  |  |  | 90019 |  | 1.3 |  |  | 2025 | Xinghai Lang et al., Polymetallic veins—a possible bridge between porphyry and intermediate-sulfidation deposits, Geological Society of America Bulletin, v. 136, doi:10.1130/B38406.1 |  | CHN | Tibet
| No. 1 porphyry Cu-Au deposit (Xietongmen deposit), Xiongcun ore district | No. 1 deposit, Xiongcun ore district | Magmatic hydrothermal | Porphyry | Cu-Au porphyry | Cu, Au | Zn, Ag, Pb | Cu, Au, Zn, Ag, Pb | Lang et al., 2014; Tang et al., 2015; Wang et al., 2017 |  | 6099-88 | 6099-88-1 | underground mine |  |  |  |  | ore material | drill core | drill core | mineral separate | [5 empty] | mineralisation |  |  |  | pyrite, sphalerite, pyrrhotite, chalcopyrite, galena, quartz | Stage A: pyrite + sericite; Stage B: sphalerite + pyrrhotite + chalcopyrite + galena + quartz; Stage C: actinolite + epidote + chlorite + magnetite + quartz | polymetallic veins crosscutting porphyry-stage veins and alteration zones | Z3 |  |  |  | actinolite, epidote, chlorite, magnetite, sericite, calcite, acanthite-argentite, pyrargyrite, hessite, electrum | carbon-coated thin sections; polished sections | SEM-EDS, EMPA, LA-ICPMS, SIMS | JEOL IT300HR scanning electron microscope equipped with secondary electron, backscattered electron (BSE), and energy dispersive X-ray spectrometry (EDS) detectors; TESCAN MIRA3 field-emission scanning electron microprobe (FE-SEM) equipped with a panchromatic cathodoluminescence (CL) detector; TESCAN Integrated Mineral Analyzer (TIMA) system with a Mira-3 scanning electron microscope with four EDS (EDAX Element 30) detectors; JEOL JXA-8230 electron microprobe | Wuhan Sample Solution Analytical Technology Co., Ltd., Wuhan, China; Tuoyan Analytical Technology Co., Ltd., Guangzhou, China; Nanjing Hongchuang Geological Exploration Technology Service Co., Ltd., Nanjing, China | SEM: accelerating voltage of 15–20 kV, emission current of ~80 μA, takeoff angle ~35°, 4 μm to 5 μm beam diameter, working distance of ~10 mm; SEM-CL: acceleration voltage of 10 kV, beam current of 15 nA; TIMA: accelerating voltage of 25 kV, probe current of 9 nA, working distance of 15 mm, pixel spacing 3 μm, dot spacing 9 μm; EPMA: beam current not fully stated in excerpt | [5 empty] | 5 | [5 empty] | 248 |  | 5 |  | 0.6 | [5 empty] | 73.7 |  | 28 |  |  |  | 6 |  | 4.6 | [21 empty] | 0.5 | [11 empty] | 14 |  | 18.1 | [5 empty] | 3483 |  | 12.1 |  |  |  | 2.6 |  |  |  | 1.8 |  |  |  | 900 |  | 174.5 | [7 empty] | 136.6 | [9 empty] | 0.5 |  | 5 | [7 empty] | 1.4 |  | 153 |  | 0.5 | [5 empty] | 2.5 | [7 empty] | 0.5 |  | 56 |  | 1.8 |  | 5.8 |  |  |  | 14951 |  | 2.4 |  |  | 2025 | Xinghai Lang et al., Polymetallic veins—a possible bridge between porphyry and intermediate-sulfidation deposits, Geological Society of America Bulletin, v. 136, doi:10.1130/B38406.1 |  | CHN | Tibet
| No. 1 porphyry Cu-Au deposit (Xietongmen deposit), Xiongcun ore district | No. 1 deposit, Xiongcun ore district | Magmatic hydrothermal | Porphyry | Cu-Au porphyry | Cu, Au | Zn, Ag, Pb | Cu, Au, Zn, Ag, Pb | Lang et al., 2014; Tang et al., 2015; Wang et al., 2017 |  | 6099-134 | 6099-134-1 | underground mine |  |  |  |  | ore material | drill core | drill core | mineral separate | [5 empty] | mineralisation |  |  |  | pyrite, sphalerite, pyrrhotite, chalcopyrite, galena, quartz | Stage A: pyrite + sericite; Stage B: sphalerite + pyrrhotite + chalcopyrite + galena + quartz; Stage C: actinolite + epidote + chlorite + magnetite + quartz | polymetallic veins crosscutting porphyry-stage veins and alteration zones | Z3 |  |  |  | actinolite, epidote, chlorite, magnetite, sericite, calcite, acanthite-argentite, pyrargyrite, hessite, electrum | carbon-coated thin sections; polished sections | SEM-EDS, EMPA, LA-ICPMS, SIMS | JEOL IT300HR scanning electron microscope equipped with secondary electron, backscattered electron (BSE), and energy dispersive X-ray spectrometry (EDS) detectors; TESCAN MIRA3 field-emission scanning electron microprobe (FE-SEM) equipped with a panchromatic cathodoluminescence (CL) detector; TESCAN Integrated Mineral Analyzer (TIMA) system with a Mira-3 scanning electron microscope with four EDS (EDAX Element 30) detectors; JEOL JXA-8230 electron microprobe | Wuhan Sample Solution Analytical Technology Co., Ltd., Wuhan, China; Tuoyan Analytical Technology Co., Ltd., Guangzhou, China; Nanjing Hongchuang Geological Exploration Technology Service Co., Ltd., Nanjing, China | SEM: accelerating voltage of 15–20 kV, emission current of ~80 μA, takeoff angle ~35°, 4 μm to 5 μm beam diameter, working distance of ~10 mm; SEM-CL: acceleration voltage of 10 kV, beam current of 15 nA; TIMA: accelerating voltage of 25 kV, probe current of 9 nA, working distance of 15 mm, pixel spacing 3 μm, dot spacing 9 μm; EPMA: beam current not fully stated in excerpt | [5 empty] | 7 | [5 empty] | 296 |  | 5 |  | 3.4 | [5 empty] | 22 |  | 21 |  |  |  | 12 |  | 12.6 | [21 empty] | 0.5 | [11 empty] | 9 |  | 14.5 | [5 empty] | 2186 |  | 33.4 |  |  |  | 1.6 |  |  |  | 2.5 |  |  |  | 900 |  | 316 | [7 empty] | 68.6 | [9 empty] | 0.7 |  | 5 | [7 empty] | 1.1 |  | 162 |  | 0.5 | [5 empty] | 2.2 | [7 empty] | 0.5 |  | 48 |  | 2.7 |  | 7.3 |  |  |  | 4112 |  | 1.9 |  |  | 2025 | Xinghai Lang et al., Polymetallic veins—a possible bridge between porphyry and intermediate-sulfidation deposits, Geological Society of America Bulletin, v. 136, doi:10.1130/B38406.1 |  | CHN | Tibet
| No. 1 porphyry Cu-Au deposit (Xietongmen deposit), Xiongcun ore district | No. 1 deposit, Xiongcun ore district | Magmatic hydrothermal | Porphyry | Cu-Au porphyry | Cu, Au | Zn, Ag, Pb | Cu, Au, Zn, Ag, Pb | Lang et al., 2014; Tang et al., 2015; Wang et al., 2017 |  | 6179-264.5 | 6179-264.5-1 | underground mine |  |  |  |  | ore material | drill core | drill core | mineral separate | [5 empty] | mineralisation |  |  |  | pyrite, sphalerite, pyrrhotite, chalcopyrite, galena, quartz | Stage A: pyrite + sericite; Stage B: sphalerite + pyrrhotite + chalcopyrite + galena + quartz; Stage C: actinolite + epidote + chlorite + magnetite + quartz | polymetallic veins crosscutting porphyry-stage veins and alteration zones | Z3 |  |  |  | actinolite, epidote, chlorite, magnetite, sericite, calcite, acanthite-argentite, pyrargyrite, hessite, electrum | carbon-coated thin sections; polished sections | SEM-EDS, EMPA, LA-ICPMS, SIMS | JEOL IT300HR scanning electron microscope equipped with secondary electron, backscattered electron (BSE), and energy dispersive X-ray spectrometry (EDS) detectors; TESCAN MIRA3 field-emission scanning electron microprobe (FE-SEM) equipped with a panchromatic cathodoluminescence (CL) detector; TESCAN Integrated Mineral Analyzer (TIMA) system with a Mira-3 scanning electron microscope with four EDS (EDAX Element 30) detectors; JEOL JXA-8230 electron microprobe | Wuhan Sample Solution Analytical Technology Co., Ltd., Wuhan, China; Tuoyan Analytical Technology Co., Ltd., Guangzhou, China; Nanjing Hongchuang Geological Exploration Technology Service Co., Ltd., Nanjing, China | SEM: accelerating voltage of 15–20 kV, emission current of ~80 μA, takeoff angle ~35°, 4 μm to 5 μm beam diameter, working distance of ~10 mm; SEM-CL: acceleration voltage of 10 kV, beam current of 15 nA; TIMA: accelerating voltage of 25 kV, probe current of 9 nA, working distance of 15 mm, pixel spacing 3 μm, dot spacing 9 μm; EPMA: beam current not fully stated in excerpt | [5 empty] | 5 | [5 empty] | 234 |  | 5 |  | 0.6 | [5 empty] | 38.6 |  | 33 |  |  |  | 12 |  | 7.1 | [21 empty] | 0.5 | [11 empty] | 17 |  | 14.8 | [5 empty] | 441 |  | 27.2 |  |  |  | 1.9 |  |  |  | 4 |  |  |  | 1200 |  | 253.7 | [7 empty] | 143.7 | [9 empty] | 0.5 |  | 7 | [7 empty] | 1.4 |  | 101 |  | 0.5 | [5 empty] | 3 | [7 empty] | 0.6 |  | 61 |  | 1.7 |  | 9.9 |  |  |  | 5746 |  | 4.5 |  |  | 2025 | Xinghai Lang et al., Polymetallic veins—a possible bridge between porphyry and intermediate-sulfidation deposits, Geological Society of America Bulletin, v. 136, doi:10.1130/B38406.1 |  | CHN | Tibet
| No. 1 porphyry Cu-Au deposit (Xietongmen deposit), Xiongcun ore district | No. 1 deposit, Xiongcun ore district | Magmatic hydrothermal | Porphyry | Cu-Au porphyry | Cu, Au | Zn, Ag, Pb | Cu, Au, Zn, Ag, Pb | Lang et al., 2014; Tang et al., 2015; Wang et al., 2017 |  | 6066-50 | 6066-50-1 | underground mine |  |  |  |  | ore material | drill core | drill core | mineral separate | [5 empty] | mineralisation |  |  |  | pyrite, sphalerite, pyrrhotite, chalcopyrite, galena, quartz | Stage A: pyrite + sericite; Stage B: sphalerite + pyrrhotite + chalcopyrite + galena + quartz; Stage C: actinolite + epidote + chlorite + magnetite + quartz | polymetallic veins crosscutting porphyry-stage veins and alteration zones | Z3 |  |  |  | actinolite, epidote, chlorite, magnetite, sericite, calcite, acanthite-argentite, pyrargyrite, hessite, electrum | carbon-coated thin sections; polished sections | SEM-EDS, EMPA, LA-ICPMS, SIMS | JEOL IT300HR scanning electron microscope equipped with secondary electron, backscattered electron (BSE), and energy dispersive X-ray spectrometry (EDS) detectors; TESCAN MIRA3 field-emission scanning electron microprobe (FE-SEM) equipped with a panchromatic cathodoluminescence (CL) detector; TESCAN Integrated Mineral Analyzer (TIMA) system with a Mira-3 scanning electron microscope with four EDS (EDAX Element 30) detectors; JEOL JXA-8230 electron microprobe | Wuhan Sample Solution Analytical Technology Co., Ltd., Wuhan, China; Tuoyan Analytical Technology Co., Ltd., Guangzhou, China; Nanjing Hongchuang Geological Exploration Technology Service Co., Ltd., Nanjing, China | SEM: accelerating voltage of 15–20 kV, emission current of ~80 μA, takeoff angle ~35°, 4 μm to 5 μm beam diameter, working distance of ~10 mm; SEM-CL: acceleration voltage of 10 kV, beam current of 15 nA; TIMA: accelerating voltage of 25 kV, probe current of 9 nA, working distance of 15 mm, pixel spacing 3 μm, dot spacing 9 μm; EPMA: beam current not fully stated in excerpt | [5 empty] | 75 | [5 empty] | 286 |  | 5 |  | 7.4 | [5 empty] | 20.2 |  | 46 |  |  |  | 12 |  | 3.8 | [21 empty] | 0.5 | [11 empty] | 21 |  | 31 | [5 empty] | 1238 |  | 14.2 |  |  |  | 2.2 |  |  |  | 1.7 |  |  |  | 1000 |  | 77.6 | [7 empty] | 81.2 | [9 empty] | 0.9 |  | 5 | [7 empty] | 0.5 |  | 235 |  | 0.5 | [5 empty] | 3.3 | [7 empty] | 5.5 |  | 38 |  | 5.8 |  | 12.3 |  |  |  | 3502 |  | 21.6 |  |  | 2025 | Xinghai Lang et al., Polymetallic veins—a possible bridge between porphyry and intermediate-sulfidation deposits, Geological Society of America Bulletin, v. 136, doi:10.1130/B38406.1 |  | CHN | Tibet
| No. 1 porphyry Cu-Au deposit (Xietongmen deposit), Xiongcun ore district | No. 1 deposit, Xiongcun ore district | Magmatic hydrothermal | Porphyry | Cu-Au porphyry | Cu, Au | Zn, Ag, Pb | Cu, Au, Zn, Ag, Pb | Lang et al., 2014; Tang et al., 2015; Wang et al., 2017 |  | 5014-344 | 5014-344-1 | underground mine |  |  |  |  | ore material | drill core | drill core | mineral separate | [5 empty] | mineralisation |  |  |  | pyrite, sphalerite, pyrrhotite, chalcopyrite, galena, quartz | Stage A: pyrite + sericite; Stage B: sphalerite + pyrrhotite + chalcopyrite + galena + quartz; Stage C: actinolite + epidote + chlorite + magnetite + quartz | polymetallic veins crosscutting porphyry-stage veins and alteration zones | Z3 |  |  |  | actinolite, epidote, chlorite, magnetite, sericite, calcite, acanthite-argentite, pyrargyrite, hessite, electrum | carbon-coated thin sections; polished sections | SEM-EDS, EMPA, LA-ICPMS, SIMS | JEOL IT300HR scanning electron microscope equipped with secondary electron, backscattered electron (BSE), and energy dispersive X-ray spectrometry (EDS) detectors; TESCAN MIRA3 field-emission scanning electron microprobe (FE-SEM) equipped with a panchromatic cathodoluminescence (CL) detector; TESCAN Integrated Mineral Analyzer (TIMA) system with a Mira-3 scanning electron microscope with four EDS (EDAX Element 30) detectors; JEOL JXA-8230 electron microprobe | Wuhan Sample Solution Analytical Technology Co., Ltd., Wuhan, China; Tuoyan Analytical Technology Co., Ltd., Guangzhou, China; Nanjing Hongchuang Geological Exploration Technology Service Co., Ltd., Nanjing, China | SEM: accelerating voltage of 15–20 kV, emission current of ~80 μA, takeoff angle ~35°, 4 μm to 5 μm beam diameter, working distance of ~10 mm; SEM-CL: acceleration voltage of 10 kV, beam current of 15 nA; TIMA: accelerating voltage of 25 kV, probe current of 9 nA, working distance of 15 mm, pixel spacing 3 μm, dot spacing 9 μm; EPMA: beam current not fully stated in excerpt | [5 empty] | 5 | [5 empty] | 295 |  | 5 |  | 0.5 | [5 empty] | 5.5 |  | 12 |  |  |  | 11 |  | 1 | [21 empty] | 0.5 | [11 empty] | 5 |  | 19 | [5 empty] | 1742 |  | 6 |  |  |  | 1 |  |  |  | 5 |  |  |  | 680 |  | 31 | [7 empty] | 106 | [9 empty] | 0.5 |  | 8 | [7 empty] | 2 |  | 83 |  | 1 | [5 empty] | 3 | [7 empty] | 0.2 |  | 62 |  | 3.3 |  | 7 |  |  |  | 2124 |  | 1 |  |  | 2025 | Xinghai Lang et al., Polymetallic veins—a possible bridge between porphyry and intermediate-sulfidation deposits, Geological Society of America Bulletin, v. 136, doi:10.1130/B38406.1 |  | CHN | Tibet
| No. 1 porphyry Cu-Au deposit (Xietongmen deposit), Xiongcun ore district | No. 1 deposit, Xiongcun ore district | Magmatic hydrothermal | Porphyry | Cu-Au porphyry | Cu, Au | Zn, Ag, Pb | Cu, Au, Zn, Ag, Pb | Lang et al., 2014; Tang et al., 2015; Wang et al., 2017 |  | Pyrite | Pyrite-1 | underground mine |  |  |  |  | ore material | drill core | drill core | mineral separate | [5 empty] | mineralisation |  |  |  | pyrite, sphalerite, pyrrhotite, chalcopyrite, galena, quartz | Stage A: pyrite + sericite; Stage B: sphalerite + pyrrhotite + chalcopyrite + galena + quartz; Stage C: actinolite + epidote + chlorite + magnetite + quartz | polymetallic veins crosscutting porphyry-stage veins and alteration zones | stockwork veins, sheeted veins, open-space filling |  |  |  | actinolite, epidote, chlorite, magnetite, sericite, calcite, acanthite-argentite, pyrargyrite, hessite, electrum | carbon-coated thin sections; polished sections | SEM-EDS, EMPA, LA-ICPMS, SIMS | JEOL IT300HR scanning electron microscope equipped with secondary electron, backscattered electron (BSE), and energy dispersive X-ray spectrometry (EDS) detectors; TESCAN MIRA3 field-emission scanning electron microprobe (FE-SEM) equipped with a panchromatic cathodoluminescence (CL) detector; TESCAN Integrated Mineral Analyzer (TIMA) system with a Mira-3 scanning electron microscope with four EDS (EDAX Element 30) detectors; JEOL JXA-8230 electron microprobe | Wuhan Sample Solution Analytical Technology Co., Ltd., Wuhan, China; Tuoyan Analytical Technology Co., Ltd., Guangzhou, China; Nanjing Hongchuang Geological Exploration Technology Service Co., Ltd., Nanjing, China | SEM: accelerating voltage of 15–20 kV, emission current of ~80 μA, takeoff angle ~35°, 4 μm to 5 μm beam diameter, working distance of ~10 mm; SEM-CL: acceleration voltage of 10 kV, beam current of 15 nA; TIMA: accelerating voltage of 25 kV, probe current of 9 nA, working distance of 15 mm, pixel spacing 3 μm, dot spacing 9 μm; EPMA: beam current not fully stated in excerpt | [148 empty] | 2025 | Xinghai Lang et al., Polymetallic veins—a possible bridge between porphyry and intermediate-sulfidation deposits, Geological Society of America Bulletin, v. 136, doi:10.1130/B38406.1 |  | CHN | Tibet
| No. 1 porphyry Cu-Au deposit (Xietongmen deposit), Xiongcun ore district | No. 1 deposit, Xiongcun ore district | Magmatic hydrothermal | Porphyry | Cu-Au porphyry | Cu, Au | Zn, Ag, Pb | Cu, Au, Zn, Ag, Pb | Lang et al., 2014; Tang et al., 2015; Wang et al., 2017 |  | 5027-337-03 | 5027-337-03-1 | underground mine |  |  |  |  | ore material | drill core | drill core | mineral separate | [5 empty] | mineralisation |  |  |  | pyrite, sphalerite, pyrrhotite, chalcopyrite, galena, quartz | Stage A: pyrite + sericite; Stage B: sphalerite + pyrrhotite + chalcopyrite + galena + quartz; Stage C: actinolite + epidote + chlorite + magnetite + quartz | polymetallic veins crosscutting porphyry-stage veins and alteration zones | Z1 |  |  |  | actinolite, epidote, chlorite, magnetite, sericite, calcite, acanthite-argentite, pyrargyrite, hessite, electrum | carbon-coated thin sections; polished sections | SEM-EDS, EMPA, LA-ICPMS, SIMS | JEOL IT300HR scanning electron microscope equipped with secondary electron, backscattered electron (BSE), and energy dispersive X-ray spectrometry (EDS) detectors; TESCAN MIRA3 field-emission scanning electron microprobe (FE-SEM) equipped with a panchromatic cathodoluminescence (CL) detector; TESCAN Integrated Mineral Analyzer (TIMA) system with a Mira-3 scanning electron microscope with four EDS (EDAX Element 30) detectors; JEOL JXA-8230 electron microprobe | Wuhan Sample Solution Analytical Technology Co., Ltd., Wuhan, China; Tuoyan Analytical Technology Co., Ltd., Guangzhou, China; Nanjing Hongchuang Geological Exploration Technology Service Co., Ltd., Nanjing, China | SEM: accelerating voltage of 15–20 kV, emission current of ~80 μA, takeoff angle ~35°, 4 μm to 5 μm beam diameter, working distance of ~10 mm; SEM-CL: acceleration voltage of 10 kV, beam current of 15 nA; TIMA: accelerating voltage of 25 kV, probe current of 9 nA, working distance of 15 mm, pixel spacing 3 μm, dot spacing 9 μm; EPMA: beam current not fully stated in excerpt |  | 0 |  |  |  | 0 |  | 520 | [7 empty] | 400 | [17 empty] | 0 | [9 empty] | 464930 | [25 empty] | 50 |  | 0 | [15 empty] | 110 | [15 empty] | 531130 |  | 50 |  |  |  | 0 | [13 empty] | 0 | [19 empty] | 0 |  |  |  |  | 2025 | Xinghai Lang et al., Polymetallic veins—a possible bridge between porphyry and intermediate-sulfidation deposits, Geological Society of America Bulletin, v. 136, doi:10.1130/B38406.1 |  | CHN | Tibet
| No. 1 porphyry Cu-Au deposit (Xietongmen deposit), Xiongcun ore district | No. 1 deposit, Xiongcun ore district | Magmatic hydrothermal | Porphyry | Cu-Au porphyry | Cu, Au | Zn, Ag, Pb | Cu, Au, Zn, Ag, Pb | Lang et al., 2014; Tang et al., 2015; Wang et al., 2017 |  | 5027-337-05 | 5027-337-05-1 | underground mine |  |  |  |  | ore material | drill core | drill core | mineral separate | [5 empty] | mineralisation |  |  |  | pyrite, sphalerite, pyrrhotite, chalcopyrite, galena, quartz | Stage A: pyrite + sericite; Stage B: sphalerite + pyrrhotite + chalcopyrite + galena + quartz; Stage C: actinolite + epidote + chlorite + magnetite + quartz | polymetallic veins crosscutting porphyry-stage veins and alteration zones | Z1 |  |  |  | actinolite, epidote, chlorite, magnetite, sericite, calcite, acanthite-argentite, pyrargyrite, hessite, electrum | carbon-coated thin sections; polished sections | SEM-EDS, EMPA, LA-ICPMS, SIMS | JEOL IT300HR scanning electron microscope equipped with secondary electron, backscattered electron (BSE), and energy dispersive X-ray spectrometry (EDS) detectors; TESCAN MIRA3 field-emission scanning electron microprobe (FE-SEM) equipped with a panchromatic cathodoluminescence (CL) detector; TESCAN Integrated Mineral Analyzer (TIMA) system with a Mira-3 scanning electron microscope with four EDS (EDAX Element 30) detectors; JEOL JXA-8230 electron microprobe | Wuhan Sample Solution Analytical Technology Co., Ltd., Wuhan, China; Tuoyan Analytical Technology Co., Ltd., Guangzhou, China; Nanjing Hongchuang Geological Exploration Technology Service Co., Ltd., Nanjing, China | SEM: accelerating voltage of 15–20 kV, emission current of ~80 μA, takeoff angle ~35°, 4 μm to 5 μm beam diameter, working distance of ~10 mm; SEM-CL: acceleration voltage of 10 kV, beam current of 15 nA; TIMA: accelerating voltage of 25 kV, probe current of 9 nA, working distance of 15 mm, pixel spacing 3 μm, dot spacing 9 μm; EPMA: beam current not fully stated in excerpt |  | 0 |  |  |  | 0 |  | 170 | [7 empty] | 90 | [17 empty] | 30 | [9 empty] | 466270 | [25 empty] | 70 |  | 20 | [15 empty] | 290 | [15 empty] | 532870 |  | 0 |  |  |  | 60 | [13 empty] | 0 | [19 empty] | 0 |  |  |  |  | 2025 | Xinghai Lang et al., Polymetallic veins—a possible bridge between porphyry and intermediate-sulfidation deposits, Geological Society of America Bulletin, v. 136, doi:10.1130/B38406.1 |  | CHN | Tibet
| No. 1 porphyry Cu-Au deposit (Xietongmen deposit), Xiongcun ore district | No. 1 deposit, Xiongcun ore district | Magmatic hydrothermal | Porphyry | Cu-Au porphyry | Cu, Au | Zn, Ag, Pb | Cu, Au, Zn, Ag, Pb | Lang et al., 2014; Tang et al., 2015; Wang et al., 2017 |  | 5027-337-07 | 5027-337-07-1 | underground mine |  |  |  |  | ore material | drill core | drill core | mineral separate | [5 empty] | mineralisation |  |  |  | pyrite, sphalerite, pyrrhotite, chalcopyrite, galena, quartz | Stage A: pyrite + sericite; Stage B: sphalerite + pyrrhotite + chalcopyrite + galena + quartz; Stage C: actinolite + epidote + chlorite + magnetite + quartz | polymetallic veins crosscutting porphyry-stage veins and alteration zones | Z1 |  |  |  | actinolite, epidote, chlorite, magnetite, sericite, calcite, acanthite-argentite, pyrargyrite, hessite, electrum | carbon-coated thin sections; polished sections | SEM-EDS, EMPA, LA-ICPMS, SIMS | JEOL IT300HR scanning electron microscope equipped with secondary electron, backscattered electron (BSE), and energy dispersive X-ray spectrometry (EDS) detectors; TESCAN MIRA3 field-emission scanning electron microprobe (FE-SEM) equipped with a panchromatic cathodoluminescence (CL) detector; TESCAN Integrated Mineral Analyzer (TIMA) system with a Mira-3 scanning electron microscope with four EDS (EDAX Element 30) detectors; JEOL JXA-8230 electron microprobe | Wuhan Sample Solution Analytical Technology Co., Ltd., Wuhan, China; Tuoyan Analytical Technology Co., Ltd., Guangzhou, China; Nanjing Hongchuang Geological Exploration Technology Service Co., Ltd., Nanjing, China | SEM: accelerating voltage of 15–20 kV, emission current of ~80 μA, takeoff angle ~35°, 4 μm to 5 μm beam diameter, working distance of ~10 mm; SEM-CL: acceleration voltage of 10 kV, beam current of 15 nA; TIMA: accelerating voltage of 25 kV, probe current of 9 nA, working distance of 15 mm, pixel spacing 3 μm, dot spacing 9 μm; EPMA: beam current not fully stated in excerpt |  | 50 |  |  |  | 80 |  | 0 | [7 empty] | 50 | [17 empty] | 0 | [9 empty] | 465990 | [25 empty] | 150 |  | 0 | [15 empty] | 150 | [15 empty] | 533850 |  | 0 |  |  |  | 0 | [13 empty] | 0 | [19 empty] | 0 |  |  |  |  | 2025 | Xinghai Lang et al., Polymetallic veins—a possible bridge between porphyry and intermediate-sulfidation deposits, Geological Society of America Bulletin, v. 136, doi:10.1130/B38406.1 |  | CHN | Tibet
| No. 1 porphyry Cu-Au deposit (Xietongmen deposit), Xiongcun ore district | No. 1 deposit, Xiongcun ore district | Magmatic hydrothermal | Porphyry | Cu-Au porphyry | Cu, Au | Zn, Ag, Pb | Cu, Au, Zn, Ag, Pb | Lang et al., 2014; Tang et al., 2015; Wang et al., 2017 |  | 5027-337-12 | 5027-337-12-1 | underground mine |  |  |  |  | ore material | drill core | drill core | mineral separate | [5 empty] | mineralisation |  |  |  | pyrite, sphalerite, pyrrhotite, chalcopyrite, galena, quartz | Stage A: pyrite + sericite; Stage B: sphalerite + pyrrhotite + chalcopyrite + galena + quartz; Stage C: actinolite + epidote + chlorite + magnetite + quartz | polymetallic veins crosscutting porphyry-stage veins and alteration zones | Z1 |  |  |  | actinolite, epidote, chlorite, magnetite, sericite, calcite, acanthite-argentite, pyrargyrite, hessite, electrum | carbon-coated thin sections; polished sections | SEM-EDS, EMPA, LA-ICPMS, SIMS | JEOL IT300HR scanning electron microscope equipped with secondary electron, backscattered electron (BSE), and energy dispersive X-ray spectrometry (EDS) detectors; TESCAN MIRA3 field-emission scanning electron microprobe (FE-SEM) equipped with a panchromatic cathodoluminescence (CL) detector; TESCAN Integrated Mineral Analyzer (TIMA) system with a Mira-3 scanning electron microscope with four EDS (EDAX Element 30) detectors; JEOL JXA-8230 electron microprobe | Wuhan Sample Solution Analytical Technology Co., Ltd., Wuhan, China; Tuoyan Analytical Technology Co., Ltd., Guangzhou, China; Nanjing Hongchuang Geological Exploration Technology Service Co., Ltd., Nanjing, China | SEM: accelerating voltage of 15–20 kV, emission current of ~80 μA, takeoff angle ~35°, 4 μm to 5 μm beam diameter, working distance of ~10 mm; SEM-CL: acceleration voltage of 10 kV, beam current of 15 nA; TIMA: accelerating voltage of 25 kV, probe current of 9 nA, working distance of 15 mm, pixel spacing 3 μm, dot spacing 9 μm; EPMA: beam current not fully stated in excerpt |  | 0 |  |  |  | 0 |  | 70 | [7 empty] | 370 | [17 empty] | 0 | [9 empty] | 463630 | [25 empty] | 80 |  | 0 | [15 empty] | 150 | [15 empty] | 533650 |  | 0 |  |  |  | 0 | [13 empty] | 50 | [19 empty] | 0 |  |  |  |  | 2025 | Xinghai Lang et al., Polymetallic veins—a possible bridge between porphyry and intermediate-sulfidation deposits, Geological Society of America Bulletin, v. 136, doi:10.1130/B38406.1 |  | CHN | Tibet
| No. 1 porphyry Cu-Au deposit (Xietongmen deposit), Xiongcun ore district | No. 1 deposit, Xiongcun ore district | Magmatic hydrothermal | Porphyry | Cu-Au porphyry | Cu, Au | Zn, Ag, Pb | Cu, Au, Zn, Ag, Pb | Lang et al., 2014; Tang et al., 2015; Wang et al., 2017 |  | 5027-337-17 | 5027-337-17-1 | underground mine |  |  |  |  | ore material | drill core | drill core | mineral separate | [5 empty] | mineralisation |  |  |  | pyrite, sphalerite, pyrrhotite, chalcopyrite, galena, quartz | Stage A: pyrite + sericite; Stage B: sphalerite + pyrrhotite + chalcopyrite + galena + quartz; Stage C: actinolite + epidote + chlorite + magnetite + quartz | polymetallic veins crosscutting porphyry-stage veins and alteration zones | Z1 |  |  |  | actinolite, epidote, chlorite, magnetite, sericite, calcite, acanthite-argentite, pyrargyrite, hessite, electrum | carbon-coated thin sections; polished sections | SEM-EDS, EMPA, LA-ICPMS, SIMS | JEOL IT300HR scanning electron microscope equipped with secondary electron, backscattered electron (BSE), and energy dispersive X-ray spectrometry (EDS) detectors; TESCAN MIRA3 field-emission scanning electron microprobe (FE-SEM) equipped with a panchromatic cathodoluminescence (CL) detector; TESCAN Integrated Mineral Analyzer (TIMA) system with a Mira-3 scanning electron microscope with four EDS (EDAX Element 30) detectors; JEOL JXA-8230 electron microprobe | Wuhan Sample Solution Analytical Technology Co., Ltd., Wuhan, China; Tuoyan Analytical Technology Co., Ltd., Guangzhou, China; Nanjing Hongchuang Geological Exploration Technology Service Co., Ltd., Nanjing, China | SEM: accelerating voltage of 15–20 kV, emission current of ~80 μA, takeoff angle ~35°, 4 μm to 5 μm beam diameter, working distance of ~10 mm; SEM-CL: acceleration voltage of 10 kV, beam current of 15 nA; TIMA: accelerating voltage of 25 kV, probe current of 9 nA, working distance of 15 mm, pixel spacing 3 μm, dot spacing 9 μm; EPMA: beam current not fully stated in excerpt |  | 0 |  |  |  | 0 |  | 0 | [7 empty] | 400 | [17 empty] | 30 | [9 empty] | 461720 | [25 empty] | 0 |  | 10 | [15 empty] | 0 | [15 empty] | 532910 |  | 0 |  |  |  | 0 | [13 empty] | 0 | [19 empty] | 0 |  |  |  |  | 2025 | Xinghai Lang et al., Polymetallic veins—a possible bridge between porphyry and intermediate-sulfidation deposits, Geological Society of America Bulletin, v. 136, doi:10.1130/B38406.1 |  | CHN | Tibet
| No. 1 porphyry Cu-Au deposit (Xietongmen deposit), Xiongcun ore district | No. 1 deposit, Xiongcun ore district | Magmatic hydrothermal | Porphyry | Cu-Au porphyry | Cu, Au | Zn, Ag, Pb | Cu, Au, Zn, Ag, Pb | Lang et al., 2014; Tang et al., 2015; Wang et al., 2017 |  | 5027-337-24 | 5027-337-24-1 | underground mine |  |  |  |  | ore material | drill core | drill core | mineral separate | [5 empty] | mineralisation |  |  |  | pyrite, sphalerite, pyrrhotite, chalcopyrite, galena, quartz | Stage A: pyrite + sericite; Stage B: sphalerite + pyrrhotite + chalcopyrite + galena + quartz; Stage C: actinolite + epidote + chlorite + magnetite + quartz | polymetallic veins crosscutting porphyry-stage veins and alteration zones | Z1 |  |  |  | actinolite, epidote, chlorite, magnetite, sericite, calcite, acanthite-argentite, pyrargyrite, hessite, electrum | carbon-coated thin sections; polished sections | SEM-EDS, EMPA, LA-ICPMS, SIMS | JEOL IT300HR scanning electron microscope equipped with secondary electron, backscattered electron (BSE), and energy dispersive X-ray spectrometry (EDS) detectors; TESCAN MIRA3 field-emission scanning electron microprobe (FE-SEM) equipped with a panchromatic cathodoluminescence (CL) detector; TESCAN Integrated Mineral Analyzer (TIMA) system with a Mira-3 scanning electron microscope with four EDS (EDAX Element 30) detectors; JEOL JXA-8230 electron microprobe | Wuhan Sample Solution Analytical Technology Co., Ltd., Wuhan, China; Tuoyan Analytical Technology Co., Ltd., Guangzhou, China; Nanjing Hongchuang Geological Exploration Technology Service Co., Ltd., Nanjing, China | SEM: accelerating voltage of 15–20 kV, emission current of ~80 μA, takeoff angle ~35°, 4 μm to 5 μm beam diameter, working distance of ~10 mm; SEM-CL: acceleration voltage of 10 kV, beam current of 15 nA; TIMA: accelerating voltage of 25 kV, probe current of 9 nA, working distance of 15 mm, pixel spacing 3 μm, dot spacing 9 μm; EPMA: beam current not fully stated in excerpt |  | 50 |  |  |  | 0 |  | 50 | [7 empty] | 730 | [17 empty] | 0 | [9 empty] | 462360 | [25 empty] | 120 |  | 0 | [15 empty] | 0 | [15 empty] | 529470 |  | 0 |  |  |  | 0 | [13 empty] | 30 | [19 empty] | 0 |  |  |  |  | 2025 | Xinghai Lang et al., Polymetallic veins—a possible bridge between porphyry and intermediate-sulfidation deposits, Geological Society of America Bulletin, v. 136, doi:10.1130/B38406.1 |  | CHN | Tibet
| No. 1 porphyry Cu-Au deposit (Xietongmen deposit), Xiongcun ore district | No. 1 deposit, Xiongcun ore district | Magmatic hydrothermal | Porphyry | Cu-Au porphyry | Cu, Au | Zn, Ag, Pb | Cu, Au, Zn, Ag, Pb | Lang et al., 2014; Tang et al., 2015; Wang et al., 2017 |  | 5018-58.3-01 | 5018-58.3-01-1 | underground mine |  |  |  |  | ore material | drill core | drill core | mineral separate | [5 empty] | mineralisation |  |  |  | pyrite, sphalerite, pyrrhotite, chalcopyrite, galena, quartz | Stage A: pyrite + sericite; Stage B: sphalerite + pyrrhotite + chalcopyrite + galena + quartz; Stage C: actinolite + epidote + chlorite + magnetite + quartz | polymetallic veins crosscutting porphyry-stage veins and alteration zones | Z1 |  |  |  | actinolite, epidote, chlorite, magnetite, sericite, calcite, acanthite-argentite, pyrargyrite, hessite, electrum | carbon-coated thin sections; polished sections | SEM-EDS, EMPA, LA-ICPMS, SIMS | JEOL IT300HR scanning electron microscope equipped with secondary electron, backscattered electron (BSE), and energy dispersive X-ray spectrometry (EDS) detectors; TESCAN MIRA3 field-emission scanning electron microprobe (FE-SEM) equipped with a panchromatic cathodoluminescence (CL) detector; TESCAN Integrated Mineral Analyzer (TIMA) system with a Mira-3 scanning electron microscope with four EDS (EDAX Element 30) detectors; JEOL JXA-8230 electron microprobe | Wuhan Sample Solution Analytical Technology Co., Ltd., Wuhan, China; Tuoyan Analytical Technology Co., Ltd., Guangzhou, China; Nanjing Hongchuang Geological Exploration Technology Service Co., Ltd., Nanjing, China | SEM: accelerating voltage of 15–20 kV, emission current of ~80 μA, takeoff angle ~35°, 4 μm to 5 μm beam diameter, working distance of ~10 mm; SEM-CL: acceleration voltage of 10 kV, beam current of 15 nA; TIMA: accelerating voltage of 25 kV, probe current of 9 nA, working distance of 15 mm, pixel spacing 3 μm, dot spacing 9 μm; EPMA: beam current not fully stated in excerpt |  | 0 |  |  |  | 0 |  | 520 | [7 empty] | 430 | [17 empty] | 0 | [9 empty] | 459020 | [25 empty] | 40 |  | 0 | [15 empty] | 0 | [15 empty] | 535180 |  | 0 |  |  |  | 0 | [13 empty] | 0 | [19 empty] | 550 |  |  |  |  | 2025 | Xinghai Lang et al., Polymetallic veins—a possible bridge between porphyry and intermediate-sulfidation deposits, Geological Society of America Bulletin, v. 136, doi:10.1130/B38406.1 |  | CHN | Tibet
| No. 1 porphyry Cu-Au deposit (Xietongmen deposit), Xiongcun ore district | No. 1 deposit, Xiongcun ore district | Magmatic hydrothermal | Porphyry | Cu-Au porphyry | Cu, Au | Zn, Ag, Pb | Cu, Au, Zn, Ag, Pb | Lang et al., 2014; Tang et al., 2015; Wang et al., 2017 |  | 5018-58.3-04 | 5018-58.3-04-1 | underground mine |  |  |  |  | ore material | drill core | drill core | mineral separate | [5 empty] | mineralisation |  |  |  | pyrite, sphalerite, pyrrhotite, chalcopyrite, galena, quartz | Stage A: pyrite + sericite; Stage B: sphalerite + pyrrhotite + chalcopyrite + galena + quartz; Stage C: actinolite + epidote + chlorite + magnetite + quartz | polymetallic veins crosscutting porphyry-stage veins and alteration zones | Z1 |  |  |  | actinolite, epidote, chlorite, magnetite, sericite, calcite, acanthite-argentite, pyrargyrite, hessite, electrum | carbon-coated thin sections; polished sections | SEM-EDS, EMPA, LA-ICPMS, SIMS | JEOL IT300HR scanning electron microscope equipped with secondary electron, backscattered electron (BSE), and energy dispersive X-ray spectrometry (EDS) detectors; TESCAN MIRA3 field-emission scanning electron microprobe (FE-SEM) equipped with a panchromatic cathodoluminescence (CL) detector; TESCAN Integrated Mineral Analyzer (TIMA) system with a Mira-3 scanning electron microscope with four EDS (EDAX Element 30) detectors; JEOL JXA-8230 electron microprobe | Wuhan Sample Solution Analytical Technology Co., Ltd., Wuhan, China; Tuoyan Analytical Technology Co., Ltd., Guangzhou, China; Nanjing Hongchuang Geological Exploration Technology Service Co., Ltd., Nanjing, China | SEM: accelerating voltage of 15–20 kV, emission current of ~80 μA, takeoff angle ~35°, 4 μm to 5 μm beam diameter, working distance of ~10 mm; SEM-CL: acceleration voltage of 10 kV, beam current of 15 nA; TIMA: accelerating voltage of 25 kV, probe current of 9 nA, working distance of 15 mm, pixel spacing 3 μm, dot spacing 9 μm; EPMA: beam current not fully stated in excerpt |  | 0 |  |  |  | 10 |  | 0 | [7 empty] | 280 | [17 empty] | 10 | [9 empty] | 461550 | [25 empty] | 0 |  | 0 | [15 empty] | 0 | [15 empty] | 533430 |  | 0 |  |  |  | 0 | [13 empty] | 0 | [19 empty] | 230 |  |  |  |  | 2025 | Xinghai Lang et al., Polymetallic veins—a possible bridge between porphyry and intermediate-sulfidation deposits, Geological Society of America Bulletin, v. 136, doi:10.1130/B38406.1 |  | CHN | Tibet
| No. 1 porphyry Cu-Au deposit (Xietongmen deposit), Xiongcun ore district | No. 1 deposit, Xiongcun ore district | Magmatic hydrothermal | Porphyry | Cu-Au porphyry | Cu, Au | Zn, Ag, Pb | Cu, Au, Zn, Ag, Pb | Lang et al., 2014; Tang et al., 2015; Wang et al., 2017 |  | 5018-58.3-08 | 5018-58.3-08-1 | underground mine |  |  |  |  | ore material | drill core | drill core | mineral separate | [5 empty] | mineralisation |  |  |  | pyrite, sphalerite, pyrrhotite, chalcopyrite, galena, quartz | Stage A: pyrite + sericite; Stage B: sphalerite + pyrrhotite + chalcopyrite + galena + quartz; Stage C: actinolite + epidote + chlorite + magnetite + quartz | polymetallic veins crosscutting porphyry-stage veins and alteration zones | Z1 |  |  |  | actinolite, epidote, chlorite, magnetite, sericite, calcite, acanthite-argentite, pyrargyrite, hessite, electrum | carbon-coated thin sections; polished sections | SEM-EDS, EMPA, LA-ICPMS, SIMS | JEOL IT300HR scanning electron microscope equipped with secondary electron, backscattered electron (BSE), and energy dispersive X-ray spectrometry (EDS) detectors; TESCAN MIRA3 field-emission scanning electron microprobe (FE-SEM) equipped with a panchromatic cathodoluminescence (CL) detector; TESCAN Integrated Mineral Analyzer (TIMA) system with a Mira-3 scanning electron microscope with four EDS (EDAX Element 30) detectors; JEOL JXA-8230 electron microprobe | Wuhan Sample Solution Analytical Technology Co., Ltd., Wuhan, China; Tuoyan Analytical Technology Co., Ltd., Guangzhou, China; Nanjing Hongchuang Geological Exploration Technology Service Co., Ltd., Nanjing, China | SEM: accelerating voltage of 15–20 kV, emission current of ~80 μA, takeoff angle ~35°, 4 μm to 5 μm beam diameter, working distance of ~10 mm; SEM-CL: acceleration voltage of 10 kV, beam current of 15 nA; TIMA: accelerating voltage of 25 kV, probe current of 9 nA, working distance of 15 mm, pixel spacing 3 μm, dot spacing 9 μm; EPMA: beam current not fully stated in excerpt |  | 0 |  |  |  | 0 |  | 0 | [7 empty] | 170 | [17 empty] | 40 | [9 empty] | 460260 | [25 empty] | 10 |  | 0 | [15 empty] | 0 | [15 empty] | 534960 |  | 0 |  |  |  | 100 | [13 empty] | 0 | [19 empty] | 50 |  |  |  |  | 2025 | Xinghai Lang et al., Polymetallic veins—a possible bridge between porphyry and intermediate-sulfidation deposits, Geological Society of America Bulletin, v. 136, doi:10.1130/B38406.1 |  | CHN | Tibet
| No. 1 porphyry Cu-Au deposit (Xietongmen deposit), Xiongcun ore district | No. 1 deposit, Xiongcun ore district | Magmatic hydrothermal | Porphyry | Cu-Au porphyry | Cu, Au | Zn, Ag, Pb | Cu, Au, Zn, Ag, Pb | Lang et al., 2014; Tang et al., 2015; Wang et al., 2017 |  | 5018-58.3-09 | 5018-58.3-09-1 | underground mine |  |  |  |  | ore material | drill core | drill core | mineral separate | [5 empty] | mineralisation |  |  |  | pyrite, sphalerite, pyrrhotite, chalcopyrite, galena, quartz | Stage A: pyrite + sericite; Stage B: sphalerite + pyrrhotite + chalcopyrite + galena + quartz; Stage C: actinolite + epidote + chlorite + magnetite + quartz | polymetallic veins crosscutting porphyry-stage veins and alteration zones | Z1 |  |  |  | actinolite, epidote, chlorite, magnetite, sericite, calcite, acanthite-argentite, pyrargyrite, hessite, electrum | carbon-coated thin sections; polished sections | SEM-EDS, EMPA, LA-ICPMS, SIMS | JEOL IT300HR scanning electron microscope equipped with secondary electron, backscattered electron (BSE), and energy dispersive X-ray spectrometry (EDS) detectors; TESCAN MIRA3 field-emission scanning electron microprobe (FE-SEM) equipped with a panchromatic cathodoluminescence (CL) detector; TESCAN Integrated Mineral Analyzer (TIMA) system with a Mira-3 scanning electron microscope with four EDS (EDAX Element 30) detectors; JEOL JXA-8230 electron microprobe | Wuhan Sample Solution Analytical Technology Co., Ltd., Wuhan, China; Tuoyan Analytical Technology Co., Ltd., Guangzhou, China; Nanjing Hongchuang Geological Exploration Technology Service Co., Ltd., Nanjing, China | SEM: accelerating voltage of 15–20 kV, emission current of ~80 μA, takeoff angle ~35°, 4 μm to 5 μm beam diameter, working distance of ~10 mm; SEM-CL: acceleration voltage of 10 kV, beam current of 15 nA; TIMA: accelerating voltage of 25 kV, probe current of 9 nA, working distance of 15 mm, pixel spacing 3 μm, dot spacing 9 μm; EPMA: beam current not fully stated in excerpt |  | 0 |  |  |  | 40 |  | 670 | [7 empty] | 690 | [17 empty] | 90 | [9 empty] | 460970 | [25 empty] | 0 |  | 0 | [15 empty] | 0 | [15 empty] | 533450 |  | 0 |  |  |  | 0 | [13 empty] | 0 | [19 empty] | 60 |  |  |  |  | 2025 | Xinghai Lang et al., Polymetallic veins—a possible bridge between porphyry and intermediate-sulfidation deposits, Geological Society of America Bulletin, v. 136, doi:10.1130/B38406.1 |  | CHN | Tibet
| No. 1 porphyry Cu-Au deposit (Xietongmen deposit), Xiongcun ore district | No. 1 deposit, Xiongcun ore district | Magmatic hydrothermal | Porphyry | Cu-Au porphyry | Cu, Au | Zn, Ag, Pb | Cu, Au, Zn, Ag, Pb | Lang et al., 2014; Tang et al., 2015; Wang et al., 2017 |  | 5018-58.3-12 | 5018-58.3-12-1 | underground mine |  |  |  |  | ore material | drill core | drill core | mineral separate | [5 empty] | mineralisation |  |  |  | pyrite, sphalerite, pyrrhotite, chalcopyrite, galena, quartz | Stage A: pyrite + sericite; Stage B: sphalerite + pyrrhotite + chalcopyrite + galena + quartz; Stage C: actinolite + epidote + chlorite + magnetite + quartz | polymetallic veins crosscutting porphyry-stage veins and alteration zones | Z1 |  |  |  | actinolite, epidote, chlorite, magnetite, sericite, calcite, acanthite-argentite, pyrargyrite, hessite, electrum | carbon-coated thin sections; polished sections | SEM-EDS, EMPA, LA-ICPMS, SIMS | JEOL IT300HR scanning electron microscope equipped with secondary electron, backscattered electron (BSE), and energy dispersive X-ray spectrometry (EDS) detectors; TESCAN MIRA3 field-emission scanning electron microprobe (FE-SEM) equipped with a panchromatic cathodoluminescence (CL) detector; TESCAN Integrated Mineral Analyzer (TIMA) system with a Mira-3 scanning electron microscope with four EDS (EDAX Element 30) detectors; JEOL JXA-8230 electron microprobe | Wuhan Sample Solution Analytical Technology Co., Ltd., Wuhan, China; Tuoyan Analytical Technology Co., Ltd., Guangzhou, China; Nanjing Hongchuang Geological Exploration Technology Service Co., Ltd., Nanjing, China | SEM: accelerating voltage of 15–20 kV, emission current of ~80 μA, takeoff angle ~35°, 4 μm to 5 μm beam diameter, working distance of ~10 mm; SEM-CL: acceleration voltage of 10 kV, beam current of 15 nA; TIMA: accelerating voltage of 25 kV, probe current of 9 nA, working distance of 15 mm, pixel spacing 3 μm, dot spacing 9 μm; EPMA: beam current not fully stated in excerpt |  | 0 |  |  |  | 0 |  | 90 | [7 empty] | 200 | [17 empty] | 0 | [9 empty] | 460360 | [25 empty] | 10 |  | 0 | [15 empty] | 0 | [15 empty] | 532800 |  | 240 |  |  |  | 0 | [13 empty] | 0 | [19 empty] | 110 |  |  |  |  | 2025 | Xinghai Lang et al., Polymetallic veins—a possible bridge between porphyry and intermediate-sulfidation deposits, Geological Society of America Bulletin, v. 136, doi:10.1130/B38406.1 |  | CHN | Tibet
| No. 1 porphyry Cu-Au deposit (Xietongmen deposit), Xiongcun ore district | No. 1 deposit, Xiongcun ore district | Magmatic hydrothermal | Porphyry | Cu-Au porphyry | Cu, Au | Zn, Ag, Pb | Cu, Au, Zn, Ag, Pb | Lang et al., 2014; Tang et al., 2015; Wang et al., 2017 |  | 5018-58.3-13 | 5018-58.3-13-1 | underground mine |  |  |  |  | ore material | drill core | drill core | mineral separate | [5 empty] | mineralisation |  |  |  | pyrite, sphalerite, pyrrhotite, chalcopyrite, galena, quartz | Stage A: pyrite + sericite; Stage B: sphalerite + pyrrhotite + chalcopyrite + galena + quartz; Stage C: actinolite + epidote + chlorite + magnetite + quartz | polymetallic veins crosscutting porphyry-stage veins and alteration zones | Z1 |  |  |  | actinolite, epidote, chlorite, magnetite, sericite, calcite, acanthite-argentite, pyrargyrite, hessite, electrum | carbon-coated thin sections; polished sections | SEM-EDS, EMPA, LA-ICPMS, SIMS | JEOL IT300HR scanning electron microscope equipped with secondary electron, backscattered electron (BSE), and energy dispersive X-ray spectrometry (EDS) detectors; TESCAN MIRA3 field-emission scanning electron microprobe (FE-SEM) equipped with a panchromatic cathodoluminescence (CL) detector; TESCAN Integrated Mineral Analyzer (TIMA) system with a Mira-3 scanning electron microscope with four EDS (EDAX Element 30) detectors; JEOL JXA-8230 electron microprobe | Wuhan Sample Solution Analytical Technology Co., Ltd., Wuhan, China; Tuoyan Analytical Technology Co., Ltd., Guangzhou, China; Nanjing Hongchuang Geological Exploration Technology Service Co., Ltd., Nanjing, China | SEM: accelerating voltage of 15–20 kV, emission current of ~80 μA, takeoff angle ~35°, 4 μm to 5 μm beam diameter, working distance of ~10 mm; SEM-CL: acceleration voltage of 10 kV, beam current of 15 nA; TIMA: accelerating voltage of 25 kV, probe current of 9 nA, working distance of 15 mm, pixel spacing 3 μm, dot spacing 9 μm; EPMA: beam current not fully stated in excerpt |  | 0 |  |  |  | 0 |  | 340 | [7 empty] | 530 | [17 empty] | 0 | [9 empty] | 460270 | [25 empty] | 0 |  | 0 | [15 empty] | 0 | [15 empty] | 533520 |  | 0 |  |  |  | 70 | [13 empty] | 0 | [19 empty] | 120 |  |  |  |  | 2025 | Xinghai Lang et al., Polymetallic veins—a possible bridge between porphyry and intermediate-sulfidation deposits, Geological Society of America Bulletin, v. 136, doi:10.1130/B38406.1 |  | CHN | Tibet
| No. 1 porphyry Cu-Au deposit (Xietongmen deposit), Xiongcun ore district | No. 1 deposit, Xiongcun ore district | Magmatic hydrothermal | Porphyry | Cu-Au porphyry | Cu, Au | Zn, Ag, Pb | Cu, Au, Zn, Ag, Pb | Lang et al., 2014; Tang et al., 2015; Wang et al., 2017 |  | 5018-320.9-01 | 5018-320.9-01-1 | underground mine |  |  |  |  | ore material | drill core | drill core | mineral separate | [5 empty] | mineralisation |  |  |  | pyrite, sphalerite, pyrrhotite, chalcopyrite, galena, quartz | Stage A: pyrite + sericite; Stage B: sphalerite + pyrrhotite + chalcopyrite + galena + quartz; Stage C: actinolite + epidote + chlorite + magnetite + quartz | polymetallic veins crosscutting porphyry-stage veins and alteration zones | Z2 |  |  |  | actinolite, epidote, chlorite, magnetite, sericite, calcite, acanthite-argentite, pyrargyrite, hessite, electrum | carbon-coated thin sections; polished sections | SEM-EDS, EMPA, LA-ICPMS, SIMS | JEOL IT300HR scanning electron microscope equipped with secondary electron, backscattered electron (BSE), and energy dispersive X-ray spectrometry (EDS) detectors; TESCAN MIRA3 field-emission scanning electron microprobe (FE-SEM) equipped with a panchromatic cathodoluminescence (CL) detector; TESCAN Integrated Mineral Analyzer (TIMA) system with a Mira-3 scanning electron microscope with four EDS (EDAX Element 30) detectors; JEOL JXA-8230 electron microprobe | Wuhan Sample Solution Analytical Technology Co., Ltd., Wuhan, China; Tuoyan Analytical Technology Co., Ltd., Guangzhou, China; Nanjing Hongchuang Geological Exploration Technology Service Co., Ltd., Nanjing, China | SEM: accelerating voltage of 15–20 kV, emission current of ~80 μA, takeoff angle ~35°, 4 μm to 5 μm beam diameter, working distance of ~10 mm; SEM-CL: acceleration voltage of 10 kV, beam current of 15 nA; TIMA: accelerating voltage of 25 kV, probe current of 9 nA, working distance of 15 mm, pixel spacing 3 μm, dot spacing 9 μm; EPMA: beam current not fully stated in excerpt |  | 0 |  |  |  | 0 |  | 30 | [7 empty] | 240 | [17 empty] | 0 | [9 empty] | 464810 | [25 empty] | 60 |  | 0 | [15 empty] | 0 | [15 empty] | 532130 |  | 0 |  |  |  | 130 | [13 empty] | 0 | [19 empty] | 120 |  |  |  |  | 2025 | Xinghai Lang et al., Polymetallic veins—a possible bridge between porphyry and intermediate-sulfidation deposits, Geological Society of America Bulletin, v. 136, doi:10.1130/B38406.1 |  | CHN | Tibet
| No. 1 porphyry Cu-Au deposit (Xietongmen deposit), Xiongcun ore district | No. 1 deposit, Xiongcun ore district | Magmatic hydrothermal | Porphyry | Cu-Au porphyry | Cu, Au | Zn, Ag, Pb | Cu, Au, Zn, Ag, Pb | Lang et al., 2014; Tang et al., 2015; Wang et al., 2017 |  | 5018-320.9-04 | 5018-320.9-04-1 | underground mine |  |  |  |  | ore material | drill core | drill core | mineral separate | [5 empty] | mineralisation |  |  |  | pyrite, sphalerite, pyrrhotite, chalcopyrite, galena, quartz | Stage A: pyrite + sericite; Stage B: sphalerite + pyrrhotite + chalcopyrite + galena + quartz; Stage C: actinolite + epidote + chlorite + magnetite + quartz | polymetallic veins crosscutting porphyry-stage veins and alteration zones | Z2 |  |  |  | actinolite, epidote, chlorite, magnetite, sericite, calcite, acanthite-argentite, pyrargyrite, hessite, electrum | carbon-coated thin sections; polished sections | SEM-EDS, EMPA, LA-ICPMS, SIMS | JEOL IT300HR scanning electron microscope equipped with secondary electron, backscattered electron (BSE), and energy dispersive X-ray spectrometry (EDS) detectors; TESCAN MIRA3 field-emission scanning electron microprobe (FE-SEM) equipped with a panchromatic cathodoluminescence (CL) detector; TESCAN Integrated Mineral Analyzer (TIMA) system with a Mira-3 scanning electron microscope with four EDS (EDAX Element 30) detectors; JEOL JXA-8230 electron microprobe | Wuhan Sample Solution Analytical Technology Co., Ltd., Wuhan, China; Tuoyan Analytical Technology Co., Ltd., Guangzhou, China; Nanjing Hongchuang Geological Exploration Technology Service Co., Ltd., Nanjing, China | SEM: accelerating voltage of 15–20 kV, emission current of ~80 μA, takeoff angle ~35°, 4 μm to 5 μm beam diameter, working distance of ~10 mm; SEM-CL: acceleration voltage of 10 kV, beam current of 15 nA; TIMA: accelerating voltage of 25 kV, probe current of 9 nA, working distance of 15 mm, pixel spacing 3 μm, dot spacing 9 μm; EPMA: beam current not fully stated in excerpt |  | 0 |  |  |  | 0 |  | 0 | [7 empty] | 230 | [17 empty] | 0 | [9 empty] | 465740 | [25 empty] | 20 |  | 0 | [15 empty] | 0 | [15 empty] | 529830 |  | 0 |  |  |  | 0 | [13 empty] | 0 | [19 empty] | 0 |  |  |  |  | 2025 | Xinghai Lang et al., Polymetallic veins—a possible bridge between porphyry and intermediate-sulfidation deposits, Geological Society of America Bulletin, v. 136, doi:10.1130/B38406.1 |  | CHN | Tibet
| No. 1 porphyry Cu-Au deposit (Xietongmen deposit), Xiongcun ore district | No. 1 deposit, Xiongcun ore district | Magmatic hydrothermal | Porphyry | Cu-Au porphyry | Cu, Au | Zn, Ag, Pb | Cu, Au, Zn, Ag, Pb | Lang et al., 2014; Tang et al., 2015; Wang et al., 2017 |  | 5018-320.9-06 | 5018-320.9-06-1 | underground mine |  |  |  |  | ore material | drill core | drill core | mineral separate | [5 empty] | mineralisation |  |  |  | pyrite, sphalerite, pyrrhotite, chalcopyrite, galena, quartz | Stage A: pyrite + sericite; Stage B: sphalerite + pyrrhotite + chalcopyrite + galena + quartz; Stage C: actinolite + epidote + chlorite + magnetite + quartz | polymetallic veins crosscutting porphyry-stage veins and alteration zones | Z2 |  |  |  | actinolite, epidote, chlorite, magnetite, sericite, calcite, acanthite-argentite, pyrargyrite, hessite, electrum | carbon-coated thin sections; polished sections | SEM-EDS, EMPA, LA-ICPMS, SIMS | JEOL IT300HR scanning electron microscope equipped with secondary electron, backscattered electron (BSE), and energy dispersive X-ray spectrometry (EDS) detectors; TESCAN MIRA3 field-emission scanning electron microprobe (FE-SEM) equipped with a panchromatic cathodoluminescence (CL) detector; TESCAN Integrated Mineral Analyzer (TIMA) system with a Mira-3 scanning electron microscope with four EDS (EDAX Element 30) detectors; JEOL JXA-8230 electron microprobe | Wuhan Sample Solution Analytical Technology Co., Ltd., Wuhan, China; Tuoyan Analytical Technology Co., Ltd., Guangzhou, China; Nanjing Hongchuang Geological Exploration Technology Service Co., Ltd., Nanjing, China | SEM: accelerating voltage of 15–20 kV, emission current of ~80 μA, takeoff angle ~35°, 4 μm to 5 μm beam diameter, working distance of ~10 mm; SEM-CL: acceleration voltage of 10 kV, beam current of 15 nA; TIMA: accelerating voltage of 25 kV, probe current of 9 nA, working distance of 15 mm, pixel spacing 3 μm, dot spacing 9 μm; EPMA: beam current not fully stated in excerpt |  | 20 |  |  |  | 0 |  | 140 | [7 empty] | 500 | [17 empty] | 0 | [9 empty] | 466610 | [25 empty] | 20 |  | 0 | [15 empty] | 0 | [15 empty] | 532300 |  | 0 |  |  |  | 30 | [13 empty] | 0 | [19 empty] | 30 |  |  |  |  | 2025 | Xinghai Lang et al., Polymetallic veins—a possible bridge between porphyry and intermediate-sulfidation deposits, Geological Society of America Bulletin, v. 136, doi:10.1130/B38406.1 |  | CHN | Tibet
| No. 1 porphyry Cu-Au deposit (Xietongmen deposit), Xiongcun ore district | No. 1 deposit, Xiongcun ore district | Magmatic hydrothermal | Porphyry | Cu-Au porphyry | Cu, Au | Zn, Ag, Pb | Cu, Au, Zn, Ag, Pb | Lang et al., 2014; Tang et al., 2015; Wang et al., 2017 |  | 5018-320.9-07 | 5018-320.9-07-1 | underground mine |  |  |  |  | ore material | drill core | drill core | mineral separate | [5 empty] | mineralisation |  |  |  | pyrite, sphalerite, pyrrhotite, chalcopyrite, galena, quartz | Stage A: pyrite + sericite; Stage B: sphalerite + pyrrhotite + chalcopyrite + galena + quartz; Stage C: actinolite + epidote + chlorite + magnetite + quartz | polymetallic veins crosscutting porphyry-stage veins and alteration zones | Z2 |  |  |  | actinolite, epidote, chlorite, magnetite, sericite, calcite, acanthite-argentite, pyrargyrite, hessite, electrum | carbon-coated thin sections; polished sections | SEM-EDS, EMPA, LA-ICPMS, SIMS | JEOL IT300HR scanning electron microscope equipped with secondary electron, backscattered electron (BSE), and energy dispersive X-ray spectrometry (EDS) detectors; TESCAN MIRA3 field-emission scanning electron microprobe (FE-SEM) equipped with a panchromatic cathodoluminescence (CL) detector; TESCAN Integrated Mineral Analyzer (TIMA) system with a Mira-3 scanning electron microscope with four EDS (EDAX Element 30) detectors; JEOL JXA-8230 electron microprobe | Wuhan Sample Solution Analytical Technology Co., Ltd., Wuhan, China; Tuoyan Analytical Technology Co., Ltd., Guangzhou, China; Nanjing Hongchuang Geological Exploration Technology Service Co., Ltd., Nanjing, China | SEM: accelerating voltage of 15–20 kV, emission current of ~80 μA, takeoff angle ~35°, 4 μm to 5 μm beam diameter, working distance of ~10 mm; SEM-CL: acceleration voltage of 10 kV, beam current of 15 nA; TIMA: accelerating voltage of 25 kV, probe current of 9 nA, working distance of 15 mm, pixel spacing 3 μm, dot spacing 9 μm; EPMA: beam current not fully stated in excerpt |  | 0 |  |  |  | 0 |  | 0 | [7 empty] | 0 | [17 empty] | 0 | [9 empty] | 466590 | [25 empty] | 20 |  | 0 | [15 empty] | 0 | [15 empty] | 533360 |  | 0 |  |  |  | 0 | [13 empty] | 0 | [19 empty] | 0 |  |  |  |  | 2025 | Xinghai Lang et al., Polymetallic veins—a possible bridge between porphyry and intermediate-sulfidation deposits, Geological Society of America Bulletin, v. 136, doi:10.1130/B38406.1 |  | CHN | Tibet
| No. 1 porphyry Cu-Au deposit (Xietongmen deposit), Xiongcun ore district | No. 1 deposit, Xiongcun ore district | Magmatic hydrothermal | Porphyry | Cu-Au porphyry | Cu, Au | Zn, Ag, Pb | Cu, Au, Zn, Ag, Pb | Lang et al., 2014; Tang et al., 2015; Wang et al., 2017 |  | 5018-320.9-08 | 5018-320.9-08-1 | underground mine |  |  |  |  | ore material | drill core | drill core | mineral separate | [5 empty] | mineralisation |  |  |  | pyrite, sphalerite, pyrrhotite, chalcopyrite, galena, quartz | Stage A: pyrite + sericite; Stage B: sphalerite + pyrrhotite + chalcopyrite + galena + quartz; Stage C: actinolite + epidote + chlorite + magnetite + quartz | polymetallic veins crosscutting porphyry-stage veins and alteration zones | Z2 |  |  |  | actinolite, epidote, chlorite, magnetite, sericite, calcite, acanthite-argentite, pyrargyrite, hessite, electrum | carbon-coated thin sections; polished sections | SEM-EDS, EMPA, LA-ICPMS, SIMS | JEOL IT300HR scanning electron microscope equipped with secondary electron, backscattered electron (BSE), and energy dispersive X-ray spectrometry (EDS) detectors; TESCAN MIRA3 field-emission scanning electron microprobe (FE-SEM) equipped with a panchromatic cathodoluminescence (CL) detector; TESCAN Integrated Mineral Analyzer (TIMA) system with a Mira-3 scanning electron microscope with four EDS (EDAX Element 30) detectors; JEOL JXA-8230 electron microprobe | Wuhan Sample Solution Analytical Technology Co., Ltd., Wuhan, China; Tuoyan Analytical Technology Co., Ltd., Guangzhou, China; Nanjing Hongchuang Geological Exploration Technology Service Co., Ltd., Nanjing, China | SEM: accelerating voltage of 15–20 kV, emission current of ~80 μA, takeoff angle ~35°, 4 μm to 5 μm beam diameter, working distance of ~10 mm; SEM-CL: acceleration voltage of 10 kV, beam current of 15 nA; TIMA: accelerating voltage of 25 kV, probe current of 9 nA, working distance of 15 mm, pixel spacing 3 μm, dot spacing 9 μm; EPMA: beam current not fully stated in excerpt |  | 0 |  |  |  | 50 |  | 340 | [7 empty] | 870 | [17 empty] | 0 | [9 empty] | 465650 | [25 empty] | 0 |  | 0 | [15 empty] | 0 | [15 empty] | 534190 |  | 0 |  |  |  | 140 | [13 empty] | 0 | [19 empty] | 0 |  |  |  |  | 2025 | Xinghai Lang et al., Polymetallic veins—a possible bridge between porphyry and intermediate-sulfidation deposits, Geological Society of America Bulletin, v. 136, doi:10.1130/B38406.1 |  | CHN | Tibet
| No. 1 porphyry Cu-Au deposit (Xietongmen deposit), Xiongcun ore district | No. 1 deposit, Xiongcun ore district | Magmatic hydrothermal | Porphyry | Cu-Au porphyry | Cu, Au | Zn, Ag, Pb | Cu, Au, Zn, Ag, Pb | Lang et al., 2014; Tang et al., 2015; Wang et al., 2017 |  | 5018-320.9-09 | 5018-320.9-09-1 | underground mine |  |  |  |  | ore material | drill core | drill core | mineral separate | [5 empty] | mineralisation |  |  |  | pyrite, sphalerite, pyrrhotite, chalcopyrite, galena, quartz | Stage A: pyrite + sericite; Stage B: sphalerite + pyrrhotite + chalcopyrite + galena + quartz; Stage C: actinolite + epidote + chlorite + magnetite + quartz | polymetallic veins crosscutting porphyry-stage veins and alteration zones | Z2 |  |  |  | actinolite, epidote, chlorite, magnetite, sericite, calcite, acanthite-argentite, pyrargyrite, hessite, electrum | carbon-coated thin sections; polished sections | SEM-EDS, EMPA, LA-ICPMS, SIMS | JEOL IT300HR scanning electron microscope equipped with secondary electron, backscattered electron (BSE), and energy dispersive X-ray spectrometry (EDS) detectors; TESCAN MIRA3 field-emission scanning electron microprobe (FE-SEM) equipped with a panchromatic cathodoluminescence (CL) detector; TESCAN Integrated Mineral Analyzer (TIMA) system with a Mira-3 scanning electron microscope with four EDS (EDAX Element 30) detectors; JEOL JXA-8230 electron microprobe | Wuhan Sample Solution Analytical Technology Co., Ltd., Wuhan, China; Tuoyan Analytical Technology Co., Ltd., Guangzhou, China; Nanjing Hongchuang Geological Exploration Technology Service Co., Ltd., Nanjing, China | SEM: accelerating voltage of 15–20 kV, emission current of ~80 μA, takeoff angle ~35°, 4 μm to 5 μm beam diameter, working distance of ~10 mm; SEM-CL: acceleration voltage of 10 kV, beam current of 15 nA; TIMA: accelerating voltage of 25 kV, probe current of 9 nA, working distance of 15 mm, pixel spacing 3 μm, dot spacing 9 μm; EPMA: beam current not fully stated in excerpt |  | 0 |  |  |  | 0 |  | 0 | [7 empty] | 0 | [17 empty] | 130 | [9 empty] | 467740 | [25 empty] | 0 |  | 0 | [15 empty] | 0 | [15 empty] | 531950 |  | 40 |  |  |  | 0 | [13 empty] | 70 | [19 empty] | 200 |  |  |  |  | 2025 | Xinghai Lang et al., Polymetallic veins—a possible bridge between porphyry and intermediate-sulfidation deposits, Geological Society of America Bulletin, v. 136, doi:10.1130/B38406.1 |  | CHN | Tibet
| No. 1 porphyry Cu-Au deposit (Xietongmen deposit), Xiongcun ore district | No. 1 deposit, Xiongcun ore district | Magmatic hydrothermal | Porphyry | Cu-Au porphyry | Cu, Au | Zn, Ag, Pb | Cu, Au, Zn, Ag, Pb | Lang et al., 2014; Tang et al., 2015; Wang et al., 2017 |  | 5056-170.4-02 | 5056-170.4-02-1 | underground mine |  |  |  |  | ore material | drill core | drill core | mineral separate | [5 empty] | mineralisation |  |  |  | pyrite, sphalerite, pyrrhotite, chalcopyrite, galena, quartz | Stage A: pyrite + sericite; Stage B: sphalerite + pyrrhotite + chalcopyrite + galena + quartz; Stage C: actinolite + epidote + chlorite + magnetite + quartz | polymetallic veins crosscutting porphyry-stage veins and alteration zones | Z2 |  |  |  | actinolite, epidote, chlorite, magnetite, sericite, calcite, acanthite-argentite, pyrargyrite, hessite, electrum | carbon-coated thin sections; polished sections | SEM-EDS, EMPA, LA-ICPMS, SIMS | JEOL IT300HR scanning electron microscope equipped with secondary electron, backscattered electron (BSE), and energy dispersive X-ray spectrometry (EDS) detectors; TESCAN MIRA3 field-emission scanning electron microprobe (FE-SEM) equipped with a panchromatic cathodoluminescence (CL) detector; TESCAN Integrated Mineral Analyzer (TIMA) system with a Mira-3 scanning electron microscope with four EDS (EDAX Element 30) detectors; JEOL JXA-8230 electron microprobe | Wuhan Sample Solution Analytical Technology Co., Ltd., Wuhan, China; Tuoyan Analytical Technology Co., Ltd., Guangzhou, China; Nanjing Hongchuang Geological Exploration Technology Service Co., Ltd., Nanjing, China | SEM: accelerating voltage of 15–20 kV, emission current of ~80 μA, takeoff angle ~35°, 4 μm to 5 μm beam diameter, working distance of ~10 mm; SEM-CL: acceleration voltage of 10 kV, beam current of 15 nA; TIMA: accelerating voltage of 25 kV, probe current of 9 nA, working distance of 15 mm, pixel spacing 3 μm, dot spacing 9 μm; EPMA: beam current not fully stated in excerpt |  | 0 |  |  |  | 140 |  | 0 | [7 empty] | 730 | [17 empty] | 0 | [9 empty] | 461810 | [25 empty] | 0 |  | 0 | [15 empty] | 0 | [15 empty] | 528640 |  | 0 |  |  |  | 0 | [13 empty] | 0 | [19 empty] | 30 |  |  |  |  | 2025 | Xinghai Lang et al., Polymetallic veins—a possible bridge between porphyry and intermediate-sulfidation deposits, Geological Society of America Bulletin, v. 136, doi:10.1130/B38406.1 |  | CHN | Tibet
| No. 1 porphyry Cu-Au deposit (Xietongmen deposit), Xiongcun ore district | No. 1 deposit, Xiongcun ore district | Magmatic hydrothermal | Porphyry | Cu-Au porphyry | Cu, Au | Zn, Ag, Pb | Cu, Au, Zn, Ag, Pb | Lang et al., 2014; Tang et al., 2015; Wang et al., 2017 |  | 5056-170.4-04 | 5056-170.4-04-1 | underground mine |  |  |  |  | ore material | drill core | drill core | mineral separate | [5 empty] | mineralisation |  |  |  | pyrite, sphalerite, pyrrhotite, chalcopyrite, galena, quartz | Stage A: pyrite + sericite; Stage B: sphalerite + pyrrhotite + chalcopyrite + galena + quartz; Stage C: actinolite + epidote + chlorite + magnetite + quartz | polymetallic veins crosscutting porphyry-stage veins and alteration zones | Z2 |  |  |  | actinolite, epidote, chlorite, magnetite, sericite, calcite, acanthite-argentite, pyrargyrite, hessite, electrum | carbon-coated thin sections; polished sections | SEM-EDS, EMPA, LA-ICPMS, SIMS | JEOL IT300HR scanning electron microscope equipped with secondary electron, backscattered electron (BSE), and energy dispersive X-ray spectrometry (EDS) detectors; TESCAN MIRA3 field-emission scanning electron microprobe (FE-SEM) equipped with a panchromatic cathodoluminescence (CL) detector; TESCAN Integrated Mineral Analyzer (TIMA) system with a Mira-3 scanning electron microscope with four EDS (EDAX Element 30) detectors; JEOL JXA-8230 electron microprobe | Wuhan Sample Solution Analytical Technology Co., Ltd., Wuhan, China; Tuoyan Analytical Technology Co., Ltd., Guangzhou, China; Nanjing Hongchuang Geological Exploration Technology Service Co., Ltd., Nanjing, China | SEM: accelerating voltage of 15–20 kV, emission current of ~80 μA, takeoff angle ~35°, 4 μm to 5 μm beam diameter, working distance of ~10 mm; SEM-CL: acceleration voltage of 10 kV, beam current of 15 nA; TIMA: accelerating voltage of 25 kV, probe current of 9 nA, working distance of 15 mm, pixel spacing 3 μm, dot spacing 9 μm; EPMA: beam current not fully stated in excerpt |  | 40 |  |  |  | 0 |  | 0 | [7 empty] | 420 | [17 empty] | 0 | [9 empty] | 460300 | [25 empty] | 30 |  | 30 | [15 empty] | 0 | [15 empty] | 528330 |  | 0 |  |  |  | 0 | [13 empty] | 0 | [19 empty] | 100 |  |  |  |  | 2025 | Xinghai Lang et al., Polymetallic veins—a possible bridge between porphyry and intermediate-sulfidation deposits, Geological Society of America Bulletin, v. 136, doi:10.1130/B38406.1 |  | CHN | Tibet
| No. 1 porphyry Cu-Au deposit (Xietongmen deposit), Xiongcun ore district | No. 1 deposit, Xiongcun ore district | Magmatic hydrothermal | Porphyry | Cu-Au porphyry | Cu, Au | Zn, Ag, Pb | Cu, Au, Zn, Ag, Pb | Lang et al., 2014; Tang et al., 2015; Wang et al., 2017 |  | 5056-170.4-09 | 5056-170.4-09-1 | underground mine |  |  |  |  | ore material | drill core | drill core | mineral separate | [5 empty] | mineralisation |  |  |  | pyrite, sphalerite, pyrrhotite, chalcopyrite, galena, quartz | Stage A: pyrite + sericite; Stage B: sphalerite + pyrrhotite + chalcopyrite + galena + quartz; Stage C: actinolite + epidote + chlorite + magnetite + quartz | polymetallic veins crosscutting porphyry-stage veins and alteration zones | Z2 |  |  |  | actinolite, epidote, chlorite, magnetite, sericite, calcite, acanthite-argentite, pyrargyrite, hessite, electrum | carbon-coated thin sections; polished sections | SEM-EDS, EMPA, LA-ICPMS, SIMS | JEOL IT300HR scanning electron microscope equipped with secondary electron, backscattered electron (BSE), and energy dispersive X-ray spectrometry (EDS) detectors; TESCAN MIRA3 field-emission scanning electron microprobe (FE-SEM) equipped with a panchromatic cathodoluminescence (CL) detector; TESCAN Integrated Mineral Analyzer (TIMA) system with a Mira-3 scanning electron microscope with four EDS (EDAX Element 30) detectors; JEOL JXA-8230 electron microprobe | Wuhan Sample Solution Analytical Technology Co., Ltd., Wuhan, China; Tuoyan Analytical Technology Co., Ltd., Guangzhou, China; Nanjing Hongchuang Geological Exploration Technology Service Co., Ltd., Nanjing, China | SEM: accelerating voltage of 15–20 kV, emission current of ~80 μA, takeoff angle ~35°, 4 μm to 5 μm beam diameter, working distance of ~10 mm; SEM-CL: acceleration voltage of 10 kV, beam current of 15 nA; TIMA: accelerating voltage of 25 kV, probe current of 9 nA, working distance of 15 mm, pixel spacing 3 μm, dot spacing 9 μm; EPMA: beam current not fully stated in excerpt |  | 0 |  |  |  | 10 |  | 120 | [7 empty] | 510 | [17 empty] | 0 | [9 empty] | 459710 | [25 empty] | 0 |  | 0 | [15 empty] | 0 | [15 empty] | 526550 |  | 110 |  |  |  | 80 | [13 empty] | 0 | [19 empty] | 50 |  |  |  |  | 2025 | Xinghai Lang et al., Polymetallic veins—a possible bridge between porphyry and intermediate-sulfidation deposits, Geological Society of America Bulletin, v. 136, doi:10.1130/B38406.1 |  | CHN | Tibet
| No. 1 porphyry Cu-Au deposit (Xietongmen deposit), Xiongcun ore district | No. 1 deposit, Xiongcun ore district | Magmatic hydrothermal | Porphyry | Cu-Au porphyry | Cu, Au | Zn, Ag, Pb | Cu, Au, Zn, Ag, Pb | Lang et al., 2014; Tang et al., 2015; Wang et al., 2017 |  | 5056-170.4-12 | 5056-170.4-12-1 | underground mine |  |  |  |  | ore material | drill core | drill core | mineral separate | [5 empty] | mineralisation |  |  |  | pyrite, sphalerite, pyrrhotite, chalcopyrite, galena, quartz | Stage A: pyrite + sericite; Stage B: sphalerite + pyrrhotite + chalcopyrite + galena + quartz; Stage C: actinolite + epidote + chlorite + magnetite + quartz | polymetallic veins crosscutting porphyry-stage veins and alteration zones | Z2 |  |  |  | actinolite, epidote, chlorite, magnetite, sericite, calcite, acanthite-argentite, pyrargyrite, hessite, electrum | carbon-coated thin sections; polished sections | SEM-EDS, EMPA, LA-ICPMS, SIMS | JEOL IT300HR scanning electron microscope equipped with secondary electron, backscattered electron (BSE), and energy dispersive X-ray spectrometry (EDS) detectors; TESCAN MIRA3 field-emission scanning electron microprobe (FE-SEM) equipped with a panchromatic cathodoluminescence (CL) detector; TESCAN Integrated Mineral Analyzer (TIMA) system with a Mira-3 scanning electron microscope with four EDS (EDAX Element 30) detectors; JEOL JXA-8230 electron microprobe | Wuhan Sample Solution Analytical Technology Co., Ltd., Wuhan, China; Tuoyan Analytical Technology Co., Ltd., Guangzhou, China; Nanjing Hongchuang Geological Exploration Technology Service Co., Ltd., Nanjing, China | SEM: accelerating voltage of 15–20 kV, emission current of ~80 μA, takeoff angle ~35°, 4 μm to 5 μm beam diameter, working distance of ~10 mm; SEM-CL: acceleration voltage of 10 kV, beam current of 15 nA; TIMA: accelerating voltage of 25 kV, probe current of 9 nA, working distance of 15 mm, pixel spacing 3 μm, dot spacing 9 μm; EPMA: beam current not fully stated in excerpt |  | 0 |  |  |  | 0 |  | 0 | [7 empty] | 140 | [17 empty] | 0 | [9 empty] | 459020 | [25 empty] | 40 |  | 0 | [15 empty] | 0 | [15 empty] | 525960 |  | 0 |  |  |  | 0 | [13 empty] | 210 | [19 empty] | 80 |  |  |  |  | 2025 | Xinghai Lang et al., Polymetallic veins—a possible bridge between porphyry and intermediate-sulfidation deposits, Geological Society of America Bulletin, v. 136, doi:10.1130/B38406.1 |  | CHN | Tibet
| No. 1 porphyry Cu-Au deposit (Xietongmen deposit), Xiongcun ore district | No. 1 deposit, Xiongcun ore district | Magmatic hydrothermal | Porphyry | Cu-Au porphyry | Cu, Au | Zn, Ag, Pb | Cu, Au, Zn, Ag, Pb | Lang et al., 2014; Tang et al., 2015; Wang et al., 2017 |  | 5056-170.4-14 | 5056-170.4-14-1 | underground mine |  |  |  |  | ore material | drill core | drill core | mineral separate | [5 empty] | mineralisation |  |  |  | pyrite, sphalerite, pyrrhotite, chalcopyrite, galena, quartz | Stage A: pyrite + sericite; Stage B: sphalerite + pyrrhotite + chalcopyrite + galena + quartz; Stage C: actinolite + epidote + chlorite + magnetite + quartz | polymetallic veins crosscutting porphyry-stage veins and alteration zones | Z2 |  |  |  | actinolite, epidote, chlorite, magnetite, sericite, calcite, acanthite-argentite, pyrargyrite, hessite, electrum | carbon-coated thin sections; polished sections | SEM-EDS, EMPA, LA-ICPMS, SIMS | JEOL IT300HR scanning electron microscope equipped with secondary electron, backscattered electron (BSE), and energy dispersive X-ray spectrometry (EDS) detectors; TESCAN MIRA3 field-emission scanning electron microprobe (FE-SEM) equipped with a panchromatic cathodoluminescence (CL) detector; TESCAN Integrated Mineral Analyzer (TIMA) system with a Mira-3 scanning electron microscope with four EDS (EDAX Element 30) detectors; JEOL JXA-8230 electron microprobe | Wuhan Sample Solution Analytical Technology Co., Ltd., Wuhan, China; Tuoyan Analytical Technology Co., Ltd., Guangzhou, China; Nanjing Hongchuang Geological Exploration Technology Service Co., Ltd., Nanjing, China | SEM: accelerating voltage of 15–20 kV, emission current of ~80 μA, takeoff angle ~35°, 4 μm to 5 μm beam diameter, working distance of ~10 mm; SEM-CL: acceleration voltage of 10 kV, beam current of 15 nA; TIMA: accelerating voltage of 25 kV, probe current of 9 nA, working distance of 15 mm, pixel spacing 3 μm, dot spacing 9 μm; EPMA: beam current not fully stated in excerpt |  | 0 |  |  |  | 0 |  | 0 | [7 empty] | 590 | [17 empty] | 0 | [9 empty] | 463480 | [25 empty] | 0 |  | 10 | [15 empty] | 0 | [15 empty] | 529180 |  | 250 |  |  |  | 0 | [13 empty] | 200 | [19 empty] | 0 |  |  |  |  | 2025 | Xinghai Lang et al., Polymetallic veins—a possible bridge between porphyry and intermediate-sulfidation deposits, Geological Society of America Bulletin, v. 136, doi:10.1130/B38406.1 |  | CHN | Tibet
| No. 1 porphyry Cu-Au deposit (Xietongmen deposit), Xiongcun ore district | No. 1 deposit, Xiongcun ore district | Magmatic hydrothermal | Porphyry | Cu-Au porphyry | Cu, Au | Zn, Ag, Pb | Cu, Au, Zn, Ag, Pb | Lang et al., 2014; Tang et al., 2015; Wang et al., 2017 |  | 5056-170.4-17 | 5056-170.4-17-1 | underground mine |  |  |  |  | ore material | drill core | drill core | mineral separate | [5 empty] | mineralisation |  |  |  | pyrite, sphalerite, pyrrhotite, chalcopyrite, galena, quartz | Stage A: pyrite + sericite; Stage B: sphalerite + pyrrhotite + chalcopyrite + galena + quartz; Stage C: actinolite + epidote + chlorite + magnetite + quartz | polymetallic veins crosscutting porphyry-stage veins and alteration zones | Z2 |  |  |  | actinolite, epidote, chlorite, magnetite, sericite, calcite, acanthite-argentite, pyrargyrite, hessite, electrum | carbon-coated thin sections; polished sections | SEM-EDS, EMPA, LA-ICPMS, SIMS | JEOL IT300HR scanning electron microscope equipped with secondary electron, backscattered electron (BSE), and energy dispersive X-ray spectrometry (EDS) detectors; TESCAN MIRA3 field-emission scanning electron microprobe (FE-SEM) equipped with a panchromatic cathodoluminescence (CL) detector; TESCAN Integrated Mineral Analyzer (TIMA) system with a Mira-3 scanning electron microscope with four EDS (EDAX Element 30) detectors; JEOL JXA-8230 electron microprobe | Wuhan Sample Solution Analytical Technology Co., Ltd., Wuhan, China; Tuoyan Analytical Technology Co., Ltd., Guangzhou, China; Nanjing Hongchuang Geological Exploration Technology Service Co., Ltd., Nanjing, China | SEM: accelerating voltage of 15–20 kV, emission current of ~80 μA, takeoff angle ~35°, 4 μm to 5 μm beam diameter, working distance of ~10 mm; SEM-CL: acceleration voltage of 10 kV, beam current of 15 nA; TIMA: accelerating voltage of 25 kV, probe current of 9 nA, working distance of 15 mm, pixel spacing 3 μm, dot spacing 9 μm; EPMA: beam current not fully stated in excerpt |  | 10 |  |  |  | 0 |  | 410 | [7 empty] | 230 | [17 empty] | 0 | [9 empty] | 462850 | [25 empty] | 60 |  | 0 | [15 empty] | 0 | [15 empty] | 533000 |  | 30 |  |  |  | 0 | [13 empty] | 30 | [19 empty] | 10 |  |  |  |  | 2025 | Xinghai Lang et al., Polymetallic veins—a possible bridge between porphyry and intermediate-sulfidation deposits, Geological Society of America Bulletin, v. 136, doi:10.1130/B38406.1 |  | CHN | Tibet
| No. 1 porphyry Cu-Au deposit (Xietongmen deposit), Xiongcun ore district | No. 1 deposit, Xiongcun ore district | Magmatic hydrothermal | Porphyry | Cu-Au porphyry | Cu, Au | Zn, Ag, Pb | Cu, Au, Zn, Ag, Pb | Lang et al., 2014; Tang et al., 2015; Wang et al., 2017 |  | 6073-93.7-06 | 6073-93.7-06-1 | underground mine |  |  |  |  | ore material | drill core | drill core | mineral separate | [5 empty] | mineralisation |  |  |  | pyrite, sphalerite, pyrrhotite, chalcopyrite, galena, quartz | Stage A: pyrite + sericite; Stage B: sphalerite + pyrrhotite + chalcopyrite + galena + quartz; Stage C: actinolite + epidote + chlorite + magnetite + quartz | polymetallic veins crosscutting porphyry-stage veins and alteration zones | Z2 |  |  |  | actinolite, epidote, chlorite, magnetite, sericite, calcite, acanthite-argentite, pyrargyrite, hessite, electrum | carbon-coated thin sections; polished sections | SEM-EDS, EMPA, LA-ICPMS, SIMS | JEOL IT300HR scanning electron microscope equipped with secondary electron, backscattered electron (BSE), and energy dispersive X-ray spectrometry (EDS) detectors; TESCAN MIRA3 field-emission scanning electron microprobe (FE-SEM) equipped with a panchromatic cathodoluminescence (CL) detector; TESCAN Integrated Mineral Analyzer (TIMA) system with a Mira-3 scanning electron microscope with four EDS (EDAX Element 30) detectors; JEOL JXA-8230 electron microprobe | Wuhan Sample Solution Analytical Technology Co., Ltd., Wuhan, China; Tuoyan Analytical Technology Co., Ltd., Guangzhou, China; Nanjing Hongchuang Geological Exploration Technology Service Co., Ltd., Nanjing, China | SEM: accelerating voltage of 15–20 kV, emission current of ~80 μA, takeoff angle ~35°, 4 μm to 5 μm beam diameter, working distance of ~10 mm; SEM-CL: acceleration voltage of 10 kV, beam current of 15 nA; TIMA: accelerating voltage of 25 kV, probe current of 9 nA, working distance of 15 mm, pixel spacing 3 μm, dot spacing 9 μm; EPMA: beam current not fully stated in excerpt |  | 40 |  |  |  | 0 |  | 190 | [7 empty] | 0 | [17 empty] | 50 | [9 empty] | 460220 | [25 empty] | 10 |  | 30 | [15 empty] | 0 | [15 empty] | 532570 |  | 0 |  |  |  | 0 | [13 empty] | 0 | [19 empty] | 70 |  |  |  |  | 2025 | Xinghai Lang et al., Polymetallic veins—a possible bridge between porphyry and intermediate-sulfidation deposits, Geological Society of America Bulletin, v. 136, doi:10.1130/B38406.1 |  | CHN | Tibet
| No. 1 porphyry Cu-Au deposit (Xietongmen deposit), Xiongcun ore district | No. 1 deposit, Xiongcun ore district | Magmatic hydrothermal | Porphyry | Cu-Au porphyry | Cu, Au | Zn, Ag, Pb | Cu, Au, Zn, Ag, Pb | Lang et al., 2014; Tang et al., 2015; Wang et al., 2017 |  | 6073-93.7-09 | 6073-93.7-09-1 | underground mine |  |  |  |  | ore material | drill core | drill core | mineral separate | [5 empty] | mineralisation |  |  |  | pyrite, sphalerite, pyrrhotite, chalcopyrite, galena, quartz | Stage A: pyrite + sericite; Stage B: sphalerite + pyrrhotite + chalcopyrite + galena + quartz; Stage C: actinolite + epidote + chlorite + magnetite + quartz | polymetallic veins crosscutting porphyry-stage veins and alteration zones | Z2 |  |  |  | actinolite, epidote, chlorite, magnetite, sericite, calcite, acanthite-argentite, pyrargyrite, hessite, electrum | carbon-coated thin sections; polished sections | SEM-EDS, EMPA, LA-ICPMS, SIMS | JEOL IT300HR scanning electron microscope equipped with secondary electron, backscattered electron (BSE), and energy dispersive X-ray spectrometry (EDS) detectors; TESCAN MIRA3 field-emission scanning electron microprobe (FE-SEM) equipped with a panchromatic cathodoluminescence (CL) detector; TESCAN Integrated Mineral Analyzer (TIMA) system with a Mira-3 scanning electron microscope with four EDS (EDAX Element 30) detectors; JEOL JXA-8230 electron microprobe | Wuhan Sample Solution Analytical Technology Co., Ltd., Wuhan, China; Tuoyan Analytical Technology Co., Ltd., Guangzhou, China; Nanjing Hongchuang Geological Exploration Technology Service Co., Ltd., Nanjing, China | SEM: accelerating voltage of 15–20 kV, emission current of ~80 μA, takeoff angle ~35°, 4 μm to 5 μm beam diameter, working distance of ~10 mm; SEM-CL: acceleration voltage of 10 kV, beam current of 15 nA; TIMA: accelerating voltage of 25 kV, probe current of 9 nA, working distance of 15 mm, pixel spacing 3 μm, dot spacing 9 μm; EPMA: beam current not fully stated in excerpt |  | 50 |  |  |  | 120 |  | 0 | [7 empty] | 600 | [17 empty] | 0 | [9 empty] | 460230 | [25 empty] | 80 |  | 0 | [15 empty] | 0 | [15 empty] | 533290 |  | 0 |  |  |  | 0 | [13 empty] | 0 | [19 empty] | 130 |  |  |  |  | 2025 | Xinghai Lang et al., Polymetallic veins—a possible bridge between porphyry and intermediate-sulfidation deposits, Geological Society of America Bulletin, v. 136, doi:10.1130/B38406.1 |  | CHN | Tibet
| No. 1 porphyry Cu-Au deposit (Xietongmen deposit), Xiongcun ore district | No. 1 deposit, Xiongcun ore district | Magmatic hydrothermal | Porphyry | Cu-Au porphyry | Cu, Au | Zn, Ag, Pb | Cu, Au, Zn, Ag, Pb | Lang et al., 2014; Tang et al., 2015; Wang et al., 2017 |  | 6073-93.7-13 | 6073-93.7-13-1 | underground mine |  |  |  |  | ore material | drill core | drill core | mineral separate | [5 empty] | mineralisation |  |  |  | pyrite, sphalerite, pyrrhotite, chalcopyrite, galena, quartz | Stage A: pyrite + sericite; Stage B: sphalerite + pyrrhotite + chalcopyrite + galena + quartz; Stage C: actinolite + epidote + chlorite + magnetite + quartz | polymetallic veins crosscutting porphyry-stage veins and alteration zones | Z2 |  |  |  | actinolite, epidote, chlorite, magnetite, sericite, calcite, acanthite-argentite, pyrargyrite, hessite, electrum | carbon-coated thin sections; polished sections | SEM-EDS, EMPA, LA-ICPMS, SIMS | JEOL IT300HR scanning electron microscope equipped with secondary electron, backscattered electron (BSE), and energy dispersive X-ray spectrometry (EDS) detectors; TESCAN MIRA3 field-emission scanning electron microprobe (FE-SEM) equipped with a panchromatic cathodoluminescence (CL) detector; TESCAN Integrated Mineral Analyzer (TIMA) system with a Mira-3 scanning electron microscope with four EDS (EDAX Element 30) detectors; JEOL JXA-8230 electron microprobe | Wuhan Sample Solution Analytical Technology Co., Ltd., Wuhan, China; Tuoyan Analytical Technology Co., Ltd., Guangzhou, China; Nanjing Hongchuang Geological Exploration Technology Service Co., Ltd., Nanjing, China | SEM: accelerating voltage of 15–20 kV, emission current of ~80 μA, takeoff angle ~35°, 4 μm to 5 μm beam diameter, working distance of ~10 mm; SEM-CL: acceleration voltage of 10 kV, beam current of 15 nA; TIMA: accelerating voltage of 25 kV, probe current of 9 nA, working distance of 15 mm, pixel spacing 3 μm, dot spacing 9 μm; EPMA: beam current not fully stated in excerpt |  | 0 |  |  |  | 0 |  | 0 | [7 empty] | 600 | [17 empty] | 0 | [9 empty] | 458130 | [25 empty] | 0 |  | 0 | [15 empty] | 0 | [15 empty] | 530340 |  | 0 |  |  |  | 0 | [13 empty] | 0 | [19 empty] | 80 |  |  |  |  | 2025 | Xinghai Lang et al., Polymetallic veins—a possible bridge between porphyry and intermediate-sulfidation deposits, Geological Society of America Bulletin, v. 136, doi:10.1130/B38406.1 |  | CHN | Tibet
| No. 1 porphyry Cu-Au deposit (Xietongmen deposit), Xiongcun ore district | No. 1 deposit, Xiongcun ore district | Magmatic hydrothermal | Porphyry | Cu-Au porphyry | Cu, Au | Zn, Ag, Pb | Cu, Au, Zn, Ag, Pb | Lang et al., 2014; Tang et al., 2015; Wang et al., 2017 |  | 6073-93.7-15 | 6073-93.7-15-1 | underground mine |  |  |  |  | ore material | drill core | drill core | mineral separate | [5 empty] | mineralisation |  |  |  | pyrite, sphalerite, pyrrhotite, chalcopyrite, galena, quartz | Stage A: pyrite + sericite; Stage B: sphalerite + pyrrhotite + chalcopyrite + galena + quartz; Stage C: actinolite + epidote + chlorite + magnetite + quartz | polymetallic veins crosscutting porphyry-stage veins and alteration zones | Z2 |  |  |  | actinolite, epidote, chlorite, magnetite, sericite, calcite, acanthite-argentite, pyrargyrite, hessite, electrum | carbon-coated thin sections; polished sections | SEM-EDS, EMPA, LA-ICPMS, SIMS | JEOL IT300HR scanning electron microscope equipped with secondary electron, backscattered electron (BSE), and energy dispersive X-ray spectrometry (EDS) detectors; TESCAN MIRA3 field-emission scanning electron microprobe (FE-SEM) equipped with a panchromatic cathodoluminescence (CL) detector; TESCAN Integrated Mineral Analyzer (TIMA) system with a Mira-3 scanning electron microscope with four EDS (EDAX Element 30) detectors; JEOL JXA-8230 electron microprobe | Wuhan Sample Solution Analytical Technology Co., Ltd., Wuhan, China; Tuoyan Analytical Technology Co., Ltd., Guangzhou, China; Nanjing Hongchuang Geological Exploration Technology Service Co., Ltd., Nanjing, China | SEM: accelerating voltage of 15–20 kV, emission current of ~80 μA, takeoff angle ~35°, 4 μm to 5 μm beam diameter, working distance of ~10 mm; SEM-CL: acceleration voltage of 10 kV, beam current of 15 nA; TIMA: accelerating voltage of 25 kV, probe current of 9 nA, working distance of 15 mm, pixel spacing 3 μm, dot spacing 9 μm; EPMA: beam current not fully stated in excerpt |  | 0 |  |  |  | 50 |  | 0 | [7 empty] | 250 | [17 empty] | 80 | [9 empty] | 457870 | [25 empty] | 50 |  | 0 | [15 empty] | 0 | [15 empty] | 529920 |  | 0 |  |  |  | 0 | [13 empty] | 0 | [19 empty] | 0 |  |  |  |  | 2025 | Xinghai Lang et al., Polymetallic veins—a possible bridge between porphyry and intermediate-sulfidation deposits, Geological Society of America Bulletin, v. 136, doi:10.1130/B38406.1 |  | CHN | Tibet
| No. 1 porphyry Cu-Au deposit (Xietongmen deposit), Xiongcun ore district | No. 1 deposit, Xiongcun ore district | Magmatic hydrothermal | Porphyry | Cu-Au porphyry | Cu, Au | Zn, Ag, Pb | Cu, Au, Zn, Ag, Pb | Lang et al., 2014; Tang et al., 2015; Wang et al., 2017 |  | 6073-93.7-16 | 6073-93.7-16-1 | underground mine |  |  |  |  | ore material | drill core | drill core | mineral separate | [5 empty] | mineralisation |  |  |  | pyrite, sphalerite, pyrrhotite, chalcopyrite, galena, quartz | Stage A: pyrite + sericite; Stage B: sphalerite + pyrrhotite + chalcopyrite + galena + quartz; Stage C: actinolite + epidote + chlorite + magnetite + quartz | polymetallic veins crosscutting porphyry-stage veins and alteration zones | Z2 |  |  |  | actinolite, epidote, chlorite, magnetite, sericite, calcite, acanthite-argentite, pyrargyrite, hessite, electrum | carbon-coated thin sections; polished sections | SEM-EDS, EMPA, LA-ICPMS, SIMS | JEOL IT300HR scanning electron microscope equipped with secondary electron, backscattered electron (BSE), and energy dispersive X-ray spectrometry (EDS) detectors; TESCAN MIRA3 field-emission scanning electron microprobe (FE-SEM) equipped with a panchromatic cathodoluminescence (CL) detector; TESCAN Integrated Mineral Analyzer (TIMA) system with a Mira-3 scanning electron microscope with four EDS (EDAX Element 30) detectors; JEOL JXA-8230 electron microprobe | Wuhan Sample Solution Analytical Technology Co., Ltd., Wuhan, China; Tuoyan Analytical Technology Co., Ltd., Guangzhou, China; Nanjing Hongchuang Geological Exploration Technology Service Co., Ltd., Nanjing, China | SEM: accelerating voltage of 15–20 kV, emission current of ~80 μA, takeoff angle ~35°, 4 μm to 5 μm beam diameter, working distance of ~10 mm; SEM-CL: acceleration voltage of 10 kV, beam current of 15 nA; TIMA: accelerating voltage of 25 kV, probe current of 9 nA, working distance of 15 mm, pixel spacing 3 μm, dot spacing 9 μm; EPMA: beam current not fully stated in excerpt |  | 80 |  |  |  | 240 |  | 140 | [7 empty] | 110 | [17 empty] | 0 | [9 empty] | 460150 | [25 empty] | 40 |  | 0 | [15 empty] | 0 | [15 empty] | 530450 |  | 260 |  |  |  | 0 | [13 empty] | 0 | [19 empty] | 240 |  |  |  |  | 2025 | Xinghai Lang et al., Polymetallic veins—a possible bridge between porphyry and intermediate-sulfidation deposits, Geological Society of America Bulletin, v. 136, doi:10.1130/B38406.1 |  | CHN | Tibet
| No. 1 porphyry Cu-Au deposit (Xietongmen deposit), Xiongcun ore district | No. 1 deposit, Xiongcun ore district | Magmatic hydrothermal | Porphyry | Cu-Au porphyry | Cu, Au | Zn, Ag, Pb | Cu, Au, Zn, Ag, Pb | Lang et al., 2014; Tang et al., 2015; Wang et al., 2017 |  | 6190-178.8-03 | 6190-178.8-03-1 | underground mine |  |  |  |  | ore material | drill core | drill core | mineral separate | [5 empty] | mineralisation |  |  |  | pyrite, sphalerite, pyrrhotite, chalcopyrite, galena, quartz | Stage A: pyrite + sericite; Stage B: sphalerite + pyrrhotite + chalcopyrite + galena + quartz; Stage C: actinolite + epidote + chlorite + magnetite + quartz | polymetallic veins crosscutting porphyry-stage veins and alteration zones | Z3 |  |  |  | actinolite, epidote, chlorite, magnetite, sericite, calcite, acanthite-argentite, pyrargyrite, hessite, electrum | carbon-coated thin sections; polished sections | SEM-EDS, EMPA, LA-ICPMS, SIMS | JEOL IT300HR scanning electron microscope equipped with secondary electron, backscattered electron (BSE), and energy dispersive X-ray spectrometry (EDS) detectors; TESCAN MIRA3 field-emission scanning electron microprobe (FE-SEM) equipped with a panchromatic cathodoluminescence (CL) detector; TESCAN Integrated Mineral Analyzer (TIMA) system with a Mira-3 scanning electron microscope with four EDS (EDAX Element 30) detectors; JEOL JXA-8230 electron microprobe | Wuhan Sample Solution Analytical Technology Co., Ltd., Wuhan, China; Tuoyan Analytical Technology Co., Ltd., Guangzhou, China; Nanjing Hongchuang Geological Exploration Technology Service Co., Ltd., Nanjing, China | SEM: accelerating voltage of 15–20 kV, emission current of ~80 μA, takeoff angle ~35°, 4 μm to 5 μm beam diameter, working distance of ~10 mm; SEM-CL: acceleration voltage of 10 kV, beam current of 15 nA; TIMA: accelerating voltage of 25 kV, probe current of 9 nA, working distance of 15 mm, pixel spacing 3 μm, dot spacing 9 μm; EPMA: beam current not fully stated in excerpt |  | 0 |  |  |  | 1660 |  | 280 | [7 empty] | 0 | [17 empty] | 470 | [9 empty] | 461340 | [25 empty] | 0 |  | 0 | [15 empty] | 0 | [15 empty] | 532650 |  | 0 |  |  |  | 100 | [13 empty] | 120 | [19 empty] | 1220 |  |  |  |  | 2025 | Xinghai Lang et al., Polymetallic veins—a possible bridge between porphyry and intermediate-sulfidation deposits, Geological Society of America Bulletin, v. 136, doi:10.1130/B38406.1 |  | CHN | Tibet
| No. 1 porphyry Cu-Au deposit (Xietongmen deposit), Xiongcun ore district | No. 1 deposit, Xiongcun ore district | Magmatic hydrothermal | Porphyry | Cu-Au porphyry | Cu, Au | Zn, Ag, Pb | Cu, Au, Zn, Ag, Pb | Lang et al., 2014; Tang et al., 2015; Wang et al., 2017 |  | 6190-178.8-08 | 6190-178.8-08-1 | underground mine |  |  |  |  | ore material | drill core | drill core | mineral separate | [5 empty] | mineralisation |  |  |  | pyrite, sphalerite, pyrrhotite, chalcopyrite, galena, quartz | Stage A: pyrite + sericite; Stage B: sphalerite + pyrrhotite + chalcopyrite + galena + quartz; Stage C: actinolite + epidote + chlorite + magnetite + quartz | polymetallic veins crosscutting porphyry-stage veins and alteration zones | Z3 |  |  |  | actinolite, epidote, chlorite, magnetite, sericite, calcite, acanthite-argentite, pyrargyrite, hessite, electrum | carbon-coated thin sections; polished sections | SEM-EDS, EMPA, LA-ICPMS, SIMS | JEOL IT300HR scanning electron microscope equipped with secondary electron, backscattered electron (BSE), and energy dispersive X-ray spectrometry (EDS) detectors; TESCAN MIRA3 field-emission scanning electron microprobe (FE-SEM) equipped with a panchromatic cathodoluminescence (CL) detector; TESCAN Integrated Mineral Analyzer (TIMA) system with a Mira-3 scanning electron microscope with four EDS (EDAX Element 30) detectors; JEOL JXA-8230 electron microprobe | Wuhan Sample Solution Analytical Technology Co., Ltd., Wuhan, China; Tuoyan Analytical Technology Co., Ltd., Guangzhou, China; Nanjing Hongchuang Geological Exploration Technology Service Co., Ltd., Nanjing, China | SEM: accelerating voltage of 15–20 kV, emission current of ~80 μA, takeoff angle ~35°, 4 μm to 5 μm beam diameter, working distance of ~10 mm; SEM-CL: acceleration voltage of 10 kV, beam current of 15 nA; TIMA: accelerating voltage of 25 kV, probe current of 9 nA, working distance of 15 mm, pixel spacing 3 μm, dot spacing 9 μm; EPMA: beam current not fully stated in excerpt |  | 0 |  |  |  | 1530 |  | 0 | [7 empty] | 440 | [17 empty] | 0 | [9 empty] | 461280 | [25 empty] | 0 |  | 0 | [15 empty] | 0 | [15 empty] | 525660 |  | 0 |  |  |  | 0 | [13 empty] | 0 | [19 empty] | 0 |  |  |  |  | 2025 | Xinghai Lang et al., Polymetallic veins—a possible bridge between porphyry and intermediate-sulfidation deposits, Geological Society of America Bulletin, v. 136, doi:10.1130/B38406.1 |  | CHN | Tibet
| No. 1 porphyry Cu-Au deposit (Xietongmen deposit), Xiongcun ore district | No. 1 deposit, Xiongcun ore district | Magmatic hydrothermal | Porphyry | Cu-Au porphyry | Cu, Au | Zn, Ag, Pb | Cu, Au, Zn, Ag, Pb | Lang et al., 2014; Tang et al., 2015; Wang et al., 2017 |  | 6190-178.8-09 | 6190-178.8-09-1 | underground mine |  |  |  |  | ore material | drill core | drill core | mineral separate | [5 empty] | mineralisation |  |  |  | pyrite, sphalerite, pyrrhotite, chalcopyrite, galena, quartz | Stage A: pyrite + sericite; Stage B: sphalerite + pyrrhotite + chalcopyrite + galena + quartz; Stage C: actinolite + epidote + chlorite + magnetite + quartz | polymetallic veins crosscutting porphyry-stage veins and alteration zones | Z3 |  |  |  | actinolite, epidote, chlorite, magnetite, sericite, calcite, acanthite-argentite, pyrargyrite, hessite, electrum | carbon-coated thin sections; polished sections | SEM-EDS, EMPA, LA-ICPMS, SIMS | JEOL IT300HR scanning electron microscope equipped with secondary electron, backscattered electron (BSE), and energy dispersive X-ray spectrometry (EDS) detectors; TESCAN MIRA3 field-emission scanning electron microprobe (FE-SEM) equipped with a panchromatic cathodoluminescence (CL) detector; TESCAN Integrated Mineral Analyzer (TIMA) system with a Mira-3 scanning electron microscope with four EDS (EDAX Element 30) detectors; JEOL JXA-8230 electron microprobe | Wuhan Sample Solution Analytical Technology Co., Ltd., Wuhan, China; Tuoyan Analytical Technology Co., Ltd., Guangzhou, China; Nanjing Hongchuang Geological Exploration Technology Service Co., Ltd., Nanjing, China | SEM: accelerating voltage of 15–20 kV, emission current of ~80 μA, takeoff angle ~35°, 4 μm to 5 μm beam diameter, working distance of ~10 mm; SEM-CL: acceleration voltage of 10 kV, beam current of 15 nA; TIMA: accelerating voltage of 25 kV, probe current of 9 nA, working distance of 15 mm, pixel spacing 3 μm, dot spacing 9 μm; EPMA: beam current not fully stated in excerpt |  | 0 |  |  |  | 0 |  | 160 | [7 empty] | 140 | [17 empty] | 10 | [9 empty] | 459590 | [25 empty] | 0 |  | 0 | [15 empty] | 0 | [15 empty] | 528350 |  | 0 |  |  |  | 0 | [13 empty] | 0 | [19 empty] | 200 |  |  |  |  | 2025 | Xinghai Lang et al., Polymetallic veins—a possible bridge between porphyry and intermediate-sulfidation deposits, Geological Society of America Bulletin, v. 136, doi:10.1130/B38406.1 |  | CHN | Tibet
| No. 1 porphyry Cu-Au deposit (Xietongmen deposit), Xiongcun ore district | No. 1 deposit, Xiongcun ore district | Magmatic hydrothermal | Porphyry | Cu-Au porphyry | Cu, Au | Zn, Ag, Pb | Cu, Au, Zn, Ag, Pb | Lang et al., 2014; Tang et al., 2015; Wang et al., 2017 |  | 6074-118.4-01 | 6074-118.4-01-1 | underground mine |  |  |  |  | ore material | drill core | drill core | mineral separate | [5 empty] | mineralisation |  |  |  | pyrite, sphalerite, pyrrhotite, chalcopyrite, galena, quartz | Stage A: pyrite + sericite; Stage B: sphalerite + pyrrhotite + chalcopyrite + galena + quartz; Stage C: actinolite + epidote + chlorite + magnetite + quartz | polymetallic veins crosscutting porphyry-stage veins and alteration zones | Z3 |  |  |  | actinolite, epidote, chlorite, magnetite, sericite, calcite, acanthite-argentite, pyrargyrite, hessite, electrum | carbon-coated thin sections; polished sections | SEM-EDS, EMPA, LA-ICPMS, SIMS | JEOL IT300HR scanning electron microscope equipped with secondary electron, backscattered electron (BSE), and energy dispersive X-ray spectrometry (EDS) detectors; TESCAN MIRA3 field-emission scanning electron microprobe (FE-SEM) equipped with a panchromatic cathodoluminescence (CL) detector; TESCAN Integrated Mineral Analyzer (TIMA) system with a Mira-3 scanning electron microscope with four EDS (EDAX Element 30) detectors; JEOL JXA-8230 electron microprobe | Wuhan Sample Solution Analytical Technology Co., Ltd., Wuhan, China; Tuoyan Analytical Technology Co., Ltd., Guangzhou, China; Nanjing Hongchuang Geological Exploration Technology Service Co., Ltd., Nanjing, China | SEM: accelerating voltage of 15–20 kV, emission current of ~80 μA, takeoff angle ~35°, 4 μm to 5 μm beam diameter, working distance of ~10 mm; SEM-CL: acceleration voltage of 10 kV, beam current of 15 nA; TIMA: accelerating voltage of 25 kV, probe current of 9 nA, working distance of 15 mm, pixel spacing 3 μm, dot spacing 9 μm; EPMA: beam current not fully stated in excerpt |  | 0 |  |  |  | 100 |  | 280 | [7 empty] | 0 | [17 empty] | 190 | [9 empty] | 459670 | [25 empty] | 60 |  | 0 | [15 empty] | 0 | [15 empty] | 539360 |  | 0 |  |  |  | 0 | [13 empty] | 130 | [19 empty] | 0 |  |  |  |  | 2025 | Xinghai Lang et al., Polymetallic veins—a possible bridge between porphyry and intermediate-sulfidation deposits, Geological Society of America Bulletin, v. 136, doi:10.1130/B38406.1 |  | CHN | Tibet
| No. 1 porphyry Cu-Au deposit (Xietongmen deposit), Xiongcun ore district | No. 1 deposit, Xiongcun ore district | Magmatic hydrothermal | Porphyry | Cu-Au porphyry | Cu, Au | Zn, Ag, Pb | Cu, Au, Zn, Ag, Pb | Lang et al., 2014; Tang et al., 2015; Wang et al., 2017 |  | 6074-118.4-08 | 6074-118.4-08-1 | underground mine |  |  |  |  | ore material | drill core | drill core | mineral separate | [5 empty] | mineralisation |  |  |  | pyrite, sphalerite, pyrrhotite, chalcopyrite, galena, quartz | Stage A: pyrite + sericite; Stage B: sphalerite + pyrrhotite + chalcopyrite + galena + quartz; Stage C: actinolite + epidote + chlorite + magnetite + quartz | polymetallic veins crosscutting porphyry-stage veins and alteration zones | Z3 |  |  |  | actinolite, epidote, chlorite, magnetite, sericite, calcite, acanthite-argentite, pyrargyrite, hessite, electrum | carbon-coated thin sections; polished sections | SEM-EDS, EMPA, LA-ICPMS, SIMS | JEOL IT300HR scanning electron microscope equipped with secondary electron, backscattered electron (BSE), and energy dispersive X-ray spectrometry (EDS) detectors; TESCAN MIRA3 field-emission scanning electron microprobe (FE-SEM) equipped with a panchromatic cathodoluminescence (CL) detector; TESCAN Integrated Mineral Analyzer (TIMA) system with a Mira-3 scanning electron microscope with four EDS (EDAX Element 30) detectors; JEOL JXA-8230 electron microprobe | Wuhan Sample Solution Analytical Technology Co., Ltd., Wuhan, China; Tuoyan Analytical Technology Co., Ltd., Guangzhou, China; Nanjing Hongchuang Geological Exploration Technology Service Co., Ltd., Nanjing, China | SEM: accelerating voltage of 15–20 kV, emission current of ~80 μA, takeoff angle ~35°, 4 μm to 5 μm beam diameter, working distance of ~10 mm; SEM-CL: acceleration voltage of 10 kV, beam current of 15 nA; TIMA: accelerating voltage of 25 kV, probe current of 9 nA, working distance of 15 mm, pixel spacing 3 μm, dot spacing 9 μm; EPMA: beam current not fully stated in excerpt |  | 0 |  |  |  | 0 |  | 0 | [7 empty] | 0 | [17 empty] | 0 | [9 empty] | 461600 | [25 empty] | 0 |  | 0 | [15 empty] | 0 | [15 empty] | 541210 |  | 0 |  |  |  | 0 | [13 empty] | 0 | [19 empty] | 40 |  |  |  |  | 2025 | Xinghai Lang et al., Polymetallic veins—a possible bridge between porphyry and intermediate-sulfidation deposits, Geological Society of America Bulletin, v. 136, doi:10.1130/B38406.1 |  | CHN | Tibet
| No. 1 porphyry Cu-Au deposit (Xietongmen deposit), Xiongcun ore district | No. 1 deposit, Xiongcun ore district | Magmatic hydrothermal | Porphyry | Cu-Au porphyry | Cu, Au | Zn, Ag, Pb | Cu, Au, Zn, Ag, Pb | Lang et al., 2014; Tang et al., 2015; Wang et al., 2017 |  | 6074-118.4-10 | 6074-118.4-10-1 | underground mine |  |  |  |  | ore material | drill core | drill core | mineral separate | [5 empty] | mineralisation |  |  |  | pyrite, sphalerite, pyrrhotite, chalcopyrite, galena, quartz | Stage A: pyrite + sericite; Stage B: sphalerite + pyrrhotite + chalcopyrite + galena + quartz; Stage C: actinolite + epidote + chlorite + magnetite + quartz | polymetallic veins crosscutting porphyry-stage veins and alteration zones | Z3 |  |  |  | actinolite, epidote, chlorite, magnetite, sericite, calcite, acanthite-argentite, pyrargyrite, hessite, electrum | carbon-coated thin sections; polished sections | SEM-EDS, EMPA, LA-ICPMS, SIMS | JEOL IT300HR scanning electron microscope equipped with secondary electron, backscattered electron (BSE), and energy dispersive X-ray spectrometry (EDS) detectors; TESCAN MIRA3 field-emission scanning electron microprobe (FE-SEM) equipped with a panchromatic cathodoluminescence (CL) detector; TESCAN Integrated Mineral Analyzer (TIMA) system with a Mira-3 scanning electron microscope with four EDS (EDAX Element 30) detectors; JEOL JXA-8230 electron microprobe | Wuhan Sample Solution Analytical Technology Co., Ltd., Wuhan, China; Tuoyan Analytical Technology Co., Ltd., Guangzhou, China; Nanjing Hongchuang Geological Exploration Technology Service Co., Ltd., Nanjing, China | SEM: accelerating voltage of 15–20 kV, emission current of ~80 μA, takeoff angle ~35°, 4 μm to 5 μm beam diameter, working distance of ~10 mm; SEM-CL: acceleration voltage of 10 kV, beam current of 15 nA; TIMA: accelerating voltage of 25 kV, probe current of 9 nA, working distance of 15 mm, pixel spacing 3 μm, dot spacing 9 μm; EPMA: beam current not fully stated in excerpt |  | 20 |  |  |  | 0 |  | 100 | [7 empty] | 310 | [17 empty] | 10 | [9 empty] | 460730 | [25 empty] | 0 |  | 0 | [15 empty] | 0 | [15 empty] | 542100 |  | 0 |  |  |  | 30 | [13 empty] | 440 | [19 empty] | 0 |  |  |  |  | 2025 | Xinghai Lang et al., Polymetallic veins—a possible bridge between porphyry and intermediate-sulfidation deposits, Geological Society of America Bulletin, v. 136, doi:10.1130/B38406.1 |  | CHN | Tibet
| No. 1 porphyry Cu-Au deposit (Xietongmen deposit), Xiongcun ore district | No. 1 deposit, Xiongcun ore district | Magmatic hydrothermal | Porphyry | Cu-Au porphyry | Cu, Au | Zn, Ag, Pb | Cu, Au, Zn, Ag, Pb | Lang et al., 2014; Tang et al., 2015; Wang et al., 2017 |  | 6067-156.4-04 | 6067-156.4-04-1 | underground mine |  |  |  |  | ore material | drill core | drill core | mineral separate | [5 empty] | mineralisation |  |  |  | pyrite, sphalerite, pyrrhotite, chalcopyrite, galena, quartz | Stage A: pyrite + sericite; Stage B: sphalerite + pyrrhotite + chalcopyrite + galena + quartz; Stage C: actinolite + epidote + chlorite + magnetite + quartz | polymetallic veins crosscutting porphyry-stage veins and alteration zones | Z3 |  |  |  | actinolite, epidote, chlorite, magnetite, sericite, calcite, acanthite-argentite, pyrargyrite, hessite, electrum | carbon-coated thin sections; polished sections | SEM-EDS, EMPA, LA-ICPMS, SIMS | JEOL IT300HR scanning electron microscope equipped with secondary electron, backscattered electron (BSE), and energy dispersive X-ray spectrometry (EDS) detectors; TESCAN MIRA3 field-emission scanning electron microprobe (FE-SEM) equipped with a panchromatic cathodoluminescence (CL) detector; TESCAN Integrated Mineral Analyzer (TIMA) system with a Mira-3 scanning electron microscope with four EDS (EDAX Element 30) detectors; JEOL JXA-8230 electron microprobe | Wuhan Sample Solution Analytical Technology Co., Ltd., Wuhan, China; Tuoyan Analytical Technology Co., Ltd., Guangzhou, China; Nanjing Hongchuang Geological Exploration Technology Service Co., Ltd., Nanjing, China | SEM: accelerating voltage of 15–20 kV, emission current of ~80 μA, takeoff angle ~35°, 4 μm to 5 μm beam diameter, working distance of ~10 mm; SEM-CL: acceleration voltage of 10 kV, beam current of 15 nA; TIMA: accelerating voltage of 25 kV, probe current of 9 nA, working distance of 15 mm, pixel spacing 3 μm, dot spacing 9 μm; EPMA: beam current not fully stated in excerpt |  | 0 |  |  |  | 260 |  | 470 | [7 empty] | 540 | [17 empty] | 0 | [9 empty] | 467490 | [25 empty] | 40 |  | 0 | [15 empty] | 0 | [15 empty] | 534930 |  | 30 |  |  |  | 0 | [13 empty] | 0 | [19 empty] | 3560 |  |  |  |  | 2025 | Xinghai Lang et al., Polymetallic veins—a possible bridge between porphyry and intermediate-sulfidation deposits, Geological Society of America Bulletin, v. 136, doi:10.1130/B38406.1 |  | CHN | Tibet
| No. 1 porphyry Cu-Au deposit (Xietongmen deposit), Xiongcun ore district | No. 1 deposit, Xiongcun ore district | Magmatic hydrothermal | Porphyry | Cu-Au porphyry | Cu, Au | Zn, Ag, Pb | Cu, Au, Zn, Ag, Pb | Lang et al., 2014; Tang et al., 2015; Wang et al., 2017 |  | 6067-156.4-06 | 6067-156.4-06-1 | underground mine |  |  |  |  | ore material | drill core | drill core | mineral separate | [5 empty] | mineralisation |  |  |  | pyrite, sphalerite, pyrrhotite, chalcopyrite, galena, quartz | Stage A: pyrite + sericite; Stage B: sphalerite + pyrrhotite + chalcopyrite + galena + quartz; Stage C: actinolite + epidote + chlorite + magnetite + quartz | polymetallic veins crosscutting porphyry-stage veins and alteration zones | Z3 |  |  |  | actinolite, epidote, chlorite, magnetite, sericite, calcite, acanthite-argentite, pyrargyrite, hessite, electrum | carbon-coated thin sections; polished sections | SEM-EDS, EMPA, LA-ICPMS, SIMS | JEOL IT300HR scanning electron microscope equipped with secondary electron, backscattered electron (BSE), and energy dispersive X-ray spectrometry (EDS) detectors; TESCAN MIRA3 field-emission scanning electron microprobe (FE-SEM) equipped with a panchromatic cathodoluminescence (CL) detector; TESCAN Integrated Mineral Analyzer (TIMA) system with a Mira-3 scanning electron microscope with four EDS (EDAX Element 30) detectors; JEOL JXA-8230 electron microprobe | Wuhan Sample Solution Analytical Technology Co., Ltd., Wuhan, China; Tuoyan Analytical Technology Co., Ltd., Guangzhou, China; Nanjing Hongchuang Geological Exploration Technology Service Co., Ltd., Nanjing, China | SEM: accelerating voltage of 15–20 kV, emission current of ~80 μA, takeoff angle ~35°, 4 μm to 5 μm beam diameter, working distance of ~10 mm; SEM-CL: acceleration voltage of 10 kV, beam current of 15 nA; TIMA: accelerating voltage of 25 kV, probe current of 9 nA, working distance of 15 mm, pixel spacing 3 μm, dot spacing 9 μm; EPMA: beam current not fully stated in excerpt |  | 0 |  |  |  | 0 |  | 70 | [7 empty] | 530 | [17 empty] | 0 | [9 empty] | 466250 | [25 empty] | 50 |  | 0 | [15 empty] | 0 | [15 empty] | 537130 |  | 0 |  |  |  | 0 | [13 empty] | 0 | [19 empty] | 1870 |  |  |  |  | 2025 | Xinghai Lang et al., Polymetallic veins—a possible bridge between porphyry and intermediate-sulfidation deposits, Geological Society of America Bulletin, v. 136, doi:10.1130/B38406.1 |  | CHN | Tibet
| No. 1 porphyry Cu-Au deposit (Xietongmen deposit), Xiongcun ore district | No. 1 deposit, Xiongcun ore district | Magmatic hydrothermal | Porphyry | Cu-Au porphyry | Cu, Au | Zn, Ag, Pb | Cu, Au, Zn, Ag, Pb | Lang et al., 2014; Tang et al., 2015; Wang et al., 2017 |  | 6067-156.4-07 | 6067-156.4-07-1 | underground mine |  |  |  |  | ore material | drill core | drill core | mineral separate | [5 empty] | mineralisation |  |  |  | pyrite, sphalerite, pyrrhotite, chalcopyrite, galena, quartz | Stage A: pyrite + sericite; Stage B: sphalerite + pyrrhotite + chalcopyrite + galena + quartz; Stage C: actinolite + epidote + chlorite + magnetite + quartz | polymetallic veins crosscutting porphyry-stage veins and alteration zones | Z3 |  |  |  | actinolite, epidote, chlorite, magnetite, sericite, calcite, acanthite-argentite, pyrargyrite, hessite, electrum | carbon-coated thin sections; polished sections | SEM-EDS, EMPA, LA-ICPMS, SIMS | JEOL IT300HR scanning electron microscope equipped with secondary electron, backscattered electron (BSE), and energy dispersive X-ray spectrometry (EDS) detectors; TESCAN MIRA3 field-emission scanning electron microprobe (FE-SEM) equipped with a panchromatic cathodoluminescence (CL) detector; TESCAN Integrated Mineral Analyzer (TIMA) system with a Mira-3 scanning electron microscope with four EDS (EDAX Element 30) detectors; JEOL JXA-8230 electron microprobe | Wuhan Sample Solution Analytical Technology Co., Ltd., Wuhan, China; Tuoyan Analytical Technology Co., Ltd., Guangzhou, China; Nanjing Hongchuang Geological Exploration Technology Service Co., Ltd., Nanjing, China | SEM: accelerating voltage of 15–20 kV, emission current of ~80 μA, takeoff angle ~35°, 4 μm to 5 μm beam diameter, working distance of ~10 mm; SEM-CL: acceleration voltage of 10 kV, beam current of 15 nA; TIMA: accelerating voltage of 25 kV, probe current of 9 nA, working distance of 15 mm, pixel spacing 3 μm, dot spacing 9 μm; EPMA: beam current not fully stated in excerpt |  | 20 |  |  |  | 0 |  | 310 | [7 empty] | 410 | [17 empty] | 0 | [9 empty] | 466600 | [25 empty] | 90 |  | 0 | [15 empty] | 0 | [15 empty] | 537740 |  | 0 |  |  |  | 0 | [13 empty] | 0 | [19 empty] | 80 |  |  |  |  | 2025 | Xinghai Lang et al., Polymetallic veins—a possible bridge between porphyry and intermediate-sulfidation deposits, Geological Society of America Bulletin, v. 136, doi:10.1130/B38406.1 |  | CHN | Tibet
| No. 1 porphyry Cu-Au deposit (Xietongmen deposit), Xiongcun ore district | No. 1 deposit, Xiongcun ore district | Magmatic hydrothermal | Porphyry | Cu-Au porphyry | Cu, Au | Zn, Ag, Pb | Cu, Au, Zn, Ag, Pb | Lang et al., 2014; Tang et al., 2015; Wang et al., 2017 |  | 6067-156.4-11 | 6067-156.4-11-1 | underground mine |  |  |  |  | ore material | drill core | drill core | mineral separate | [5 empty] | mineralisation |  |  |  | pyrite, sphalerite, pyrrhotite, chalcopyrite, galena, quartz | Stage A: pyrite + sericite; Stage B: sphalerite + pyrrhotite + chalcopyrite + galena + quartz; Stage C: actinolite + epidote + chlorite + magnetite + quartz | polymetallic veins crosscutting porphyry-stage veins and alteration zones | Z3 |  |  |  | actinolite, epidote, chlorite, magnetite, sericite, calcite, acanthite-argentite, pyrargyrite, hessite, electrum | carbon-coated thin sections; polished sections | SEM-EDS, EMPA, LA-ICPMS, SIMS | JEOL IT300HR scanning electron microscope equipped with secondary electron, backscattered electron (BSE), and energy dispersive X-ray spectrometry (EDS) detectors; TESCAN MIRA3 field-emission scanning electron microprobe (FE-SEM) equipped with a panchromatic cathodoluminescence (CL) detector; TESCAN Integrated Mineral Analyzer (TIMA) system with a Mira-3 scanning electron microscope with four EDS (EDAX Element 30) detectors; JEOL JXA-8230 electron microprobe | Wuhan Sample Solution Analytical Technology Co., Ltd., Wuhan, China; Tuoyan Analytical Technology Co., Ltd., Guangzhou, China; Nanjing Hongchuang Geological Exploration Technology Service Co., Ltd., Nanjing, China | SEM: accelerating voltage of 15–20 kV, emission current of ~80 μA, takeoff angle ~35°, 4 μm to 5 μm beam diameter, working distance of ~10 mm; SEM-CL: acceleration voltage of 10 kV, beam current of 15 nA; TIMA: accelerating voltage of 25 kV, probe current of 9 nA, working distance of 15 mm, pixel spacing 3 μm, dot spacing 9 μm; EPMA: beam current not fully stated in excerpt |  | 0 |  |  |  | 0 |  | 230 | [7 empty] | 630 | [17 empty] | 10 | [9 empty] | 467070 | [25 empty] | 40 |  | 70 | [15 empty] | 0 | [15 empty] | 535180 |  | 0 |  |  |  | 70 | [13 empty] | 130 | [19 empty] | 0 |  |  |  |  | 2025 | Xinghai Lang et al., Polymetallic veins—a possible bridge between porphyry and intermediate-sulfidation deposits, Geological Society of America Bulletin, v. 136, doi:10.1130/B38406.1 |  | CHN | Tibet
| No. 1 porphyry Cu-Au deposit (Xietongmen deposit), Xiongcun ore district | No. 1 deposit, Xiongcun ore district | Magmatic hydrothermal | Porphyry | Cu-Au porphyry | Cu, Au | Zn, Ag, Pb | Cu, Au, Zn, Ag, Pb | Lang et al., 2014; Tang et al., 2015; Wang et al., 2017 |  | 6067-156.4-12 | 6067-156.4-12-1 | underground mine |  |  |  |  | ore material | drill core | drill core | mineral separate | [5 empty] | mineralisation |  |  |  | pyrite, sphalerite, pyrrhotite, chalcopyrite, galena, quartz | Stage A: pyrite + sericite; Stage B: sphalerite + pyrrhotite + chalcopyrite + galena + quartz; Stage C: actinolite + epidote + chlorite + magnetite + quartz | polymetallic veins crosscutting porphyry-stage veins and alteration zones | Z3 |  |  |  | actinolite, epidote, chlorite, magnetite, sericite, calcite, acanthite-argentite, pyrargyrite, hessite, electrum | carbon-coated thin sections; polished sections | SEM-EDS, EMPA, LA-ICPMS, SIMS | JEOL IT300HR scanning electron microscope equipped with secondary electron, backscattered electron (BSE), and energy dispersive X-ray spectrometry (EDS) detectors; TESCAN MIRA3 field-emission scanning electron microprobe (FE-SEM) equipped with a panchromatic cathodoluminescence (CL) detector; TESCAN Integrated Mineral Analyzer (TIMA) system with a Mira-3 scanning electron microscope with four EDS (EDAX Element 30) detectors; JEOL JXA-8230 electron microprobe | Wuhan Sample Solution Analytical Technology Co., Ltd., Wuhan, China; Tuoyan Analytical Technology Co., Ltd., Guangzhou, China; Nanjing Hongchuang Geological Exploration Technology Service Co., Ltd., Nanjing, China | SEM: accelerating voltage of 15–20 kV, emission current of ~80 μA, takeoff angle ~35°, 4 μm to 5 μm beam diameter, working distance of ~10 mm; SEM-CL: acceleration voltage of 10 kV, beam current of 15 nA; TIMA: accelerating voltage of 25 kV, probe current of 9 nA, working distance of 15 mm, pixel spacing 3 μm, dot spacing 9 μm; EPMA: beam current not fully stated in excerpt |  | 0 |  |  |  | 0 |  | 340 | [7 empty] | 540 | [17 empty] | 30 | [9 empty] | 468000 | [25 empty] | 0 |  | 0 | [15 empty] | 0 | [15 empty] | 532670 |  | 110 |  |  |  | 0 | [13 empty] | 0 | [19 empty] | 0 |  |  |  |  | 2025 | Xinghai Lang et al., Polymetallic veins—a possible bridge between porphyry and intermediate-sulfidation deposits, Geological Society of America Bulletin, v. 136, doi:10.1130/B38406.1 |  | CHN | Tibet
| No. 1 porphyry Cu-Au deposit (Xietongmen deposit), Xiongcun ore district | No. 1 deposit, Xiongcun ore district | Magmatic hydrothermal | Porphyry | Cu-Au porphyry | Cu, Au | Zn, Ag, Pb | Cu, Au, Zn, Ag, Pb | Lang et al., 2014; Tang et al., 2015; Wang et al., 2017 |  | 6082-66.7-01 | 6082-66.7-01-1 | underground mine |  |  |  |  | ore material | drill core | drill core | mineral separate | [5 empty] | mineralisation |  |  |  | pyrite, sphalerite, pyrrhotite, chalcopyrite, galena, quartz | Stage A: pyrite + sericite; Stage B: sphalerite + pyrrhotite + chalcopyrite + galena + quartz; Stage C: actinolite + epidote + chlorite + magnetite + quartz | polymetallic veins crosscutting porphyry-stage veins and alteration zones | Z3 |  |  |  | actinolite, epidote, chlorite, magnetite, sericite, calcite, acanthite-argentite, pyrargyrite, hessite, electrum | carbon-coated thin sections; polished sections | SEM-EDS, EMPA, LA-ICPMS, SIMS | JEOL IT300HR scanning electron microscope equipped with secondary electron, backscattered electron (BSE), and energy dispersive X-ray spectrometry (EDS) detectors; TESCAN MIRA3 field-emission scanning electron microprobe (FE-SEM) equipped with a panchromatic cathodoluminescence (CL) detector; TESCAN Integrated Mineral Analyzer (TIMA) system with a Mira-3 scanning electron microscope with four EDS (EDAX Element 30) detectors; JEOL JXA-8230 electron microprobe | Wuhan Sample Solution Analytical Technology Co., Ltd., Wuhan, China; Tuoyan Analytical Technology Co., Ltd., Guangzhou, China; Nanjing Hongchuang Geological Exploration Technology Service Co., Ltd., Nanjing, China | SEM: accelerating voltage of 15–20 kV, emission current of ~80 μA, takeoff angle ~35°, 4 μm to 5 μm beam diameter, working distance of ~10 mm; SEM-CL: acceleration voltage of 10 kV, beam current of 15 nA; TIMA: accelerating voltage of 25 kV, probe current of 9 nA, working distance of 15 mm, pixel spacing 3 μm, dot spacing 9 μm; EPMA: beam current not fully stated in excerpt |  | 0 |  |  |  | 0 |  | 10 | [7 empty] | 830 | [17 empty] | 30 | [9 empty] | 463650 | [25 empty] | 10 |  | 70 | [15 empty] | 390 | [15 empty] | 531620 |  | 0 |  |  |  | 0 | [13 empty] | 0 | [19 empty] | 250 |  |  |  |  | 2025 | Xinghai Lang et al., Polymetallic veins—a possible bridge between porphyry and intermediate-sulfidation deposits, Geological Society of America Bulletin, v. 136, doi:10.1130/B38406.1 |  | CHN | Tibet
| No. 1 porphyry Cu-Au deposit (Xietongmen deposit), Xiongcun ore district | No. 1 deposit, Xiongcun ore district | Magmatic hydrothermal | Porphyry | Cu-Au porphyry | Cu, Au | Zn, Ag, Pb | Cu, Au, Zn, Ag, Pb | Lang et al., 2014; Tang et al., 2015; Wang et al., 2017 |  | 6082-66.7-04 | 6082-66.7-04-1 | underground mine |  |  |  |  | ore material | drill core | drill core | mineral separate | [5 empty] | mineralisation |  |  |  | pyrite, sphalerite, pyrrhotite, chalcopyrite, galena, quartz | Stage A: pyrite + sericite; Stage B: sphalerite + pyrrhotite + chalcopyrite + galena + quartz; Stage C: actinolite + epidote + chlorite + magnetite + quartz | polymetallic veins crosscutting porphyry-stage veins and alteration zones | Z3 |  |  |  | actinolite, epidote, chlorite, magnetite, sericite, calcite, acanthite-argentite, pyrargyrite, hessite, electrum | carbon-coated thin sections; polished sections | SEM-EDS, EMPA, LA-ICPMS, SIMS | JEOL IT300HR scanning electron microscope equipped with secondary electron, backscattered electron (BSE), and energy dispersive X-ray spectrometry (EDS) detectors; TESCAN MIRA3 field-emission scanning electron microprobe (FE-SEM) equipped with a panchromatic cathodoluminescence (CL) detector; TESCAN Integrated Mineral Analyzer (TIMA) system with a Mira-3 scanning electron microscope with four EDS (EDAX Element 30) detectors; JEOL JXA-8230 electron microprobe | Wuhan Sample Solution Analytical Technology Co., Ltd., Wuhan, China; Tuoyan Analytical Technology Co., Ltd., Guangzhou, China; Nanjing Hongchuang Geological Exploration Technology Service Co., Ltd., Nanjing, China | SEM: accelerating voltage of 15–20 kV, emission current of ~80 μA, takeoff angle ~35°, 4 μm to 5 μm beam diameter, working distance of ~10 mm; SEM-CL: acceleration voltage of 10 kV, beam current of 15 nA; TIMA: accelerating voltage of 25 kV, probe current of 9 nA, working distance of 15 mm, pixel spacing 3 μm, dot spacing 9 μm; EPMA: beam current not fully stated in excerpt |  | 0 |  |  |  | 130 |  | 400 | [7 empty] | 0 | [17 empty] | 0 | [9 empty] | 463400 | [25 empty] | 20 |  | 0 | [15 empty] | 30 | [15 empty] | 529280 |  | 30 |  |  |  | 0 | [13 empty] | 0 | [19 empty] | 0 |  |  |  |  | 2025 | Xinghai Lang et al., Polymetallic veins—a possible bridge between porphyry and intermediate-sulfidation deposits, Geological Society of America Bulletin, v. 136, doi:10.1130/B38406.1 |  | CHN | Tibet
| No. 1 porphyry Cu-Au deposit (Xietongmen deposit), Xiongcun ore district | No. 1 deposit, Xiongcun ore district | Magmatic hydrothermal | Porphyry | Cu-Au porphyry | Cu, Au | Zn, Ag, Pb | Cu, Au, Zn, Ag, Pb | Lang et al., 2014; Tang et al., 2015; Wang et al., 2017 |  | 6082-66.7-11 | 6082-66.7-11-1 | underground mine |  |  |  |  | ore material | drill core | drill core | mineral separate | [5 empty] | mineralisation |  |  |  | pyrite, sphalerite, pyrrhotite, chalcopyrite, galena, quartz | Stage A: pyrite + sericite; Stage B: sphalerite + pyrrhotite + chalcopyrite + galena + quartz; Stage C: actinolite + epidote + chlorite + magnetite + quartz | polymetallic veins crosscutting porphyry-stage veins and alteration zones | Z3 |  |  |  | actinolite, epidote, chlorite, magnetite, sericite, calcite, acanthite-argentite, pyrargyrite, hessite, electrum | carbon-coated thin sections; polished sections | SEM-EDS, EMPA, LA-ICPMS, SIMS | JEOL IT300HR scanning electron microscope equipped with secondary electron, backscattered electron (BSE), and energy dispersive X-ray spectrometry (EDS) detectors; TESCAN MIRA3 field-emission scanning electron microprobe (FE-SEM) equipped with a panchromatic cathodoluminescence (CL) detector; TESCAN Integrated Mineral Analyzer (TIMA) system with a Mira-3 scanning electron microscope with four EDS (EDAX Element 30) detectors; JEOL JXA-8230 electron microprobe | Wuhan Sample Solution Analytical Technology Co., Ltd., Wuhan, China; Tuoyan Analytical Technology Co., Ltd., Guangzhou, China; Nanjing Hongchuang Geological Exploration Technology Service Co., Ltd., Nanjing, China | SEM: accelerating voltage of 15–20 kV, emission current of ~80 μA, takeoff angle ~35°, 4 μm to 5 μm beam diameter, working distance of ~10 mm; SEM-CL: acceleration voltage of 10 kV, beam current of 15 nA; TIMA: accelerating voltage of 25 kV, probe current of 9 nA, working distance of 15 mm, pixel spacing 3 μm, dot spacing 9 μm; EPMA: beam current not fully stated in excerpt |  | 0 |  |  |  | 0 |  | 130 | [7 empty] | 450 | [17 empty] | 0 | [9 empty] | 465190 | [25 empty] | 110 |  | 0 | [15 empty] | 80 | [15 empty] | 532300 |  | 0 |  |  |  | 40 | [13 empty] | 0 | [19 empty] | 0 |  |  |  |  | 2025 | Xinghai Lang et al., Polymetallic veins—a possible bridge between porphyry and intermediate-sulfidation deposits, Geological Society of America Bulletin, v. 136, doi:10.1130/B38406.1 |  | CHN | Tibet
| No. 1 porphyry Cu-Au deposit (Xietongmen deposit), Xiongcun ore district | No. 1 deposit, Xiongcun ore district | Magmatic hydrothermal | Porphyry | Cu-Au porphyry | Cu, Au | Zn, Ag, Pb | Cu, Au, Zn, Ag, Pb | Lang et al., 2014; Tang et al., 2015; Wang et al., 2017 |  | 6082-66.7-12 | 6082-66.7-12-1 | underground mine |  |  |  |  | ore material | drill core | drill core | mineral separate | [5 empty] | mineralisation |  |  |  | pyrite, sphalerite, pyrrhotite, chalcopyrite, galena, quartz | Stage A: pyrite + sericite; Stage B: sphalerite + pyrrhotite + chalcopyrite + galena + quartz; Stage C: actinolite + epidote + chlorite + magnetite + quartz | polymetallic veins crosscutting porphyry-stage veins and alteration zones | Z3 |  |  |  | actinolite, epidote, chlorite, magnetite, sericite, calcite, acanthite-argentite, pyrargyrite, hessite, electrum | carbon-coated thin sections; polished sections | SEM-EDS, EMPA, LA-ICPMS, SIMS | JEOL IT300HR scanning electron microscope equipped with secondary electron, backscattered electron (BSE), and energy dispersive X-ray spectrometry (EDS) detectors; TESCAN MIRA3 field-emission scanning electron microprobe (FE-SEM) equipped with a panchromatic cathodoluminescence (CL) detector; TESCAN Integrated Mineral Analyzer (TIMA) system with a Mira-3 scanning electron microscope with four EDS (EDAX Element 30) detectors; JEOL JXA-8230 electron microprobe | Wuhan Sample Solution Analytical Technology Co., Ltd., Wuhan, China; Tuoyan Analytical Technology Co., Ltd., Guangzhou, China; Nanjing Hongchuang Geological Exploration Technology Service Co., Ltd., Nanjing, China | SEM: accelerating voltage of 15–20 kV, emission current of ~80 μA, takeoff angle ~35°, 4 μm to 5 μm beam diameter, working distance of ~10 mm; SEM-CL: acceleration voltage of 10 kV, beam current of 15 nA; TIMA: accelerating voltage of 25 kV, probe current of 9 nA, working distance of 15 mm, pixel spacing 3 μm, dot spacing 9 μm; EPMA: beam current not fully stated in excerpt |  | 0 |  |  |  | 0 |  | 260 | [7 empty] | 540 | [17 empty] | 60 | [9 empty] | 464770 | [25 empty] | 10 |  | 0 | [15 empty] | 90 | [15 empty] | 532000 |  | 0 |  |  |  | 0 | [13 empty] | 60 | [19 empty] | 0 |  |  |  |  | 2025 | Xinghai Lang et al., Polymetallic veins—a possible bridge between porphyry and intermediate-sulfidation deposits, Geological Society of America Bulletin, v. 136, doi:10.1130/B38406.1 |  | CHN | Tibet
| No. 1 porphyry Cu-Au deposit (Xietongmen deposit), Xiongcun ore district | No. 1 deposit, Xiongcun ore district | Magmatic hydrothermal | Porphyry | Cu-Au porphyry | Cu, Au | Zn, Ag, Pb | Cu, Au, Zn, Ag, Pb | Lang et al., 2014; Tang et al., 2015; Wang et al., 2017 |  | 6082-66.7-14 | 6082-66.7-14-1 | underground mine |  |  |  |  | ore material | drill core | drill core | mineral separate | [5 empty] | mineralisation |  |  |  | pyrite, sphalerite, pyrrhotite, chalcopyrite, galena, quartz | Stage A: pyrite + sericite; Stage B: sphalerite + pyrrhotite + chalcopyrite + galena + quartz; Stage C: actinolite + epidote + chlorite + magnetite + quartz | polymetallic veins crosscutting porphyry-stage veins and alteration zones | Z3 |  |  |  | actinolite, epidote, chlorite, magnetite, sericite, calcite, acanthite-argentite, pyrargyrite, hessite, electrum | carbon-coated thin sections; polished sections | SEM-EDS, EMPA, LA-ICPMS, SIMS | JEOL IT300HR scanning electron microscope equipped with secondary electron, backscattered electron (BSE), and energy dispersive X-ray spectrometry (EDS) detectors; TESCAN MIRA3 field-emission scanning electron microprobe (FE-SEM) equipped with a panchromatic cathodoluminescence (CL) detector; TESCAN Integrated Mineral Analyzer (TIMA) system with a Mira-3 scanning electron microscope with four EDS (EDAX Element 30) detectors; JEOL JXA-8230 electron microprobe | Wuhan Sample Solution Analytical Technology Co., Ltd., Wuhan, China; Tuoyan Analytical Technology Co., Ltd., Guangzhou, China; Nanjing Hongchuang Geological Exploration Technology Service Co., Ltd., Nanjing, China | SEM: accelerating voltage of 15–20 kV, emission current of ~80 μA, takeoff angle ~35°, 4 μm to 5 μm beam diameter, working distance of ~10 mm; SEM-CL: acceleration voltage of 10 kV, beam current of 15 nA; TIMA: accelerating voltage of 25 kV, probe current of 9 nA, working distance of 15 mm, pixel spacing 3 μm, dot spacing 9 μm; EPMA: beam current not fully stated in excerpt |  | 0 |  |  |  | 0 |  | 30 | [7 empty] | 230 | [17 empty] | 0 | [9 empty] | 461740 | [25 empty] | 20 |  | 30 | [15 empty] | 170 | [15 empty] | 529510 |  | 250 |  |  |  | 0 | [13 empty] | 40 | [19 empty] | 0 |  |  |  |  | 2025 | Xinghai Lang et al., Polymetallic veins—a possible bridge between porphyry and intermediate-sulfidation deposits, Geological Society of America Bulletin, v. 136, doi:10.1130/B38406.1 |  | CHN | Tibet
| No. 1 porphyry Cu-Au deposit (Xietongmen deposit), Xiongcun ore district | No. 1 deposit, Xiongcun ore district | Magmatic hydrothermal | Porphyry | Cu-Au porphyry | Cu, Au | Zn, Ag, Pb | Cu, Au, Zn, Ag, Pb | Lang et al., 2014; Tang et al., 2015; Wang et al., 2017 |  | 6170-229.7-01 | 6170-229.7-01-1 | underground mine |  |  |  |  | ore material | drill core | drill core | mineral separate | [5 empty] | mineralisation |  |  |  | pyrite, sphalerite, pyrrhotite, chalcopyrite, galena, quartz | Stage A: pyrite + sericite; Stage B: sphalerite + pyrrhotite + chalcopyrite + galena + quartz; Stage C: actinolite + epidote + chlorite + magnetite + quartz | polymetallic veins crosscutting porphyry-stage veins and alteration zones | Z3 |  |  |  | actinolite, epidote, chlorite, magnetite, sericite, calcite, acanthite-argentite, pyrargyrite, hessite, electrum | carbon-coated thin sections; polished sections | SEM-EDS, EMPA, LA-ICPMS, SIMS | JEOL IT300HR scanning electron microscope equipped with secondary electron, backscattered electron (BSE), and energy dispersive X-ray spectrometry (EDS) detectors; TESCAN MIRA3 field-emission scanning electron microprobe (FE-SEM) equipped with a panchromatic cathodoluminescence (CL) detector; TESCAN Integrated Mineral Analyzer (TIMA) system with a Mira-3 scanning electron microscope with four EDS (EDAX Element 30) detectors; JEOL JXA-8230 electron microprobe | Wuhan Sample Solution Analytical Technology Co., Ltd., Wuhan, China; Tuoyan Analytical Technology Co., Ltd., Guangzhou, China; Nanjing Hongchuang Geological Exploration Technology Service Co., Ltd., Nanjing, China | SEM: accelerating voltage of 15–20 kV, emission current of ~80 μA, takeoff angle ~35°, 4 μm to 5 μm beam diameter, working distance of ~10 mm; SEM-CL: acceleration voltage of 10 kV, beam current of 15 nA; TIMA: accelerating voltage of 25 kV, probe current of 9 nA, working distance of 15 mm, pixel spacing 3 μm, dot spacing 9 μm; EPMA: beam current not fully stated in excerpt |  | 30 |  |  |  | 0 |  | 0 | [7 empty] | 80 | [17 empty] | 0 | [9 empty] | 468210 | [25 empty] | 0 |  | 30 | [15 empty] | 0 | [15 empty] | 530920 |  | 190 |  |  |  | 0 | [13 empty] | 80 | [19 empty] | 0 |  |  |  |  | 2025 | Xinghai Lang et al., Polymetallic veins—a possible bridge between porphyry and intermediate-sulfidation deposits, Geological Society of America Bulletin, v. 136, doi:10.1130/B38406.1 |  | CHN | Tibet
| No. 1 porphyry Cu-Au deposit (Xietongmen deposit), Xiongcun ore district | No. 1 deposit, Xiongcun ore district | Magmatic hydrothermal | Porphyry | Cu-Au porphyry | Cu, Au | Zn, Ag, Pb | Cu, Au, Zn, Ag, Pb | Lang et al., 2014; Tang et al., 2015; Wang et al., 2017 |  | 6170-229.7-02 | 6170-229.7-02-1 | underground mine |  |  |  |  | ore material | drill core | drill core | mineral separate | [5 empty] | mineralisation |  |  |  | pyrite, sphalerite, pyrrhotite, chalcopyrite, galena, quartz | Stage A: pyrite + sericite; Stage B: sphalerite + pyrrhotite + chalcopyrite + galena + quartz; Stage C: actinolite + epidote + chlorite + magnetite + quartz | polymetallic veins crosscutting porphyry-stage veins and alteration zones | Z3 |  |  |  | actinolite, epidote, chlorite, magnetite, sericite, calcite, acanthite-argentite, pyrargyrite, hessite, electrum | carbon-coated thin sections; polished sections | SEM-EDS, EMPA, LA-ICPMS, SIMS | JEOL IT300HR scanning electron microscope equipped with secondary electron, backscattered electron (BSE), and energy dispersive X-ray spectrometry (EDS) detectors; TESCAN MIRA3 field-emission scanning electron microprobe (FE-SEM) equipped with a panchromatic cathodoluminescence (CL) detector; TESCAN Integrated Mineral Analyzer (TIMA) system with a Mira-3 scanning electron microscope with four EDS (EDAX Element 30) detectors; JEOL JXA-8230 electron microprobe | Wuhan Sample Solution Analytical Technology Co., Ltd., Wuhan, China; Tuoyan Analytical Technology Co., Ltd., Guangzhou, China; Nanjing Hongchuang Geological Exploration Technology Service Co., Ltd., Nanjing, China | SEM: accelerating voltage of 15–20 kV, emission current of ~80 μA, takeoff angle ~35°, 4 μm to 5 μm beam diameter, working distance of ~10 mm; SEM-CL: acceleration voltage of 10 kV, beam current of 15 nA; TIMA: accelerating voltage of 25 kV, probe current of 9 nA, working distance of 15 mm, pixel spacing 3 μm, dot spacing 9 μm; EPMA: beam current not fully stated in excerpt |  | 0 |  |  |  | 0 |  | 230 | [7 empty] | 820 | [17 empty] | 0 | [9 empty] | 465710 | [25 empty] | 50 |  | 0 | [15 empty] | 0 | [15 empty] | 533720 |  | 0 |  |  |  | 40 | [13 empty] | 130 | [19 empty] | 0 |  |  |  |  | 2025 | Xinghai Lang et al., Polymetallic veins—a possible bridge between porphyry and intermediate-sulfidation deposits, Geological Society of America Bulletin, v. 136, doi:10.1130/B38406.1 |  | CHN | Tibet
| No. 1 porphyry Cu-Au deposit (Xietongmen deposit), Xiongcun ore district | No. 1 deposit, Xiongcun ore district | Magmatic hydrothermal | Porphyry | Cu-Au porphyry | Cu, Au | Zn, Ag, Pb | Cu, Au, Zn, Ag, Pb | Lang et al., 2014; Tang et al., 2015; Wang et al., 2017 |  | 6170-229.7-03 | 6170-229.7-03-1 | underground mine |  |  |  |  | ore material | drill core | drill core | mineral separate | [5 empty] | mineralisation |  |  |  | pyrite, sphalerite, pyrrhotite, chalcopyrite, galena, quartz | Stage A: pyrite + sericite; Stage B: sphalerite + pyrrhotite + chalcopyrite + galena + quartz; Stage C: actinolite + epidote + chlorite + magnetite + quartz | polymetallic veins crosscutting porphyry-stage veins and alteration zones | Z3 |  |  |  | actinolite, epidote, chlorite, magnetite, sericite, calcite, acanthite-argentite, pyrargyrite, hessite, electrum | carbon-coated thin sections; polished sections | SEM-EDS, EMPA, LA-ICPMS, SIMS | JEOL IT300HR scanning electron microscope equipped with secondary electron, backscattered electron (BSE), and energy dispersive X-ray spectrometry (EDS) detectors; TESCAN MIRA3 field-emission scanning electron microprobe (FE-SEM) equipped with a panchromatic cathodoluminescence (CL) detector; TESCAN Integrated Mineral Analyzer (TIMA) system with a Mira-3 scanning electron microscope with four EDS (EDAX Element 30) detectors; JEOL JXA-8230 electron microprobe | Wuhan Sample Solution Analytical Technology Co., Ltd., Wuhan, China; Tuoyan Analytical Technology Co., Ltd., Guangzhou, China; Nanjing Hongchuang Geological Exploration Technology Service Co., Ltd., Nanjing, China | SEM: accelerating voltage of 15–20 kV, emission current of ~80 μA, takeoff angle ~35°, 4 μm to 5 μm beam diameter, working distance of ~10 mm; SEM-CL: acceleration voltage of 10 kV, beam current of 15 nA; TIMA: accelerating voltage of 25 kV, probe current of 9 nA, working distance of 15 mm, pixel spacing 3 μm, dot spacing 9 μm; EPMA: beam current not fully stated in excerpt |  | 0 |  |  |  | 0 |  | 360 | [7 empty] | 230 | [17 empty] | 0 | [9 empty] | 465300 | [25 empty] | 0 |  | 0 | [15 empty] | 0 | [15 empty] | 533640 |  | 150 |  |  |  | 0 | [13 empty] | 180 | [19 empty] | 0 |  |  |  |  | 2025 | Xinghai Lang et al., Polymetallic veins—a possible bridge between porphyry and intermediate-sulfidation deposits, Geological Society of America Bulletin, v. 136, doi:10.1130/B38406.1 |  | CHN | Tibet
| No. 1 porphyry Cu-Au deposit (Xietongmen deposit), Xiongcun ore district | No. 1 deposit, Xiongcun ore district | Magmatic hydrothermal | Porphyry | Cu-Au porphyry | Cu, Au | Zn, Ag, Pb | Cu, Au, Zn, Ag, Pb | Lang et al., 2014; Tang et al., 2015; Wang et al., 2017 |  | 6170-229.7-04 | 6170-229.7-04-1 | underground mine |  |  |  |  | ore material | drill core | drill core | mineral separate | [5 empty] | mineralisation |  |  |  | pyrite, sphalerite, pyrrhotite, chalcopyrite, galena, quartz | Stage A: pyrite + sericite; Stage B: sphalerite + pyrrhotite + chalcopyrite + galena + quartz; Stage C: actinolite + epidote + chlorite + magnetite + quartz | polymetallic veins crosscutting porphyry-stage veins and alteration zones | Z3 |  |  |  | actinolite, epidote, chlorite, magnetite, sericite, calcite, acanthite-argentite, pyrargyrite, hessite, electrum | carbon-coated thin sections; polished sections | SEM-EDS, EMPA, LA-ICPMS, SIMS | JEOL IT300HR scanning electron microscope equipped with secondary electron, backscattered electron (BSE), and energy dispersive X-ray spectrometry (EDS) detectors; TESCAN MIRA3 field-emission scanning electron microprobe (FE-SEM) equipped with a panchromatic cathodoluminescence (CL) detector; TESCAN Integrated Mineral Analyzer (TIMA) system with a Mira-3 scanning electron microscope with four EDS (EDAX Element 30) detectors; JEOL JXA-8230 electron microprobe | Wuhan Sample Solution Analytical Technology Co., Ltd., Wuhan, China; Tuoyan Analytical Technology Co., Ltd., Guangzhou, China; Nanjing Hongchuang Geological Exploration Technology Service Co., Ltd., Nanjing, China | SEM: accelerating voltage of 15–20 kV, emission current of ~80 μA, takeoff angle ~35°, 4 μm to 5 μm beam diameter, working distance of ~10 mm; SEM-CL: acceleration voltage of 10 kV, beam current of 15 nA; TIMA: accelerating voltage of 25 kV, probe current of 9 nA, working distance of 15 mm, pixel spacing 3 μm, dot spacing 9 μm; EPMA: beam current not fully stated in excerpt |  | 60 |  |  |  | 0 |  | 100 | [7 empty] | 180 | [17 empty] | 20 | [9 empty] | 466750 | [25 empty] | 70 |  | 0 | [15 empty] | 0 | [15 empty] | 534850 |  | 70 |  |  |  | 0 | [13 empty] | 0 | [19 empty] | 0 |  |  |  |  | 2025 | Xinghai Lang et al., Polymetallic veins—a possible bridge between porphyry and intermediate-sulfidation deposits, Geological Society of America Bulletin, v. 136, doi:10.1130/B38406.1 |  | CHN | Tibet
| No. 1 porphyry Cu-Au deposit (Xietongmen deposit), Xiongcun ore district | No. 1 deposit, Xiongcun ore district | Magmatic hydrothermal | Porphyry | Cu-Au porphyry | Cu, Au | Zn, Ag, Pb | Cu, Au, Zn, Ag, Pb | Lang et al., 2014; Tang et al., 2015; Wang et al., 2017 |  | 6170-229.7-05 | 6170-229.7-05-1 | underground mine |  |  |  |  | ore material | drill core | drill core | mineral separate | [5 empty] | mineralisation |  |  |  | pyrite, sphalerite, pyrrhotite, chalcopyrite, galena, quartz | Stage A: pyrite + sericite; Stage B: sphalerite + pyrrhotite + chalcopyrite + galena + quartz; Stage C: actinolite + epidote + chlorite + magnetite + quartz | polymetallic veins crosscutting porphyry-stage veins and alteration zones | Z3 |  |  |  | actinolite, epidote, chlorite, magnetite, sericite, calcite, acanthite-argentite, pyrargyrite, hessite, electrum | carbon-coated thin sections; polished sections | SEM-EDS, EMPA, LA-ICPMS, SIMS | JEOL IT300HR scanning electron microscope equipped with secondary electron, backscattered electron (BSE), and energy dispersive X-ray spectrometry (EDS) detectors; TESCAN MIRA3 field-emission scanning electron microprobe (FE-SEM) equipped with a panchromatic cathodoluminescence (CL) detector; TESCAN Integrated Mineral Analyzer (TIMA) system with a Mira-3 scanning electron microscope with four EDS (EDAX Element 30) detectors; JEOL JXA-8230 electron microprobe | Wuhan Sample Solution Analytical Technology Co., Ltd., Wuhan, China; Tuoyan Analytical Technology Co., Ltd., Guangzhou, China; Nanjing Hongchuang Geological Exploration Technology Service Co., Ltd., Nanjing, China | SEM: accelerating voltage of 15–20 kV, emission current of ~80 μA, takeoff angle ~35°, 4 μm to 5 μm beam diameter, working distance of ~10 mm; SEM-CL: acceleration voltage of 10 kV, beam current of 15 nA; TIMA: accelerating voltage of 25 kV, probe current of 9 nA, working distance of 15 mm, pixel spacing 3 μm, dot spacing 9 μm; EPMA: beam current not fully stated in excerpt |  | 30 |  |  |  | 0 |  | 0 | [7 empty] | 280 | [17 empty] | 0 | [9 empty] | 465830 | [25 empty] | 20 |  | 0 | [15 empty] | 0 | [15 empty] | 535640 |  | 200 |  |  |  | 0 | [13 empty] | 0 | [19 empty] | 0 |  |  |  |  | 2025 | Xinghai Lang et al., Polymetallic veins—a possible bridge between porphyry and intermediate-sulfidation deposits, Geological Society of America Bulletin, v. 136, doi:10.1130/B38406.1 |  | CHN | Tibet
| No. 1 porphyry Cu-Au deposit (Xietongmen deposit), Xiongcun ore district | No. 1 deposit, Xiongcun ore district | Magmatic hydrothermal | Porphyry | Cu-Au porphyry | Cu, Au | Zn, Ag, Pb | Cu, Au, Zn, Ag, Pb | Lang et al., 2014; Tang et al., 2015; Wang et al., 2017 |  | 6170-229.7-06 | 6170-229.7-06-1 | underground mine |  |  |  |  | ore material | drill core | drill core | mineral separate | [5 empty] | mineralisation |  |  |  | pyrite, sphalerite, pyrrhotite, chalcopyrite, galena, quartz | Stage A: pyrite + sericite; Stage B: sphalerite + pyrrhotite + chalcopyrite + galena + quartz; Stage C: actinolite + epidote + chlorite + magnetite + quartz | polymetallic veins crosscutting porphyry-stage veins and alteration zones | Z3 |  |  |  | actinolite, epidote, chlorite, magnetite, sericite, calcite, acanthite-argentite, pyrargyrite, hessite, electrum | carbon-coated thin sections; polished sections | SEM-EDS, EMPA, LA-ICPMS, SIMS | JEOL IT300HR scanning electron microscope equipped with secondary electron, backscattered electron (BSE), and energy dispersive X-ray spectrometry (EDS) detectors; TESCAN MIRA3 field-emission scanning electron microprobe (FE-SEM) equipped with a panchromatic cathodoluminescence (CL) detector; TESCAN Integrated Mineral Analyzer (TIMA) system with a Mira-3 scanning electron microscope with four EDS (EDAX Element 30) detectors; JEOL JXA-8230 electron microprobe | Wuhan Sample Solution Analytical Technology Co., Ltd., Wuhan, China; Tuoyan Analytical Technology Co., Ltd., Guangzhou, China; Nanjing Hongchuang Geological Exploration Technology Service Co., Ltd., Nanjing, China | SEM: accelerating voltage of 15–20 kV, emission current of ~80 μA, takeoff angle ~35°, 4 μm to 5 μm beam diameter, working distance of ~10 mm; SEM-CL: acceleration voltage of 10 kV, beam current of 15 nA; TIMA: accelerating voltage of 25 kV, probe current of 9 nA, working distance of 15 mm, pixel spacing 3 μm, dot spacing 9 μm; EPMA: beam current not fully stated in excerpt |  | 0 |  |  |  | 0 |  | 50 | [7 empty] | 80 | [17 empty] | 0 | [9 empty] | 467870 | [25 empty] | 0 |  | 0 | [15 empty] | 0 | [15 empty] | 535350 |  | 0 |  |  |  | 0 | [13 empty] | 0 | [19 empty] | 20 |  |  |  |  | 2025 | Xinghai Lang et al., Polymetallic veins—a possible bridge between porphyry and intermediate-sulfidation deposits, Geological Society of America Bulletin, v. 136, doi:10.1130/B38406.1 |  | CHN | Tibet
| No. 1 porphyry Cu-Au deposit (Xietongmen deposit), Xiongcun ore district | No. 1 deposit, Xiongcun ore district | Magmatic hydrothermal | Porphyry | Cu-Au porphyry | Cu, Au | Zn, Ag, Pb | Cu, Au, Zn, Ag, Pb | Lang et al., 2014; Tang et al., 2015; Wang et al., 2017 |  | Pyrrhotite | Pyrrhotite-1 | underground mine |  |  |  |  | ore material | drill core | drill core | mineral separate | [5 empty] | mineralisation |  |  |  | pyrite, sphalerite, pyrrhotite, chalcopyrite, galena, quartz | Stage A: pyrite + sericite; Stage B: sphalerite + pyrrhotite + chalcopyrite + galena + quartz; Stage C: actinolite + epidote + chlorite + magnetite + quartz | polymetallic veins crosscutting porphyry-stage veins and alteration zones | stockwork veins, sheeted veins, open-space filling |  |  |  | actinolite, epidote, chlorite, magnetite, sericite, calcite, acanthite-argentite, pyrargyrite, hessite, electrum | carbon-coated thin sections; polished sections | SEM-EDS, EMPA, LA-ICPMS, SIMS | JEOL IT300HR scanning electron microscope equipped with secondary electron, backscattered electron (BSE), and energy dispersive X-ray spectrometry (EDS) detectors; TESCAN MIRA3 field-emission scanning electron microprobe (FE-SEM) equipped with a panchromatic cathodoluminescence (CL) detector; TESCAN Integrated Mineral Analyzer (TIMA) system with a Mira-3 scanning electron microscope with four EDS (EDAX Element 30) detectors; JEOL JXA-8230 electron microprobe | Wuhan Sample Solution Analytical Technology Co., Ltd., Wuhan, China; Tuoyan Analytical Technology Co., Ltd., Guangzhou, China; Nanjing Hongchuang Geological Exploration Technology Service Co., Ltd., Nanjing, China | SEM: accelerating voltage of 15–20 kV, emission current of ~80 μA, takeoff angle ~35°, 4 μm to 5 μm beam diameter, working distance of ~10 mm; SEM-CL: acceleration voltage of 10 kV, beam current of 15 nA; TIMA: accelerating voltage of 25 kV, probe current of 9 nA, working distance of 15 mm, pixel spacing 3 μm, dot spacing 9 μm; EPMA: beam current not fully stated in excerpt | [148 empty] | 2025 | Xinghai Lang et al., Polymetallic veins—a possible bridge between porphyry and intermediate-sulfidation deposits, Geological Society of America Bulletin, v. 136, doi:10.1130/B38406.1 |  | CHN | Tibet
| No. 1 porphyry Cu-Au deposit (Xietongmen deposit), Xiongcun ore district | No. 1 deposit, Xiongcun ore district | Magmatic hydrothermal | Porphyry | Cu-Au porphyry | Cu, Au | Zn, Ag, Pb | Cu, Au, Zn, Ag, Pb | Lang et al., 2014; Tang et al., 2015; Wang et al., 2017 |  | 5027-337-01 | 5027-337-01-1 | underground mine |  |  |  |  | ore material | drill core | drill core | mineral separate | [5 empty] | mineralisation |  |  |  | pyrite, sphalerite, pyrrhotite, chalcopyrite, galena, quartz | Stage A: pyrite + sericite; Stage B: sphalerite + pyrrhotite + chalcopyrite + galena + quartz; Stage C: actinolite + epidote + chlorite + magnetite + quartz | polymetallic veins crosscutting porphyry-stage veins and alteration zones | Z1 |  |  |  | actinolite, epidote, chlorite, magnetite, sericite, calcite, acanthite-argentite, pyrargyrite, hessite, electrum | carbon-coated thin sections; polished sections | SEM-EDS, EMPA, LA-ICPMS, SIMS | JEOL IT300HR scanning electron microscope equipped with secondary electron, backscattered electron (BSE), and energy dispersive X-ray spectrometry (EDS) detectors; TESCAN MIRA3 field-emission scanning electron microprobe (FE-SEM) equipped with a panchromatic cathodoluminescence (CL) detector; TESCAN Integrated Mineral Analyzer (TIMA) system with a Mira-3 scanning electron microscope with four EDS (EDAX Element 30) detectors; JEOL JXA-8230 electron microprobe | Wuhan Sample Solution Analytical Technology Co., Ltd., Wuhan, China; Tuoyan Analytical Technology Co., Ltd., Guangzhou, China; Nanjing Hongchuang Geological Exploration Technology Service Co., Ltd., Nanjing, China | SEM: accelerating voltage of 15–20 kV, emission current of ~80 μA, takeoff angle ~35°, 4 μm to 5 μm beam diameter, working distance of ~10 mm; SEM-CL: acceleration voltage of 10 kV, beam current of 15 nA; TIMA: accelerating voltage of 25 kV, probe current of 9 nA, working distance of 15 mm, pixel spacing 3 μm, dot spacing 9 μm; EPMA: beam current not fully stated in excerpt |  | 0 |  |  |  | 0 |  | 0 | [7 empty] | 240 | [17 empty] | 180 | [9 empty] | 602590 | [25 empty] | 10 |  | 0 | [15 empty] | 170 | [15 empty] | 396360 |  | 0 |  |  |  | 130 | [13 empty] | 0 | [19 empty] | 100 |  |  |  |  | 2025 | Xinghai Lang et al., Polymetallic veins—a possible bridge between porphyry and intermediate-sulfidation deposits, Geological Society of America Bulletin, v. 136, doi:10.1130/B38406.1 |  | CHN | Tibet
| No. 1 porphyry Cu-Au deposit (Xietongmen deposit), Xiongcun ore district | No. 1 deposit, Xiongcun ore district | Magmatic hydrothermal | Porphyry | Cu-Au porphyry | Cu, Au | Zn, Ag, Pb | Cu, Au, Zn, Ag, Pb | Lang et al., 2014; Tang et al., 2015; Wang et al., 2017 |  | 5027-337-10 | 5027-337-10-1 | underground mine |  |  |  |  | ore material | drill core | drill core | mineral separate | [5 empty] | mineralisation |  |  |  | pyrite, sphalerite, pyrrhotite, chalcopyrite, galena, quartz | Stage A: pyrite + sericite; Stage B: sphalerite + pyrrhotite + chalcopyrite + galena + quartz; Stage C: actinolite + epidote + chlorite + magnetite + quartz | polymetallic veins crosscutting porphyry-stage veins and alteration zones | Z1 |  |  |  | actinolite, epidote, chlorite, magnetite, sericite, calcite, acanthite-argentite, pyrargyrite, hessite, electrum | carbon-coated thin sections; polished sections | SEM-EDS, EMPA, LA-ICPMS, SIMS | JEOL IT300HR scanning electron microscope equipped with secondary electron, backscattered electron (BSE), and energy dispersive X-ray spectrometry (EDS) detectors; TESCAN MIRA3 field-emission scanning electron microprobe (FE-SEM) equipped with a panchromatic cathodoluminescence (CL) detector; TESCAN Integrated Mineral Analyzer (TIMA) system with a Mira-3 scanning electron microscope with four EDS (EDAX Element 30) detectors; JEOL JXA-8230 electron microprobe | Wuhan Sample Solution Analytical Technology Co., Ltd., Wuhan, China; Tuoyan Analytical Technology Co., Ltd., Guangzhou, China; Nanjing Hongchuang Geological Exploration Technology Service Co., Ltd., Nanjing, China | SEM: accelerating voltage of 15–20 kV, emission current of ~80 μA, takeoff angle ~35°, 4 μm to 5 μm beam diameter, working distance of ~10 mm; SEM-CL: acceleration voltage of 10 kV, beam current of 15 nA; TIMA: accelerating voltage of 25 kV, probe current of 9 nA, working distance of 15 mm, pixel spacing 3 μm, dot spacing 9 μm; EPMA: beam current not fully stated in excerpt |  | 30 |  |  |  | 0 |  | 240 | [7 empty] | 370 | [17 empty] | 50 | [9 empty] | 594720 | [25 empty] | 0 |  | 0 | [15 empty] | 150 | [15 empty] | 401470 |  | 0 |  |  |  | 0 | [13 empty] | 0 | [19 empty] | 240 |  |  |  |  | 2025 | Xinghai Lang et al., Polymetallic veins—a possible bridge between porphyry and intermediate-sulfidation deposits, Geological Society of America Bulletin, v. 136, doi:10.1130/B38406.1 |  | CHN | Tibet
| No. 1 porphyry Cu-Au deposit (Xietongmen deposit), Xiongcun ore district | No. 1 deposit, Xiongcun ore district | Magmatic hydrothermal | Porphyry | Cu-Au porphyry | Cu, Au | Zn, Ag, Pb | Cu, Au, Zn, Ag, Pb | Lang et al., 2014; Tang et al., 2015; Wang et al., 2017 |  | 5027-337-13 | 5027-337-13-1 | underground mine |  |  |  |  | ore material | drill core | drill core | mineral separate | [5 empty] | mineralisation |  |  |  | pyrite, sphalerite, pyrrhotite, chalcopyrite, galena, quartz | Stage A: pyrite + sericite; Stage B: sphalerite + pyrrhotite + chalcopyrite + galena + quartz; Stage C: actinolite + epidote + chlorite + magnetite + quartz | polymetallic veins crosscutting porphyry-stage veins and alteration zones | Z1 |  |  |  | actinolite, epidote, chlorite, magnetite, sericite, calcite, acanthite-argentite, pyrargyrite, hessite, electrum | carbon-coated thin sections; polished sections | SEM-EDS, EMPA, LA-ICPMS, SIMS | JEOL IT300HR scanning electron microscope equipped with secondary electron, backscattered electron (BSE), and energy dispersive X-ray spectrometry (EDS) detectors; TESCAN MIRA3 field-emission scanning electron microprobe (FE-SEM) equipped with a panchromatic cathodoluminescence (CL) detector; TESCAN Integrated Mineral Analyzer (TIMA) system with a Mira-3 scanning electron microscope with four EDS (EDAX Element 30) detectors; JEOL JXA-8230 electron microprobe | Wuhan Sample Solution Analytical Technology Co., Ltd., Wuhan, China; Tuoyan Analytical Technology Co., Ltd., Guangzhou, China; Nanjing Hongchuang Geological Exploration Technology Service Co., Ltd., Nanjing, China | SEM: accelerating voltage of 15–20 kV, emission current of ~80 μA, takeoff angle ~35°, 4 μm to 5 μm beam diameter, working distance of ~10 mm; SEM-CL: acceleration voltage of 10 kV, beam current of 15 nA; TIMA: accelerating voltage of 25 kV, probe current of 9 nA, working distance of 15 mm, pixel spacing 3 μm, dot spacing 9 μm; EPMA: beam current not fully stated in excerpt |  | 60 |  |  |  | 0 |  | 0 | [7 empty] | 120 | [17 empty] | 0 | [9 empty] | 595600 | [25 empty] | 30 |  | 0 | [15 empty] | 130 | [15 empty] | 399370 |  | 0 |  |  |  | 100 | [13 empty] | 0 | [19 empty] | 0 |  |  |  |  | 2025 | Xinghai Lang et al., Polymetallic veins—a possible bridge between porphyry and intermediate-sulfidation deposits, Geological Society of America Bulletin, v. 136, doi:10.1130/B38406.1 |  | CHN | Tibet
| No. 1 porphyry Cu-Au deposit (Xietongmen deposit), Xiongcun ore district | No. 1 deposit, Xiongcun ore district | Magmatic hydrothermal | Porphyry | Cu-Au porphyry | Cu, Au | Zn, Ag, Pb | Cu, Au, Zn, Ag, Pb | Lang et al., 2014; Tang et al., 2015; Wang et al., 2017 |  | 5027-337-21 | 5027-337-21-1 | underground mine |  |  |  |  | ore material | drill core | drill core | mineral separate | [5 empty] | mineralisation |  |  |  | pyrite, sphalerite, pyrrhotite, chalcopyrite, galena, quartz | Stage A: pyrite + sericite; Stage B: sphalerite + pyrrhotite + chalcopyrite + galena + quartz; Stage C: actinolite + epidote + chlorite + magnetite + quartz | polymetallic veins crosscutting porphyry-stage veins and alteration zones | Z1 |  |  |  | actinolite, epidote, chlorite, magnetite, sericite, calcite, acanthite-argentite, pyrargyrite, hessite, electrum | carbon-coated thin sections; polished sections | SEM-EDS, EMPA, LA-ICPMS, SIMS | JEOL IT300HR scanning electron microscope equipped with secondary electron, backscattered electron (BSE), and energy dispersive X-ray spectrometry (EDS) detectors; TESCAN MIRA3 field-emission scanning electron microprobe (FE-SEM) equipped with a panchromatic cathodoluminescence (CL) detector; TESCAN Integrated Mineral Analyzer (TIMA) system with a Mira-3 scanning electron microscope with four EDS (EDAX Element 30) detectors; JEOL JXA-8230 electron microprobe | Wuhan Sample Solution Analytical Technology Co., Ltd., Wuhan, China; Tuoyan Analytical Technology Co., Ltd., Guangzhou, China; Nanjing Hongchuang Geological Exploration Technology Service Co., Ltd., Nanjing, China | SEM: accelerating voltage of 15–20 kV, emission current of ~80 μA, takeoff angle ~35°, 4 μm to 5 μm beam diameter, working distance of ~10 mm; SEM-CL: acceleration voltage of 10 kV, beam current of 15 nA; TIMA: accelerating voltage of 25 kV, probe current of 9 nA, working distance of 15 mm, pixel spacing 3 μm, dot spacing 9 μm; EPMA: beam current not fully stated in excerpt |  | 0 |  |  |  | 0 |  | 270 | [7 empty] | 280 | [17 empty] | 0 | [9 empty] | 594150 | [25 empty] | 10 |  | 0 | [15 empty] | 70 | [15 empty] | 398120 |  | 0 |  |  |  | 0 | [13 empty] | 190 | [19 empty] | 220 |  |  |  |  | 2025 | Xinghai Lang et al., Polymetallic veins—a possible bridge between porphyry and intermediate-sulfidation deposits, Geological Society of America Bulletin, v. 136, doi:10.1130/B38406.1 |  | CHN | Tibet
| No. 1 porphyry Cu-Au deposit (Xietongmen deposit), Xiongcun ore district | No. 1 deposit, Xiongcun ore district | Magmatic hydrothermal | Porphyry | Cu-Au porphyry | Cu, Au | Zn, Ag, Pb | Cu, Au, Zn, Ag, Pb | Lang et al., 2014; Tang et al., 2015; Wang et al., 2017 |  | 6073-93.7-01 | 6073-93.7-01-1 | underground mine |  |  |  |  | ore material | drill core | drill core | mineral separate | [5 empty] | mineralisation |  |  |  | pyrite, sphalerite, pyrrhotite, chalcopyrite, galena, quartz | Stage A: pyrite + sericite; Stage B: sphalerite + pyrrhotite + chalcopyrite + galena + quartz; Stage C: actinolite + epidote + chlorite + magnetite + quartz | polymetallic veins crosscutting porphyry-stage veins and alteration zones | Z2 |  |  |  | actinolite, epidote, chlorite, magnetite, sericite, calcite, acanthite-argentite, pyrargyrite, hessite, electrum | carbon-coated thin sections; polished sections | SEM-EDS, EMPA, LA-ICPMS, SIMS | JEOL IT300HR scanning electron microscope equipped with secondary electron, backscattered electron (BSE), and energy dispersive X-ray spectrometry (EDS) detectors; TESCAN MIRA3 field-emission scanning electron microprobe (FE-SEM) equipped with a panchromatic cathodoluminescence (CL) detector; TESCAN Integrated Mineral Analyzer (TIMA) system with a Mira-3 scanning electron microscope with four EDS (EDAX Element 30) detectors; JEOL JXA-8230 electron microprobe | Wuhan Sample Solution Analytical Technology Co., Ltd., Wuhan, China; Tuoyan Analytical Technology Co., Ltd., Guangzhou, China; Nanjing Hongchuang Geological Exploration Technology Service Co., Ltd., Nanjing, China | SEM: accelerating voltage of 15–20 kV, emission current of ~80 μA, takeoff angle ~35°, 4 μm to 5 μm beam diameter, working distance of ~10 mm; SEM-CL: acceleration voltage of 10 kV, beam current of 15 nA; TIMA: accelerating voltage of 25 kV, probe current of 9 nA, working distance of 15 mm, pixel spacing 3 μm, dot spacing 9 μm; EPMA: beam current not fully stated in excerpt |  | 10 |  |  |  | 0 |  | 0 | [7 empty] | 170 | [17 empty] | 30 | [9 empty] | 589840 | [25 empty] | 40 |  | 0 | [15 empty] | 0 | [15 empty] | 398660 |  | 0 |  |  |  | 0 | [13 empty] | 0 | [19 empty] | 60 |  |  |  |  | 2025 | Xinghai Lang et al., Polymetallic veins—a possible bridge between porphyry and intermediate-sulfidation deposits, Geological Society of America Bulletin, v. 136, doi:10.1130/B38406.1 |  | CHN | Tibet
| No. 1 porphyry Cu-Au deposit (Xietongmen deposit), Xiongcun ore district | No. 1 deposit, Xiongcun ore district | Magmatic hydrothermal | Porphyry | Cu-Au porphyry | Cu, Au | Zn, Ag, Pb | Cu, Au, Zn, Ag, Pb | Lang et al., 2014; Tang et al., 2015; Wang et al., 2017 |  | 6073-93.7-04 | 6073-93.7-04-1 | underground mine |  |  |  |  | ore material | drill core | drill core | mineral separate | [5 empty] | mineralisation |  |  |  | pyrite, sphalerite, pyrrhotite, chalcopyrite, galena, quartz | Stage A: pyrite + sericite; Stage B: sphalerite + pyrrhotite + chalcopyrite + galena + quartz; Stage C: actinolite + epidote + chlorite + magnetite + quartz | polymetallic veins crosscutting porphyry-stage veins and alteration zones | Z2 |  |  |  | actinolite, epidote, chlorite, magnetite, sericite, calcite, acanthite-argentite, pyrargyrite, hessite, electrum | carbon-coated thin sections; polished sections | SEM-EDS, EMPA, LA-ICPMS, SIMS | JEOL IT300HR scanning electron microscope equipped with secondary electron, backscattered electron (BSE), and energy dispersive X-ray spectrometry (EDS) detectors; TESCAN MIRA3 field-emission scanning electron microprobe (FE-SEM) equipped with a panchromatic cathodoluminescence (CL) detector; TESCAN Integrated Mineral Analyzer (TIMA) system with a Mira-3 scanning electron microscope with four EDS (EDAX Element 30) detectors; JEOL JXA-8230 electron microprobe | Wuhan Sample Solution Analytical Technology Co., Ltd., Wuhan, China; Tuoyan Analytical Technology Co., Ltd., Guangzhou, China; Nanjing Hongchuang Geological Exploration Technology Service Co., Ltd., Nanjing, China | SEM: accelerating voltage of 15–20 kV, emission current of ~80 μA, takeoff angle ~35°, 4 μm to 5 μm beam diameter, working distance of ~10 mm; SEM-CL: acceleration voltage of 10 kV, beam current of 15 nA; TIMA: accelerating voltage of 25 kV, probe current of 9 nA, working distance of 15 mm, pixel spacing 3 μm, dot spacing 9 μm; EPMA: beam current not fully stated in excerpt |  | 0 |  |  |  | 80 |  | 230 | [7 empty] | 520 | [17 empty] | 0 | [9 empty] | 588660 | [25 empty] | 30 |  | 0 | [15 empty] | 0 | [15 empty] | 402930 |  | 100 |  |  |  | 0 | [13 empty] | 0 | [19 empty] | 90 |  |  |  |  | 2025 | Xinghai Lang et al., Polymetallic veins—a possible bridge between porphyry and intermediate-sulfidation deposits, Geological Society of America Bulletin, v. 136, doi:10.1130/B38406.1 |  | CHN | Tibet
| No. 1 porphyry Cu-Au deposit (Xietongmen deposit), Xiongcun ore district | No. 1 deposit, Xiongcun ore district | Magmatic hydrothermal | Porphyry | Cu-Au porphyry | Cu, Au | Zn, Ag, Pb | Cu, Au, Zn, Ag, Pb | Lang et al., 2014; Tang et al., 2015; Wang et al., 2017 |  | 6073-93.7-05 | 6073-93.7-05-1 | underground mine |  |  |  |  | ore material | drill core | drill core | mineral separate | [5 empty] | mineralisation |  |  |  | pyrite, sphalerite, pyrrhotite, chalcopyrite, galena, quartz | Stage A: pyrite + sericite; Stage B: sphalerite + pyrrhotite + chalcopyrite + galena + quartz; Stage C: actinolite + epidote + chlorite + magnetite + quartz | polymetallic veins crosscutting porphyry-stage veins and alteration zones | Z2 |  |  |  | actinolite, epidote, chlorite, magnetite, sericite, calcite, acanthite-argentite, pyrargyrite, hessite, electrum | carbon-coated thin sections; polished sections | SEM-EDS, EMPA, LA-ICPMS, SIMS | JEOL IT300HR scanning electron microscope equipped with secondary electron, backscattered electron (BSE), and energy dispersive X-ray spectrometry (EDS) detectors; TESCAN MIRA3 field-emission scanning electron microprobe (FE-SEM) equipped with a panchromatic cathodoluminescence (CL) detector; TESCAN Integrated Mineral Analyzer (TIMA) system with a Mira-3 scanning electron microscope with four EDS (EDAX Element 30) detectors; JEOL JXA-8230 electron microprobe | Wuhan Sample Solution Analytical Technology Co., Ltd., Wuhan, China; Tuoyan Analytical Technology Co., Ltd., Guangzhou, China; Nanjing Hongchuang Geological Exploration Technology Service Co., Ltd., Nanjing, China | SEM: accelerating voltage of 15–20 kV, emission current of ~80 μA, takeoff angle ~35°, 4 μm to 5 μm beam diameter, working distance of ~10 mm; SEM-CL: acceleration voltage of 10 kV, beam current of 15 nA; TIMA: accelerating voltage of 25 kV, probe current of 9 nA, working distance of 15 mm, pixel spacing 3 μm, dot spacing 9 μm; EPMA: beam current not fully stated in excerpt |  | 0 |  |  |  | 0 |  | 0 | [7 empty] | 0 | [17 empty] | 50 | [9 empty] | 588780 | [25 empty] | 40 |  | 0 | [15 empty] | 70 | [15 empty] | 401030 |  | 200 |  |  |  | 0 | [13 empty] | 0 | [19 empty] | 60 |  |  |  |  | 2025 | Xinghai Lang et al., Polymetallic veins—a possible bridge between porphyry and intermediate-sulfidation deposits, Geological Society of America Bulletin, v. 136, doi:10.1130/B38406.1 |  | CHN | Tibet
| No. 1 porphyry Cu-Au deposit (Xietongmen deposit), Xiongcun ore district | No. 1 deposit, Xiongcun ore district | Magmatic hydrothermal | Porphyry | Cu-Au porphyry | Cu, Au | Zn, Ag, Pb | Cu, Au, Zn, Ag, Pb | Lang et al., 2014; Tang et al., 2015; Wang et al., 2017 |  | 6073-93.7-07 | 6073-93.7-07-1 | underground mine |  |  |  |  | ore material | drill core | drill core | mineral separate | [5 empty] | mineralisation |  |  |  | pyrite, sphalerite, pyrrhotite, chalcopyrite, galena, quartz | Stage A: pyrite + sericite; Stage B: sphalerite + pyrrhotite + chalcopyrite + galena + quartz; Stage C: actinolite + epidote + chlorite + magnetite + quartz | polymetallic veins crosscutting porphyry-stage veins and alteration zones | Z2 |  |  |  | actinolite, epidote, chlorite, magnetite, sericite, calcite, acanthite-argentite, pyrargyrite, hessite, electrum | carbon-coated thin sections; polished sections | SEM-EDS, EMPA, LA-ICPMS, SIMS | JEOL IT300HR scanning electron microscope equipped with secondary electron, backscattered electron (BSE), and energy dispersive X-ray spectrometry (EDS) detectors; TESCAN MIRA3 field-emission scanning electron microprobe (FE-SEM) equipped with a panchromatic cathodoluminescence (CL) detector; TESCAN Integrated Mineral Analyzer (TIMA) system with a Mira-3 scanning electron microscope with four EDS (EDAX Element 30) detectors; JEOL JXA-8230 electron microprobe | Wuhan Sample Solution Analytical Technology Co., Ltd., Wuhan, China; Tuoyan Analytical Technology Co., Ltd., Guangzhou, China; Nanjing Hongchuang Geological Exploration Technology Service Co., Ltd., Nanjing, China | SEM: accelerating voltage of 15–20 kV, emission current of ~80 μA, takeoff angle ~35°, 4 μm to 5 μm beam diameter, working distance of ~10 mm; SEM-CL: acceleration voltage of 10 kV, beam current of 15 nA; TIMA: accelerating voltage of 25 kV, probe current of 9 nA, working distance of 15 mm, pixel spacing 3 μm, dot spacing 9 μm; EPMA: beam current not fully stated in excerpt |  | 0 |  |  |  | 80 |  | 0 | [7 empty] | 570 | [17 empty] | 90 | [9 empty] | 589020 | [25 empty] | 0 |  | 0 | [15 empty] | 0 | [15 empty] | 401940 |  | 0 |  |  |  | 70 | [13 empty] | 70 | [19 empty] | 120 |  |  |  |  | 2025 | Xinghai Lang et al., Polymetallic veins—a possible bridge between porphyry and intermediate-sulfidation deposits, Geological Society of America Bulletin, v. 136, doi:10.1130/B38406.1 |  | CHN | Tibet
| No. 1 porphyry Cu-Au deposit (Xietongmen deposit), Xiongcun ore district | No. 1 deposit, Xiongcun ore district | Magmatic hydrothermal | Porphyry | Cu-Au porphyry | Cu, Au | Zn, Ag, Pb | Cu, Au, Zn, Ag, Pb | Lang et al., 2014; Tang et al., 2015; Wang et al., 2017 |  | 6073-93.7-08 | 6073-93.7-08-1 | underground mine |  |  |  |  | ore material | drill core | drill core | mineral separate | [5 empty] | mineralisation |  |  |  | pyrite, sphalerite, pyrrhotite, chalcopyrite, galena, quartz | Stage A: pyrite + sericite; Stage B: sphalerite + pyrrhotite + chalcopyrite + galena + quartz; Stage C: actinolite + epidote + chlorite + magnetite + quartz | polymetallic veins crosscutting porphyry-stage veins and alteration zones | Z2 |  |  |  | actinolite, epidote, chlorite, magnetite, sericite, calcite, acanthite-argentite, pyrargyrite, hessite, electrum | carbon-coated thin sections; polished sections | SEM-EDS, EMPA, LA-ICPMS, SIMS | JEOL IT300HR scanning electron microscope equipped with secondary electron, backscattered electron (BSE), and energy dispersive X-ray spectrometry (EDS) detectors; TESCAN MIRA3 field-emission scanning electron microprobe (FE-SEM) equipped with a panchromatic cathodoluminescence (CL) detector; TESCAN Integrated Mineral Analyzer (TIMA) system with a Mira-3 scanning electron microscope with four EDS (EDAX Element 30) detectors; JEOL JXA-8230 electron microprobe | Wuhan Sample Solution Analytical Technology Co., Ltd., Wuhan, China; Tuoyan Analytical Technology Co., Ltd., Guangzhou, China; Nanjing Hongchuang Geological Exploration Technology Service Co., Ltd., Nanjing, China | SEM: accelerating voltage of 15–20 kV, emission current of ~80 μA, takeoff angle ~35°, 4 μm to 5 μm beam diameter, working distance of ~10 mm; SEM-CL: acceleration voltage of 10 kV, beam current of 15 nA; TIMA: accelerating voltage of 25 kV, probe current of 9 nA, working distance of 15 mm, pixel spacing 3 μm, dot spacing 9 μm; EPMA: beam current not fully stated in excerpt |  | 0 |  |  |  | 0 |  | 560 | [7 empty] | 270 | [17 empty] | 0 | [9 empty] | 587280 | [25 empty] | 0 |  | 0 | [15 empty] | 90 | [15 empty] | 401520 |  | 0 |  |  |  | 20 | [13 empty] | 0 | [19 empty] | 180 |  |  |  |  | 2025 | Xinghai Lang et al., Polymetallic veins—a possible bridge between porphyry and intermediate-sulfidation deposits, Geological Society of America Bulletin, v. 136, doi:10.1130/B38406.1 |  | CHN | Tibet
| No. 1 porphyry Cu-Au deposit (Xietongmen deposit), Xiongcun ore district | No. 1 deposit, Xiongcun ore district | Magmatic hydrothermal | Porphyry | Cu-Au porphyry | Cu, Au | Zn, Ag, Pb | Cu, Au, Zn, Ag, Pb | Lang et al., 2014; Tang et al., 2015; Wang et al., 2017 |  | 6073-93.7-12 | 6073-93.7-12-1 | underground mine |  |  |  |  | ore material | drill core | drill core | mineral separate | [5 empty] | mineralisation |  |  |  | pyrite, sphalerite, pyrrhotite, chalcopyrite, galena, quartz | Stage A: pyrite + sericite; Stage B: sphalerite + pyrrhotite + chalcopyrite + galena + quartz; Stage C: actinolite + epidote + chlorite + magnetite + quartz | polymetallic veins crosscutting porphyry-stage veins and alteration zones | Z2 |  |  |  | actinolite, epidote, chlorite, magnetite, sericite, calcite, acanthite-argentite, pyrargyrite, hessite, electrum | carbon-coated thin sections; polished sections | SEM-EDS, EMPA, LA-ICPMS, SIMS | JEOL IT300HR scanning electron microscope equipped with secondary electron, backscattered electron (BSE), and energy dispersive X-ray spectrometry (EDS) detectors; TESCAN MIRA3 field-emission scanning electron microprobe (FE-SEM) equipped with a panchromatic cathodoluminescence (CL) detector; TESCAN Integrated Mineral Analyzer (TIMA) system with a Mira-3 scanning electron microscope with four EDS (EDAX Element 30) detectors; JEOL JXA-8230 electron microprobe | Wuhan Sample Solution Analytical Technology Co., Ltd., Wuhan, China; Tuoyan Analytical Technology Co., Ltd., Guangzhou, China; Nanjing Hongchuang Geological Exploration Technology Service Co., Ltd., Nanjing, China | SEM: accelerating voltage of 15–20 kV, emission current of ~80 μA, takeoff angle ~35°, 4 μm to 5 μm beam diameter, working distance of ~10 mm; SEM-CL: acceleration voltage of 10 kV, beam current of 15 nA; TIMA: accelerating voltage of 25 kV, probe current of 9 nA, working distance of 15 mm, pixel spacing 3 μm, dot spacing 9 μm; EPMA: beam current not fully stated in excerpt |  | 0 |  |  |  | 0 |  | 0 | [7 empty] | 170 | [17 empty] | 20 | [9 empty] | 587990 | [25 empty] | 70 |  | 0 | [15 empty] | 0 | [15 empty] | 402230 |  | 10 |  |  |  | 0 | [13 empty] | 0 | [19 empty] | 700 |  |  |  |  | 2025 | Xinghai Lang et al., Polymetallic veins—a possible bridge between porphyry and intermediate-sulfidation deposits, Geological Society of America Bulletin, v. 136, doi:10.1130/B38406.1 |  | CHN | Tibet
| No. 1 porphyry Cu-Au deposit (Xietongmen deposit), Xiongcun ore district | No. 1 deposit, Xiongcun ore district | Magmatic hydrothermal | Porphyry | Cu-Au porphyry | Cu, Au | Zn, Ag, Pb | Cu, Au, Zn, Ag, Pb | Lang et al., 2014; Tang et al., 2015; Wang et al., 2017 |  | 6073-93.7-14 | 6073-93.7-14-1 | underground mine |  |  |  |  | ore material | drill core | drill core | mineral separate | [5 empty] | mineralisation |  |  |  | pyrite, sphalerite, pyrrhotite, chalcopyrite, galena, quartz | Stage A: pyrite + sericite; Stage B: sphalerite + pyrrhotite + chalcopyrite + galena + quartz; Stage C: actinolite + epidote + chlorite + magnetite + quartz | polymetallic veins crosscutting porphyry-stage veins and alteration zones | Z2 |  |  |  | actinolite, epidote, chlorite, magnetite, sericite, calcite, acanthite-argentite, pyrargyrite, hessite, electrum | carbon-coated thin sections; polished sections | SEM-EDS, EMPA, LA-ICPMS, SIMS | JEOL IT300HR scanning electron microscope equipped with secondary electron, backscattered electron (BSE), and energy dispersive X-ray spectrometry (EDS) detectors; TESCAN MIRA3 field-emission scanning electron microprobe (FE-SEM) equipped with a panchromatic cathodoluminescence (CL) detector; TESCAN Integrated Mineral Analyzer (TIMA) system with a Mira-3 scanning electron microscope with four EDS (EDAX Element 30) detectors; JEOL JXA-8230 electron microprobe | Wuhan Sample Solution Analytical Technology Co., Ltd., Wuhan, China; Tuoyan Analytical Technology Co., Ltd., Guangzhou, China; Nanjing Hongchuang Geological Exploration Technology Service Co., Ltd., Nanjing, China | SEM: accelerating voltage of 15–20 kV, emission current of ~80 μA, takeoff angle ~35°, 4 μm to 5 μm beam diameter, working distance of ~10 mm; SEM-CL: acceleration voltage of 10 kV, beam current of 15 nA; TIMA: accelerating voltage of 25 kV, probe current of 9 nA, working distance of 15 mm, pixel spacing 3 μm, dot spacing 9 μm; EPMA: beam current not fully stated in excerpt |  | 0 |  |  |  | 80 |  | 0 | [7 empty] | 0 | [17 empty] | 0 | [9 empty] | 590070 | [25 empty] | 0 |  | 20 | [15 empty] | 0 | [15 empty] | 399300 |  | 0 |  |  |  | 120 | [13 empty] | 0 | [19 empty] | 110 |  |  |  |  | 2025 | Xinghai Lang et al., Polymetallic veins—a possible bridge between porphyry and intermediate-sulfidation deposits, Geological Society of America Bulletin, v. 136, doi:10.1130/B38406.1 |  | CHN | Tibet
| No. 1 porphyry Cu-Au deposit (Xietongmen deposit), Xiongcun ore district | No. 1 deposit, Xiongcun ore district | Magmatic hydrothermal | Porphyry | Cu-Au porphyry | Cu, Au | Zn, Ag, Pb | Cu, Au, Zn, Ag, Pb | Lang et al., 2014; Tang et al., 2015; Wang et al., 2017 |  | 6073-93.7-17 | 6073-93.7-17-1 | underground mine |  |  |  |  | ore material | drill core | drill core | mineral separate | [5 empty] | mineralisation |  |  |  | pyrite, sphalerite, pyrrhotite, chalcopyrite, galena, quartz | Stage A: pyrite + sericite; Stage B: sphalerite + pyrrhotite + chalcopyrite + galena + quartz; Stage C: actinolite + epidote + chlorite + magnetite + quartz | polymetallic veins crosscutting porphyry-stage veins and alteration zones | Z2 |  |  |  | actinolite, epidote, chlorite, magnetite, sericite, calcite, acanthite-argentite, pyrargyrite, hessite, electrum | carbon-coated thin sections; polished sections | SEM-EDS, EMPA, LA-ICPMS, SIMS | JEOL IT300HR scanning electron microscope equipped with secondary electron, backscattered electron (BSE), and energy dispersive X-ray spectrometry (EDS) detectors; TESCAN MIRA3 field-emission scanning electron microprobe (FE-SEM) equipped with a panchromatic cathodoluminescence (CL) detector; TESCAN Integrated Mineral Analyzer (TIMA) system with a Mira-3 scanning electron microscope with four EDS (EDAX Element 30) detectors; JEOL JXA-8230 electron microprobe | Wuhan Sample Solution Analytical Technology Co., Ltd., Wuhan, China; Tuoyan Analytical Technology Co., Ltd., Guangzhou, China; Nanjing Hongchuang Geological Exploration Technology Service Co., Ltd., Nanjing, China | SEM: accelerating voltage of 15–20 kV, emission current of ~80 μA, takeoff angle ~35°, 4 μm to 5 μm beam diameter, working distance of ~10 mm; SEM-CL: acceleration voltage of 10 kV, beam current of 15 nA; TIMA: accelerating voltage of 25 kV, probe current of 9 nA, working distance of 15 mm, pixel spacing 3 μm, dot spacing 9 μm; EPMA: beam current not fully stated in excerpt |  | 0 |  |  |  | 0 |  | 260 | [7 empty] | 440 | [17 empty] | 0 | [9 empty] | 589180 | [25 empty] | 0 |  | 0 | [15 empty] | 180 | [15 empty] | 401920 |  | 0 |  |  |  | 0 | [13 empty] | 70 | [19 empty] | 10 |  |  |  |  | 2025 | Xinghai Lang et al., Polymetallic veins—a possible bridge between porphyry and intermediate-sulfidation deposits, Geological Society of America Bulletin, v. 136, doi:10.1130/B38406.1 |  | CHN | Tibet
| No. 1 porphyry Cu-Au deposit (Xietongmen deposit), Xiongcun ore district | No. 1 deposit, Xiongcun ore district | Magmatic hydrothermal | Porphyry | Cu-Au porphyry | Cu, Au | Zn, Ag, Pb | Cu, Au, Zn, Ag, Pb | Lang et al., 2014; Tang et al., 2015; Wang et al., 2017 |  | 6073-93.7-20 | 6073-93.7-20-1 | underground mine |  |  |  |  | ore material | drill core | drill core | mineral separate | [5 empty] | mineralisation |  |  |  | pyrite, sphalerite, pyrrhotite, chalcopyrite, galena, quartz | Stage A: pyrite + sericite; Stage B: sphalerite + pyrrhotite + chalcopyrite + galena + quartz; Stage C: actinolite + epidote + chlorite + magnetite + quartz | polymetallic veins crosscutting porphyry-stage veins and alteration zones | Z2 |  |  |  | actinolite, epidote, chlorite, magnetite, sericite, calcite, acanthite-argentite, pyrargyrite, hessite, electrum | carbon-coated thin sections; polished sections | SEM-EDS, EMPA, LA-ICPMS, SIMS | JEOL IT300HR scanning electron microscope equipped with secondary electron, backscattered electron (BSE), and energy dispersive X-ray spectrometry (EDS) detectors; TESCAN MIRA3 field-emission scanning electron microprobe (FE-SEM) equipped with a panchromatic cathodoluminescence (CL) detector; TESCAN Integrated Mineral Analyzer (TIMA) system with a Mira-3 scanning electron microscope with four EDS (EDAX Element 30) detectors; JEOL JXA-8230 electron microprobe | Wuhan Sample Solution Analytical Technology Co., Ltd., Wuhan, China; Tuoyan Analytical Technology Co., Ltd., Guangzhou, China; Nanjing Hongchuang Geological Exploration Technology Service Co., Ltd., Nanjing, China | SEM: accelerating voltage of 15–20 kV, emission current of ~80 μA, takeoff angle ~35°, 4 μm to 5 μm beam diameter, working distance of ~10 mm; SEM-CL: acceleration voltage of 10 kV, beam current of 15 nA; TIMA: accelerating voltage of 25 kV, probe current of 9 nA, working distance of 15 mm, pixel spacing 3 μm, dot spacing 9 μm; EPMA: beam current not fully stated in excerpt |  | 0 |  |  |  | 0 |  | 0 | [7 empty] | 410 | [17 empty] | 70 | [9 empty] | 589140 | [25 empty] | 50 |  | 0 | [15 empty] | 0 | [15 empty] | 399760 |  | 0 |  |  |  | 0 | [13 empty] | 0 | [19 empty] | 0 |  |  |  |  | 2025 | Xinghai Lang et al., Polymetallic veins—a possible bridge between porphyry and intermediate-sulfidation deposits, Geological Society of America Bulletin, v. 136, doi:10.1130/B38406.1 |  | CHN | Tibet
| No. 1 porphyry Cu-Au deposit (Xietongmen deposit), Xiongcun ore district | No. 1 deposit, Xiongcun ore district | Magmatic hydrothermal | Porphyry | Cu-Au porphyry | Cu, Au | Zn, Ag, Pb | Cu, Au, Zn, Ag, Pb | Lang et al., 2014; Tang et al., 2015; Wang et al., 2017 |  | 6082-66.7-03 | 6082-66.7-03-1 | underground mine |  |  |  |  | ore material | drill core | drill core | mineral separate | [5 empty] | mineralisation |  |  |  | pyrite, sphalerite, pyrrhotite, chalcopyrite, galena, quartz | Stage A: pyrite + sericite; Stage B: sphalerite + pyrrhotite + chalcopyrite + galena + quartz; Stage C: actinolite + epidote + chlorite + magnetite + quartz | polymetallic veins crosscutting porphyry-stage veins and alteration zones | Z3 |  |  |  | actinolite, epidote, chlorite, magnetite, sericite, calcite, acanthite-argentite, pyrargyrite, hessite, electrum | carbon-coated thin sections; polished sections | SEM-EDS, EMPA, LA-ICPMS, SIMS | JEOL IT300HR scanning electron microscope equipped with secondary electron, backscattered electron (BSE), and energy dispersive X-ray spectrometry (EDS) detectors; TESCAN MIRA3 field-emission scanning electron microprobe (FE-SEM) equipped with a panchromatic cathodoluminescence (CL) detector; TESCAN Integrated Mineral Analyzer (TIMA) system with a Mira-3 scanning electron microscope with four EDS (EDAX Element 30) detectors; JEOL JXA-8230 electron microprobe | Wuhan Sample Solution Analytical Technology Co., Ltd., Wuhan, China; Tuoyan Analytical Technology Co., Ltd., Guangzhou, China; Nanjing Hongchuang Geological Exploration Technology Service Co., Ltd., Nanjing, China | SEM: accelerating voltage of 15–20 kV, emission current of ~80 μA, takeoff angle ~35°, 4 μm to 5 μm beam diameter, working distance of ~10 mm; SEM-CL: acceleration voltage of 10 kV, beam current of 15 nA; TIMA: accelerating voltage of 25 kV, probe current of 9 nA, working distance of 15 mm, pixel spacing 3 μm, dot spacing 9 μm; EPMA: beam current not fully stated in excerpt |  | 0 |  |  |  | 0 |  | 0 | [7 empty] | 0 | [17 empty] | 0 | [9 empty] | 601050 | [25 empty] | 130 |  | 0 | [15 empty] | 100 | [15 empty] | 393480 |  | 0 |  |  |  | 30 | [13 empty] | 0 | [19 empty] | 0 |  |  |  |  | 2025 | Xinghai Lang et al., Polymetallic veins—a possible bridge between porphyry and intermediate-sulfidation deposits, Geological Society of America Bulletin, v. 136, doi:10.1130/B38406.1 |  | CHN | Tibet
| No. 1 porphyry Cu-Au deposit (Xietongmen deposit), Xiongcun ore district | No. 1 deposit, Xiongcun ore district | Magmatic hydrothermal | Porphyry | Cu-Au porphyry | Cu, Au | Zn, Ag, Pb | Cu, Au, Zn, Ag, Pb | Lang et al., 2014; Tang et al., 2015; Wang et al., 2017 |  | 6082-66.7-07 | 6082-66.7-07-1 | underground mine |  |  |  |  | ore material | drill core | drill core | mineral separate | [5 empty] | mineralisation |  |  |  | pyrite, sphalerite, pyrrhotite, chalcopyrite, galena, quartz | Stage A: pyrite + sericite; Stage B: sphalerite + pyrrhotite + chalcopyrite + galena + quartz; Stage C: actinolite + epidote + chlorite + magnetite + quartz | polymetallic veins crosscutting porphyry-stage veins and alteration zones | Z3 |  |  |  | actinolite, epidote, chlorite, magnetite, sericite, calcite, acanthite-argentite, pyrargyrite, hessite, electrum | carbon-coated thin sections; polished sections | SEM-EDS, EMPA, LA-ICPMS, SIMS | JEOL IT300HR scanning electron microscope equipped with secondary electron, backscattered electron (BSE), and energy dispersive X-ray spectrometry (EDS) detectors; TESCAN MIRA3 field-emission scanning electron microprobe (FE-SEM) equipped with a panchromatic cathodoluminescence (CL) detector; TESCAN Integrated Mineral Analyzer (TIMA) system with a Mira-3 scanning electron microscope with four EDS (EDAX Element 30) detectors; JEOL JXA-8230 electron microprobe | Wuhan Sample Solution Analytical Technology Co., Ltd., Wuhan, China; Tuoyan Analytical Technology Co., Ltd., Guangzhou, China; Nanjing Hongchuang Geological Exploration Technology Service Co., Ltd., Nanjing, China | SEM: accelerating voltage of 15–20 kV, emission current of ~80 μA, takeoff angle ~35°, 4 μm to 5 μm beam diameter, working distance of ~10 mm; SEM-CL: acceleration voltage of 10 kV, beam current of 15 nA; TIMA: accelerating voltage of 25 kV, probe current of 9 nA, working distance of 15 mm, pixel spacing 3 μm, dot spacing 9 μm; EPMA: beam current not fully stated in excerpt |  | 0 |  |  |  | 0 |  | 130 | [7 empty] | 420 | [17 empty] | 140 | [9 empty] | 594560 | [25 empty] | 100 |  | 0 | [15 empty] | 400 | [15 empty] | 399610 |  | 0 |  |  |  | 20 | [13 empty] | 0 | [19 empty] | 120 |  |  |  |  | 2025 | Xinghai Lang et al., Polymetallic veins—a possible bridge between porphyry and intermediate-sulfidation deposits, Geological Society of America Bulletin, v. 136, doi:10.1130/B38406.1 |  | CHN | Tibet
| No. 1 porphyry Cu-Au deposit (Xietongmen deposit), Xiongcun ore district | No. 1 deposit, Xiongcun ore district | Magmatic hydrothermal | Porphyry | Cu-Au porphyry | Cu, Au | Zn, Ag, Pb | Cu, Au, Zn, Ag, Pb | Lang et al., 2014; Tang et al., 2015; Wang et al., 2017 |  | 6082-66.7-09 | 6082-66.7-09-1 | underground mine |  |  |  |  | ore material | drill core | drill core | mineral separate | [5 empty] | mineralisation |  |  |  | pyrite, sphalerite, pyrrhotite, chalcopyrite, galena, quartz | Stage A: pyrite + sericite; Stage B: sphalerite + pyrrhotite + chalcopyrite + galena + quartz; Stage C: actinolite + epidote + chlorite + magnetite + quartz | polymetallic veins crosscutting porphyry-stage veins and alteration zones | Z3 |  |  |  | actinolite, epidote, chlorite, magnetite, sericite, calcite, acanthite-argentite, pyrargyrite, hessite, electrum | carbon-coated thin sections; polished sections | SEM-EDS, EMPA, LA-ICPMS, SIMS | JEOL IT300HR scanning electron microscope equipped with secondary electron, backscattered electron (BSE), and energy dispersive X-ray spectrometry (EDS) detectors; TESCAN MIRA3 field-emission scanning electron microprobe (FE-SEM) equipped with a panchromatic cathodoluminescence (CL) detector; TESCAN Integrated Mineral Analyzer (TIMA) system with a Mira-3 scanning electron microscope with four EDS (EDAX Element 30) detectors; JEOL JXA-8230 electron microprobe | Wuhan Sample Solution Analytical Technology Co., Ltd., Wuhan, China; Tuoyan Analytical Technology Co., Ltd., Guangzhou, China; Nanjing Hongchuang Geological Exploration Technology Service Co., Ltd., Nanjing, China | SEM: accelerating voltage of 15–20 kV, emission current of ~80 μA, takeoff angle ~35°, 4 μm to 5 μm beam diameter, working distance of ~10 mm; SEM-CL: acceleration voltage of 10 kV, beam current of 15 nA; TIMA: accelerating voltage of 25 kV, probe current of 9 nA, working distance of 15 mm, pixel spacing 3 μm, dot spacing 9 μm; EPMA: beam current not fully stated in excerpt |  | 0 |  |  |  | 200 |  | 110 | [7 empty] | 310 | [17 empty] | 0 | [9 empty] | 595910 | [25 empty] | 0 |  | 0 | [15 empty] | 0 | [15 empty] | 401010 |  | 0 |  |  |  | 230 | [13 empty] | 0 | [19 empty] | 0 |  |  |  |  | 2025 | Xinghai Lang et al., Polymetallic veins—a possible bridge between porphyry and intermediate-sulfidation deposits, Geological Society of America Bulletin, v. 136, doi:10.1130/B38406.1 |  | CHN | Tibet
| No. 1 porphyry Cu-Au deposit (Xietongmen deposit), Xiongcun ore district | No. 1 deposit, Xiongcun ore district | Magmatic hydrothermal | Porphyry | Cu-Au porphyry | Cu, Au | Zn, Ag, Pb | Cu, Au, Zn, Ag, Pb | Lang et al., 2014; Tang et al., 2015; Wang et al., 2017 |  | 6082-66.7-10 | 6082-66.7-10-1 | underground mine |  |  |  |  | ore material | drill core | drill core | mineral separate | [5 empty] | mineralisation |  |  |  | pyrite, sphalerite, pyrrhotite, chalcopyrite, galena, quartz | Stage A: pyrite + sericite; Stage B: sphalerite + pyrrhotite + chalcopyrite + galena + quartz; Stage C: actinolite + epidote + chlorite + magnetite + quartz | polymetallic veins crosscutting porphyry-stage veins and alteration zones | Z3 |  |  |  | actinolite, epidote, chlorite, magnetite, sericite, calcite, acanthite-argentite, pyrargyrite, hessite, electrum | carbon-coated thin sections; polished sections | SEM-EDS, EMPA, LA-ICPMS, SIMS | JEOL IT300HR scanning electron microscope equipped with secondary electron, backscattered electron (BSE), and energy dispersive X-ray spectrometry (EDS) detectors; TESCAN MIRA3 field-emission scanning electron microprobe (FE-SEM) equipped with a panchromatic cathodoluminescence (CL) detector; TESCAN Integrated Mineral Analyzer (TIMA) system with a Mira-3 scanning electron microscope with four EDS (EDAX Element 30) detectors; JEOL JXA-8230 electron microprobe | Wuhan Sample Solution Analytical Technology Co., Ltd., Wuhan, China; Tuoyan Analytical Technology Co., Ltd., Guangzhou, China; Nanjing Hongchuang Geological Exploration Technology Service Co., Ltd., Nanjing, China | SEM: accelerating voltage of 15–20 kV, emission current of ~80 μA, takeoff angle ~35°, 4 μm to 5 μm beam diameter, working distance of ~10 mm; SEM-CL: acceleration voltage of 10 kV, beam current of 15 nA; TIMA: accelerating voltage of 25 kV, probe current of 9 nA, working distance of 15 mm, pixel spacing 3 μm, dot spacing 9 μm; EPMA: beam current not fully stated in excerpt |  | 40 |  |  |  | 0 |  | 50 | [7 empty] | 350 | [17 empty] | 0 | [9 empty] | 598520 | [25 empty] | 0 |  | 0 | [15 empty] | 190 | [15 empty] | 398590 |  | 20 |  |  |  | 0 | [13 empty] | 0 | [19 empty] | 0 |  |  |  |  | 2025 | Xinghai Lang et al., Polymetallic veins—a possible bridge between porphyry and intermediate-sulfidation deposits, Geological Society of America Bulletin, v. 136, doi:10.1130/B38406.1 |  | CHN | Tibet
| No. 1 porphyry Cu-Au deposit (Xietongmen deposit), Xiongcun ore district | No. 1 deposit, Xiongcun ore district | Magmatic hydrothermal | Porphyry | Cu-Au porphyry | Cu, Au | Zn, Ag, Pb | Cu, Au, Zn, Ag, Pb | Lang et al., 2014; Tang et al., 2015; Wang et al., 2017 |  | 6082-66.7-13 | 6082-66.7-13-1 | underground mine |  |  |  |  | ore material | drill core | drill core | mineral separate | [5 empty] | mineralisation |  |  |  | pyrite, sphalerite, pyrrhotite, chalcopyrite, galena, quartz | Stage A: pyrite + sericite; Stage B: sphalerite + pyrrhotite + chalcopyrite + galena + quartz; Stage C: actinolite + epidote + chlorite + magnetite + quartz | polymetallic veins crosscutting porphyry-stage veins and alteration zones | Z3 |  |  |  | actinolite, epidote, chlorite, magnetite, sericite, calcite, acanthite-argentite, pyrargyrite, hessite, electrum | carbon-coated thin sections; polished sections | SEM-EDS, EMPA, LA-ICPMS, SIMS | JEOL IT300HR scanning electron microscope equipped with secondary electron, backscattered electron (BSE), and energy dispersive X-ray spectrometry (EDS) detectors; TESCAN MIRA3 field-emission scanning electron microprobe (FE-SEM) equipped with a panchromatic cathodoluminescence (CL) detector; TESCAN Integrated Mineral Analyzer (TIMA) system with a Mira-3 scanning electron microscope with four EDS (EDAX Element 30) detectors; JEOL JXA-8230 electron microprobe | Wuhan Sample Solution Analytical Technology Co., Ltd., Wuhan, China; Tuoyan Analytical Technology Co., Ltd., Guangzhou, China; Nanjing Hongchuang Geological Exploration Technology Service Co., Ltd., Nanjing, China | SEM: accelerating voltage of 15–20 kV, emission current of ~80 μA, takeoff angle ~35°, 4 μm to 5 μm beam diameter, working distance of ~10 mm; SEM-CL: acceleration voltage of 10 kV, beam current of 15 nA; TIMA: accelerating voltage of 25 kV, probe current of 9 nA, working distance of 15 mm, pixel spacing 3 μm, dot spacing 9 μm; EPMA: beam current not fully stated in excerpt |  | 0 |  |  |  | 0 |  | 0 | [7 empty] | 320 | [17 empty] | 0 | [9 empty] | 600300 | [25 empty] | 50 |  | 0 | [15 empty] | 230 | [15 empty] | 399020 |  | 0 |  |  |  | 0 | [13 empty] | 140 | [19 empty] | 50 |  |  |  |  | 2025 | Xinghai Lang et al., Polymetallic veins—a possible bridge between porphyry and intermediate-sulfidation deposits, Geological Society of America Bulletin, v. 136, doi:10.1130/B38406.1 |  | CHN | Tibet
| No. 1 porphyry Cu-Au deposit (Xietongmen deposit), Xiongcun ore district | No. 1 deposit, Xiongcun ore district | Magmatic hydrothermal | Porphyry | Cu-Au porphyry | Cu, Au | Zn, Ag, Pb | Cu, Au, Zn, Ag, Pb | Lang et al., 2014; Tang et al., 2015; Wang et al., 2017 |  | 6073-51.1-07 | 6073-51.1-07-1 | underground mine |  |  |  |  | ore material | drill core | drill core | mineral separate | [5 empty] | mineralisation |  |  |  | pyrite, sphalerite, pyrrhotite, chalcopyrite, galena, quartz | Stage A: pyrite + sericite; Stage B: sphalerite + pyrrhotite + chalcopyrite + galena + quartz; Stage C: actinolite + epidote + chlorite + magnetite + quartz | polymetallic veins crosscutting porphyry-stage veins and alteration zones | Z3 |  |  |  | actinolite, epidote, chlorite, magnetite, sericite, calcite, acanthite-argentite, pyrargyrite, hessite, electrum | carbon-coated thin sections; polished sections | SEM-EDS, EMPA, LA-ICPMS, SIMS | JEOL IT300HR scanning electron microscope equipped with secondary electron, backscattered electron (BSE), and energy dispersive X-ray spectrometry (EDS) detectors; TESCAN MIRA3 field-emission scanning electron microprobe (FE-SEM) equipped with a panchromatic cathodoluminescence (CL) detector; TESCAN Integrated Mineral Analyzer (TIMA) system with a Mira-3 scanning electron microscope with four EDS (EDAX Element 30) detectors; JEOL JXA-8230 electron microprobe | Wuhan Sample Solution Analytical Technology Co., Ltd., Wuhan, China; Tuoyan Analytical Technology Co., Ltd., Guangzhou, China; Nanjing Hongchuang Geological Exploration Technology Service Co., Ltd., Nanjing, China | SEM: accelerating voltage of 15–20 kV, emission current of ~80 μA, takeoff angle ~35°, 4 μm to 5 μm beam diameter, working distance of ~10 mm; SEM-CL: acceleration voltage of 10 kV, beam current of 15 nA; TIMA: accelerating voltage of 25 kV, probe current of 9 nA, working distance of 15 mm, pixel spacing 3 μm, dot spacing 9 μm; EPMA: beam current not fully stated in excerpt |  | 10 |  |  |  | 0 |  | 40 | [7 empty] | 560 | [17 empty] | 0 | [9 empty] | 603190 | [25 empty] | 20 |  | 0 | [15 empty] | 570 | [15 empty] | 388510 |  | 0 |  |  |  | 0 | [13 empty] | 0 | [19 empty] | 0 |  |  |  |  | 2025 | Xinghai Lang et al., Polymetallic veins—a possible bridge between porphyry and intermediate-sulfidation deposits, Geological Society of America Bulletin, v. 136, doi:10.1130/B38406.1 |  | CHN | Tibet
| No. 1 porphyry Cu-Au deposit (Xietongmen deposit), Xiongcun ore district | No. 1 deposit, Xiongcun ore district | Magmatic hydrothermal | Porphyry | Cu-Au porphyry | Cu, Au | Zn, Ag, Pb | Cu, Au, Zn, Ag, Pb | Lang et al., 2014; Tang et al., 2015; Wang et al., 2017 |  | 6073-51.1-08 | 6073-51.1-08-1 | underground mine |  |  |  |  | ore material | drill core | drill core | mineral separate | [5 empty] | mineralisation |  |  |  | pyrite, sphalerite, pyrrhotite, chalcopyrite, galena, quartz | Stage A: pyrite + sericite; Stage B: sphalerite + pyrrhotite + chalcopyrite + galena + quartz; Stage C: actinolite + epidote + chlorite + magnetite + quartz | polymetallic veins crosscutting porphyry-stage veins and alteration zones | Z3 |  |  |  | actinolite, epidote, chlorite, magnetite, sericite, calcite, acanthite-argentite, pyrargyrite, hessite, electrum | carbon-coated thin sections; polished sections | SEM-EDS, EMPA, LA-ICPMS, SIMS | JEOL IT300HR scanning electron microscope equipped with secondary electron, backscattered electron (BSE), and energy dispersive X-ray spectrometry (EDS) detectors; TESCAN MIRA3 field-emission scanning electron microprobe (FE-SEM) equipped with a panchromatic cathodoluminescence (CL) detector; TESCAN Integrated Mineral Analyzer (TIMA) system with a Mira-3 scanning electron microscope with four EDS (EDAX Element 30) detectors; JEOL JXA-8230 electron microprobe | Wuhan Sample Solution Analytical Technology Co., Ltd., Wuhan, China; Tuoyan Analytical Technology Co., Ltd., Guangzhou, China; Nanjing Hongchuang Geological Exploration Technology Service Co., Ltd., Nanjing, China | SEM: accelerating voltage of 15–20 kV, emission current of ~80 μA, takeoff angle ~35°, 4 μm to 5 μm beam diameter, working distance of ~10 mm; SEM-CL: acceleration voltage of 10 kV, beam current of 15 nA; TIMA: accelerating voltage of 25 kV, probe current of 9 nA, working distance of 15 mm, pixel spacing 3 μm, dot spacing 9 μm; EPMA: beam current not fully stated in excerpt |  | 0 |  |  |  | 0 |  | 500 | [7 empty] | 150 | [17 empty] | 130 | [9 empty] | 600470 | [25 empty] | 50 |  | 0 | [15 empty] | 230 | [15 empty] | 391530 |  | 0 |  |  |  | 0 | [13 empty] | 0 | [19 empty] | 0 |  |  |  |  | 2025 | Xinghai Lang et al., Polymetallic veins—a possible bridge between porphyry and intermediate-sulfidation deposits, Geological Society of America Bulletin, v. 136, doi:10.1130/B38406.1 |  | CHN | Tibet
| No. 1 porphyry Cu-Au deposit (Xietongmen deposit), Xiongcun ore district | No. 1 deposit, Xiongcun ore district | Magmatic hydrothermal | Porphyry | Cu-Au porphyry | Cu, Au | Zn, Ag, Pb | Cu, Au, Zn, Ag, Pb | Lang et al., 2014; Tang et al., 2015; Wang et al., 2017 |  | 6073-51.1-09 | 6073-51.1-09-1 | underground mine |  |  |  |  | ore material | drill core | drill core | mineral separate | [5 empty] | mineralisation |  |  |  | pyrite, sphalerite, pyrrhotite, chalcopyrite, galena, quartz | Stage A: pyrite + sericite; Stage B: sphalerite + pyrrhotite + chalcopyrite + galena + quartz; Stage C: actinolite + epidote + chlorite + magnetite + quartz | polymetallic veins crosscutting porphyry-stage veins and alteration zones | Z3 |  |  |  | actinolite, epidote, chlorite, magnetite, sericite, calcite, acanthite-argentite, pyrargyrite, hessite, electrum | carbon-coated thin sections; polished sections | SEM-EDS, EMPA, LA-ICPMS, SIMS | JEOL IT300HR scanning electron microscope equipped with secondary electron, backscattered electron (BSE), and energy dispersive X-ray spectrometry (EDS) detectors; TESCAN MIRA3 field-emission scanning electron microprobe (FE-SEM) equipped with a panchromatic cathodoluminescence (CL) detector; TESCAN Integrated Mineral Analyzer (TIMA) system with a Mira-3 scanning electron microscope with four EDS (EDAX Element 30) detectors; JEOL JXA-8230 electron microprobe | Wuhan Sample Solution Analytical Technology Co., Ltd., Wuhan, China; Tuoyan Analytical Technology Co., Ltd., Guangzhou, China; Nanjing Hongchuang Geological Exploration Technology Service Co., Ltd., Nanjing, China | SEM: accelerating voltage of 15–20 kV, emission current of ~80 μA, takeoff angle ~35°, 4 μm to 5 μm beam diameter, working distance of ~10 mm; SEM-CL: acceleration voltage of 10 kV, beam current of 15 nA; TIMA: accelerating voltage of 25 kV, probe current of 9 nA, working distance of 15 mm, pixel spacing 3 μm, dot spacing 9 μm; EPMA: beam current not fully stated in excerpt |  | 0 |  |  |  | 50 |  | 340 | [7 empty] | 690 | [17 empty] | 10 | [9 empty] | 601750 | [25 empty] | 70 |  | 70 | [15 empty] | 650 | [15 empty] | 392930 |  | 0 |  |  |  | 0 | [13 empty] | 0 | [19 empty] | 210 |  |  |  |  | 2025 | Xinghai Lang et al., Polymetallic veins—a possible bridge between porphyry and intermediate-sulfidation deposits, Geological Society of America Bulletin, v. 136, doi:10.1130/B38406.1 |  | CHN | Tibet
| No. 1 porphyry Cu-Au deposit (Xietongmen deposit), Xiongcun ore district | No. 1 deposit, Xiongcun ore district | Magmatic hydrothermal | Porphyry | Cu-Au porphyry | Cu, Au | Zn, Ag, Pb | Cu, Au, Zn, Ag, Pb | Lang et al., 2014; Tang et al., 2015; Wang et al., 2017 |  | 6073-51.1-10 | 6073-51.1-10-1 | underground mine |  |  |  |  | ore material | drill core | drill core | mineral separate | [5 empty] | mineralisation |  |  |  | pyrite, sphalerite, pyrrhotite, chalcopyrite, galena, quartz | Stage A: pyrite + sericite; Stage B: sphalerite + pyrrhotite + chalcopyrite + galena + quartz; Stage C: actinolite + epidote + chlorite + magnetite + quartz | polymetallic veins crosscutting porphyry-stage veins and alteration zones | Z3 |  |  |  | actinolite, epidote, chlorite, magnetite, sericite, calcite, acanthite-argentite, pyrargyrite, hessite, electrum | carbon-coated thin sections; polished sections | SEM-EDS, EMPA, LA-ICPMS, SIMS | JEOL IT300HR scanning electron microscope equipped with secondary electron, backscattered electron (BSE), and energy dispersive X-ray spectrometry (EDS) detectors; TESCAN MIRA3 field-emission scanning electron microprobe (FE-SEM) equipped with a panchromatic cathodoluminescence (CL) detector; TESCAN Integrated Mineral Analyzer (TIMA) system with a Mira-3 scanning electron microscope with four EDS (EDAX Element 30) detectors; JEOL JXA-8230 electron microprobe | Wuhan Sample Solution Analytical Technology Co., Ltd., Wuhan, China; Tuoyan Analytical Technology Co., Ltd., Guangzhou, China; Nanjing Hongchuang Geological Exploration Technology Service Co., Ltd., Nanjing, China | SEM: accelerating voltage of 15–20 kV, emission current of ~80 μA, takeoff angle ~35°, 4 μm to 5 μm beam diameter, working distance of ~10 mm; SEM-CL: acceleration voltage of 10 kV, beam current of 15 nA; TIMA: accelerating voltage of 25 kV, probe current of 9 nA, working distance of 15 mm, pixel spacing 3 μm, dot spacing 9 μm; EPMA: beam current not fully stated in excerpt |  | 0 |  |  |  | 130 |  | 270 | [7 empty] | 590 | [17 empty] | 0 | [9 empty] | 601450 | [25 empty] | 60 |  | 70 | [15 empty] | 490 | [15 empty] | 393140 |  | 0 |  |  |  | 30 | [13 empty] | 70 | [19 empty] | 70 |  |  |  |  | 2025 | Xinghai Lang et al., Polymetallic veins—a possible bridge between porphyry and intermediate-sulfidation deposits, Geological Society of America Bulletin, v. 136, doi:10.1130/B38406.1 |  | CHN | Tibet
| No. 1 porphyry Cu-Au deposit (Xietongmen deposit), Xiongcun ore district | No. 1 deposit, Xiongcun ore district | Magmatic hydrothermal | Porphyry | Cu-Au porphyry | Cu, Au | Zn, Ag, Pb | Cu, Au, Zn, Ag, Pb | Lang et al., 2014; Tang et al., 2015; Wang et al., 2017 |  | 6073-51.1-13 | 6073-51.1-13-1 | underground mine |  |  |  |  | ore material | drill core | drill core | mineral separate | [5 empty] | mineralisation |  |  |  | pyrite, sphalerite, pyrrhotite, chalcopyrite, galena, quartz | Stage A: pyrite + sericite; Stage B: sphalerite + pyrrhotite + chalcopyrite + galena + quartz; Stage C: actinolite + epidote + chlorite + magnetite + quartz | polymetallic veins crosscutting porphyry-stage veins and alteration zones | Z3 |  |  |  | actinolite, epidote, chlorite, magnetite, sericite, calcite, acanthite-argentite, pyrargyrite, hessite, electrum | carbon-coated thin sections; polished sections | SEM-EDS, EMPA, LA-ICPMS, SIMS | JEOL IT300HR scanning electron microscope equipped with secondary electron, backscattered electron (BSE), and energy dispersive X-ray spectrometry (EDS) detectors; TESCAN MIRA3 field-emission scanning electron microprobe (FE-SEM) equipped with a panchromatic cathodoluminescence (CL) detector; TESCAN Integrated Mineral Analyzer (TIMA) system with a Mira-3 scanning electron microscope with four EDS (EDAX Element 30) detectors; JEOL JXA-8230 electron microprobe | Wuhan Sample Solution Analytical Technology Co., Ltd., Wuhan, China; Tuoyan Analytical Technology Co., Ltd., Guangzhou, China; Nanjing Hongchuang Geological Exploration Technology Service Co., Ltd., Nanjing, China | SEM: accelerating voltage of 15–20 kV, emission current of ~80 μA, takeoff angle ~35°, 4 μm to 5 μm beam diameter, working distance of ~10 mm; SEM-CL: acceleration voltage of 10 kV, beam current of 15 nA; TIMA: accelerating voltage of 25 kV, probe current of 9 nA, working distance of 15 mm, pixel spacing 3 μm, dot spacing 9 μm; EPMA: beam current not fully stated in excerpt |  | 0 |  |  |  | 0 |  | 0 | [7 empty] | 500 | [17 empty] | 100 | [9 empty] | 604730 | [25 empty] | 0 |  | 0 | [15 empty] | 270 | [15 empty] | 393600 |  | 0 |  |  |  | 0 | [13 empty] | 0 | [19 empty] | 100 |  |  |  |  | 2025 | Xinghai Lang et al., Polymetallic veins—a possible bridge between porphyry and intermediate-sulfidation deposits, Geological Society of America Bulletin, v. 136, doi:10.1130/B38406.1 |  | CHN | Tibet
| No. 1 porphyry Cu-Au deposit (Xietongmen deposit), Xiongcun ore district | No. 1 deposit, Xiongcun ore district | Magmatic hydrothermal | Porphyry | Cu-Au porphyry | Cu, Au | Zn, Ag, Pb | Cu, Au, Zn, Ag, Pb | Lang et al., 2014; Tang et al., 2015; Wang et al., 2017 |  | Chalcopyrite | Chalcopyrite-1 | underground mine |  |  |  |  | ore material | drill core | drill core | mineral separate | [5 empty] | mineralisation |  |  |  | pyrite, sphalerite, pyrrhotite, chalcopyrite, galena, quartz | Stage A: pyrite + sericite; Stage B: sphalerite + pyrrhotite + chalcopyrite + galena + quartz; Stage C: actinolite + epidote + chlorite + magnetite + quartz | polymetallic veins crosscutting porphyry-stage veins and alteration zones | stockwork veins, sheeted veins, open-space filling |  |  |  | actinolite, epidote, chlorite, magnetite, sericite, calcite, acanthite-argentite, pyrargyrite, hessite, electrum | carbon-coated thin sections; polished sections | SEM-EDS, EMPA, LA-ICPMS, SIMS | JEOL IT300HR scanning electron microscope equipped with secondary electron, backscattered electron (BSE), and energy dispersive X-ray spectrometry (EDS) detectors; TESCAN MIRA3 field-emission scanning electron microprobe (FE-SEM) equipped with a panchromatic cathodoluminescence (CL) detector; TESCAN Integrated Mineral Analyzer (TIMA) system with a Mira-3 scanning electron microscope with four EDS (EDAX Element 30) detectors; JEOL JXA-8230 electron microprobe | Wuhan Sample Solution Analytical Technology Co., Ltd., Wuhan, China; Tuoyan Analytical Technology Co., Ltd., Guangzhou, China; Nanjing Hongchuang Geological Exploration Technology Service Co., Ltd., Nanjing, China | SEM: accelerating voltage of 15–20 kV, emission current of ~80 μA, takeoff angle ~35°, 4 μm to 5 μm beam diameter, working distance of ~10 mm; SEM-CL: acceleration voltage of 10 kV, beam current of 15 nA; TIMA: accelerating voltage of 25 kV, probe current of 9 nA, working distance of 15 mm, pixel spacing 3 μm, dot spacing 9 μm; EPMA: beam current not fully stated in excerpt | [148 empty] | 2025 | Xinghai Lang et al., Polymetallic veins—a possible bridge between porphyry and intermediate-sulfidation deposits, Geological Society of America Bulletin, v. 136, doi:10.1130/B38406.1 |  | CHN | Tibet
| No. 1 porphyry Cu-Au deposit (Xietongmen deposit), Xiongcun ore district | No. 1 deposit, Xiongcun ore district | Magmatic hydrothermal | Porphyry | Cu-Au porphyry | Cu, Au | Zn, Ag, Pb | Cu, Au, Zn, Ag, Pb | Lang et al., 2014; Tang et al., 2015; Wang et al., 2017 |  | 5015-282.5-07 | 5015-282.5-07-1 | underground mine |  |  |  |  | ore material | drill core | drill core | mineral separate | [5 empty] | mineralisation |  |  |  | pyrite, sphalerite, pyrrhotite, chalcopyrite, galena, quartz | Stage A: pyrite + sericite; Stage B: sphalerite + pyrrhotite + chalcopyrite + galena + quartz; Stage C: actinolite + epidote + chlorite + magnetite + quartz | polymetallic veins crosscutting porphyry-stage veins and alteration zones | Z1 |  |  |  | actinolite, epidote, chlorite, magnetite, sericite, calcite, acanthite-argentite, pyrargyrite, hessite, electrum | carbon-coated thin sections; polished sections | SEM-EDS, EMPA, LA-ICPMS, SIMS | JEOL IT300HR scanning electron microscope equipped with secondary electron, backscattered electron (BSE), and energy dispersive X-ray spectrometry (EDS) detectors; TESCAN MIRA3 field-emission scanning electron microprobe (FE-SEM) equipped with a panchromatic cathodoluminescence (CL) detector; TESCAN Integrated Mineral Analyzer (TIMA) system with a Mira-3 scanning electron microscope with four EDS (EDAX Element 30) detectors; JEOL JXA-8230 electron microprobe | Wuhan Sample Solution Analytical Technology Co., Ltd., Wuhan, China; Tuoyan Analytical Technology Co., Ltd., Guangzhou, China; Nanjing Hongchuang Geological Exploration Technology Service Co., Ltd., Nanjing, China | SEM: accelerating voltage of 15–20 kV, emission current of ~80 μA, takeoff angle ~35°, 4 μm to 5 μm beam diameter, working distance of ~10 mm; SEM-CL: acceleration voltage of 10 kV, beam current of 15 nA; TIMA: accelerating voltage of 25 kV, probe current of 9 nA, working distance of 15 mm, pixel spacing 3 μm, dot spacing 9 μm; EPMA: beam current not fully stated in excerpt |  | 1140 |  |  |  | 0 |  | 0 | [7 empty] | 390 | [17 empty] | 339450 | [9 empty] | 304550 | [25 empty] | 0 |  | 0 | [15 empty] | 0 | [15 empty] | 351490 |  | 0 |  |  |  | 0 | [13 empty] | 0 | [19 empty] | 650 |  |  |  |  | 2025 | Xinghai Lang et al., Polymetallic veins—a possible bridge between porphyry and intermediate-sulfidation deposits, Geological Society of America Bulletin, v. 136, doi:10.1130/B38406.1 |  | CHN | Tibet
| No. 1 porphyry Cu-Au deposit (Xietongmen deposit), Xiongcun ore district | No. 1 deposit, Xiongcun ore district | Magmatic hydrothermal | Porphyry | Cu-Au porphyry | Cu, Au | Zn, Ag, Pb | Cu, Au, Zn, Ag, Pb | Lang et al., 2014; Tang et al., 2015; Wang et al., 2017 |  | 5015-282.5-08 | 5015-282.5-08-1 | underground mine |  |  |  |  | ore material | drill core | drill core | mineral separate | [5 empty] | mineralisation |  |  |  | pyrite, sphalerite, pyrrhotite, chalcopyrite, galena, quartz | Stage A: pyrite + sericite; Stage B: sphalerite + pyrrhotite + chalcopyrite + galena + quartz; Stage C: actinolite + epidote + chlorite + magnetite + quartz | polymetallic veins crosscutting porphyry-stage veins and alteration zones | Z1 |  |  |  | actinolite, epidote, chlorite, magnetite, sericite, calcite, acanthite-argentite, pyrargyrite, hessite, electrum | carbon-coated thin sections; polished sections | SEM-EDS, EMPA, LA-ICPMS, SIMS | JEOL IT300HR scanning electron microscope equipped with secondary electron, backscattered electron (BSE), and energy dispersive X-ray spectrometry (EDS) detectors; TESCAN MIRA3 field-emission scanning electron microprobe (FE-SEM) equipped with a panchromatic cathodoluminescence (CL) detector; TESCAN Integrated Mineral Analyzer (TIMA) system with a Mira-3 scanning electron microscope with four EDS (EDAX Element 30) detectors; JEOL JXA-8230 electron microprobe | Wuhan Sample Solution Analytical Technology Co., Ltd., Wuhan, China; Tuoyan Analytical Technology Co., Ltd., Guangzhou, China; Nanjing Hongchuang Geological Exploration Technology Service Co., Ltd., Nanjing, China | SEM: accelerating voltage of 15–20 kV, emission current of ~80 μA, takeoff angle ~35°, 4 μm to 5 μm beam diameter, working distance of ~10 mm; SEM-CL: acceleration voltage of 10 kV, beam current of 15 nA; TIMA: accelerating voltage of 25 kV, probe current of 9 nA, working distance of 15 mm, pixel spacing 3 μm, dot spacing 9 μm; EPMA: beam current not fully stated in excerpt |  | 1290 |  |  |  | 0 |  | 0 | [7 empty] | 30 | [17 empty] | 341010 | [9 empty] | 303690 | [25 empty] | 0 |  | 10 | [15 empty] | 20 | [15 empty] | 351050 |  | 0 |  |  |  | 0 | [13 empty] | 10 | [19 empty] | 770 |  |  |  |  | 2025 | Xinghai Lang et al., Polymetallic veins—a possible bridge between porphyry and intermediate-sulfidation deposits, Geological Society of America Bulletin, v. 136, doi:10.1130/B38406.1 |  | CHN | Tibet
| No. 1 porphyry Cu-Au deposit (Xietongmen deposit), Xiongcun ore district | No. 1 deposit, Xiongcun ore district | Magmatic hydrothermal | Porphyry | Cu-Au porphyry | Cu, Au | Zn, Ag, Pb | Cu, Au, Zn, Ag, Pb | Lang et al., 2014; Tang et al., 2015; Wang et al., 2017 |  | 5015-282.5-12 | 5015-282.5-12-1 | underground mine |  |  |  |  | ore material | drill core | drill core | mineral separate | [5 empty] | mineralisation |  |  |  | pyrite, sphalerite, pyrrhotite, chalcopyrite, galena, quartz | Stage A: pyrite + sericite; Stage B: sphalerite + pyrrhotite + chalcopyrite + galena + quartz; Stage C: actinolite + epidote + chlorite + magnetite + quartz | polymetallic veins crosscutting porphyry-stage veins and alteration zones | Z1 |  |  |  | actinolite, epidote, chlorite, magnetite, sericite, calcite, acanthite-argentite, pyrargyrite, hessite, electrum | carbon-coated thin sections; polished sections | SEM-EDS, EMPA, LA-ICPMS, SIMS | JEOL IT300HR scanning electron microscope equipped with secondary electron, backscattered electron (BSE), and energy dispersive X-ray spectrometry (EDS) detectors; TESCAN MIRA3 field-emission scanning electron microprobe (FE-SEM) equipped with a panchromatic cathodoluminescence (CL) detector; TESCAN Integrated Mineral Analyzer (TIMA) system with a Mira-3 scanning electron microscope with four EDS (EDAX Element 30) detectors; JEOL JXA-8230 electron microprobe | Wuhan Sample Solution Analytical Technology Co., Ltd., Wuhan, China; Tuoyan Analytical Technology Co., Ltd., Guangzhou, China; Nanjing Hongchuang Geological Exploration Technology Service Co., Ltd., Nanjing, China | SEM: accelerating voltage of 15–20 kV, emission current of ~80 μA, takeoff angle ~35°, 4 μm to 5 μm beam diameter, working distance of ~10 mm; SEM-CL: acceleration voltage of 10 kV, beam current of 15 nA; TIMA: accelerating voltage of 25 kV, probe current of 9 nA, working distance of 15 mm, pixel spacing 3 μm, dot spacing 9 μm; EPMA: beam current not fully stated in excerpt |  | 1170 |  |  |  | 0 |  | 140 | [7 empty] | 0 | [17 empty] | 339220 | [9 empty] | 303910 | [25 empty] | 20 |  | 10 | [15 empty] | 0 | [15 empty] | 351160 |  | 0 |  |  |  | 0 | [13 empty] | 0 | [19 empty] | 580 |  |  |  |  | 2025 | Xinghai Lang et al., Polymetallic veins—a possible bridge between porphyry and intermediate-sulfidation deposits, Geological Society of America Bulletin, v. 136, doi:10.1130/B38406.1 |  | CHN | Tibet
| No. 1 porphyry Cu-Au deposit (Xietongmen deposit), Xiongcun ore district | No. 1 deposit, Xiongcun ore district | Magmatic hydrothermal | Porphyry | Cu-Au porphyry | Cu, Au | Zn, Ag, Pb | Cu, Au, Zn, Ag, Pb | Lang et al., 2014; Tang et al., 2015; Wang et al., 2017 |  | 5015-282.5-14 | 5015-282.5-14-1 | underground mine |  |  |  |  | ore material | drill core | drill core | mineral separate | [5 empty] | mineralisation |  |  |  | pyrite, sphalerite, pyrrhotite, chalcopyrite, galena, quartz | Stage A: pyrite + sericite; Stage B: sphalerite + pyrrhotite + chalcopyrite + galena + quartz; Stage C: actinolite + epidote + chlorite + magnetite + quartz | polymetallic veins crosscutting porphyry-stage veins and alteration zones | Z1 |  |  |  | actinolite, epidote, chlorite, magnetite, sericite, calcite, acanthite-argentite, pyrargyrite, hessite, electrum | carbon-coated thin sections; polished sections | SEM-EDS, EMPA, LA-ICPMS, SIMS | JEOL IT300HR scanning electron microscope equipped with secondary electron, backscattered electron (BSE), and energy dispersive X-ray spectrometry (EDS) detectors; TESCAN MIRA3 field-emission scanning electron microprobe (FE-SEM) equipped with a panchromatic cathodoluminescence (CL) detector; TESCAN Integrated Mineral Analyzer (TIMA) system with a Mira-3 scanning electron microscope with four EDS (EDAX Element 30) detectors; JEOL JXA-8230 electron microprobe | Wuhan Sample Solution Analytical Technology Co., Ltd., Wuhan, China; Tuoyan Analytical Technology Co., Ltd., Guangzhou, China; Nanjing Hongchuang Geological Exploration Technology Service Co., Ltd., Nanjing, China | SEM: accelerating voltage of 15–20 kV, emission current of ~80 μA, takeoff angle ~35°, 4 μm to 5 μm beam diameter, working distance of ~10 mm; SEM-CL: acceleration voltage of 10 kV, beam current of 15 nA; TIMA: accelerating voltage of 25 kV, probe current of 9 nA, working distance of 15 mm, pixel spacing 3 μm, dot spacing 9 μm; EPMA: beam current not fully stated in excerpt |  | 1250 |  |  |  | 0 |  | 110 | [7 empty] | 0 | [17 empty] | 338870 | [9 empty] | 304810 | [25 empty] | 120 |  | 70 | [15 empty] | 0 | [15 empty] | 351190 |  | 0 |  |  |  | 60 | [13 empty] | 0 | [19 empty] | 490 |  |  |  |  | 2025 | Xinghai Lang et al., Polymetallic veins—a possible bridge between porphyry and intermediate-sulfidation deposits, Geological Society of America Bulletin, v. 136, doi:10.1130/B38406.1 |  | CHN | Tibet
| No. 1 porphyry Cu-Au deposit (Xietongmen deposit), Xiongcun ore district | No. 1 deposit, Xiongcun ore district | Magmatic hydrothermal | Porphyry | Cu-Au porphyry | Cu, Au | Zn, Ag, Pb | Cu, Au, Zn, Ag, Pb | Lang et al., 2014; Tang et al., 2015; Wang et al., 2017 |  | 5015-282.5-17 | 5015-282.5-17-1 | underground mine |  |  |  |  | ore material | drill core | drill core | mineral separate | [5 empty] | mineralisation |  |  |  | pyrite, sphalerite, pyrrhotite, chalcopyrite, galena, quartz | Stage A: pyrite + sericite; Stage B: sphalerite + pyrrhotite + chalcopyrite + galena + quartz; Stage C: actinolite + epidote + chlorite + magnetite + quartz | polymetallic veins crosscutting porphyry-stage veins and alteration zones | Z1 |  |  |  | actinolite, epidote, chlorite, magnetite, sericite, calcite, acanthite-argentite, pyrargyrite, hessite, electrum | carbon-coated thin sections; polished sections | SEM-EDS, EMPA, LA-ICPMS, SIMS | JEOL IT300HR scanning electron microscope equipped with secondary electron, backscattered electron (BSE), and energy dispersive X-ray spectrometry (EDS) detectors; TESCAN MIRA3 field-emission scanning electron microprobe (FE-SEM) equipped with a panchromatic cathodoluminescence (CL) detector; TESCAN Integrated Mineral Analyzer (TIMA) system with a Mira-3 scanning electron microscope with four EDS (EDAX Element 30) detectors; JEOL JXA-8230 electron microprobe | Wuhan Sample Solution Analytical Technology Co., Ltd., Wuhan, China; Tuoyan Analytical Technology Co., Ltd., Guangzhou, China; Nanjing Hongchuang Geological Exploration Technology Service Co., Ltd., Nanjing, China | SEM: accelerating voltage of 15–20 kV, emission current of ~80 μA, takeoff angle ~35°, 4 μm to 5 μm beam diameter, working distance of ~10 mm; SEM-CL: acceleration voltage of 10 kV, beam current of 15 nA; TIMA: accelerating voltage of 25 kV, probe current of 9 nA, working distance of 15 mm, pixel spacing 3 μm, dot spacing 9 μm; EPMA: beam current not fully stated in excerpt |  | 1280 |  |  |  | 0 |  | 0 | [7 empty] | 330 | [17 empty] | 339520 | [9 empty] | 306560 | [25 empty] | 30 |  | 10 | [15 empty] | 160 | [15 empty] | 349930 |  | 0 |  |  |  | 0 | [13 empty] | 0 | [19 empty] | 550 |  |  |  |  | 2025 | Xinghai Lang et al., Polymetallic veins—a possible bridge between porphyry and intermediate-sulfidation deposits, Geological Society of America Bulletin, v. 136, doi:10.1130/B38406.1 |  | CHN | Tibet
| No. 1 porphyry Cu-Au deposit (Xietongmen deposit), Xiongcun ore district | No. 1 deposit, Xiongcun ore district | Magmatic hydrothermal | Porphyry | Cu-Au porphyry | Cu, Au | Zn, Ag, Pb | Cu, Au, Zn, Ag, Pb | Lang et al., 2014; Tang et al., 2015; Wang et al., 2017 |  | 5015-282.5-20 | 5015-282.5-20-1 | underground mine |  |  |  |  | ore material | drill core | drill core | mineral separate | [5 empty] | mineralisation |  |  |  | pyrite, sphalerite, pyrrhotite, chalcopyrite, galena, quartz | Stage A: pyrite + sericite; Stage B: sphalerite + pyrrhotite + chalcopyrite + galena + quartz; Stage C: actinolite + epidote + chlorite + magnetite + quartz | polymetallic veins crosscutting porphyry-stage veins and alteration zones | Z1 |  |  |  | actinolite, epidote, chlorite, magnetite, sericite, calcite, acanthite-argentite, pyrargyrite, hessite, electrum | carbon-coated thin sections; polished sections | SEM-EDS, EMPA, LA-ICPMS, SIMS | JEOL IT300HR scanning electron microscope equipped with secondary electron, backscattered electron (BSE), and energy dispersive X-ray spectrometry (EDS) detectors; TESCAN MIRA3 field-emission scanning electron microprobe (FE-SEM) equipped with a panchromatic cathodoluminescence (CL) detector; TESCAN Integrated Mineral Analyzer (TIMA) system with a Mira-3 scanning electron microscope with four EDS (EDAX Element 30) detectors; JEOL JXA-8230 electron microprobe | Wuhan Sample Solution Analytical Technology Co., Ltd., Wuhan, China; Tuoyan Analytical Technology Co., Ltd., Guangzhou, China; Nanjing Hongchuang Geological Exploration Technology Service Co., Ltd., Nanjing, China | SEM: accelerating voltage of 15–20 kV, emission current of ~80 μA, takeoff angle ~35°, 4 μm to 5 μm beam diameter, working distance of ~10 mm; SEM-CL: acceleration voltage of 10 kV, beam current of 15 nA; TIMA: accelerating voltage of 25 kV, probe current of 9 nA, working distance of 15 mm, pixel spacing 3 μm, dot spacing 9 μm; EPMA: beam current not fully stated in excerpt |  | 1210 |  |  |  | 0 |  | 210 | [7 empty] | 460 | [17 empty] | 340890 | [9 empty] | 304460 | [25 empty] | 60 |  | 10 | [15 empty] | 0 | [15 empty] | 348300 |  | 0 |  |  |  | 120 | [13 empty] | 0 | [19 empty] | 170 |  |  |  |  | 2025 | Xinghai Lang et al., Polymetallic veins—a possible bridge between porphyry and intermediate-sulfidation deposits, Geological Society of America Bulletin, v. 136, doi:10.1130/B38406.1 |  | CHN | Tibet
| No. 1 porphyry Cu-Au deposit (Xietongmen deposit), Xiongcun ore district | No. 1 deposit, Xiongcun ore district | Magmatic hydrothermal | Porphyry | Cu-Au porphyry | Cu, Au | Zn, Ag, Pb | Cu, Au, Zn, Ag, Pb | Lang et al., 2014; Tang et al., 2015; Wang et al., 2017 |  | 5015-282.5-21 | 5015-282.5-21-1 | underground mine |  |  |  |  | ore material | drill core | drill core | mineral separate | [5 empty] | mineralisation |  |  |  | pyrite, sphalerite, pyrrhotite, chalcopyrite, galena, quartz | Stage A: pyrite + sericite; Stage B: sphalerite + pyrrhotite + chalcopyrite + galena + quartz; Stage C: actinolite + epidote + chlorite + magnetite + quartz | polymetallic veins crosscutting porphyry-stage veins and alteration zones | Z1 |  |  |  | actinolite, epidote, chlorite, magnetite, sericite, calcite, acanthite-argentite, pyrargyrite, hessite, electrum | carbon-coated thin sections; polished sections | SEM-EDS, EMPA, LA-ICPMS, SIMS | JEOL IT300HR scanning electron microscope equipped with secondary electron, backscattered electron (BSE), and energy dispersive X-ray spectrometry (EDS) detectors; TESCAN MIRA3 field-emission scanning electron microprobe (FE-SEM) equipped with a panchromatic cathodoluminescence (CL) detector; TESCAN Integrated Mineral Analyzer (TIMA) system with a Mira-3 scanning electron microscope with four EDS (EDAX Element 30) detectors; JEOL JXA-8230 electron microprobe | Wuhan Sample Solution Analytical Technology Co., Ltd., Wuhan, China; Tuoyan Analytical Technology Co., Ltd., Guangzhou, China; Nanjing Hongchuang Geological Exploration Technology Service Co., Ltd., Nanjing, China | SEM: accelerating voltage of 15–20 kV, emission current of ~80 μA, takeoff angle ~35°, 4 μm to 5 μm beam diameter, working distance of ~10 mm; SEM-CL: acceleration voltage of 10 kV, beam current of 15 nA; TIMA: accelerating voltage of 25 kV, probe current of 9 nA, working distance of 15 mm, pixel spacing 3 μm, dot spacing 9 μm; EPMA: beam current not fully stated in excerpt |  | 2210 |  |  |  | 140 |  | 0 | [7 empty] | 430 | [17 empty] | 339020 | [9 empty] | 302470 | [25 empty] | 80 |  | 10 | [15 empty] | 0 | [15 empty] | 350750 |  | 0 |  |  |  | 0 | [13 empty] | 0 | [19 empty] | 470 |  |  |  |  | 2025 | Xinghai Lang et al., Polymetallic veins—a possible bridge between porphyry and intermediate-sulfidation deposits, Geological Society of America Bulletin, v. 136, doi:10.1130/B38406.1 |  | CHN | Tibet
| No. 1 porphyry Cu-Au deposit (Xietongmen deposit), Xiongcun ore district | No. 1 deposit, Xiongcun ore district | Magmatic hydrothermal | Porphyry | Cu-Au porphyry | Cu, Au | Zn, Ag, Pb | Cu, Au, Zn, Ag, Pb | Lang et al., 2014; Tang et al., 2015; Wang et al., 2017 |  | 5027-337-06 | 5027-337-06-1 | underground mine |  |  |  |  | ore material | drill core | drill core | mineral separate | [5 empty] | mineralisation |  |  |  | pyrite, sphalerite, pyrrhotite, chalcopyrite, galena, quartz | Stage A: pyrite + sericite; Stage B: sphalerite + pyrrhotite + chalcopyrite + galena + quartz; Stage C: actinolite + epidote + chlorite + magnetite + quartz | polymetallic veins crosscutting porphyry-stage veins and alteration zones | Z1 |  |  |  | actinolite, epidote, chlorite, magnetite, sericite, calcite, acanthite-argentite, pyrargyrite, hessite, electrum | carbon-coated thin sections; polished sections | SEM-EDS, EMPA, LA-ICPMS, SIMS | JEOL IT300HR scanning electron microscope equipped with secondary electron, backscattered electron (BSE), and energy dispersive X-ray spectrometry (EDS) detectors; TESCAN MIRA3 field-emission scanning electron microprobe (FE-SEM) equipped with a panchromatic cathodoluminescence (CL) detector; TESCAN Integrated Mineral Analyzer (TIMA) system with a Mira-3 scanning electron microscope with four EDS (EDAX Element 30) detectors; JEOL JXA-8230 electron microprobe | Wuhan Sample Solution Analytical Technology Co., Ltd., Wuhan, China; Tuoyan Analytical Technology Co., Ltd., Guangzhou, China; Nanjing Hongchuang Geological Exploration Technology Service Co., Ltd., Nanjing, China | SEM: accelerating voltage of 15–20 kV, emission current of ~80 μA, takeoff angle ~35°, 4 μm to 5 μm beam diameter, working distance of ~10 mm; SEM-CL: acceleration voltage of 10 kV, beam current of 15 nA; TIMA: accelerating voltage of 25 kV, probe current of 9 nA, working distance of 15 mm, pixel spacing 3 μm, dot spacing 9 μm; EPMA: beam current not fully stated in excerpt |  | 220 |  |  |  | 0 |  | 180 | [7 empty] | 630 | [17 empty] | 343180 | [9 empty] | 307030 | [25 empty] | 20 |  | 30 | [15 empty] | 250 | [15 empty] | 354400 |  | 0 |  |  |  | 0 | [13 empty] | 0 | [19 empty] | 420 |  |  |  |  | 2025 | Xinghai Lang et al., Polymetallic veins—a possible bridge between porphyry and intermediate-sulfidation deposits, Geological Society of America Bulletin, v. 136, doi:10.1130/B38406.1 |  | CHN | Tibet
| No. 1 porphyry Cu-Au deposit (Xietongmen deposit), Xiongcun ore district | No. 1 deposit, Xiongcun ore district | Magmatic hydrothermal | Porphyry | Cu-Au porphyry | Cu, Au | Zn, Ag, Pb | Cu, Au, Zn, Ag, Pb | Lang et al., 2014; Tang et al., 2015; Wang et al., 2017 |  | 5027-337-08 | 5027-337-08-1 | underground mine |  |  |  |  | ore material | drill core | drill core | mineral separate | [5 empty] | mineralisation |  |  |  | pyrite, sphalerite, pyrrhotite, chalcopyrite, galena, quartz | Stage A: pyrite + sericite; Stage B: sphalerite + pyrrhotite + chalcopyrite + galena + quartz; Stage C: actinolite + epidote + chlorite + magnetite + quartz | polymetallic veins crosscutting porphyry-stage veins and alteration zones | Z1 |  |  |  | actinolite, epidote, chlorite, magnetite, sericite, calcite, acanthite-argentite, pyrargyrite, hessite, electrum | carbon-coated thin sections; polished sections | SEM-EDS, EMPA, LA-ICPMS, SIMS | JEOL IT300HR scanning electron microscope equipped with secondary electron, backscattered electron (BSE), and energy dispersive X-ray spectrometry (EDS) detectors; TESCAN MIRA3 field-emission scanning electron microprobe (FE-SEM) equipped with a panchromatic cathodoluminescence (CL) detector; TESCAN Integrated Mineral Analyzer (TIMA) system with a Mira-3 scanning electron microscope with four EDS (EDAX Element 30) detectors; JEOL JXA-8230 electron microprobe | Wuhan Sample Solution Analytical Technology Co., Ltd., Wuhan, China; Tuoyan Analytical Technology Co., Ltd., Guangzhou, China; Nanjing Hongchuang Geological Exploration Technology Service Co., Ltd., Nanjing, China | SEM: accelerating voltage of 15–20 kV, emission current of ~80 μA, takeoff angle ~35°, 4 μm to 5 μm beam diameter, working distance of ~10 mm; SEM-CL: acceleration voltage of 10 kV, beam current of 15 nA; TIMA: accelerating voltage of 25 kV, probe current of 9 nA, working distance of 15 mm, pixel spacing 3 μm, dot spacing 9 μm; EPMA: beam current not fully stated in excerpt |  | 0 |  |  |  | 0 |  | 290 | [7 empty] | 160 | [17 empty] | 342940 | [9 empty] | 306920 | [25 empty] | 20 |  | 0 | [15 empty] | 220 | [15 empty] | 353470 |  | 0 |  |  |  | 0 | [13 empty] | 0 | [19 empty] | 850 |  |  |  |  | 2025 | Xinghai Lang et al., Polymetallic veins—a possible bridge between porphyry and intermediate-sulfidation deposits, Geological Society of America Bulletin, v. 136, doi:10.1130/B38406.1 |  | CHN | Tibet
| No. 1 porphyry Cu-Au deposit (Xietongmen deposit), Xiongcun ore district | No. 1 deposit, Xiongcun ore district | Magmatic hydrothermal | Porphyry | Cu-Au porphyry | Cu, Au | Zn, Ag, Pb | Cu, Au, Zn, Ag, Pb | Lang et al., 2014; Tang et al., 2015; Wang et al., 2017 |  | 5027-337-14 | 5027-337-14-1 | underground mine |  |  |  |  | ore material | drill core | drill core | mineral separate | [5 empty] | mineralisation |  |  |  | pyrite, sphalerite, pyrrhotite, chalcopyrite, galena, quartz | Stage A: pyrite + sericite; Stage B: sphalerite + pyrrhotite + chalcopyrite + galena + quartz; Stage C: actinolite + epidote + chlorite + magnetite + quartz | polymetallic veins crosscutting porphyry-stage veins and alteration zones | Z1 |  |  |  | actinolite, epidote, chlorite, magnetite, sericite, calcite, acanthite-argentite, pyrargyrite, hessite, electrum | carbon-coated thin sections; polished sections | SEM-EDS, EMPA, LA-ICPMS, SIMS | JEOL IT300HR scanning electron microscope equipped with secondary electron, backscattered electron (BSE), and energy dispersive X-ray spectrometry (EDS) detectors; TESCAN MIRA3 field-emission scanning electron microprobe (FE-SEM) equipped with a panchromatic cathodoluminescence (CL) detector; TESCAN Integrated Mineral Analyzer (TIMA) system with a Mira-3 scanning electron microscope with four EDS (EDAX Element 30) detectors; JEOL JXA-8230 electron microprobe | Wuhan Sample Solution Analytical Technology Co., Ltd., Wuhan, China; Tuoyan Analytical Technology Co., Ltd., Guangzhou, China; Nanjing Hongchuang Geological Exploration Technology Service Co., Ltd., Nanjing, China | SEM: accelerating voltage of 15–20 kV, emission current of ~80 μA, takeoff angle ~35°, 4 μm to 5 μm beam diameter, working distance of ~10 mm; SEM-CL: acceleration voltage of 10 kV, beam current of 15 nA; TIMA: accelerating voltage of 25 kV, probe current of 9 nA, working distance of 15 mm, pixel spacing 3 μm, dot spacing 9 μm; EPMA: beam current not fully stated in excerpt |  | 40 |  |  |  | 0 |  | 0 | [7 empty] | 250 | [17 empty] | 343400 | [9 empty] | 304490 | [25 empty] | 0 |  | 0 | [15 empty] | 110 | [15 empty] | 351850 |  | 40 |  |  |  | 0 | [13 empty] | 0 | [19 empty] | 590 |  |  |  |  | 2025 | Xinghai Lang et al., Polymetallic veins—a possible bridge between porphyry and intermediate-sulfidation deposits, Geological Society of America Bulletin, v. 136, doi:10.1130/B38406.1 |  | CHN | Tibet
| No. 1 porphyry Cu-Au deposit (Xietongmen deposit), Xiongcun ore district | No. 1 deposit, Xiongcun ore district | Magmatic hydrothermal | Porphyry | Cu-Au porphyry | Cu, Au | Zn, Ag, Pb | Cu, Au, Zn, Ag, Pb | Lang et al., 2014; Tang et al., 2015; Wang et al., 2017 |  | 5027-337-15 | 5027-337-15-1 | underground mine |  |  |  |  | ore material | drill core | drill core | mineral separate | [5 empty] | mineralisation |  |  |  | pyrite, sphalerite, pyrrhotite, chalcopyrite, galena, quartz | Stage A: pyrite + sericite; Stage B: sphalerite + pyrrhotite + chalcopyrite + galena + quartz; Stage C: actinolite + epidote + chlorite + magnetite + quartz | polymetallic veins crosscutting porphyry-stage veins and alteration zones | Z1 |  |  |  | actinolite, epidote, chlorite, magnetite, sericite, calcite, acanthite-argentite, pyrargyrite, hessite, electrum | carbon-coated thin sections; polished sections | SEM-EDS, EMPA, LA-ICPMS, SIMS | JEOL IT300HR scanning electron microscope equipped with secondary electron, backscattered electron (BSE), and energy dispersive X-ray spectrometry (EDS) detectors; TESCAN MIRA3 field-emission scanning electron microprobe (FE-SEM) equipped with a panchromatic cathodoluminescence (CL) detector; TESCAN Integrated Mineral Analyzer (TIMA) system with a Mira-3 scanning electron microscope with four EDS (EDAX Element 30) detectors; JEOL JXA-8230 electron microprobe | Wuhan Sample Solution Analytical Technology Co., Ltd., Wuhan, China; Tuoyan Analytical Technology Co., Ltd., Guangzhou, China; Nanjing Hongchuang Geological Exploration Technology Service Co., Ltd., Nanjing, China | SEM: accelerating voltage of 15–20 kV, emission current of ~80 μA, takeoff angle ~35°, 4 μm to 5 μm beam diameter, working distance of ~10 mm; SEM-CL: acceleration voltage of 10 kV, beam current of 15 nA; TIMA: accelerating voltage of 25 kV, probe current of 9 nA, working distance of 15 mm, pixel spacing 3 μm, dot spacing 9 μm; EPMA: beam current not fully stated in excerpt |  | 200 |  |  |  | 0 |  | 0 | [7 empty] | 330 | [17 empty] | 342970 | [9 empty] | 304900 | [25 empty] | 100 |  | 0 | [15 empty] | 130 | [15 empty] | 353470 |  | 0 |  |  |  | 170 | [13 empty] | 0 | [19 empty] | 640 |  |  |  |  | 2025 | Xinghai Lang et al., Polymetallic veins—a possible bridge between porphyry and intermediate-sulfidation deposits, Geological Society of America Bulletin, v. 136, doi:10.1130/B38406.1 |  | CHN | Tibet
| No. 1 porphyry Cu-Au deposit (Xietongmen deposit), Xiongcun ore district | No. 1 deposit, Xiongcun ore district | Magmatic hydrothermal | Porphyry | Cu-Au porphyry | Cu, Au | Zn, Ag, Pb | Cu, Au, Zn, Ag, Pb | Lang et al., 2014; Tang et al., 2015; Wang et al., 2017 |  | 5027-337-18 | 5027-337-18-1 | underground mine |  |  |  |  | ore material | drill core | drill core | mineral separate | [5 empty] | mineralisation |  |  |  | pyrite, sphalerite, pyrrhotite, chalcopyrite, galena, quartz | Stage A: pyrite + sericite; Stage B: sphalerite + pyrrhotite + chalcopyrite + galena + quartz; Stage C: actinolite + epidote + chlorite + magnetite + quartz | polymetallic veins crosscutting porphyry-stage veins and alteration zones | Z1 |  |  |  | actinolite, epidote, chlorite, magnetite, sericite, calcite, acanthite-argentite, pyrargyrite, hessite, electrum | carbon-coated thin sections; polished sections | SEM-EDS, EMPA, LA-ICPMS, SIMS | JEOL IT300HR scanning electron microscope equipped with secondary electron, backscattered electron (BSE), and energy dispersive X-ray spectrometry (EDS) detectors; TESCAN MIRA3 field-emission scanning electron microprobe (FE-SEM) equipped with a panchromatic cathodoluminescence (CL) detector; TESCAN Integrated Mineral Analyzer (TIMA) system with a Mira-3 scanning electron microscope with four EDS (EDAX Element 30) detectors; JEOL JXA-8230 electron microprobe | Wuhan Sample Solution Analytical Technology Co., Ltd., Wuhan, China; Tuoyan Analytical Technology Co., Ltd., Guangzhou, China; Nanjing Hongchuang Geological Exploration Technology Service Co., Ltd., Nanjing, China | SEM: accelerating voltage of 15–20 kV, emission current of ~80 μA, takeoff angle ~35°, 4 μm to 5 μm beam diameter, working distance of ~10 mm; SEM-CL: acceleration voltage of 10 kV, beam current of 15 nA; TIMA: accelerating voltage of 25 kV, probe current of 9 nA, working distance of 15 mm, pixel spacing 3 μm, dot spacing 9 μm; EPMA: beam current not fully stated in excerpt |  | 180 |  |  |  | 10 |  | 0 | [7 empty] | 100 | [17 empty] | 342190 | [9 empty] | 304230 | [25 empty] | 0 |  | 30 | [15 empty] | 270 | [15 empty] | 353630 |  | 0 |  |  |  | 130 | [13 empty] | 0 | [19 empty] | 550 |  |  |  |  | 2025 | Xinghai Lang et al., Polymetallic veins—a possible bridge between porphyry and intermediate-sulfidation deposits, Geological Society of America Bulletin, v. 136, doi:10.1130/B38406.1 |  | CHN | Tibet
| No. 1 porphyry Cu-Au deposit (Xietongmen deposit), Xiongcun ore district | No. 1 deposit, Xiongcun ore district | Magmatic hydrothermal | Porphyry | Cu-Au porphyry | Cu, Au | Zn, Ag, Pb | Cu, Au, Zn, Ag, Pb | Lang et al., 2014; Tang et al., 2015; Wang et al., 2017 |  | 5018-58.3-06 | 5018-58.3-06-1 | underground mine |  |  |  |  | ore material | drill core | drill core | mineral separate | [5 empty] | mineralisation |  |  |  | pyrite, sphalerite, pyrrhotite, chalcopyrite, galena, quartz | Stage A: pyrite + sericite; Stage B: sphalerite + pyrrhotite + chalcopyrite + galena + quartz; Stage C: actinolite + epidote + chlorite + magnetite + quartz | polymetallic veins crosscutting porphyry-stage veins and alteration zones | Z1 |  |  |  | actinolite, epidote, chlorite, magnetite, sericite, calcite, acanthite-argentite, pyrargyrite, hessite, electrum | carbon-coated thin sections; polished sections | SEM-EDS, EMPA, LA-ICPMS, SIMS | JEOL IT300HR scanning electron microscope equipped with secondary electron, backscattered electron (BSE), and energy dispersive X-ray spectrometry (EDS) detectors; TESCAN MIRA3 field-emission scanning electron microprobe (FE-SEM) equipped with a panchromatic cathodoluminescence (CL) detector; TESCAN Integrated Mineral Analyzer (TIMA) system with a Mira-3 scanning electron microscope with four EDS (EDAX Element 30) detectors; JEOL JXA-8230 electron microprobe | Wuhan Sample Solution Analytical Technology Co., Ltd., Wuhan, China; Tuoyan Analytical Technology Co., Ltd., Guangzhou, China; Nanjing Hongchuang Geological Exploration Technology Service Co., Ltd., Nanjing, China | SEM: accelerating voltage of 15–20 kV, emission current of ~80 μA, takeoff angle ~35°, 4 μm to 5 μm beam diameter, working distance of ~10 mm; SEM-CL: acceleration voltage of 10 kV, beam current of 15 nA; TIMA: accelerating voltage of 25 kV, probe current of 9 nA, working distance of 15 mm, pixel spacing 3 μm, dot spacing 9 μm; EPMA: beam current not fully stated in excerpt |  | 240 |  |  |  | 0 |  | 0 | [7 empty] | 410 | [17 empty] | 342070 | [9 empty] | 302710 | [25 empty] | 20 |  | 10 | [15 empty] | 0 | [15 empty] | 355680 |  | 170 |  |  |  | 0 | [13 empty] | 270 | [19 empty] | 1370 |  |  |  |  | 2025 | Xinghai Lang et al., Polymetallic veins—a possible bridge between porphyry and intermediate-sulfidation deposits, Geological Society of America Bulletin, v. 136, doi:10.1130/B38406.1 |  | CHN | Tibet
| No. 1 porphyry Cu-Au deposit (Xietongmen deposit), Xiongcun ore district | No. 1 deposit, Xiongcun ore district | Magmatic hydrothermal | Porphyry | Cu-Au porphyry | Cu, Au | Zn, Ag, Pb | Cu, Au, Zn, Ag, Pb | Lang et al., 2014; Tang et al., 2015; Wang et al., 2017 |  | 5056-170.4-01 | 5056-170.4-01-1 | underground mine |  |  |  |  | ore material | drill core | drill core | mineral separate | [5 empty] | mineralisation |  |  |  | pyrite, sphalerite, pyrrhotite, chalcopyrite, galena, quartz | Stage A: pyrite + sericite; Stage B: sphalerite + pyrrhotite + chalcopyrite + galena + quartz; Stage C: actinolite + epidote + chlorite + magnetite + quartz | polymetallic veins crosscutting porphyry-stage veins and alteration zones | Z2 |  |  |  | actinolite, epidote, chlorite, magnetite, sericite, calcite, acanthite-argentite, pyrargyrite, hessite, electrum | carbon-coated thin sections; polished sections | SEM-EDS, EMPA, LA-ICPMS, SIMS | JEOL IT300HR scanning electron microscope equipped with secondary electron, backscattered electron (BSE), and energy dispersive X-ray spectrometry (EDS) detectors; TESCAN MIRA3 field-emission scanning electron microprobe (FE-SEM) equipped with a panchromatic cathodoluminescence (CL) detector; TESCAN Integrated Mineral Analyzer (TIMA) system with a Mira-3 scanning electron microscope with four EDS (EDAX Element 30) detectors; JEOL JXA-8230 electron microprobe | Wuhan Sample Solution Analytical Technology Co., Ltd., Wuhan, China; Tuoyan Analytical Technology Co., Ltd., Guangzhou, China; Nanjing Hongchuang Geological Exploration Technology Service Co., Ltd., Nanjing, China | SEM: accelerating voltage of 15–20 kV, emission current of ~80 μA, takeoff angle ~35°, 4 μm to 5 μm beam diameter, working distance of ~10 mm; SEM-CL: acceleration voltage of 10 kV, beam current of 15 nA; TIMA: accelerating voltage of 25 kV, probe current of 9 nA, working distance of 15 mm, pixel spacing 3 μm, dot spacing 9 μm; EPMA: beam current not fully stated in excerpt |  | 310 |  |  |  | 20 |  | 0 | [7 empty] | 0 | [17 empty] | 341540 | [9 empty] | 301170 | [25 empty] | 50 |  | 0 | [15 empty] | 0 | [15 empty] | 348810 |  | 0 |  |  |  | 0 | [13 empty] | 110 | [19 empty] | 4070 |  |  |  |  | 2025 | Xinghai Lang et al., Polymetallic veins—a possible bridge between porphyry and intermediate-sulfidation deposits, Geological Society of America Bulletin, v. 136, doi:10.1130/B38406.1 |  | CHN | Tibet
| No. 1 porphyry Cu-Au deposit (Xietongmen deposit), Xiongcun ore district | No. 1 deposit, Xiongcun ore district | Magmatic hydrothermal | Porphyry | Cu-Au porphyry | Cu, Au | Zn, Ag, Pb | Cu, Au, Zn, Ag, Pb | Lang et al., 2014; Tang et al., 2015; Wang et al., 2017 |  | 5056-170.4-06 | 5056-170.4-06-1 | underground mine |  |  |  |  | ore material | drill core | drill core | mineral separate | [5 empty] | mineralisation |  |  |  | pyrite, sphalerite, pyrrhotite, chalcopyrite, galena, quartz | Stage A: pyrite + sericite; Stage B: sphalerite + pyrrhotite + chalcopyrite + galena + quartz; Stage C: actinolite + epidote + chlorite + magnetite + quartz | polymetallic veins crosscutting porphyry-stage veins and alteration zones | Z2 |  |  |  | actinolite, epidote, chlorite, magnetite, sericite, calcite, acanthite-argentite, pyrargyrite, hessite, electrum | carbon-coated thin sections; polished sections | SEM-EDS, EMPA, LA-ICPMS, SIMS | JEOL IT300HR scanning electron microscope equipped with secondary electron, backscattered electron (BSE), and energy dispersive X-ray spectrometry (EDS) detectors; TESCAN MIRA3 field-emission scanning electron microprobe (FE-SEM) equipped with a panchromatic cathodoluminescence (CL) detector; TESCAN Integrated Mineral Analyzer (TIMA) system with a Mira-3 scanning electron microscope with four EDS (EDAX Element 30) detectors; JEOL JXA-8230 electron microprobe | Wuhan Sample Solution Analytical Technology Co., Ltd., Wuhan, China; Tuoyan Analytical Technology Co., Ltd., Guangzhou, China; Nanjing Hongchuang Geological Exploration Technology Service Co., Ltd., Nanjing, China | SEM: accelerating voltage of 15–20 kV, emission current of ~80 μA, takeoff angle ~35°, 4 μm to 5 μm beam diameter, working distance of ~10 mm; SEM-CL: acceleration voltage of 10 kV, beam current of 15 nA; TIMA: accelerating voltage of 25 kV, probe current of 9 nA, working distance of 15 mm, pixel spacing 3 μm, dot spacing 9 μm; EPMA: beam current not fully stated in excerpt |  | 290 |  |  |  | 0 |  | 270 | [7 empty] | 0 | [17 empty] | 340640 | [9 empty] | 303550 | [25 empty] | 90 |  | 0 | [15 empty] | 0 | [15 empty] | 348560 |  | 0 |  |  |  | 0 | [13 empty] | 120 | [19 empty] | 4770 |  |  |  |  | 2025 | Xinghai Lang et al., Polymetallic veins—a possible bridge between porphyry and intermediate-sulfidation deposits, Geological Society of America Bulletin, v. 136, doi:10.1130/B38406.1 |  | CHN | Tibet
| No. 1 porphyry Cu-Au deposit (Xietongmen deposit), Xiongcun ore district | No. 1 deposit, Xiongcun ore district | Magmatic hydrothermal | Porphyry | Cu-Au porphyry | Cu, Au | Zn, Ag, Pb | Cu, Au, Zn, Ag, Pb | Lang et al., 2014; Tang et al., 2015; Wang et al., 2017 |  | 5056-170.4-08 | 5056-170.4-08-1 | underground mine |  |  |  |  | ore material | drill core | drill core | mineral separate | [5 empty] | mineralisation |  |  |  | pyrite, sphalerite, pyrrhotite, chalcopyrite, galena, quartz | Stage A: pyrite + sericite; Stage B: sphalerite + pyrrhotite + chalcopyrite + galena + quartz; Stage C: actinolite + epidote + chlorite + magnetite + quartz | polymetallic veins crosscutting porphyry-stage veins and alteration zones | Z2 |  |  |  | actinolite, epidote, chlorite, magnetite, sericite, calcite, acanthite-argentite, pyrargyrite, hessite, electrum | carbon-coated thin sections; polished sections | SEM-EDS, EMPA, LA-ICPMS, SIMS | JEOL IT300HR scanning electron microscope equipped with secondary electron, backscattered electron (BSE), and energy dispersive X-ray spectrometry (EDS) detectors; TESCAN MIRA3 field-emission scanning electron microprobe (FE-SEM) equipped with a panchromatic cathodoluminescence (CL) detector; TESCAN Integrated Mineral Analyzer (TIMA) system with a Mira-3 scanning electron microscope with four EDS (EDAX Element 30) detectors; JEOL JXA-8230 electron microprobe | Wuhan Sample Solution Analytical Technology Co., Ltd., Wuhan, China; Tuoyan Analytical Technology Co., Ltd., Guangzhou, China; Nanjing Hongchuang Geological Exploration Technology Service Co., Ltd., Nanjing, China | SEM: accelerating voltage of 15–20 kV, emission current of ~80 μA, takeoff angle ~35°, 4 μm to 5 μm beam diameter, working distance of ~10 mm; SEM-CL: acceleration voltage of 10 kV, beam current of 15 nA; TIMA: accelerating voltage of 25 kV, probe current of 9 nA, working distance of 15 mm, pixel spacing 3 μm, dot spacing 9 μm; EPMA: beam current not fully stated in excerpt |  | 400 |  |  |  | 60 |  | 10 | [7 empty] | 360 | [17 empty] | 340440 | [9 empty] | 301060 | [25 empty] | 90 |  | 0 | [15 empty] | 0 | [15 empty] | 348480 |  | 0 |  |  |  | 130 | [13 empty] | 0 | [19 empty] | 3440 |  |  |  |  | 2025 | Xinghai Lang et al., Polymetallic veins—a possible bridge between porphyry and intermediate-sulfidation deposits, Geological Society of America Bulletin, v. 136, doi:10.1130/B38406.1 |  | CHN | Tibet
| No. 1 porphyry Cu-Au deposit (Xietongmen deposit), Xiongcun ore district | No. 1 deposit, Xiongcun ore district | Magmatic hydrothermal | Porphyry | Cu-Au porphyry | Cu, Au | Zn, Ag, Pb | Cu, Au, Zn, Ag, Pb | Lang et al., 2014; Tang et al., 2015; Wang et al., 2017 |  | 5056-170.4-10 | 5056-170.4-10-1 | underground mine |  |  |  |  | ore material | drill core | drill core | mineral separate | [5 empty] | mineralisation |  |  |  | pyrite, sphalerite, pyrrhotite, chalcopyrite, galena, quartz | Stage A: pyrite + sericite; Stage B: sphalerite + pyrrhotite + chalcopyrite + galena + quartz; Stage C: actinolite + epidote + chlorite + magnetite + quartz | polymetallic veins crosscutting porphyry-stage veins and alteration zones | Z2 |  |  |  | actinolite, epidote, chlorite, magnetite, sericite, calcite, acanthite-argentite, pyrargyrite, hessite, electrum | carbon-coated thin sections; polished sections | SEM-EDS, EMPA, LA-ICPMS, SIMS | JEOL IT300HR scanning electron microscope equipped with secondary electron, backscattered electron (BSE), and energy dispersive X-ray spectrometry (EDS) detectors; TESCAN MIRA3 field-emission scanning electron microprobe (FE-SEM) equipped with a panchromatic cathodoluminescence (CL) detector; TESCAN Integrated Mineral Analyzer (TIMA) system with a Mira-3 scanning electron microscope with four EDS (EDAX Element 30) detectors; JEOL JXA-8230 electron microprobe | Wuhan Sample Solution Analytical Technology Co., Ltd., Wuhan, China; Tuoyan Analytical Technology Co., Ltd., Guangzhou, China; Nanjing Hongchuang Geological Exploration Technology Service Co., Ltd., Nanjing, China | SEM: accelerating voltage of 15–20 kV, emission current of ~80 μA, takeoff angle ~35°, 4 μm to 5 μm beam diameter, working distance of ~10 mm; SEM-CL: acceleration voltage of 10 kV, beam current of 15 nA; TIMA: accelerating voltage of 25 kV, probe current of 9 nA, working distance of 15 mm, pixel spacing 3 μm, dot spacing 9 μm; EPMA: beam current not fully stated in excerpt |  | 210 |  |  |  | 0 |  | 350 | [7 empty] | 30 | [17 empty] | 339640 | [9 empty] | 301160 | [25 empty] | 0 |  | 50 | [15 empty] | 0 | [15 empty] | 349870 |  | 0 |  |  |  | 0 | [13 empty] | 390 | [19 empty] | 620 |  |  |  |  | 2025 | Xinghai Lang et al., Polymetallic veins—a possible bridge between porphyry and intermediate-sulfidation deposits, Geological Society of America Bulletin, v. 136, doi:10.1130/B38406.1 |  | CHN | Tibet
| No. 1 porphyry Cu-Au deposit (Xietongmen deposit), Xiongcun ore district | No. 1 deposit, Xiongcun ore district | Magmatic hydrothermal | Porphyry | Cu-Au porphyry | Cu, Au | Zn, Ag, Pb | Cu, Au, Zn, Ag, Pb | Lang et al., 2014; Tang et al., 2015; Wang et al., 2017 |  | 5056-170.4-16 | 5056-170.4-16-1 | underground mine |  |  |  |  | ore material | drill core | drill core | mineral separate | [5 empty] | mineralisation |  |  |  | pyrite, sphalerite, pyrrhotite, chalcopyrite, galena, quartz | Stage A: pyrite + sericite; Stage B: sphalerite + pyrrhotite + chalcopyrite + galena + quartz; Stage C: actinolite + epidote + chlorite + magnetite + quartz | polymetallic veins crosscutting porphyry-stage veins and alteration zones | Z2 |  |  |  | actinolite, epidote, chlorite, magnetite, sericite, calcite, acanthite-argentite, pyrargyrite, hessite, electrum | carbon-coated thin sections; polished sections | SEM-EDS, EMPA, LA-ICPMS, SIMS | JEOL IT300HR scanning electron microscope equipped with secondary electron, backscattered electron (BSE), and energy dispersive X-ray spectrometry (EDS) detectors; TESCAN MIRA3 field-emission scanning electron microprobe (FE-SEM) equipped with a panchromatic cathodoluminescence (CL) detector; TESCAN Integrated Mineral Analyzer (TIMA) system with a Mira-3 scanning electron microscope with four EDS (EDAX Element 30) detectors; JEOL JXA-8230 electron microprobe | Wuhan Sample Solution Analytical Technology Co., Ltd., Wuhan, China; Tuoyan Analytical Technology Co., Ltd., Guangzhou, China; Nanjing Hongchuang Geological Exploration Technology Service Co., Ltd., Nanjing, China | SEM: accelerating voltage of 15–20 kV, emission current of ~80 μA, takeoff angle ~35°, 4 μm to 5 μm beam diameter, working distance of ~10 mm; SEM-CL: acceleration voltage of 10 kV, beam current of 15 nA; TIMA: accelerating voltage of 25 kV, probe current of 9 nA, working distance of 15 mm, pixel spacing 3 μm, dot spacing 9 μm; EPMA: beam current not fully stated in excerpt |  | 440 |  |  |  | 500 |  | 0 | [7 empty] | 170 | [17 empty] | 339000 | [9 empty] | 304800 | [25 empty] | 40 |  | 0 | [15 empty] | 0 | [15 empty] | 351000 |  | 110 |  |  |  | 10 | [13 empty] | 20 | [19 empty] | 3040 |  |  |  |  | 2025 | Xinghai Lang et al., Polymetallic veins—a possible bridge between porphyry and intermediate-sulfidation deposits, Geological Society of America Bulletin, v. 136, doi:10.1130/B38406.1 |  | CHN | Tibet
| No. 1 porphyry Cu-Au deposit (Xietongmen deposit), Xiongcun ore district | No. 1 deposit, Xiongcun ore district | Magmatic hydrothermal | Porphyry | Cu-Au porphyry | Cu, Au | Zn, Ag, Pb | Cu, Au, Zn, Ag, Pb | Lang et al., 2014; Tang et al., 2015; Wang et al., 2017 |  | 6190-178.8-02 | 6190-178.8-02-1 | underground mine |  |  |  |  | ore material | drill core | drill core | mineral separate | [5 empty] | mineralisation |  |  |  | pyrite, sphalerite, pyrrhotite, chalcopyrite, galena, quartz | Stage A: pyrite + sericite; Stage B: sphalerite + pyrrhotite + chalcopyrite + galena + quartz; Stage C: actinolite + epidote + chlorite + magnetite + quartz | polymetallic veins crosscutting porphyry-stage veins and alteration zones | Z3 |  |  |  | actinolite, epidote, chlorite, magnetite, sericite, calcite, acanthite-argentite, pyrargyrite, hessite, electrum | carbon-coated thin sections; polished sections | SEM-EDS, EMPA, LA-ICPMS, SIMS | JEOL IT300HR scanning electron microscope equipped with secondary electron, backscattered electron (BSE), and energy dispersive X-ray spectrometry (EDS) detectors; TESCAN MIRA3 field-emission scanning electron microprobe (FE-SEM) equipped with a panchromatic cathodoluminescence (CL) detector; TESCAN Integrated Mineral Analyzer (TIMA) system with a Mira-3 scanning electron microscope with four EDS (EDAX Element 30) detectors; JEOL JXA-8230 electron microprobe | Wuhan Sample Solution Analytical Technology Co., Ltd., Wuhan, China; Tuoyan Analytical Technology Co., Ltd., Guangzhou, China; Nanjing Hongchuang Geological Exploration Technology Service Co., Ltd., Nanjing, China | SEM: accelerating voltage of 15–20 kV, emission current of ~80 μA, takeoff angle ~35°, 4 μm to 5 μm beam diameter, working distance of ~10 mm; SEM-CL: acceleration voltage of 10 kV, beam current of 15 nA; TIMA: accelerating voltage of 25 kV, probe current of 9 nA, working distance of 15 mm, pixel spacing 3 μm, dot spacing 9 μm; EPMA: beam current not fully stated in excerpt |  | 220 |  |  |  | 0 |  | 0 | [7 empty] | 1310 | [17 empty] | 343090 | [9 empty] | 302630 | [25 empty] | 0 |  | 0 | [15 empty] | 280 | [15 empty] | 349380 |  | 0 |  |  |  | 0 | [13 empty] | 30 | [19 empty] | 410 |  |  |  |  | 2025 | Xinghai Lang et al., Polymetallic veins—a possible bridge between porphyry and intermediate-sulfidation deposits, Geological Society of America Bulletin, v. 136, doi:10.1130/B38406.1 |  | CHN | Tibet
| No. 1 porphyry Cu-Au deposit (Xietongmen deposit), Xiongcun ore district | No. 1 deposit, Xiongcun ore district | Magmatic hydrothermal | Porphyry | Cu-Au porphyry | Cu, Au | Zn, Ag, Pb | Cu, Au, Zn, Ag, Pb | Lang et al., 2014; Tang et al., 2015; Wang et al., 2017 |  | 6190-178.8-04 | 6190-178.8-04-1 | underground mine |  |  |  |  | ore material | drill core | drill core | mineral separate | [5 empty] | mineralisation |  |  |  | pyrite, sphalerite, pyrrhotite, chalcopyrite, galena, quartz | Stage A: pyrite + sericite; Stage B: sphalerite + pyrrhotite + chalcopyrite + galena + quartz; Stage C: actinolite + epidote + chlorite + magnetite + quartz | polymetallic veins crosscutting porphyry-stage veins and alteration zones | Z3 |  |  |  | actinolite, epidote, chlorite, magnetite, sericite, calcite, acanthite-argentite, pyrargyrite, hessite, electrum | carbon-coated thin sections; polished sections | SEM-EDS, EMPA, LA-ICPMS, SIMS | JEOL IT300HR scanning electron microscope equipped with secondary electron, backscattered electron (BSE), and energy dispersive X-ray spectrometry (EDS) detectors; TESCAN MIRA3 field-emission scanning electron microprobe (FE-SEM) equipped with a panchromatic cathodoluminescence (CL) detector; TESCAN Integrated Mineral Analyzer (TIMA) system with a Mira-3 scanning electron microscope with four EDS (EDAX Element 30) detectors; JEOL JXA-8230 electron microprobe | Wuhan Sample Solution Analytical Technology Co., Ltd., Wuhan, China; Tuoyan Analytical Technology Co., Ltd., Guangzhou, China; Nanjing Hongchuang Geological Exploration Technology Service Co., Ltd., Nanjing, China | SEM: accelerating voltage of 15–20 kV, emission current of ~80 μA, takeoff angle ~35°, 4 μm to 5 μm beam diameter, working distance of ~10 mm; SEM-CL: acceleration voltage of 10 kV, beam current of 15 nA; TIMA: accelerating voltage of 25 kV, probe current of 9 nA, working distance of 15 mm, pixel spacing 3 μm, dot spacing 9 μm; EPMA: beam current not fully stated in excerpt |  | 160 |  |  |  | 150 |  | 0 | [7 empty] | 480 | [17 empty] | 344130 | [9 empty] | 302020 | [25 empty] | 20 |  | 0 | [15 empty] | 90 | [15 empty] | 349210 |  | 0 |  |  |  | 0 | [13 empty] | 320 | [19 empty] | 420 |  |  |  |  | 2025 | Xinghai Lang et al., Polymetallic veins—a possible bridge between porphyry and intermediate-sulfidation deposits, Geological Society of America Bulletin, v. 136, doi:10.1130/B38406.1 |  | CHN | Tibet
| No. 1 porphyry Cu-Au deposit (Xietongmen deposit), Xiongcun ore district | No. 1 deposit, Xiongcun ore district | Magmatic hydrothermal | Porphyry | Cu-Au porphyry | Cu, Au | Zn, Ag, Pb | Cu, Au, Zn, Ag, Pb | Lang et al., 2014; Tang et al., 2015; Wang et al., 2017 |  | 6190-178.8-06 | 6190-178.8-06-1 | underground mine |  |  |  |  | ore material | drill core | drill core | mineral separate | [5 empty] | mineralisation |  |  |  | pyrite, sphalerite, pyrrhotite, chalcopyrite, galena, quartz | Stage A: pyrite + sericite; Stage B: sphalerite + pyrrhotite + chalcopyrite + galena + quartz; Stage C: actinolite + epidote + chlorite + magnetite + quartz | polymetallic veins crosscutting porphyry-stage veins and alteration zones | Z3 |  |  |  | actinolite, epidote, chlorite, magnetite, sericite, calcite, acanthite-argentite, pyrargyrite, hessite, electrum | carbon-coated thin sections; polished sections | SEM-EDS, EMPA, LA-ICPMS, SIMS | JEOL IT300HR scanning electron microscope equipped with secondary electron, backscattered electron (BSE), and energy dispersive X-ray spectrometry (EDS) detectors; TESCAN MIRA3 field-emission scanning electron microprobe (FE-SEM) equipped with a panchromatic cathodoluminescence (CL) detector; TESCAN Integrated Mineral Analyzer (TIMA) system with a Mira-3 scanning electron microscope with four EDS (EDAX Element 30) detectors; JEOL JXA-8230 electron microprobe | Wuhan Sample Solution Analytical Technology Co., Ltd., Wuhan, China; Tuoyan Analytical Technology Co., Ltd., Guangzhou, China; Nanjing Hongchuang Geological Exploration Technology Service Co., Ltd., Nanjing, China | SEM: accelerating voltage of 15–20 kV, emission current of ~80 μA, takeoff angle ~35°, 4 μm to 5 μm beam diameter, working distance of ~10 mm; SEM-CL: acceleration voltage of 10 kV, beam current of 15 nA; TIMA: accelerating voltage of 25 kV, probe current of 9 nA, working distance of 15 mm, pixel spacing 3 μm, dot spacing 9 μm; EPMA: beam current not fully stated in excerpt |  | 140 |  |  |  | 0 |  | 0 | [7 empty] | 220 | [17 empty] | 343700 | [9 empty] | 301730 | [25 empty] | 150 |  | 0 | [15 empty] | 0 | [15 empty] | 351470 |  | 100 |  |  |  | 90 | [13 empty] | 300 | [19 empty] | 680 |  |  |  |  | 2025 | Xinghai Lang et al., Polymetallic veins—a possible bridge between porphyry and intermediate-sulfidation deposits, Geological Society of America Bulletin, v. 136, doi:10.1130/B38406.1 |  | CHN | Tibet
| No. 1 porphyry Cu-Au deposit (Xietongmen deposit), Xiongcun ore district | No. 1 deposit, Xiongcun ore district | Magmatic hydrothermal | Porphyry | Cu-Au porphyry | Cu, Au | Zn, Ag, Pb | Cu, Au, Zn, Ag, Pb | Lang et al., 2014; Tang et al., 2015; Wang et al., 2017 |  | 6190-178.8-10 | 6190-178.8-10-1 | underground mine |  |  |  |  | ore material | drill core | drill core | mineral separate | [5 empty] | mineralisation |  |  |  | pyrite, sphalerite, pyrrhotite, chalcopyrite, galena, quartz | Stage A: pyrite + sericite; Stage B: sphalerite + pyrrhotite + chalcopyrite + galena + quartz; Stage C: actinolite + epidote + chlorite + magnetite + quartz | polymetallic veins crosscutting porphyry-stage veins and alteration zones | Z3 |  |  |  | actinolite, epidote, chlorite, magnetite, sericite, calcite, acanthite-argentite, pyrargyrite, hessite, electrum | carbon-coated thin sections; polished sections | SEM-EDS, EMPA, LA-ICPMS, SIMS | JEOL IT300HR scanning electron microscope equipped with secondary electron, backscattered electron (BSE), and energy dispersive X-ray spectrometry (EDS) detectors; TESCAN MIRA3 field-emission scanning electron microprobe (FE-SEM) equipped with a panchromatic cathodoluminescence (CL) detector; TESCAN Integrated Mineral Analyzer (TIMA) system with a Mira-3 scanning electron microscope with four EDS (EDAX Element 30) detectors; JEOL JXA-8230 electron microprobe | Wuhan Sample Solution Analytical Technology Co., Ltd., Wuhan, China; Tuoyan Analytical Technology Co., Ltd., Guangzhou, China; Nanjing Hongchuang Geological Exploration Technology Service Co., Ltd., Nanjing, China | SEM: accelerating voltage of 15–20 kV, emission current of ~80 μA, takeoff angle ~35°, 4 μm to 5 μm beam diameter, working distance of ~10 mm; SEM-CL: acceleration voltage of 10 kV, beam current of 15 nA; TIMA: accelerating voltage of 25 kV, probe current of 9 nA, working distance of 15 mm, pixel spacing 3 μm, dot spacing 9 μm; EPMA: beam current not fully stated in excerpt |  | 120 |  |  |  | 0 |  | 290 | [7 empty] | 270 | [17 empty] | 343570 | [9 empty] | 301920 | [25 empty] | 0 |  | 60 | [15 empty] | 180 | [15 empty] | 350780 |  | 0 |  |  |  | 0 | [13 empty] | 0 | [19 empty] | 620 |  |  |  |  | 2025 | Xinghai Lang et al., Polymetallic veins—a possible bridge between porphyry and intermediate-sulfidation deposits, Geological Society of America Bulletin, v. 136, doi:10.1130/B38406.1 |  | CHN | Tibet
| No. 1 porphyry Cu-Au deposit (Xietongmen deposit), Xiongcun ore district | No. 1 deposit, Xiongcun ore district | Magmatic hydrothermal | Porphyry | Cu-Au porphyry | Cu, Au | Zn, Ag, Pb | Cu, Au, Zn, Ag, Pb | Lang et al., 2014; Tang et al., 2015; Wang et al., 2017 |  | 6190-178.8-12 | 6190-178.8-12-1 | underground mine |  |  |  |  | ore material | drill core | drill core | mineral separate | [5 empty] | mineralisation |  |  |  | pyrite, sphalerite, pyrrhotite, chalcopyrite, galena, quartz | Stage A: pyrite + sericite; Stage B: sphalerite + pyrrhotite + chalcopyrite + galena + quartz; Stage C: actinolite + epidote + chlorite + magnetite + quartz | polymetallic veins crosscutting porphyry-stage veins and alteration zones | Z3 |  |  |  | actinolite, epidote, chlorite, magnetite, sericite, calcite, acanthite-argentite, pyrargyrite, hessite, electrum | carbon-coated thin sections; polished sections | SEM-EDS, EMPA, LA-ICPMS, SIMS | JEOL IT300HR scanning electron microscope equipped with secondary electron, backscattered electron (BSE), and energy dispersive X-ray spectrometry (EDS) detectors; TESCAN MIRA3 field-emission scanning electron microprobe (FE-SEM) equipped with a panchromatic cathodoluminescence (CL) detector; TESCAN Integrated Mineral Analyzer (TIMA) system with a Mira-3 scanning electron microscope with four EDS (EDAX Element 30) detectors; JEOL JXA-8230 electron microprobe | Wuhan Sample Solution Analytical Technology Co., Ltd., Wuhan, China; Tuoyan Analytical Technology Co., Ltd., Guangzhou, China; Nanjing Hongchuang Geological Exploration Technology Service Co., Ltd., Nanjing, China | SEM: accelerating voltage of 15–20 kV, emission current of ~80 μA, takeoff angle ~35°, 4 μm to 5 μm beam diameter, working distance of ~10 mm; SEM-CL: acceleration voltage of 10 kV, beam current of 15 nA; TIMA: accelerating voltage of 25 kV, probe current of 9 nA, working distance of 15 mm, pixel spacing 3 μm, dot spacing 9 μm; EPMA: beam current not fully stated in excerpt |  | 180 |  |  |  | 0 |  | 0 | [7 empty] | 290 | [17 empty] | 343980 | [9 empty] | 302460 | [25 empty] | 30 |  | 0 | [15 empty] | 0 | [15 empty] | 350740 |  | 0 |  |  |  | 0 | [13 empty] | 0 | [19 empty] | 60 |  |  |  |  | 2025 | Xinghai Lang et al., Polymetallic veins—a possible bridge between porphyry and intermediate-sulfidation deposits, Geological Society of America Bulletin, v. 136, doi:10.1130/B38406.1 |  | CHN | Tibet
| No. 1 porphyry Cu-Au deposit (Xietongmen deposit), Xiongcun ore district | No. 1 deposit, Xiongcun ore district | Magmatic hydrothermal | Porphyry | Cu-Au porphyry | Cu, Au | Zn, Ag, Pb | Cu, Au, Zn, Ag, Pb | Lang et al., 2014; Tang et al., 2015; Wang et al., 2017 |  | 6190-178.8-16 | 6190-178.8-16-1 | underground mine |  |  |  |  | ore material | drill core | drill core | mineral separate | [5 empty] | mineralisation |  |  |  | pyrite, sphalerite, pyrrhotite, chalcopyrite, galena, quartz | Stage A: pyrite + sericite; Stage B: sphalerite + pyrrhotite + chalcopyrite + galena + quartz; Stage C: actinolite + epidote + chlorite + magnetite + quartz | polymetallic veins crosscutting porphyry-stage veins and alteration zones | Z3 |  |  |  | actinolite, epidote, chlorite, magnetite, sericite, calcite, acanthite-argentite, pyrargyrite, hessite, electrum | carbon-coated thin sections; polished sections | SEM-EDS, EMPA, LA-ICPMS, SIMS | JEOL IT300HR scanning electron microscope equipped with secondary electron, backscattered electron (BSE), and energy dispersive X-ray spectrometry (EDS) detectors; TESCAN MIRA3 field-emission scanning electron microprobe (FE-SEM) equipped with a panchromatic cathodoluminescence (CL) detector; TESCAN Integrated Mineral Analyzer (TIMA) system with a Mira-3 scanning electron microscope with four EDS (EDAX Element 30) detectors; JEOL JXA-8230 electron microprobe | Wuhan Sample Solution Analytical Technology Co., Ltd., Wuhan, China; Tuoyan Analytical Technology Co., Ltd., Guangzhou, China; Nanjing Hongchuang Geological Exploration Technology Service Co., Ltd., Nanjing, China | SEM: accelerating voltage of 15–20 kV, emission current of ~80 μA, takeoff angle ~35°, 4 μm to 5 μm beam diameter, working distance of ~10 mm; SEM-CL: acceleration voltage of 10 kV, beam current of 15 nA; TIMA: accelerating voltage of 25 kV, probe current of 9 nA, working distance of 15 mm, pixel spacing 3 μm, dot spacing 9 μm; EPMA: beam current not fully stated in excerpt |  | 230 |  |  |  | 0 |  | 10 | [7 empty] | 0 | [17 empty] | 343630 | [9 empty] | 302120 | [25 empty] | 160 |  | 0 | [15 empty] | 110 | [15 empty] | 356060 |  | 80 |  |  |  | 0 | [13 empty] | 60 | [19 empty] | 320 |  |  |  |  | 2025 | Xinghai Lang et al., Polymetallic veins—a possible bridge between porphyry and intermediate-sulfidation deposits, Geological Society of America Bulletin, v. 136, doi:10.1130/B38406.1 |  | CHN | Tibet
| No. 1 porphyry Cu-Au deposit (Xietongmen deposit), Xiongcun ore district | No. 1 deposit, Xiongcun ore district | Magmatic hydrothermal | Porphyry | Cu-Au porphyry | Cu, Au | Zn, Ag, Pb | Cu, Au, Zn, Ag, Pb | Lang et al., 2014; Tang et al., 2015; Wang et al., 2017 |  | 6074-118.4-04 | 6074-118.4-04-1 | underground mine |  |  |  |  | ore material | drill core | drill core | mineral separate | [5 empty] | mineralisation |  |  |  | pyrite, sphalerite, pyrrhotite, chalcopyrite, galena, quartz | Stage A: pyrite + sericite; Stage B: sphalerite + pyrrhotite + chalcopyrite + galena + quartz; Stage C: actinolite + epidote + chlorite + magnetite + quartz | polymetallic veins crosscutting porphyry-stage veins and alteration zones | Z3 |  |  |  | actinolite, epidote, chlorite, magnetite, sericite, calcite, acanthite-argentite, pyrargyrite, hessite, electrum | carbon-coated thin sections; polished sections | SEM-EDS, EMPA, LA-ICPMS, SIMS | JEOL IT300HR scanning electron microscope equipped with secondary electron, backscattered electron (BSE), and energy dispersive X-ray spectrometry (EDS) detectors; TESCAN MIRA3 field-emission scanning electron microprobe (FE-SEM) equipped with a panchromatic cathodoluminescence (CL) detector; TESCAN Integrated Mineral Analyzer (TIMA) system with a Mira-3 scanning electron microscope with four EDS (EDAX Element 30) detectors; JEOL JXA-8230 electron microprobe | Wuhan Sample Solution Analytical Technology Co., Ltd., Wuhan, China; Tuoyan Analytical Technology Co., Ltd., Guangzhou, China; Nanjing Hongchuang Geological Exploration Technology Service Co., Ltd., Nanjing, China | SEM: accelerating voltage of 15–20 kV, emission current of ~80 μA, takeoff angle ~35°, 4 μm to 5 μm beam diameter, working distance of ~10 mm; SEM-CL: acceleration voltage of 10 kV, beam current of 15 nA; TIMA: accelerating voltage of 25 kV, probe current of 9 nA, working distance of 15 mm, pixel spacing 3 μm, dot spacing 9 μm; EPMA: beam current not fully stated in excerpt |  | 290 |  |  |  | 0 |  | 280 | [7 empty] | 0 | [17 empty] | 336430 | [9 empty] | 302870 | [25 empty] | 40 |  | 0 | [15 empty] | 40 | [15 empty] | 348320 |  | 0 |  |  |  | 130 | [13 empty] | 0 | [19 empty] | 2230 |  |  |  |  | 2025 | Xinghai Lang et al., Polymetallic veins—a possible bridge between porphyry and intermediate-sulfidation deposits, Geological Society of America Bulletin, v. 136, doi:10.1130/B38406.1 |  | CHN | Tibet
| No. 1 porphyry Cu-Au deposit (Xietongmen deposit), Xiongcun ore district | No. 1 deposit, Xiongcun ore district | Magmatic hydrothermal | Porphyry | Cu-Au porphyry | Cu, Au | Zn, Ag, Pb | Cu, Au, Zn, Ag, Pb | Lang et al., 2014; Tang et al., 2015; Wang et al., 2017 |  | 6074-118.4-05 | 6074-118.4-05-1 | underground mine |  |  |  |  | ore material | drill core | drill core | mineral separate | [5 empty] | mineralisation |  |  |  | pyrite, sphalerite, pyrrhotite, chalcopyrite, galena, quartz | Stage A: pyrite + sericite; Stage B: sphalerite + pyrrhotite + chalcopyrite + galena + quartz; Stage C: actinolite + epidote + chlorite + magnetite + quartz | polymetallic veins crosscutting porphyry-stage veins and alteration zones | Z3 |  |  |  | actinolite, epidote, chlorite, magnetite, sericite, calcite, acanthite-argentite, pyrargyrite, hessite, electrum | carbon-coated thin sections; polished sections | SEM-EDS, EMPA, LA-ICPMS, SIMS | JEOL IT300HR scanning electron microscope equipped with secondary electron, backscattered electron (BSE), and energy dispersive X-ray spectrometry (EDS) detectors; TESCAN MIRA3 field-emission scanning electron microprobe (FE-SEM) equipped with a panchromatic cathodoluminescence (CL) detector; TESCAN Integrated Mineral Analyzer (TIMA) system with a Mira-3 scanning electron microscope with four EDS (EDAX Element 30) detectors; JEOL JXA-8230 electron microprobe | Wuhan Sample Solution Analytical Technology Co., Ltd., Wuhan, China; Tuoyan Analytical Technology Co., Ltd., Guangzhou, China; Nanjing Hongchuang Geological Exploration Technology Service Co., Ltd., Nanjing, China | SEM: accelerating voltage of 15–20 kV, emission current of ~80 μA, takeoff angle ~35°, 4 μm to 5 μm beam diameter, working distance of ~10 mm; SEM-CL: acceleration voltage of 10 kV, beam current of 15 nA; TIMA: accelerating voltage of 25 kV, probe current of 9 nA, working distance of 15 mm, pixel spacing 3 μm, dot spacing 9 μm; EPMA: beam current not fully stated in excerpt |  | 480 |  |  |  | 0 |  | 0 | [7 empty] | 350 | [17 empty] | 337650 | [9 empty] | 303420 | [25 empty] | 10 |  | 0 | [15 empty] | 150 | [15 empty] | 350400 |  | 0 |  |  |  | 0 | [13 empty] | 0 | [19 empty] | 990 |  |  |  |  | 2025 | Xinghai Lang et al., Polymetallic veins—a possible bridge between porphyry and intermediate-sulfidation deposits, Geological Society of America Bulletin, v. 136, doi:10.1130/B38406.1 |  | CHN | Tibet
| No. 1 porphyry Cu-Au deposit (Xietongmen deposit), Xiongcun ore district | No. 1 deposit, Xiongcun ore district | Magmatic hydrothermal | Porphyry | Cu-Au porphyry | Cu, Au | Zn, Ag, Pb | Cu, Au, Zn, Ag, Pb | Lang et al., 2014; Tang et al., 2015; Wang et al., 2017 |  | 6074-118.4-12 | 6074-118.4-12-1 | underground mine |  |  |  |  | ore material | drill core | drill core | mineral separate | [5 empty] | mineralisation |  |  |  | pyrite, sphalerite, pyrrhotite, chalcopyrite, galena, quartz | Stage A: pyrite + sericite; Stage B: sphalerite + pyrrhotite + chalcopyrite + galena + quartz; Stage C: actinolite + epidote + chlorite + magnetite + quartz | polymetallic veins crosscutting porphyry-stage veins and alteration zones | Z3 |  |  |  | actinolite, epidote, chlorite, magnetite, sericite, calcite, acanthite-argentite, pyrargyrite, hessite, electrum | carbon-coated thin sections; polished sections | SEM-EDS, EMPA, LA-ICPMS, SIMS | JEOL IT300HR scanning electron microscope equipped with secondary electron, backscattered electron (BSE), and energy dispersive X-ray spectrometry (EDS) detectors; TESCAN MIRA3 field-emission scanning electron microprobe (FE-SEM) equipped with a panchromatic cathodoluminescence (CL) detector; TESCAN Integrated Mineral Analyzer (TIMA) system with a Mira-3 scanning electron microscope with four EDS (EDAX Element 30) detectors; JEOL JXA-8230 electron microprobe | Wuhan Sample Solution Analytical Technology Co., Ltd., Wuhan, China; Tuoyan Analytical Technology Co., Ltd., Guangzhou, China; Nanjing Hongchuang Geological Exploration Technology Service Co., Ltd., Nanjing, China | SEM: accelerating voltage of 15–20 kV, emission current of ~80 μA, takeoff angle ~35°, 4 μm to 5 μm beam diameter, working distance of ~10 mm; SEM-CL: acceleration voltage of 10 kV, beam current of 15 nA; TIMA: accelerating voltage of 25 kV, probe current of 9 nA, working distance of 15 mm, pixel spacing 3 μm, dot spacing 9 μm; EPMA: beam current not fully stated in excerpt |  | 110 |  |  |  | 0 |  | 0 | [7 empty] | 0 | [17 empty] | 337770 | [9 empty] | 304200 | [25 empty] | 30 |  | 70 | [15 empty] | 0 | [15 empty] | 350130 |  | 0 |  |  |  | 0 | [13 empty] | 0 | [19 empty] | 1200 |  |  |  |  | 2025 | Xinghai Lang et al., Polymetallic veins—a possible bridge between porphyry and intermediate-sulfidation deposits, Geological Society of America Bulletin, v. 136, doi:10.1130/B38406.1 |  | CHN | Tibet
| No. 1 porphyry Cu-Au deposit (Xietongmen deposit), Xiongcun ore district | No. 1 deposit, Xiongcun ore district | Magmatic hydrothermal | Porphyry | Cu-Au porphyry | Cu, Au | Zn, Ag, Pb | Cu, Au, Zn, Ag, Pb | Lang et al., 2014; Tang et al., 2015; Wang et al., 2017 |  | 6067-156.4-01 | 6067-156.4-01-1 | underground mine |  |  |  |  | ore material | drill core | drill core | mineral separate | [5 empty] | mineralisation |  |  |  | pyrite, sphalerite, pyrrhotite, chalcopyrite, galena, quartz | Stage A: pyrite + sericite; Stage B: sphalerite + pyrrhotite + chalcopyrite + galena + quartz; Stage C: actinolite + epidote + chlorite + magnetite + quartz | polymetallic veins crosscutting porphyry-stage veins and alteration zones | Z3 |  |  |  | actinolite, epidote, chlorite, magnetite, sericite, calcite, acanthite-argentite, pyrargyrite, hessite, electrum | carbon-coated thin sections; polished sections | SEM-EDS, EMPA, LA-ICPMS, SIMS | JEOL IT300HR scanning electron microscope equipped with secondary electron, backscattered electron (BSE), and energy dispersive X-ray spectrometry (EDS) detectors; TESCAN MIRA3 field-emission scanning electron microprobe (FE-SEM) equipped with a panchromatic cathodoluminescence (CL) detector; TESCAN Integrated Mineral Analyzer (TIMA) system with a Mira-3 scanning electron microscope with four EDS (EDAX Element 30) detectors; JEOL JXA-8230 electron microprobe | Wuhan Sample Solution Analytical Technology Co., Ltd., Wuhan, China; Tuoyan Analytical Technology Co., Ltd., Guangzhou, China; Nanjing Hongchuang Geological Exploration Technology Service Co., Ltd., Nanjing, China | SEM: accelerating voltage of 15–20 kV, emission current of ~80 μA, takeoff angle ~35°, 4 μm to 5 μm beam diameter, working distance of ~10 mm; SEM-CL: acceleration voltage of 10 kV, beam current of 15 nA; TIMA: accelerating voltage of 25 kV, probe current of 9 nA, working distance of 15 mm, pixel spacing 3 μm, dot spacing 9 μm; EPMA: beam current not fully stated in excerpt |  | 150 |  |  |  | 0 |  | 0 | [7 empty] | 0 | [17 empty] | 340640 | [9 empty] | 306030 | [25 empty] | 60 |  | 100 | [15 empty] | 0 | [15 empty] | 345270 |  | 0 |  |  |  | 0 | [13 empty] | 90 | [19 empty] | 1970 |  |  |  |  | 2025 | Xinghai Lang et al., Polymetallic veins—a possible bridge between porphyry and intermediate-sulfidation deposits, Geological Society of America Bulletin, v. 136, doi:10.1130/B38406.1 |  | CHN | Tibet
| No. 1 porphyry Cu-Au deposit (Xietongmen deposit), Xiongcun ore district | No. 1 deposit, Xiongcun ore district | Magmatic hydrothermal | Porphyry | Cu-Au porphyry | Cu, Au | Zn, Ag, Pb | Cu, Au, Zn, Ag, Pb | Lang et al., 2014; Tang et al., 2015; Wang et al., 2017 |  | 6067-156.4-02 | 6067-156.4-02-1 | underground mine |  |  |  |  | ore material | drill core | drill core | mineral separate | [5 empty] | mineralisation |  |  |  | pyrite, sphalerite, pyrrhotite, chalcopyrite, galena, quartz | Stage A: pyrite + sericite; Stage B: sphalerite + pyrrhotite + chalcopyrite + galena + quartz; Stage C: actinolite + epidote + chlorite + magnetite + quartz | polymetallic veins crosscutting porphyry-stage veins and alteration zones | Z3 |  |  |  | actinolite, epidote, chlorite, magnetite, sericite, calcite, acanthite-argentite, pyrargyrite, hessite, electrum | carbon-coated thin sections; polished sections | SEM-EDS, EMPA, LA-ICPMS, SIMS | JEOL IT300HR scanning electron microscope equipped with secondary electron, backscattered electron (BSE), and energy dispersive X-ray spectrometry (EDS) detectors; TESCAN MIRA3 field-emission scanning electron microprobe (FE-SEM) equipped with a panchromatic cathodoluminescence (CL) detector; TESCAN Integrated Mineral Analyzer (TIMA) system with a Mira-3 scanning electron microscope with four EDS (EDAX Element 30) detectors; JEOL JXA-8230 electron microprobe | Wuhan Sample Solution Analytical Technology Co., Ltd., Wuhan, China; Tuoyan Analytical Technology Co., Ltd., Guangzhou, China; Nanjing Hongchuang Geological Exploration Technology Service Co., Ltd., Nanjing, China | SEM: accelerating voltage of 15–20 kV, emission current of ~80 μA, takeoff angle ~35°, 4 μm to 5 μm beam diameter, working distance of ~10 mm; SEM-CL: acceleration voltage of 10 kV, beam current of 15 nA; TIMA: accelerating voltage of 25 kV, probe current of 9 nA, working distance of 15 mm, pixel spacing 3 μm, dot spacing 9 μm; EPMA: beam current not fully stated in excerpt |  | 240 |  |  |  | 10 |  | 0 | [7 empty] | 560 | [17 empty] | 340620 | [9 empty] | 305310 | [25 empty] | 0 |  | 0 | [15 empty] | 30 | [15 empty] | 346310 |  | 0 |  |  |  | 60 | [13 empty] | 0 | [19 empty] | 2740 |  |  |  |  | 2025 | Xinghai Lang et al., Polymetallic veins—a possible bridge between porphyry and intermediate-sulfidation deposits, Geological Society of America Bulletin, v. 136, doi:10.1130/B38406.1 |  | CHN | Tibet
| No. 1 porphyry Cu-Au deposit (Xietongmen deposit), Xiongcun ore district | No. 1 deposit, Xiongcun ore district | Magmatic hydrothermal | Porphyry | Cu-Au porphyry | Cu, Au | Zn, Ag, Pb | Cu, Au, Zn, Ag, Pb | Lang et al., 2014; Tang et al., 2015; Wang et al., 2017 |  | 6067-156.4-14 | 6067-156.4-14-1 | underground mine |  |  |  |  | ore material | drill core | drill core | mineral separate | [5 empty] | mineralisation |  |  |  | pyrite, sphalerite, pyrrhotite, chalcopyrite, galena, quartz | Stage A: pyrite + sericite; Stage B: sphalerite + pyrrhotite + chalcopyrite + galena + quartz; Stage C: actinolite + epidote + chlorite + magnetite + quartz | polymetallic veins crosscutting porphyry-stage veins and alteration zones | Z3 |  |  |  | actinolite, epidote, chlorite, magnetite, sericite, calcite, acanthite-argentite, pyrargyrite, hessite, electrum | carbon-coated thin sections; polished sections | SEM-EDS, EMPA, LA-ICPMS, SIMS | JEOL IT300HR scanning electron microscope equipped with secondary electron, backscattered electron (BSE), and energy dispersive X-ray spectrometry (EDS) detectors; TESCAN MIRA3 field-emission scanning electron microprobe (FE-SEM) equipped with a panchromatic cathodoluminescence (CL) detector; TESCAN Integrated Mineral Analyzer (TIMA) system with a Mira-3 scanning electron microscope with four EDS (EDAX Element 30) detectors; JEOL JXA-8230 electron microprobe | Wuhan Sample Solution Analytical Technology Co., Ltd., Wuhan, China; Tuoyan Analytical Technology Co., Ltd., Guangzhou, China; Nanjing Hongchuang Geological Exploration Technology Service Co., Ltd., Nanjing, China | SEM: accelerating voltage of 15–20 kV, emission current of ~80 μA, takeoff angle ~35°, 4 μm to 5 μm beam diameter, working distance of ~10 mm; SEM-CL: acceleration voltage of 10 kV, beam current of 15 nA; TIMA: accelerating voltage of 25 kV, probe current of 9 nA, working distance of 15 mm, pixel spacing 3 μm, dot spacing 9 μm; EPMA: beam current not fully stated in excerpt |  | 280 |  |  |  | 0 |  | 10 | [7 empty] | 360 | [17 empty] | 340220 | [9 empty] | 305880 | [25 empty] | 0 |  | 0 | [15 empty] | 50 | [15 empty] | 345890 |  | 40 |  |  |  | 0 | [13 empty] | 200 | [19 empty] | 5200 |  |  |  |  | 2025 | Xinghai Lang et al., Polymetallic veins—a possible bridge between porphyry and intermediate-sulfidation deposits, Geological Society of America Bulletin, v. 136, doi:10.1130/B38406.1 |  | CHN | Tibet
| No. 1 porphyry Cu-Au deposit (Xietongmen deposit), Xiongcun ore district | No. 1 deposit, Xiongcun ore district | Magmatic hydrothermal | Porphyry | Cu-Au porphyry | Cu, Au | Zn, Ag, Pb | Cu, Au, Zn, Ag, Pb | Lang et al., 2014; Tang et al., 2015; Wang et al., 2017 |  | 6073-51.1-11 | 6073-51.1-11-1 | underground mine |  |  |  |  | ore material | drill core | drill core | mineral separate | [5 empty] | mineralisation |  |  |  | pyrite, sphalerite, pyrrhotite, chalcopyrite, galena, quartz | Stage A: pyrite + sericite; Stage B: sphalerite + pyrrhotite + chalcopyrite + galena + quartz; Stage C: actinolite + epidote + chlorite + magnetite + quartz | polymetallic veins crosscutting porphyry-stage veins and alteration zones | Z3 |  |  |  | actinolite, epidote, chlorite, magnetite, sericite, calcite, acanthite-argentite, pyrargyrite, hessite, electrum | carbon-coated thin sections; polished sections | SEM-EDS, EMPA, LA-ICPMS, SIMS | JEOL IT300HR scanning electron microscope equipped with secondary electron, backscattered electron (BSE), and energy dispersive X-ray spectrometry (EDS) detectors; TESCAN MIRA3 field-emission scanning electron microprobe (FE-SEM) equipped with a panchromatic cathodoluminescence (CL) detector; TESCAN Integrated Mineral Analyzer (TIMA) system with a Mira-3 scanning electron microscope with four EDS (EDAX Element 30) detectors; JEOL JXA-8230 electron microprobe | Wuhan Sample Solution Analytical Technology Co., Ltd., Wuhan, China; Tuoyan Analytical Technology Co., Ltd., Guangzhou, China; Nanjing Hongchuang Geological Exploration Technology Service Co., Ltd., Nanjing, China | SEM: accelerating voltage of 15–20 kV, emission current of ~80 μA, takeoff angle ~35°, 4 μm to 5 μm beam diameter, working distance of ~10 mm; SEM-CL: acceleration voltage of 10 kV, beam current of 15 nA; TIMA: accelerating voltage of 25 kV, probe current of 9 nA, working distance of 15 mm, pixel spacing 3 μm, dot spacing 9 μm; EPMA: beam current not fully stated in excerpt |  | 0 |  |  |  | 0 |  | 50 | [7 empty] | 830 | [17 empty] | 344660 | [9 empty] | 305900 | [25 empty] | 20 |  | 0 | [15 empty] | 10 | [15 empty] | 349770 |  | 410 |  |  |  | 10 | [13 empty] | 170 | [19 empty] | 1410 |  |  |  |  | 2025 | Xinghai Lang et al., Polymetallic veins—a possible bridge between porphyry and intermediate-sulfidation deposits, Geological Society of America Bulletin, v. 136, doi:10.1130/B38406.1 |  | CHN | Tibet
| No. 1 porphyry Cu-Au deposit (Xietongmen deposit), Xiongcun ore district | No. 1 deposit, Xiongcun ore district | Magmatic hydrothermal | Porphyry | Cu-Au porphyry | Cu, Au | Zn, Ag, Pb | Cu, Au, Zn, Ag, Pb | Lang et al., 2014; Tang et al., 2015; Wang et al., 2017 |  | 6073-51.1-12 | 6073-51.1-12-1 | underground mine |  |  |  |  | ore material | drill core | drill core | mineral separate | [5 empty] | mineralisation |  |  |  | pyrite, sphalerite, pyrrhotite, chalcopyrite, galena, quartz | Stage A: pyrite + sericite; Stage B: sphalerite + pyrrhotite + chalcopyrite + galena + quartz; Stage C: actinolite + epidote + chlorite + magnetite + quartz | polymetallic veins crosscutting porphyry-stage veins and alteration zones | Z3 |  |  |  | actinolite, epidote, chlorite, magnetite, sericite, calcite, acanthite-argentite, pyrargyrite, hessite, electrum | carbon-coated thin sections; polished sections | SEM-EDS, EMPA, LA-ICPMS, SIMS | JEOL IT300HR scanning electron microscope equipped with secondary electron, backscattered electron (BSE), and energy dispersive X-ray spectrometry (EDS) detectors; TESCAN MIRA3 field-emission scanning electron microprobe (FE-SEM) equipped with a panchromatic cathodoluminescence (CL) detector; TESCAN Integrated Mineral Analyzer (TIMA) system with a Mira-3 scanning electron microscope with four EDS (EDAX Element 30) detectors; JEOL JXA-8230 electron microprobe | Wuhan Sample Solution Analytical Technology Co., Ltd., Wuhan, China; Tuoyan Analytical Technology Co., Ltd., Guangzhou, China; Nanjing Hongchuang Geological Exploration Technology Service Co., Ltd., Nanjing, China | SEM: accelerating voltage of 15–20 kV, emission current of ~80 μA, takeoff angle ~35°, 4 μm to 5 μm beam diameter, working distance of ~10 mm; SEM-CL: acceleration voltage of 10 kV, beam current of 15 nA; TIMA: accelerating voltage of 25 kV, probe current of 9 nA, working distance of 15 mm, pixel spacing 3 μm, dot spacing 9 μm; EPMA: beam current not fully stated in excerpt |  | 30 |  |  |  | 0 |  | 630 | [7 empty] | 360 | [17 empty] | 343190 | [9 empty] | 308210 | [25 empty] | 20 |  | 0 | [15 empty] | 340 | [15 empty] | 348900 |  | 0 |  |  |  | 120 | [13 empty] | 0 | [19 empty] | 590 |  |  |  |  | 2025 | Xinghai Lang et al., Polymetallic veins—a possible bridge between porphyry and intermediate-sulfidation deposits, Geological Society of America Bulletin, v. 136, doi:10.1130/B38406.1 |  | CHN | Tibet
| No. 1 porphyry Cu-Au deposit (Xietongmen deposit), Xiongcun ore district | No. 1 deposit, Xiongcun ore district | Magmatic hydrothermal | Porphyry | Cu-Au porphyry | Cu, Au | Zn, Ag, Pb | Cu, Au, Zn, Ag, Pb | Lang et al., 2014; Tang et al., 2015; Wang et al., 2017 |  | 6073-51.1-14 | 6073-51.1-14-1 | underground mine |  |  |  |  | ore material | drill core | drill core | mineral separate | [5 empty] | mineralisation |  |  |  | pyrite, sphalerite, pyrrhotite, chalcopyrite, galena, quartz | Stage A: pyrite + sericite; Stage B: sphalerite + pyrrhotite + chalcopyrite + galena + quartz; Stage C: actinolite + epidote + chlorite + magnetite + quartz | polymetallic veins crosscutting porphyry-stage veins and alteration zones | Z3 |  |  |  | actinolite, epidote, chlorite, magnetite, sericite, calcite, acanthite-argentite, pyrargyrite, hessite, electrum | carbon-coated thin sections; polished sections | SEM-EDS, EMPA, LA-ICPMS, SIMS | JEOL IT300HR scanning electron microscope equipped with secondary electron, backscattered electron (BSE), and energy dispersive X-ray spectrometry (EDS) detectors; TESCAN MIRA3 field-emission scanning electron microprobe (FE-SEM) equipped with a panchromatic cathodoluminescence (CL) detector; TESCAN Integrated Mineral Analyzer (TIMA) system with a Mira-3 scanning electron microscope with four EDS (EDAX Element 30) detectors; JEOL JXA-8230 electron microprobe | Wuhan Sample Solution Analytical Technology Co., Ltd., Wuhan, China; Tuoyan Analytical Technology Co., Ltd., Guangzhou, China; Nanjing Hongchuang Geological Exploration Technology Service Co., Ltd., Nanjing, China | SEM: accelerating voltage of 15–20 kV, emission current of ~80 μA, takeoff angle ~35°, 4 μm to 5 μm beam diameter, working distance of ~10 mm; SEM-CL: acceleration voltage of 10 kV, beam current of 15 nA; TIMA: accelerating voltage of 25 kV, probe current of 9 nA, working distance of 15 mm, pixel spacing 3 μm, dot spacing 9 μm; EPMA: beam current not fully stated in excerpt |  | 170 |  |  |  | 0 |  | 0 | [7 empty] | 0 | [17 empty] | 343020 | [9 empty] | 304580 | [25 empty] | 40 |  | 80 | [15 empty] | 220 | [15 empty] | 352540 |  | 0 |  |  |  | 30 | [13 empty] | 480 | [19 empty] | 430 |  |  |  |  | 2025 | Xinghai Lang et al., Polymetallic veins—a possible bridge between porphyry and intermediate-sulfidation deposits, Geological Society of America Bulletin, v. 136, doi:10.1130/B38406.1 |  | CHN | Tibet
| No. 1 porphyry Cu-Au deposit (Xietongmen deposit), Xiongcun ore district | No. 1 deposit, Xiongcun ore district | Magmatic hydrothermal | Porphyry | Cu-Au porphyry | Cu, Au | Zn, Ag, Pb | Cu, Au, Zn, Ag, Pb | Lang et al., 2014; Tang et al., 2015; Wang et al., 2017 |  | 6082-66.7-02 | 6082-66.7-02-1 | underground mine |  |  |  |  | ore material | drill core | drill core | mineral separate | [5 empty] | mineralisation |  |  |  | pyrite, sphalerite, pyrrhotite, chalcopyrite, galena, quartz | Stage A: pyrite + sericite; Stage B: sphalerite + pyrrhotite + chalcopyrite + galena + quartz; Stage C: actinolite + epidote + chlorite + magnetite + quartz | polymetallic veins crosscutting porphyry-stage veins and alteration zones | Z3 |  |  |  | actinolite, epidote, chlorite, magnetite, sericite, calcite, acanthite-argentite, pyrargyrite, hessite, electrum | carbon-coated thin sections; polished sections | SEM-EDS, EMPA, LA-ICPMS, SIMS | JEOL IT300HR scanning electron microscope equipped with secondary electron, backscattered electron (BSE), and energy dispersive X-ray spectrometry (EDS) detectors; TESCAN MIRA3 field-emission scanning electron microprobe (FE-SEM) equipped with a panchromatic cathodoluminescence (CL) detector; TESCAN Integrated Mineral Analyzer (TIMA) system with a Mira-3 scanning electron microscope with four EDS (EDAX Element 30) detectors; JEOL JXA-8230 electron microprobe | Wuhan Sample Solution Analytical Technology Co., Ltd., Wuhan, China; Tuoyan Analytical Technology Co., Ltd., Guangzhou, China; Nanjing Hongchuang Geological Exploration Technology Service Co., Ltd., Nanjing, China | SEM: accelerating voltage of 15–20 kV, emission current of ~80 μA, takeoff angle ~35°, 4 μm to 5 μm beam diameter, working distance of ~10 mm; SEM-CL: acceleration voltage of 10 kV, beam current of 15 nA; TIMA: accelerating voltage of 25 kV, probe current of 9 nA, working distance of 15 mm, pixel spacing 3 μm, dot spacing 9 μm; EPMA: beam current not fully stated in excerpt |  | 10 |  |  |  | 0 |  | 0 | [7 empty] | 0 | [17 empty] | 343930 | [9 empty] | 306580 | [25 empty] | 0 |  | 0 | [15 empty] | 260 | [15 empty] | 351490 |  | 0 |  |  |  | 10 | [13 empty] | 0 | [19 empty] | 1030 |  |  |  |  | 2025 | Xinghai Lang et al., Polymetallic veins—a possible bridge between porphyry and intermediate-sulfidation deposits, Geological Society of America Bulletin, v. 136, doi:10.1130/B38406.1 |  | CHN | Tibet
| No. 1 porphyry Cu-Au deposit (Xietongmen deposit), Xiongcun ore district | No. 1 deposit, Xiongcun ore district | Magmatic hydrothermal | Porphyry | Cu-Au porphyry | Cu, Au | Zn, Ag, Pb | Cu, Au, Zn, Ag, Pb | Lang et al., 2014; Tang et al., 2015; Wang et al., 2017 |  | 6082-66.7-05 | 6082-66.7-05-1 | underground mine |  |  |  |  | ore material | drill core | drill core | mineral separate | [5 empty] | mineralisation |  |  |  | pyrite, sphalerite, pyrrhotite, chalcopyrite, galena, quartz | Stage A: pyrite + sericite; Stage B: sphalerite + pyrrhotite + chalcopyrite + galena + quartz; Stage C: actinolite + epidote + chlorite + magnetite + quartz | polymetallic veins crosscutting porphyry-stage veins and alteration zones | Z3 |  |  |  | actinolite, epidote, chlorite, magnetite, sericite, calcite, acanthite-argentite, pyrargyrite, hessite, electrum | carbon-coated thin sections; polished sections | SEM-EDS, EMPA, LA-ICPMS, SIMS | JEOL IT300HR scanning electron microscope equipped with secondary electron, backscattered electron (BSE), and energy dispersive X-ray spectrometry (EDS) detectors; TESCAN MIRA3 field-emission scanning electron microprobe (FE-SEM) equipped with a panchromatic cathodoluminescence (CL) detector; TESCAN Integrated Mineral Analyzer (TIMA) system with a Mira-3 scanning electron microscope with four EDS (EDAX Element 30) detectors; JEOL JXA-8230 electron microprobe | Wuhan Sample Solution Analytical Technology Co., Ltd., Wuhan, China; Tuoyan Analytical Technology Co., Ltd., Guangzhou, China; Nanjing Hongchuang Geological Exploration Technology Service Co., Ltd., Nanjing, China | SEM: accelerating voltage of 15–20 kV, emission current of ~80 μA, takeoff angle ~35°, 4 μm to 5 μm beam diameter, working distance of ~10 mm; SEM-CL: acceleration voltage of 10 kV, beam current of 15 nA; TIMA: accelerating voltage of 25 kV, probe current of 9 nA, working distance of 15 mm, pixel spacing 3 μm, dot spacing 9 μm; EPMA: beam current not fully stated in excerpt |  | 130 |  |  |  | 0 |  | 400 | [7 empty] | 0 | [17 empty] | 343810 | [9 empty] | 305080 | [25 empty] | 0 |  | 0 | [15 empty] | 360 | [15 empty] | 350670 |  | 0 |  |  |  | 0 | [13 empty] | 0 | [19 empty] | 540 |  |  |  |  | 2025 | Xinghai Lang et al., Polymetallic veins—a possible bridge between porphyry and intermediate-sulfidation deposits, Geological Society of America Bulletin, v. 136, doi:10.1130/B38406.1 |  | CHN | Tibet
| No. 1 porphyry Cu-Au deposit (Xietongmen deposit), Xiongcun ore district | No. 1 deposit, Xiongcun ore district | Magmatic hydrothermal | Porphyry | Cu-Au porphyry | Cu, Au | Zn, Ag, Pb | Cu, Au, Zn, Ag, Pb | Lang et al., 2014; Tang et al., 2015; Wang et al., 2017 |  | 6082-66.7-06 | 6082-66.7-06-1 | underground mine |  |  |  |  | ore material | drill core | drill core | mineral separate | [5 empty] | mineralisation |  |  |  | pyrite, sphalerite, pyrrhotite, chalcopyrite, galena, quartz | Stage A: pyrite + sericite; Stage B: sphalerite + pyrrhotite + chalcopyrite + galena + quartz; Stage C: actinolite + epidote + chlorite + magnetite + quartz | polymetallic veins crosscutting porphyry-stage veins and alteration zones | Z3 |  |  |  | actinolite, epidote, chlorite, magnetite, sericite, calcite, acanthite-argentite, pyrargyrite, hessite, electrum | carbon-coated thin sections; polished sections | SEM-EDS, EMPA, LA-ICPMS, SIMS | JEOL IT300HR scanning electron microscope equipped with secondary electron, backscattered electron (BSE), and energy dispersive X-ray spectrometry (EDS) detectors; TESCAN MIRA3 field-emission scanning electron microprobe (FE-SEM) equipped with a panchromatic cathodoluminescence (CL) detector; TESCAN Integrated Mineral Analyzer (TIMA) system with a Mira-3 scanning electron microscope with four EDS (EDAX Element 30) detectors; JEOL JXA-8230 electron microprobe | Wuhan Sample Solution Analytical Technology Co., Ltd., Wuhan, China; Tuoyan Analytical Technology Co., Ltd., Guangzhou, China; Nanjing Hongchuang Geological Exploration Technology Service Co., Ltd., Nanjing, China | SEM: accelerating voltage of 15–20 kV, emission current of ~80 μA, takeoff angle ~35°, 4 μm to 5 μm beam diameter, working distance of ~10 mm; SEM-CL: acceleration voltage of 10 kV, beam current of 15 nA; TIMA: accelerating voltage of 25 kV, probe current of 9 nA, working distance of 15 mm, pixel spacing 3 μm, dot spacing 9 μm; EPMA: beam current not fully stated in excerpt |  | 90 |  |  |  | 0 |  | 0 | [7 empty] | 680 | [17 empty] | 345150 | [9 empty] | 306150 | [25 empty] | 70 |  | 0 | [15 empty] | 230 | [15 empty] | 352070 |  | 0 |  |  |  | 0 | [13 empty] | 0 | [19 empty] | 470 |  |  |  |  | 2025 | Xinghai Lang et al., Polymetallic veins—a possible bridge between porphyry and intermediate-sulfidation deposits, Geological Society of America Bulletin, v. 136, doi:10.1130/B38406.1 |  | CHN | Tibet
| No. 1 porphyry Cu-Au deposit (Xietongmen deposit), Xiongcun ore district | No. 1 deposit, Xiongcun ore district | Magmatic hydrothermal | Porphyry | Cu-Au porphyry | Cu, Au | Zn, Ag, Pb | Cu, Au, Zn, Ag, Pb | Lang et al., 2014; Tang et al., 2015; Wang et al., 2017 |  | 6082-66.7-08 | 6082-66.7-08-1 | underground mine |  |  |  |  | ore material | drill core | drill core | mineral separate | [5 empty] | mineralisation |  |  |  | pyrite, sphalerite, pyrrhotite, chalcopyrite, galena, quartz | Stage A: pyrite + sericite; Stage B: sphalerite + pyrrhotite + chalcopyrite + galena + quartz; Stage C: actinolite + epidote + chlorite + magnetite + quartz | polymetallic veins crosscutting porphyry-stage veins and alteration zones | Z3 |  |  |  | actinolite, epidote, chlorite, magnetite, sericite, calcite, acanthite-argentite, pyrargyrite, hessite, electrum | carbon-coated thin sections; polished sections | SEM-EDS, EMPA, LA-ICPMS, SIMS | JEOL IT300HR scanning electron microscope equipped with secondary electron, backscattered electron (BSE), and energy dispersive X-ray spectrometry (EDS) detectors; TESCAN MIRA3 field-emission scanning electron microprobe (FE-SEM) equipped with a panchromatic cathodoluminescence (CL) detector; TESCAN Integrated Mineral Analyzer (TIMA) system with a Mira-3 scanning electron microscope with four EDS (EDAX Element 30) detectors; JEOL JXA-8230 electron microprobe | Wuhan Sample Solution Analytical Technology Co., Ltd., Wuhan, China; Tuoyan Analytical Technology Co., Ltd., Guangzhou, China; Nanjing Hongchuang Geological Exploration Technology Service Co., Ltd., Nanjing, China | SEM: accelerating voltage of 15–20 kV, emission current of ~80 μA, takeoff angle ~35°, 4 μm to 5 μm beam diameter, working distance of ~10 mm; SEM-CL: acceleration voltage of 10 kV, beam current of 15 nA; TIMA: accelerating voltage of 25 kV, probe current of 9 nA, working distance of 15 mm, pixel spacing 3 μm, dot spacing 9 μm; EPMA: beam current not fully stated in excerpt |  | 90 |  |  |  | 0 |  | 0 | [7 empty] | 0 | [17 empty] | 343800 | [9 empty] | 305800 | [25 empty] | 0 |  | 0 | [15 empty] | 300 | [15 empty] | 352550 |  | 120 |  |  |  | 40 | [13 empty] | 0 | [19 empty] | 590 |  |  |  |  | 2025 | Xinghai Lang et al., Polymetallic veins—a possible bridge between porphyry and intermediate-sulfidation deposits, Geological Society of America Bulletin, v. 136, doi:10.1130/B38406.1 |  | CHN | Tibet
| No. 1 porphyry Cu-Au deposit (Xietongmen deposit), Xiongcun ore district | No. 1 deposit, Xiongcun ore district | Magmatic hydrothermal | Porphyry | Cu-Au porphyry | Cu, Au | Zn, Ag, Pb | Cu, Au, Zn, Ag, Pb | Lang et al., 2014; Tang et al., 2015; Wang et al., 2017 |  | Sphalerite | Sphalerite-1 | underground mine |  |  |  |  | ore material | drill core | drill core | mineral separate | [5 empty] | mineralisation |  |  |  | pyrite, sphalerite, pyrrhotite, chalcopyrite, galena, quartz | Stage A: pyrite + sericite; Stage B: sphalerite + pyrrhotite + chalcopyrite + galena + quartz; Stage C: actinolite + epidote + chlorite + magnetite + quartz | polymetallic veins crosscutting porphyry-stage veins and alteration zones | stockwork veins, sheeted veins, open-space filling |  |  |  | actinolite, epidote, chlorite, magnetite, sericite, calcite, acanthite-argentite, pyrargyrite, hessite, electrum | carbon-coated thin sections; polished sections | SEM-EDS, EMPA, LA-ICPMS, SIMS | JEOL IT300HR scanning electron microscope equipped with secondary electron, backscattered electron (BSE), and energy dispersive X-ray spectrometry (EDS) detectors; TESCAN MIRA3 field-emission scanning electron microprobe (FE-SEM) equipped with a panchromatic cathodoluminescence (CL) detector; TESCAN Integrated Mineral Analyzer (TIMA) system with a Mira-3 scanning electron microscope with four EDS (EDAX Element 30) detectors; JEOL JXA-8230 electron microprobe | Wuhan Sample Solution Analytical Technology Co., Ltd., Wuhan, China; Tuoyan Analytical Technology Co., Ltd., Guangzhou, China; Nanjing Hongchuang Geological Exploration Technology Service Co., Ltd., Nanjing, China | SEM: accelerating voltage of 15–20 kV, emission current of ~80 μA, takeoff angle ~35°, 4 μm to 5 μm beam diameter, working distance of ~10 mm; SEM-CL: acceleration voltage of 10 kV, beam current of 15 nA; TIMA: accelerating voltage of 25 kV, probe current of 9 nA, working distance of 15 mm, pixel spacing 3 μm, dot spacing 9 μm; EPMA: beam current not fully stated in excerpt | [148 empty] | 2025 | Xinghai Lang et al., Polymetallic veins—a possible bridge between porphyry and intermediate-sulfidation deposits, Geological Society of America Bulletin, v. 136, doi:10.1130/B38406.1 |  | CHN | Tibet
| No. 1 porphyry Cu-Au deposit (Xietongmen deposit), Xiongcun ore district | No. 1 deposit, Xiongcun ore district | Magmatic hydrothermal | Porphyry | Cu-Au porphyry | Cu, Au | Zn, Ag, Pb | Cu, Au, Zn, Ag, Pb | Lang et al., 2014; Tang et al., 2015; Wang et al., 2017 |  | 5015-282.5-10 | 5015-282.5-10-1 | underground mine |  |  |  |  | ore material | drill core | drill core | mineral separate | [5 empty] | mineralisation |  |  |  | pyrite, sphalerite, pyrrhotite, chalcopyrite, galena, quartz | Stage A: pyrite + sericite; Stage B: sphalerite + pyrrhotite + chalcopyrite + galena + quartz; Stage C: actinolite + epidote + chlorite + magnetite + quartz | polymetallic veins crosscutting porphyry-stage veins and alteration zones | Z1 |  |  |  | actinolite, epidote, chlorite, magnetite, sericite, calcite, acanthite-argentite, pyrargyrite, hessite, electrum | carbon-coated thin sections; polished sections | SEM-EDS, EMPA, LA-ICPMS, SIMS | JEOL IT300HR scanning electron microscope equipped with secondary electron, backscattered electron (BSE), and energy dispersive X-ray spectrometry (EDS) detectors; TESCAN MIRA3 field-emission scanning electron microprobe (FE-SEM) equipped with a panchromatic cathodoluminescence (CL) detector; TESCAN Integrated Mineral Analyzer (TIMA) system with a Mira-3 scanning electron microscope with four EDS (EDAX Element 30) detectors; JEOL JXA-8230 electron microprobe | Wuhan Sample Solution Analytical Technology Co., Ltd., Wuhan, China; Tuoyan Analytical Technology Co., Ltd., Guangzhou, China; Nanjing Hongchuang Geological Exploration Technology Service Co., Ltd., Nanjing, China | SEM: accelerating voltage of 15–20 kV, emission current of ~80 μA, takeoff angle ~35°, 4 μm to 5 μm beam diameter, working distance of ~10 mm; SEM-CL: acceleration voltage of 10 kV, beam current of 15 nA; TIMA: accelerating voltage of 25 kV, probe current of 9 nA, working distance of 15 mm, pixel spacing 3 μm, dot spacing 9 μm; EPMA: beam current not fully stated in excerpt |  | 0 |  |  |  | 0 |  | 190 | [7 empty] | 0 | [17 empty] | 1130 | [9 empty] | 20260 | [25 empty] | 0 |  | 670 | [15 empty] | 0 | [15 empty] | 333230 |  | 0 |  |  |  | 0 | [13 empty] | 160 | [19 empty] | 642810 |  |  |  |  | 2025 | Xinghai Lang et al., Polymetallic veins—a possible bridge between porphyry and intermediate-sulfidation deposits, Geological Society of America Bulletin, v. 136, doi:10.1130/B38406.1 |  | CHN | Tibet
| No. 1 porphyry Cu-Au deposit (Xietongmen deposit), Xiongcun ore district | No. 1 deposit, Xiongcun ore district | Magmatic hydrothermal | Porphyry | Cu-Au porphyry | Cu, Au | Zn, Ag, Pb | Cu, Au, Zn, Ag, Pb | Lang et al., 2014; Tang et al., 2015; Wang et al., 2017 |  | 5015-282.5-11 | 5015-282.5-11-1 | underground mine |  |  |  |  | ore material | drill core | drill core | mineral separate | [5 empty] | mineralisation |  |  |  | pyrite, sphalerite, pyrrhotite, chalcopyrite, galena, quartz | Stage A: pyrite + sericite; Stage B: sphalerite + pyrrhotite + chalcopyrite + galena + quartz; Stage C: actinolite + epidote + chlorite + magnetite + quartz | polymetallic veins crosscutting porphyry-stage veins and alteration zones | Z1 |  |  |  | actinolite, epidote, chlorite, magnetite, sericite, calcite, acanthite-argentite, pyrargyrite, hessite, electrum | carbon-coated thin sections; polished sections | SEM-EDS, EMPA, LA-ICPMS, SIMS | JEOL IT300HR scanning electron microscope equipped with secondary electron, backscattered electron (BSE), and energy dispersive X-ray spectrometry (EDS) detectors; TESCAN MIRA3 field-emission scanning electron microprobe (FE-SEM) equipped with a panchromatic cathodoluminescence (CL) detector; TESCAN Integrated Mineral Analyzer (TIMA) system with a Mira-3 scanning electron microscope with four EDS (EDAX Element 30) detectors; JEOL JXA-8230 electron microprobe | Wuhan Sample Solution Analytical Technology Co., Ltd., Wuhan, China; Tuoyan Analytical Technology Co., Ltd., Guangzhou, China; Nanjing Hongchuang Geological Exploration Technology Service Co., Ltd., Nanjing, China | SEM: accelerating voltage of 15–20 kV, emission current of ~80 μA, takeoff angle ~35°, 4 μm to 5 μm beam diameter, working distance of ~10 mm; SEM-CL: acceleration voltage of 10 kV, beam current of 15 nA; TIMA: accelerating voltage of 25 kV, probe current of 9 nA, working distance of 15 mm, pixel spacing 3 μm, dot spacing 9 μm; EPMA: beam current not fully stated in excerpt |  | 0 |  |  |  | 0 |  | 70 | [7 empty] | 0 | [17 empty] | 450 | [9 empty] | 20360 | [25 empty] | 40 |  | 700 | [15 empty] | 0 | [15 empty] | 332210 |  | 0 |  |  |  | 0 | [13 empty] | 0 | [19 empty] | 641720 |  |  |  |  | 2025 | Xinghai Lang et al., Polymetallic veins—a possible bridge between porphyry and intermediate-sulfidation deposits, Geological Society of America Bulletin, v. 136, doi:10.1130/B38406.1 |  | CHN | Tibet
| No. 1 porphyry Cu-Au deposit (Xietongmen deposit), Xiongcun ore district | No. 1 deposit, Xiongcun ore district | Magmatic hydrothermal | Porphyry | Cu-Au porphyry | Cu, Au | Zn, Ag, Pb | Cu, Au, Zn, Ag, Pb | Lang et al., 2014; Tang et al., 2015; Wang et al., 2017 |  | 5015-282.5-15 | 5015-282.5-15-1 | underground mine |  |  |  |  | ore material | drill core | drill core | mineral separate | [5 empty] | mineralisation |  |  |  | pyrite, sphalerite, pyrrhotite, chalcopyrite, galena, quartz | Stage A: pyrite + sericite; Stage B: sphalerite + pyrrhotite + chalcopyrite + galena + quartz; Stage C: actinolite + epidote + chlorite + magnetite + quartz | polymetallic veins crosscutting porphyry-stage veins and alteration zones | Z1 |  |  |  | actinolite, epidote, chlorite, magnetite, sericite, calcite, acanthite-argentite, pyrargyrite, hessite, electrum | carbon-coated thin sections; polished sections | SEM-EDS, EMPA, LA-ICPMS, SIMS | JEOL IT300HR scanning electron microscope equipped with secondary electron, backscattered electron (BSE), and energy dispersive X-ray spectrometry (EDS) detectors; TESCAN MIRA3 field-emission scanning electron microprobe (FE-SEM) equipped with a panchromatic cathodoluminescence (CL) detector; TESCAN Integrated Mineral Analyzer (TIMA) system with a Mira-3 scanning electron microscope with four EDS (EDAX Element 30) detectors; JEOL JXA-8230 electron microprobe | Wuhan Sample Solution Analytical Technology Co., Ltd., Wuhan, China; Tuoyan Analytical Technology Co., Ltd., Guangzhou, China; Nanjing Hongchuang Geological Exploration Technology Service Co., Ltd., Nanjing, China | SEM: accelerating voltage of 15–20 kV, emission current of ~80 μA, takeoff angle ~35°, 4 μm to 5 μm beam diameter, working distance of ~10 mm; SEM-CL: acceleration voltage of 10 kV, beam current of 15 nA; TIMA: accelerating voltage of 25 kV, probe current of 9 nA, working distance of 15 mm, pixel spacing 3 μm, dot spacing 9 μm; EPMA: beam current not fully stated in excerpt |  | 0 |  |  |  | 0 |  | 0 | [7 empty] | 0 | [17 empty] | 0 | [9 empty] | 19790 | [25 empty] | 0 |  | 750 | [15 empty] | 0 | [15 empty] | 333270 |  | 0 |  |  |  | 0 | [13 empty] | 0 | [19 empty] | 642990 |  |  |  |  | 2025 | Xinghai Lang et al., Polymetallic veins—a possible bridge between porphyry and intermediate-sulfidation deposits, Geological Society of America Bulletin, v. 136, doi:10.1130/B38406.1 |  | CHN | Tibet
| No. 1 porphyry Cu-Au deposit (Xietongmen deposit), Xiongcun ore district | No. 1 deposit, Xiongcun ore district | Magmatic hydrothermal | Porphyry | Cu-Au porphyry | Cu, Au | Zn, Ag, Pb | Cu, Au, Zn, Ag, Pb | Lang et al., 2014; Tang et al., 2015; Wang et al., 2017 |  | 5015-282.5-16 | 5015-282.5-16-1 | underground mine |  |  |  |  | ore material | drill core | drill core | mineral separate | [5 empty] | mineralisation |  |  |  | pyrite, sphalerite, pyrrhotite, chalcopyrite, galena, quartz | Stage A: pyrite + sericite; Stage B: sphalerite + pyrrhotite + chalcopyrite + galena + quartz; Stage C: actinolite + epidote + chlorite + magnetite + quartz | polymetallic veins crosscutting porphyry-stage veins and alteration zones | Z1 |  |  |  | actinolite, epidote, chlorite, magnetite, sericite, calcite, acanthite-argentite, pyrargyrite, hessite, electrum | carbon-coated thin sections; polished sections | SEM-EDS, EMPA, LA-ICPMS, SIMS | JEOL IT300HR scanning electron microscope equipped with secondary electron, backscattered electron (BSE), and energy dispersive X-ray spectrometry (EDS) detectors; TESCAN MIRA3 field-emission scanning electron microprobe (FE-SEM) equipped with a panchromatic cathodoluminescence (CL) detector; TESCAN Integrated Mineral Analyzer (TIMA) system with a Mira-3 scanning electron microscope with four EDS (EDAX Element 30) detectors; JEOL JXA-8230 electron microprobe | Wuhan Sample Solution Analytical Technology Co., Ltd., Wuhan, China; Tuoyan Analytical Technology Co., Ltd., Guangzhou, China; Nanjing Hongchuang Geological Exploration Technology Service Co., Ltd., Nanjing, China | SEM: accelerating voltage of 15–20 kV, emission current of ~80 μA, takeoff angle ~35°, 4 μm to 5 μm beam diameter, working distance of ~10 mm; SEM-CL: acceleration voltage of 10 kV, beam current of 15 nA; TIMA: accelerating voltage of 25 kV, probe current of 9 nA, working distance of 15 mm, pixel spacing 3 μm, dot spacing 9 μm; EPMA: beam current not fully stated in excerpt |  | 0 |  |  |  | 0 |  | 160 | [7 empty] | 0 | [17 empty] | 0 | [9 empty] | 20230 | [25 empty] | 0 |  | 800 | [15 empty] | 0 | [15 empty] | 333350 |  | 210 |  |  |  | 20 | [13 empty] | 30 | [19 empty] | 645020 |  |  |  |  | 2025 | Xinghai Lang et al., Polymetallic veins—a possible bridge between porphyry and intermediate-sulfidation deposits, Geological Society of America Bulletin, v. 136, doi:10.1130/B38406.1 |  | CHN | Tibet
| No. 1 porphyry Cu-Au deposit (Xietongmen deposit), Xiongcun ore district | No. 1 deposit, Xiongcun ore district | Magmatic hydrothermal | Porphyry | Cu-Au porphyry | Cu, Au | Zn, Ag, Pb | Cu, Au, Zn, Ag, Pb | Lang et al., 2014; Tang et al., 2015; Wang et al., 2017 |  | 5015-282.5-18 | 5015-282.5-18-1 | underground mine |  |  |  |  | ore material | drill core | drill core | mineral separate | [5 empty] | mineralisation |  |  |  | pyrite, sphalerite, pyrrhotite, chalcopyrite, galena, quartz | Stage A: pyrite + sericite; Stage B: sphalerite + pyrrhotite + chalcopyrite + galena + quartz; Stage C: actinolite + epidote + chlorite + magnetite + quartz | polymetallic veins crosscutting porphyry-stage veins and alteration zones | Z1 |  |  |  | actinolite, epidote, chlorite, magnetite, sericite, calcite, acanthite-argentite, pyrargyrite, hessite, electrum | carbon-coated thin sections; polished sections | SEM-EDS, EMPA, LA-ICPMS, SIMS | JEOL IT300HR scanning electron microscope equipped with secondary electron, backscattered electron (BSE), and energy dispersive X-ray spectrometry (EDS) detectors; TESCAN MIRA3 field-emission scanning electron microprobe (FE-SEM) equipped with a panchromatic cathodoluminescence (CL) detector; TESCAN Integrated Mineral Analyzer (TIMA) system with a Mira-3 scanning electron microscope with four EDS (EDAX Element 30) detectors; JEOL JXA-8230 electron microprobe | Wuhan Sample Solution Analytical Technology Co., Ltd., Wuhan, China; Tuoyan Analytical Technology Co., Ltd., Guangzhou, China; Nanjing Hongchuang Geological Exploration Technology Service Co., Ltd., Nanjing, China | SEM: accelerating voltage of 15–20 kV, emission current of ~80 μA, takeoff angle ~35°, 4 μm to 5 μm beam diameter, working distance of ~10 mm; SEM-CL: acceleration voltage of 10 kV, beam current of 15 nA; TIMA: accelerating voltage of 25 kV, probe current of 9 nA, working distance of 15 mm, pixel spacing 3 μm, dot spacing 9 μm; EPMA: beam current not fully stated in excerpt |  | 15590 |  |  |  | 170 |  | 0 | [7 empty] | 0 | [17 empty] | 1740 | [9 empty] | 28380 | [25 empty] | 70 |  | 640 | [15 empty] | 0 | [15 empty] | 330300 |  | 0 |  |  |  | 0 | [13 empty] | 0 | [19 empty] | 614660 |  |  |  |  | 2025 | Xinghai Lang et al., Polymetallic veins—a possible bridge between porphyry and intermediate-sulfidation deposits, Geological Society of America Bulletin, v. 136, doi:10.1130/B38406.1 |  | CHN | Tibet
| No. 1 porphyry Cu-Au deposit (Xietongmen deposit), Xiongcun ore district | No. 1 deposit, Xiongcun ore district | Magmatic hydrothermal | Porphyry | Cu-Au porphyry | Cu, Au | Zn, Ag, Pb | Cu, Au, Zn, Ag, Pb | Lang et al., 2014; Tang et al., 2015; Wang et al., 2017 |  | 5015-282.5-19 | 5015-282.5-19-1 | underground mine |  |  |  |  | ore material | drill core | drill core | mineral separate | [5 empty] | mineralisation |  |  |  | pyrite, sphalerite, pyrrhotite, chalcopyrite, galena, quartz | Stage A: pyrite + sericite; Stage B: sphalerite + pyrrhotite + chalcopyrite + galena + quartz; Stage C: actinolite + epidote + chlorite + magnetite + quartz | polymetallic veins crosscutting porphyry-stage veins and alteration zones | Z1 |  |  |  | actinolite, epidote, chlorite, magnetite, sericite, calcite, acanthite-argentite, pyrargyrite, hessite, electrum | carbon-coated thin sections; polished sections | SEM-EDS, EMPA, LA-ICPMS, SIMS | JEOL IT300HR scanning electron microscope equipped with secondary electron, backscattered electron (BSE), and energy dispersive X-ray spectrometry (EDS) detectors; TESCAN MIRA3 field-emission scanning electron microprobe (FE-SEM) equipped with a panchromatic cathodoluminescence (CL) detector; TESCAN Integrated Mineral Analyzer (TIMA) system with a Mira-3 scanning electron microscope with four EDS (EDAX Element 30) detectors; JEOL JXA-8230 electron microprobe | Wuhan Sample Solution Analytical Technology Co., Ltd., Wuhan, China; Tuoyan Analytical Technology Co., Ltd., Guangzhou, China; Nanjing Hongchuang Geological Exploration Technology Service Co., Ltd., Nanjing, China | SEM: accelerating voltage of 15–20 kV, emission current of ~80 μA, takeoff angle ~35°, 4 μm to 5 μm beam diameter, working distance of ~10 mm; SEM-CL: acceleration voltage of 10 kV, beam current of 15 nA; TIMA: accelerating voltage of 25 kV, probe current of 9 nA, working distance of 15 mm, pixel spacing 3 μm, dot spacing 9 μm; EPMA: beam current not fully stated in excerpt |  | 0 |  |  |  | 0 |  | 0 | [7 empty] | 0 | [17 empty] | 1420 | [9 empty] | 24850 | [25 empty] | 20 |  | 710 | [15 empty] | 0 | [15 empty] | 334400 |  | 0 |  |  |  | 0 | [13 empty] | 130 | [19 empty] | 636850 |  |  |  |  | 2025 | Xinghai Lang et al., Polymetallic veins—a possible bridge between porphyry and intermediate-sulfidation deposits, Geological Society of America Bulletin, v. 136, doi:10.1130/B38406.1 |  | CHN | Tibet
| No. 1 porphyry Cu-Au deposit (Xietongmen deposit), Xiongcun ore district | No. 1 deposit, Xiongcun ore district | Magmatic hydrothermal | Porphyry | Cu-Au porphyry | Cu, Au | Zn, Ag, Pb | Cu, Au, Zn, Ag, Pb | Lang et al., 2014; Tang et al., 2015; Wang et al., 2017 |  | 5027-337-02 | 5027-337-02-1 | underground mine |  |  |  |  | ore material | drill core | drill core | mineral separate | [5 empty] | mineralisation |  |  |  | pyrite, sphalerite, pyrrhotite, chalcopyrite, galena, quartz | Stage A: pyrite + sericite; Stage B: sphalerite + pyrrhotite + chalcopyrite + galena + quartz; Stage C: actinolite + epidote + chlorite + magnetite + quartz | polymetallic veins crosscutting porphyry-stage veins and alteration zones | Z1 |  |  |  | actinolite, epidote, chlorite, magnetite, sericite, calcite, acanthite-argentite, pyrargyrite, hessite, electrum | carbon-coated thin sections; polished sections | SEM-EDS, EMPA, LA-ICPMS, SIMS | JEOL IT300HR scanning electron microscope equipped with secondary electron, backscattered electron (BSE), and energy dispersive X-ray spectrometry (EDS) detectors; TESCAN MIRA3 field-emission scanning electron microprobe (FE-SEM) equipped with a panchromatic cathodoluminescence (CL) detector; TESCAN Integrated Mineral Analyzer (TIMA) system with a Mira-3 scanning electron microscope with four EDS (EDAX Element 30) detectors; JEOL JXA-8230 electron microprobe | Wuhan Sample Solution Analytical Technology Co., Ltd., Wuhan, China; Tuoyan Analytical Technology Co., Ltd., Guangzhou, China; Nanjing Hongchuang Geological Exploration Technology Service Co., Ltd., Nanjing, China | SEM: accelerating voltage of 15–20 kV, emission current of ~80 μA, takeoff angle ~35°, 4 μm to 5 μm beam diameter, working distance of ~10 mm; SEM-CL: acceleration voltage of 10 kV, beam current of 15 nA; TIMA: accelerating voltage of 25 kV, probe current of 9 nA, working distance of 15 mm, pixel spacing 3 μm, dot spacing 9 μm; EPMA: beam current not fully stated in excerpt |  | 0 |  |  |  | 0 |  | 0 | [7 empty] | 0 | [17 empty] | 0 | [9 empty] | 65330 | [25 empty] | 0 |  | 950 | [15 empty] | 200 | [15 empty] | 333420 |  | 160 |  |  |  | 0 | [13 empty] | 0 | [19 empty] | 599230 |  |  |  |  | 2025 | Xinghai Lang et al., Polymetallic veins—a possible bridge between porphyry and intermediate-sulfidation deposits, Geological Society of America Bulletin, v. 136, doi:10.1130/B38406.1 |  | CHN | Tibet
| No. 1 porphyry Cu-Au deposit (Xietongmen deposit), Xiongcun ore district | No. 1 deposit, Xiongcun ore district | Magmatic hydrothermal | Porphyry | Cu-Au porphyry | Cu, Au | Zn, Ag, Pb | Cu, Au, Zn, Ag, Pb | Lang et al., 2014; Tang et al., 2015; Wang et al., 2017 |  | 5027-337-04 | 5027-337-04-1 | underground mine |  |  |  |  | ore material | drill core | drill core | mineral separate | [5 empty] | mineralisation |  |  |  | pyrite, sphalerite, pyrrhotite, chalcopyrite, galena, quartz | Stage A: pyrite + sericite; Stage B: sphalerite + pyrrhotite + chalcopyrite + galena + quartz; Stage C: actinolite + epidote + chlorite + magnetite + quartz | polymetallic veins crosscutting porphyry-stage veins and alteration zones | Z1 |  |  |  | actinolite, epidote, chlorite, magnetite, sericite, calcite, acanthite-argentite, pyrargyrite, hessite, electrum | carbon-coated thin sections; polished sections | SEM-EDS, EMPA, LA-ICPMS, SIMS | JEOL IT300HR scanning electron microscope equipped with secondary electron, backscattered electron (BSE), and energy dispersive X-ray spectrometry (EDS) detectors; TESCAN MIRA3 field-emission scanning electron microprobe (FE-SEM) equipped with a panchromatic cathodoluminescence (CL) detector; TESCAN Integrated Mineral Analyzer (TIMA) system with a Mira-3 scanning electron microscope with four EDS (EDAX Element 30) detectors; JEOL JXA-8230 electron microprobe | Wuhan Sample Solution Analytical Technology Co., Ltd., Wuhan, China; Tuoyan Analytical Technology Co., Ltd., Guangzhou, China; Nanjing Hongchuang Geological Exploration Technology Service Co., Ltd., Nanjing, China | SEM: accelerating voltage of 15–20 kV, emission current of ~80 μA, takeoff angle ~35°, 4 μm to 5 μm beam diameter, working distance of ~10 mm; SEM-CL: acceleration voltage of 10 kV, beam current of 15 nA; TIMA: accelerating voltage of 25 kV, probe current of 9 nA, working distance of 15 mm, pixel spacing 3 μm, dot spacing 9 μm; EPMA: beam current not fully stated in excerpt |  | 0 |  |  |  | 0 |  | 0 | [7 empty] | 0 | [17 empty] | 6420 | [9 empty] | 72020 | [25 empty] | 0 |  | 1440 | [15 empty] | 0 | [15 empty] | 336700 |  | 0 |  |  |  | 70 | [13 empty] | 0 | [19 empty] | 586290 |  |  |  |  | 2025 | Xinghai Lang et al., Polymetallic veins—a possible bridge between porphyry and intermediate-sulfidation deposits, Geological Society of America Bulletin, v. 136, doi:10.1130/B38406.1 |  | CHN | Tibet
| No. 1 porphyry Cu-Au deposit (Xietongmen deposit), Xiongcun ore district | No. 1 deposit, Xiongcun ore district | Magmatic hydrothermal | Porphyry | Cu-Au porphyry | Cu, Au | Zn, Ag, Pb | Cu, Au, Zn, Ag, Pb | Lang et al., 2014; Tang et al., 2015; Wang et al., 2017 |  | 5027-337-09 | 5027-337-09-1 | underground mine |  |  |  |  | ore material | drill core | drill core | mineral separate | [5 empty] | mineralisation |  |  |  | pyrite, sphalerite, pyrrhotite, chalcopyrite, galena, quartz | Stage A: pyrite + sericite; Stage B: sphalerite + pyrrhotite + chalcopyrite + galena + quartz; Stage C: actinolite + epidote + chlorite + magnetite + quartz | polymetallic veins crosscutting porphyry-stage veins and alteration zones | Z1 |  |  |  | actinolite, epidote, chlorite, magnetite, sericite, calcite, acanthite-argentite, pyrargyrite, hessite, electrum | carbon-coated thin sections; polished sections | SEM-EDS, EMPA, LA-ICPMS, SIMS | JEOL IT300HR scanning electron microscope equipped with secondary electron, backscattered electron (BSE), and energy dispersive X-ray spectrometry (EDS) detectors; TESCAN MIRA3 field-emission scanning electron microprobe (FE-SEM) equipped with a panchromatic cathodoluminescence (CL) detector; TESCAN Integrated Mineral Analyzer (TIMA) system with a Mira-3 scanning electron microscope with four EDS (EDAX Element 30) detectors; JEOL JXA-8230 electron microprobe | Wuhan Sample Solution Analytical Technology Co., Ltd., Wuhan, China; Tuoyan Analytical Technology Co., Ltd., Guangzhou, China; Nanjing Hongchuang Geological Exploration Technology Service Co., Ltd., Nanjing, China | SEM: accelerating voltage of 15–20 kV, emission current of ~80 μA, takeoff angle ~35°, 4 μm to 5 μm beam diameter, working distance of ~10 mm; SEM-CL: acceleration voltage of 10 kV, beam current of 15 nA; TIMA: accelerating voltage of 25 kV, probe current of 9 nA, working distance of 15 mm, pixel spacing 3 μm, dot spacing 9 μm; EPMA: beam current not fully stated in excerpt |  | 0 |  |  |  | 0 |  | 0 | [7 empty] | 10 | [17 empty] | 9260 | [9 empty] | 73640 | [25 empty] | 10 |  | 2340 | [15 empty] | 0 | [15 empty] | 335590 |  | 30 |  |  |  | 0 | [13 empty] | 0 | [19 empty] | 577750 |  |  |  |  | 2025 | Xinghai Lang et al., Polymetallic veins—a possible bridge between porphyry and intermediate-sulfidation deposits, Geological Society of America Bulletin, v. 136, doi:10.1130/B38406.1 |  | CHN | Tibet
| No. 1 porphyry Cu-Au deposit (Xietongmen deposit), Xiongcun ore district | No. 1 deposit, Xiongcun ore district | Magmatic hydrothermal | Porphyry | Cu-Au porphyry | Cu, Au | Zn, Ag, Pb | Cu, Au, Zn, Ag, Pb | Lang et al., 2014; Tang et al., 2015; Wang et al., 2017 |  | 5027-337-11 | 5027-337-11-1 | underground mine |  |  |  |  | ore material | drill core | drill core | mineral separate | [5 empty] | mineralisation |  |  |  | pyrite, sphalerite, pyrrhotite, chalcopyrite, galena, quartz | Stage A: pyrite + sericite; Stage B: sphalerite + pyrrhotite + chalcopyrite + galena + quartz; Stage C: actinolite + epidote + chlorite + magnetite + quartz | polymetallic veins crosscutting porphyry-stage veins and alteration zones | Z1 |  |  |  | actinolite, epidote, chlorite, magnetite, sericite, calcite, acanthite-argentite, pyrargyrite, hessite, electrum | carbon-coated thin sections; polished sections | SEM-EDS, EMPA, LA-ICPMS, SIMS | JEOL IT300HR scanning electron microscope equipped with secondary electron, backscattered electron (BSE), and energy dispersive X-ray spectrometry (EDS) detectors; TESCAN MIRA3 field-emission scanning electron microprobe (FE-SEM) equipped with a panchromatic cathodoluminescence (CL) detector; TESCAN Integrated Mineral Analyzer (TIMA) system with a Mira-3 scanning electron microscope with four EDS (EDAX Element 30) detectors; JEOL JXA-8230 electron microprobe | Wuhan Sample Solution Analytical Technology Co., Ltd., Wuhan, China; Tuoyan Analytical Technology Co., Ltd., Guangzhou, China; Nanjing Hongchuang Geological Exploration Technology Service Co., Ltd., Nanjing, China | SEM: accelerating voltage of 15–20 kV, emission current of ~80 μA, takeoff angle ~35°, 4 μm to 5 μm beam diameter, working distance of ~10 mm; SEM-CL: acceleration voltage of 10 kV, beam current of 15 nA; TIMA: accelerating voltage of 25 kV, probe current of 9 nA, working distance of 15 mm, pixel spacing 3 μm, dot spacing 9 μm; EPMA: beam current not fully stated in excerpt |  | 0 |  |  |  | 0 |  | 0 | [7 empty] | 0 | [17 empty] | 9410 | [9 empty] | 75290 | [25 empty] | 30 |  | 2440 | [15 empty] | 120 | [15 empty] | 340410 |  | 0 |  |  |  | 70 | [13 empty] | 300 | [19 empty] | 580940 |  |  |  |  | 2025 | Xinghai Lang et al., Polymetallic veins—a possible bridge between porphyry and intermediate-sulfidation deposits, Geological Society of America Bulletin, v. 136, doi:10.1130/B38406.1 |  | CHN | Tibet
| No. 1 porphyry Cu-Au deposit (Xietongmen deposit), Xiongcun ore district | No. 1 deposit, Xiongcun ore district | Magmatic hydrothermal | Porphyry | Cu-Au porphyry | Cu, Au | Zn, Ag, Pb | Cu, Au, Zn, Ag, Pb | Lang et al., 2014; Tang et al., 2015; Wang et al., 2017 |  | 5027-337-16 | 5027-337-16-1 | underground mine |  |  |  |  | ore material | drill core | drill core | mineral separate | [5 empty] | mineralisation |  |  |  | pyrite, sphalerite, pyrrhotite, chalcopyrite, galena, quartz | Stage A: pyrite + sericite; Stage B: sphalerite + pyrrhotite + chalcopyrite + galena + quartz; Stage C: actinolite + epidote + chlorite + magnetite + quartz | polymetallic veins crosscutting porphyry-stage veins and alteration zones | Z1 |  |  |  | actinolite, epidote, chlorite, magnetite, sericite, calcite, acanthite-argentite, pyrargyrite, hessite, electrum | carbon-coated thin sections; polished sections | SEM-EDS, EMPA, LA-ICPMS, SIMS | JEOL IT300HR scanning electron microscope equipped with secondary electron, backscattered electron (BSE), and energy dispersive X-ray spectrometry (EDS) detectors; TESCAN MIRA3 field-emission scanning electron microprobe (FE-SEM) equipped with a panchromatic cathodoluminescence (CL) detector; TESCAN Integrated Mineral Analyzer (TIMA) system with a Mira-3 scanning electron microscope with four EDS (EDAX Element 30) detectors; JEOL JXA-8230 electron microprobe | Wuhan Sample Solution Analytical Technology Co., Ltd., Wuhan, China; Tuoyan Analytical Technology Co., Ltd., Guangzhou, China; Nanjing Hongchuang Geological Exploration Technology Service Co., Ltd., Nanjing, China | SEM: accelerating voltage of 15–20 kV, emission current of ~80 μA, takeoff angle ~35°, 4 μm to 5 μm beam diameter, working distance of ~10 mm; SEM-CL: acceleration voltage of 10 kV, beam current of 15 nA; TIMA: accelerating voltage of 25 kV, probe current of 9 nA, working distance of 15 mm, pixel spacing 3 μm, dot spacing 9 μm; EPMA: beam current not fully stated in excerpt |  | 0 |  |  |  | 0 |  | 130 | [7 empty] | 0 | [17 empty] | 19710 | [9 empty] | 78370 | [25 empty] | 0 |  | 1110 | [15 empty] | 0 | [15 empty] | 336050 |  | 110 |  |  |  | 0 | [13 empty] | 0 | [19 empty] | 567840 |  |  |  |  | 2025 | Xinghai Lang et al., Polymetallic veins—a possible bridge between porphyry and intermediate-sulfidation deposits, Geological Society of America Bulletin, v. 136, doi:10.1130/B38406.1 |  | CHN | Tibet
| No. 1 porphyry Cu-Au deposit (Xietongmen deposit), Xiongcun ore district | No. 1 deposit, Xiongcun ore district | Magmatic hydrothermal | Porphyry | Cu-Au porphyry | Cu, Au | Zn, Ag, Pb | Cu, Au, Zn, Ag, Pb | Lang et al., 2014; Tang et al., 2015; Wang et al., 2017 |  | 5018-58.3-02 | 5018-58.3-02-1 | underground mine |  |  |  |  | ore material | drill core | drill core | mineral separate | [5 empty] | mineralisation |  |  |  | pyrite, sphalerite, pyrrhotite, chalcopyrite, galena, quartz | Stage A: pyrite + sericite; Stage B: sphalerite + pyrrhotite + chalcopyrite + galena + quartz; Stage C: actinolite + epidote + chlorite + magnetite + quartz | polymetallic veins crosscutting porphyry-stage veins and alteration zones | Z1 |  |  |  | actinolite, epidote, chlorite, magnetite, sericite, calcite, acanthite-argentite, pyrargyrite, hessite, electrum | carbon-coated thin sections; polished sections | SEM-EDS, EMPA, LA-ICPMS, SIMS | JEOL IT300HR scanning electron microscope equipped with secondary electron, backscattered electron (BSE), and energy dispersive X-ray spectrometry (EDS) detectors; TESCAN MIRA3 field-emission scanning electron microprobe (FE-SEM) equipped with a panchromatic cathodoluminescence (CL) detector; TESCAN Integrated Mineral Analyzer (TIMA) system with a Mira-3 scanning electron microscope with four EDS (EDAX Element 30) detectors; JEOL JXA-8230 electron microprobe | Wuhan Sample Solution Analytical Technology Co., Ltd., Wuhan, China; Tuoyan Analytical Technology Co., Ltd., Guangzhou, China; Nanjing Hongchuang Geological Exploration Technology Service Co., Ltd., Nanjing, China | SEM: accelerating voltage of 15–20 kV, emission current of ~80 μA, takeoff angle ~35°, 4 μm to 5 μm beam diameter, working distance of ~10 mm; SEM-CL: acceleration voltage of 10 kV, beam current of 15 nA; TIMA: accelerating voltage of 25 kV, probe current of 9 nA, working distance of 15 mm, pixel spacing 3 μm, dot spacing 9 μm; EPMA: beam current not fully stated in excerpt |  | 0 |  |  |  | 0 |  | 0 | [7 empty] | 0 | [17 empty] | 0 | [9 empty] | 50970 | [25 empty] | 0 |  | 5290 | [15 empty] | 0 | [15 empty] | 335580 |  | 220 |  |  |  | 360 | [13 empty] | 0 | [19 empty] | 604030 |  |  |  |  | 2025 | Xinghai Lang et al., Polymetallic veins—a possible bridge between porphyry and intermediate-sulfidation deposits, Geological Society of America Bulletin, v. 136, doi:10.1130/B38406.1 |  | CHN | Tibet
| No. 1 porphyry Cu-Au deposit (Xietongmen deposit), Xiongcun ore district | No. 1 deposit, Xiongcun ore district | Magmatic hydrothermal | Porphyry | Cu-Au porphyry | Cu, Au | Zn, Ag, Pb | Cu, Au, Zn, Ag, Pb | Lang et al., 2014; Tang et al., 2015; Wang et al., 2017 |  | 5018-58.3-03 | 5018-58.3-03-1 | underground mine |  |  |  |  | ore material | drill core | drill core | mineral separate | [5 empty] | mineralisation |  |  |  | pyrite, sphalerite, pyrrhotite, chalcopyrite, galena, quartz | Stage A: pyrite + sericite; Stage B: sphalerite + pyrrhotite + chalcopyrite + galena + quartz; Stage C: actinolite + epidote + chlorite + magnetite + quartz | polymetallic veins crosscutting porphyry-stage veins and alteration zones | Z1 |  |  |  | actinolite, epidote, chlorite, magnetite, sericite, calcite, acanthite-argentite, pyrargyrite, hessite, electrum | carbon-coated thin sections; polished sections | SEM-EDS, EMPA, LA-ICPMS, SIMS | JEOL IT300HR scanning electron microscope equipped with secondary electron, backscattered electron (BSE), and energy dispersive X-ray spectrometry (EDS) detectors; TESCAN MIRA3 field-emission scanning electron microprobe (FE-SEM) equipped with a panchromatic cathodoluminescence (CL) detector; TESCAN Integrated Mineral Analyzer (TIMA) system with a Mira-3 scanning electron microscope with four EDS (EDAX Element 30) detectors; JEOL JXA-8230 electron microprobe | Wuhan Sample Solution Analytical Technology Co., Ltd., Wuhan, China; Tuoyan Analytical Technology Co., Ltd., Guangzhou, China; Nanjing Hongchuang Geological Exploration Technology Service Co., Ltd., Nanjing, China | SEM: accelerating voltage of 15–20 kV, emission current of ~80 μA, takeoff angle ~35°, 4 μm to 5 μm beam diameter, working distance of ~10 mm; SEM-CL: acceleration voltage of 10 kV, beam current of 15 nA; TIMA: accelerating voltage of 25 kV, probe current of 9 nA, working distance of 15 mm, pixel spacing 3 μm, dot spacing 9 μm; EPMA: beam current not fully stated in excerpt |  | 0 |  |  |  | 0 |  | 270 | [7 empty] | 0 | [17 empty] | 0 | [9 empty] | 45980 | [25 empty] | 60 |  | 4240 | [15 empty] | 0 | [15 empty] | 334850 |  | 290 |  |  |  | 0 | [13 empty] | 0 | [19 empty] | 608240 |  |  |  |  | 2025 | Xinghai Lang et al., Polymetallic veins—a possible bridge between porphyry and intermediate-sulfidation deposits, Geological Society of America Bulletin, v. 136, doi:10.1130/B38406.1 |  | CHN | Tibet
| No. 1 porphyry Cu-Au deposit (Xietongmen deposit), Xiongcun ore district | No. 1 deposit, Xiongcun ore district | Magmatic hydrothermal | Porphyry | Cu-Au porphyry | Cu, Au | Zn, Ag, Pb | Cu, Au, Zn, Ag, Pb | Lang et al., 2014; Tang et al., 2015; Wang et al., 2017 |  | 5018-58.3-05 | 5018-58.3-05-1 | underground mine |  |  |  |  | ore material | drill core | drill core | mineral separate | [5 empty] | mineralisation |  |  |  | pyrite, sphalerite, pyrrhotite, chalcopyrite, galena, quartz | Stage A: pyrite + sericite; Stage B: sphalerite + pyrrhotite + chalcopyrite + galena + quartz; Stage C: actinolite + epidote + chlorite + magnetite + quartz | polymetallic veins crosscutting porphyry-stage veins and alteration zones | Z1 |  |  |  | actinolite, epidote, chlorite, magnetite, sericite, calcite, acanthite-argentite, pyrargyrite, hessite, electrum | carbon-coated thin sections; polished sections | SEM-EDS, EMPA, LA-ICPMS, SIMS | JEOL IT300HR scanning electron microscope equipped with secondary electron, backscattered electron (BSE), and energy dispersive X-ray spectrometry (EDS) detectors; TESCAN MIRA3 field-emission scanning electron microprobe (FE-SEM) equipped with a panchromatic cathodoluminescence (CL) detector; TESCAN Integrated Mineral Analyzer (TIMA) system with a Mira-3 scanning electron microscope with four EDS (EDAX Element 30) detectors; JEOL JXA-8230 electron microprobe | Wuhan Sample Solution Analytical Technology Co., Ltd., Wuhan, China; Tuoyan Analytical Technology Co., Ltd., Guangzhou, China; Nanjing Hongchuang Geological Exploration Technology Service Co., Ltd., Nanjing, China | SEM: accelerating voltage of 15–20 kV, emission current of ~80 μA, takeoff angle ~35°, 4 μm to 5 μm beam diameter, working distance of ~10 mm; SEM-CL: acceleration voltage of 10 kV, beam current of 15 nA; TIMA: accelerating voltage of 25 kV, probe current of 9 nA, working distance of 15 mm, pixel spacing 3 μm, dot spacing 9 μm; EPMA: beam current not fully stated in excerpt |  | 0 |  |  |  | 100 |  | 90 | [7 empty] | 0 | [17 empty] | 0 | [9 empty] | 41040 | [25 empty] | 0 |  | 5630 | [15 empty] | 0 | [15 empty] | 336080 |  | 0 |  |  |  | 0 | [13 empty] | 0 | [19 empty] | 612000 |  |  |  |  | 2025 | Xinghai Lang et al., Polymetallic veins—a possible bridge between porphyry and intermediate-sulfidation deposits, Geological Society of America Bulletin, v. 136, doi:10.1130/B38406.1 |  | CHN | Tibet
| No. 1 porphyry Cu-Au deposit (Xietongmen deposit), Xiongcun ore district | No. 1 deposit, Xiongcun ore district | Magmatic hydrothermal | Porphyry | Cu-Au porphyry | Cu, Au | Zn, Ag, Pb | Cu, Au, Zn, Ag, Pb | Lang et al., 2014; Tang et al., 2015; Wang et al., 2017 |  | 5018-58.3-07 | 5018-58.3-07-1 | underground mine |  |  |  |  | ore material | drill core | drill core | mineral separate | [5 empty] | mineralisation |  |  |  | pyrite, sphalerite, pyrrhotite, chalcopyrite, galena, quartz | Stage A: pyrite + sericite; Stage B: sphalerite + pyrrhotite + chalcopyrite + galena + quartz; Stage C: actinolite + epidote + chlorite + magnetite + quartz | polymetallic veins crosscutting porphyry-stage veins and alteration zones | Z1 |  |  |  | actinolite, epidote, chlorite, magnetite, sericite, calcite, acanthite-argentite, pyrargyrite, hessite, electrum | carbon-coated thin sections; polished sections | SEM-EDS, EMPA, LA-ICPMS, SIMS | JEOL IT300HR scanning electron microscope equipped with secondary electron, backscattered electron (BSE), and energy dispersive X-ray spectrometry (EDS) detectors; TESCAN MIRA3 field-emission scanning electron microprobe (FE-SEM) equipped with a panchromatic cathodoluminescence (CL) detector; TESCAN Integrated Mineral Analyzer (TIMA) system with a Mira-3 scanning electron microscope with four EDS (EDAX Element 30) detectors; JEOL JXA-8230 electron microprobe | Wuhan Sample Solution Analytical Technology Co., Ltd., Wuhan, China; Tuoyan Analytical Technology Co., Ltd., Guangzhou, China; Nanjing Hongchuang Geological Exploration Technology Service Co., Ltd., Nanjing, China | SEM: accelerating voltage of 15–20 kV, emission current of ~80 μA, takeoff angle ~35°, 4 μm to 5 μm beam diameter, working distance of ~10 mm; SEM-CL: acceleration voltage of 10 kV, beam current of 15 nA; TIMA: accelerating voltage of 25 kV, probe current of 9 nA, working distance of 15 mm, pixel spacing 3 μm, dot spacing 9 μm; EPMA: beam current not fully stated in excerpt |  | 0 |  |  |  | 0 |  | 270 | [7 empty] | 0 | [17 empty] | 0 | [9 empty] | 41870 | [25 empty] | 0 |  | 5680 | [15 empty] | 0 | [15 empty] | 334990 |  | 0 |  |  |  | 0 | [13 empty] | 0 | [19 empty] | 613380 |  |  |  |  | 2025 | Xinghai Lang et al., Polymetallic veins—a possible bridge between porphyry and intermediate-sulfidation deposits, Geological Society of America Bulletin, v. 136, doi:10.1130/B38406.1 |  | CHN | Tibet
| No. 1 porphyry Cu-Au deposit (Xietongmen deposit), Xiongcun ore district | No. 1 deposit, Xiongcun ore district | Magmatic hydrothermal | Porphyry | Cu-Au porphyry | Cu, Au | Zn, Ag, Pb | Cu, Au, Zn, Ag, Pb | Lang et al., 2014; Tang et al., 2015; Wang et al., 2017 |  | 5018-58.3-11 | 5018-58.3-11-1 | underground mine |  |  |  |  | ore material | drill core | drill core | mineral separate | [5 empty] | mineralisation |  |  |  | pyrite, sphalerite, pyrrhotite, chalcopyrite, galena, quartz | Stage A: pyrite + sericite; Stage B: sphalerite + pyrrhotite + chalcopyrite + galena + quartz; Stage C: actinolite + epidote + chlorite + magnetite + quartz | polymetallic veins crosscutting porphyry-stage veins and alteration zones | Z1 |  |  |  | actinolite, epidote, chlorite, magnetite, sericite, calcite, acanthite-argentite, pyrargyrite, hessite, electrum | carbon-coated thin sections; polished sections | SEM-EDS, EMPA, LA-ICPMS, SIMS | JEOL IT300HR scanning electron microscope equipped with secondary electron, backscattered electron (BSE), and energy dispersive X-ray spectrometry (EDS) detectors; TESCAN MIRA3 field-emission scanning electron microprobe (FE-SEM) equipped with a panchromatic cathodoluminescence (CL) detector; TESCAN Integrated Mineral Analyzer (TIMA) system with a Mira-3 scanning electron microscope with four EDS (EDAX Element 30) detectors; JEOL JXA-8230 electron microprobe | Wuhan Sample Solution Analytical Technology Co., Ltd., Wuhan, China; Tuoyan Analytical Technology Co., Ltd., Guangzhou, China; Nanjing Hongchuang Geological Exploration Technology Service Co., Ltd., Nanjing, China | SEM: accelerating voltage of 15–20 kV, emission current of ~80 μA, takeoff angle ~35°, 4 μm to 5 μm beam diameter, working distance of ~10 mm; SEM-CL: acceleration voltage of 10 kV, beam current of 15 nA; TIMA: accelerating voltage of 25 kV, probe current of 9 nA, working distance of 15 mm, pixel spacing 3 μm, dot spacing 9 μm; EPMA: beam current not fully stated in excerpt |  | 0 |  |  |  | 30 |  | 0 | [7 empty] | 0 | [17 empty] | 0 | [9 empty] | 40750 | [25 empty] | 130 |  | 710 | [15 empty] | 0 | [15 empty] | 331500 |  | 0 |  |  |  | 0 | [13 empty] | 0 | [19 empty] | 618410 |  |  |  |  | 2025 | Xinghai Lang et al., Polymetallic veins—a possible bridge between porphyry and intermediate-sulfidation deposits, Geological Society of America Bulletin, v. 136, doi:10.1130/B38406.1 |  | CHN | Tibet
| No. 1 porphyry Cu-Au deposit (Xietongmen deposit), Xiongcun ore district | No. 1 deposit, Xiongcun ore district | Magmatic hydrothermal | Porphyry | Cu-Au porphyry | Cu, Au | Zn, Ag, Pb | Cu, Au, Zn, Ag, Pb | Lang et al., 2014; Tang et al., 2015; Wang et al., 2017 |  | 5056-170.4-03 | 5056-170.4-03-1 | underground mine |  |  |  |  | ore material | drill core | drill core | mineral separate | [5 empty] | mineralisation |  |  |  | pyrite, sphalerite, pyrrhotite, chalcopyrite, galena, quartz | Stage A: pyrite + sericite; Stage B: sphalerite + pyrrhotite + chalcopyrite + galena + quartz; Stage C: actinolite + epidote + chlorite + magnetite + quartz | polymetallic veins crosscutting porphyry-stage veins and alteration zones | Z2 |  |  |  | actinolite, epidote, chlorite, magnetite, sericite, calcite, acanthite-argentite, pyrargyrite, hessite, electrum | carbon-coated thin sections; polished sections | SEM-EDS, EMPA, LA-ICPMS, SIMS | JEOL IT300HR scanning electron microscope equipped with secondary electron, backscattered electron (BSE), and energy dispersive X-ray spectrometry (EDS) detectors; TESCAN MIRA3 field-emission scanning electron microprobe (FE-SEM) equipped with a panchromatic cathodoluminescence (CL) detector; TESCAN Integrated Mineral Analyzer (TIMA) system with a Mira-3 scanning electron microscope with four EDS (EDAX Element 30) detectors; JEOL JXA-8230 electron microprobe | Wuhan Sample Solution Analytical Technology Co., Ltd., Wuhan, China; Tuoyan Analytical Technology Co., Ltd., Guangzhou, China; Nanjing Hongchuang Geological Exploration Technology Service Co., Ltd., Nanjing, China | SEM: accelerating voltage of 15–20 kV, emission current of ~80 μA, takeoff angle ~35°, 4 μm to 5 μm beam diameter, working distance of ~10 mm; SEM-CL: acceleration voltage of 10 kV, beam current of 15 nA; TIMA: accelerating voltage of 25 kV, probe current of 9 nA, working distance of 15 mm, pixel spacing 3 μm, dot spacing 9 μm; EPMA: beam current not fully stated in excerpt |  | 0 |  |  |  | 0 |  | 0 | [7 empty] | 0 | [17 empty] | 0 | [9 empty] | 27010 | [25 empty] | 50 |  | 1330 | [15 empty] | 0 | [15 empty] | 333930 |  | 0 |  |  |  | 0 | [13 empty] | 0 | [19 empty] | 636460 |  |  |  |  | 2025 | Xinghai Lang et al., Polymetallic veins—a possible bridge between porphyry and intermediate-sulfidation deposits, Geological Society of America Bulletin, v. 136, doi:10.1130/B38406.1 |  | CHN | Tibet
| No. 1 porphyry Cu-Au deposit (Xietongmen deposit), Xiongcun ore district | No. 1 deposit, Xiongcun ore district | Magmatic hydrothermal | Porphyry | Cu-Au porphyry | Cu, Au | Zn, Ag, Pb | Cu, Au, Zn, Ag, Pb | Lang et al., 2014; Tang et al., 2015; Wang et al., 2017 |  | 5056-170.4-05 | 5056-170.4-05-1 | underground mine |  |  |  |  | ore material | drill core | drill core | mineral separate | [5 empty] | mineralisation |  |  |  | pyrite, sphalerite, pyrrhotite, chalcopyrite, galena, quartz | Stage A: pyrite + sericite; Stage B: sphalerite + pyrrhotite + chalcopyrite + galena + quartz; Stage C: actinolite + epidote + chlorite + magnetite + quartz | polymetallic veins crosscutting porphyry-stage veins and alteration zones | Z2 |  |  |  | actinolite, epidote, chlorite, magnetite, sericite, calcite, acanthite-argentite, pyrargyrite, hessite, electrum | carbon-coated thin sections; polished sections | SEM-EDS, EMPA, LA-ICPMS, SIMS | JEOL IT300HR scanning electron microscope equipped with secondary electron, backscattered electron (BSE), and energy dispersive X-ray spectrometry (EDS) detectors; TESCAN MIRA3 field-emission scanning electron microprobe (FE-SEM) equipped with a panchromatic cathodoluminescence (CL) detector; TESCAN Integrated Mineral Analyzer (TIMA) system with a Mira-3 scanning electron microscope with four EDS (EDAX Element 30) detectors; JEOL JXA-8230 electron microprobe | Wuhan Sample Solution Analytical Technology Co., Ltd., Wuhan, China; Tuoyan Analytical Technology Co., Ltd., Guangzhou, China; Nanjing Hongchuang Geological Exploration Technology Service Co., Ltd., Nanjing, China | SEM: accelerating voltage of 15–20 kV, emission current of ~80 μA, takeoff angle ~35°, 4 μm to 5 μm beam diameter, working distance of ~10 mm; SEM-CL: acceleration voltage of 10 kV, beam current of 15 nA; TIMA: accelerating voltage of 25 kV, probe current of 9 nA, working distance of 15 mm, pixel spacing 3 μm, dot spacing 9 μm; EPMA: beam current not fully stated in excerpt |  | 0 |  |  |  | 80 |  | 0 | [7 empty] | 0 | [17 empty] | 0 | [9 empty] | 25330 | [25 empty] | 130 |  | 1670 | [15 empty] | 0 | [15 empty] | 332820 |  | 0 |  |  |  | 0 | [13 empty] | 0 | [19 empty] | 638660 |  |  |  |  | 2025 | Xinghai Lang et al., Polymetallic veins—a possible bridge between porphyry and intermediate-sulfidation deposits, Geological Society of America Bulletin, v. 136, doi:10.1130/B38406.1 |  | CHN | Tibet
| No. 1 porphyry Cu-Au deposit (Xietongmen deposit), Xiongcun ore district | No. 1 deposit, Xiongcun ore district | Magmatic hydrothermal | Porphyry | Cu-Au porphyry | Cu, Au | Zn, Ag, Pb | Cu, Au, Zn, Ag, Pb | Lang et al., 2014; Tang et al., 2015; Wang et al., 2017 |  | 5056-170.4-07 | 5056-170.4-07-1 | underground mine |  |  |  |  | ore material | drill core | drill core | mineral separate | [5 empty] | mineralisation |  |  |  | pyrite, sphalerite, pyrrhotite, chalcopyrite, galena, quartz | Stage A: pyrite + sericite; Stage B: sphalerite + pyrrhotite + chalcopyrite + galena + quartz; Stage C: actinolite + epidote + chlorite + magnetite + quartz | polymetallic veins crosscutting porphyry-stage veins and alteration zones | Z2 |  |  |  | actinolite, epidote, chlorite, magnetite, sericite, calcite, acanthite-argentite, pyrargyrite, hessite, electrum | carbon-coated thin sections; polished sections | SEM-EDS, EMPA, LA-ICPMS, SIMS | JEOL IT300HR scanning electron microscope equipped with secondary electron, backscattered electron (BSE), and energy dispersive X-ray spectrometry (EDS) detectors; TESCAN MIRA3 field-emission scanning electron microprobe (FE-SEM) equipped with a panchromatic cathodoluminescence (CL) detector; TESCAN Integrated Mineral Analyzer (TIMA) system with a Mira-3 scanning electron microscope with four EDS (EDAX Element 30) detectors; JEOL JXA-8230 electron microprobe | Wuhan Sample Solution Analytical Technology Co., Ltd., Wuhan, China; Tuoyan Analytical Technology Co., Ltd., Guangzhou, China; Nanjing Hongchuang Geological Exploration Technology Service Co., Ltd., Nanjing, China | SEM: accelerating voltage of 15–20 kV, emission current of ~80 μA, takeoff angle ~35°, 4 μm to 5 μm beam diameter, working distance of ~10 mm; SEM-CL: acceleration voltage of 10 kV, beam current of 15 nA; TIMA: accelerating voltage of 25 kV, probe current of 9 nA, working distance of 15 mm, pixel spacing 3 μm, dot spacing 9 μm; EPMA: beam current not fully stated in excerpt |  | 0 |  |  |  | 0 |  | 190 | [7 empty] | 0 | [17 empty] | 0 | [9 empty] | 24770 | [25 empty] | 0 |  | 1360 | [15 empty] | 0 | [15 empty] | 329870 |  | 20 |  |  |  | 0 | [13 empty] | 350 | [19 empty] | 636130 |  |  |  |  | 2025 | Xinghai Lang et al., Polymetallic veins—a possible bridge between porphyry and intermediate-sulfidation deposits, Geological Society of America Bulletin, v. 136, doi:10.1130/B38406.1 |  | CHN | Tibet
| No. 1 porphyry Cu-Au deposit (Xietongmen deposit), Xiongcun ore district | No. 1 deposit, Xiongcun ore district | Magmatic hydrothermal | Porphyry | Cu-Au porphyry | Cu, Au | Zn, Ag, Pb | Cu, Au, Zn, Ag, Pb | Lang et al., 2014; Tang et al., 2015; Wang et al., 2017 |  | 5056-170.4-11 | 5056-170.4-11-1 | underground mine |  |  |  |  | ore material | drill core | drill core | mineral separate | [5 empty] | mineralisation |  |  |  | pyrite, sphalerite, pyrrhotite, chalcopyrite, galena, quartz | Stage A: pyrite + sericite; Stage B: sphalerite + pyrrhotite + chalcopyrite + galena + quartz; Stage C: actinolite + epidote + chlorite + magnetite + quartz | polymetallic veins crosscutting porphyry-stage veins and alteration zones | Z2 |  |  |  | actinolite, epidote, chlorite, magnetite, sericite, calcite, acanthite-argentite, pyrargyrite, hessite, electrum | carbon-coated thin sections; polished sections | SEM-EDS, EMPA, LA-ICPMS, SIMS | JEOL IT300HR scanning electron microscope equipped with secondary electron, backscattered electron (BSE), and energy dispersive X-ray spectrometry (EDS) detectors; TESCAN MIRA3 field-emission scanning electron microprobe (FE-SEM) equipped with a panchromatic cathodoluminescence (CL) detector; TESCAN Integrated Mineral Analyzer (TIMA) system with a Mira-3 scanning electron microscope with four EDS (EDAX Element 30) detectors; JEOL JXA-8230 electron microprobe | Wuhan Sample Solution Analytical Technology Co., Ltd., Wuhan, China; Tuoyan Analytical Technology Co., Ltd., Guangzhou, China; Nanjing Hongchuang Geological Exploration Technology Service Co., Ltd., Nanjing, China | SEM: accelerating voltage of 15–20 kV, emission current of ~80 μA, takeoff angle ~35°, 4 μm to 5 μm beam diameter, working distance of ~10 mm; SEM-CL: acceleration voltage of 10 kV, beam current of 15 nA; TIMA: accelerating voltage of 25 kV, probe current of 9 nA, working distance of 15 mm, pixel spacing 3 μm, dot spacing 9 μm; EPMA: beam current not fully stated in excerpt |  | 0 |  |  |  | 0 |  | 330 | [7 empty] | 0 | [17 empty] | 0 | [9 empty] | 26290 | [25 empty] | 30 |  | 1910 | [15 empty] | 0 | [15 empty] | 331010 |  | 0 |  |  |  | 30 | [13 empty] | 0 | [19 empty] | 636490 |  |  |  |  | 2025 | Xinghai Lang et al., Polymetallic veins—a possible bridge between porphyry and intermediate-sulfidation deposits, Geological Society of America Bulletin, v. 136, doi:10.1130/B38406.1 |  | CHN | Tibet
| No. 1 porphyry Cu-Au deposit (Xietongmen deposit), Xiongcun ore district | No. 1 deposit, Xiongcun ore district | Magmatic hydrothermal | Porphyry | Cu-Au porphyry | Cu, Au | Zn, Ag, Pb | Cu, Au, Zn, Ag, Pb | Lang et al., 2014; Tang et al., 2015; Wang et al., 2017 |  | 5056-170.4-13 | 5056-170.4-13-1 | underground mine |  |  |  |  | ore material | drill core | drill core | mineral separate | [5 empty] | mineralisation |  |  |  | pyrite, sphalerite, pyrrhotite, chalcopyrite, galena, quartz | Stage A: pyrite + sericite; Stage B: sphalerite + pyrrhotite + chalcopyrite + galena + quartz; Stage C: actinolite + epidote + chlorite + magnetite + quartz | polymetallic veins crosscutting porphyry-stage veins and alteration zones | Z2 |  |  |  | actinolite, epidote, chlorite, magnetite, sericite, calcite, acanthite-argentite, pyrargyrite, hessite, electrum | carbon-coated thin sections; polished sections | SEM-EDS, EMPA, LA-ICPMS, SIMS | JEOL IT300HR scanning electron microscope equipped with secondary electron, backscattered electron (BSE), and energy dispersive X-ray spectrometry (EDS) detectors; TESCAN MIRA3 field-emission scanning electron microprobe (FE-SEM) equipped with a panchromatic cathodoluminescence (CL) detector; TESCAN Integrated Mineral Analyzer (TIMA) system with a Mira-3 scanning electron microscope with four EDS (EDAX Element 30) detectors; JEOL JXA-8230 electron microprobe | Wuhan Sample Solution Analytical Technology Co., Ltd., Wuhan, China; Tuoyan Analytical Technology Co., Ltd., Guangzhou, China; Nanjing Hongchuang Geological Exploration Technology Service Co., Ltd., Nanjing, China | SEM: accelerating voltage of 15–20 kV, emission current of ~80 μA, takeoff angle ~35°, 4 μm to 5 μm beam diameter, working distance of ~10 mm; SEM-CL: acceleration voltage of 10 kV, beam current of 15 nA; TIMA: accelerating voltage of 25 kV, probe current of 9 nA, working distance of 15 mm, pixel spacing 3 μm, dot spacing 9 μm; EPMA: beam current not fully stated in excerpt |  | 0 |  |  |  | 0 |  | 0 | [7 empty] | 0 | [17 empty] | 0 | [9 empty] | 20200 | [25 empty] | 0 |  | 1180 | [15 empty] | 0 | [15 empty] | 335400 |  | 0 |  |  |  | 10 | [13 empty] | 0 | [19 empty] | 643710 |  |  |  |  | 2025 | Xinghai Lang et al., Polymetallic veins—a possible bridge between porphyry and intermediate-sulfidation deposits, Geological Society of America Bulletin, v. 136, doi:10.1130/B38406.1 |  | CHN | Tibet
| No. 1 porphyry Cu-Au deposit (Xietongmen deposit), Xiongcun ore district | No. 1 deposit, Xiongcun ore district | Magmatic hydrothermal | Porphyry | Cu-Au porphyry | Cu, Au | Zn, Ag, Pb | Cu, Au, Zn, Ag, Pb | Lang et al., 2014; Tang et al., 2015; Wang et al., 2017 |  | 5056-170.4-15 | 5056-170.4-15-1 | underground mine |  |  |  |  | ore material | drill core | drill core | mineral separate | [5 empty] | mineralisation |  |  |  | pyrite, sphalerite, pyrrhotite, chalcopyrite, galena, quartz | Stage A: pyrite + sericite; Stage B: sphalerite + pyrrhotite + chalcopyrite + galena + quartz; Stage C: actinolite + epidote + chlorite + magnetite + quartz | polymetallic veins crosscutting porphyry-stage veins and alteration zones | Z2 |  |  |  | actinolite, epidote, chlorite, magnetite, sericite, calcite, acanthite-argentite, pyrargyrite, hessite, electrum | carbon-coated thin sections; polished sections | SEM-EDS, EMPA, LA-ICPMS, SIMS | JEOL IT300HR scanning electron microscope equipped with secondary electron, backscattered electron (BSE), and energy dispersive X-ray spectrometry (EDS) detectors; TESCAN MIRA3 field-emission scanning electron microprobe (FE-SEM) equipped with a panchromatic cathodoluminescence (CL) detector; TESCAN Integrated Mineral Analyzer (TIMA) system with a Mira-3 scanning electron microscope with four EDS (EDAX Element 30) detectors; JEOL JXA-8230 electron microprobe | Wuhan Sample Solution Analytical Technology Co., Ltd., Wuhan, China; Tuoyan Analytical Technology Co., Ltd., Guangzhou, China; Nanjing Hongchuang Geological Exploration Technology Service Co., Ltd., Nanjing, China | SEM: accelerating voltage of 15–20 kV, emission current of ~80 μA, takeoff angle ~35°, 4 μm to 5 μm beam diameter, working distance of ~10 mm; SEM-CL: acceleration voltage of 10 kV, beam current of 15 nA; TIMA: accelerating voltage of 25 kV, probe current of 9 nA, working distance of 15 mm, pixel spacing 3 μm, dot spacing 9 μm; EPMA: beam current not fully stated in excerpt |  | 0 |  |  |  | 0 |  | 0 | [7 empty] | 0 | [17 empty] | 0 | [9 empty] | 23550 | [25 empty] | 0 |  | 1430 | [15 empty] | 0 | [15 empty] | 332820 |  | 240 |  |  |  | 0 | [13 empty] | 0 | [19 empty] | 643230 |  |  |  |  | 2025 | Xinghai Lang et al., Polymetallic veins—a possible bridge between porphyry and intermediate-sulfidation deposits, Geological Society of America Bulletin, v. 136, doi:10.1130/B38406.1 |  | CHN | Tibet
| No. 1 porphyry Cu-Au deposit (Xietongmen deposit), Xiongcun ore district | No. 1 deposit, Xiongcun ore district | Magmatic hydrothermal | Porphyry | Cu-Au porphyry | Cu, Au | Zn, Ag, Pb | Cu, Au, Zn, Ag, Pb | Lang et al., 2014; Tang et al., 2015; Wang et al., 2017 |  | 6073-93.7-02 | 6073-93.7-02-1 | underground mine |  |  |  |  | ore material | drill core | drill core | mineral separate | [5 empty] | mineralisation |  |  |  | pyrite, sphalerite, pyrrhotite, chalcopyrite, galena, quartz | Stage A: pyrite + sericite; Stage B: sphalerite + pyrrhotite + chalcopyrite + galena + quartz; Stage C: actinolite + epidote + chlorite + magnetite + quartz | polymetallic veins crosscutting porphyry-stage veins and alteration zones | Z2 |  |  |  | actinolite, epidote, chlorite, magnetite, sericite, calcite, acanthite-argentite, pyrargyrite, hessite, electrum | carbon-coated thin sections; polished sections | SEM-EDS, EMPA, LA-ICPMS, SIMS | JEOL IT300HR scanning electron microscope equipped with secondary electron, backscattered electron (BSE), and energy dispersive X-ray spectrometry (EDS) detectors; TESCAN MIRA3 field-emission scanning electron microprobe (FE-SEM) equipped with a panchromatic cathodoluminescence (CL) detector; TESCAN Integrated Mineral Analyzer (TIMA) system with a Mira-3 scanning electron microscope with four EDS (EDAX Element 30) detectors; JEOL JXA-8230 electron microprobe | Wuhan Sample Solution Analytical Technology Co., Ltd., Wuhan, China; Tuoyan Analytical Technology Co., Ltd., Guangzhou, China; Nanjing Hongchuang Geological Exploration Technology Service Co., Ltd., Nanjing, China | SEM: accelerating voltage of 15–20 kV, emission current of ~80 μA, takeoff angle ~35°, 4 μm to 5 μm beam diameter, working distance of ~10 mm; SEM-CL: acceleration voltage of 10 kV, beam current of 15 nA; TIMA: accelerating voltage of 25 kV, probe current of 9 nA, working distance of 15 mm, pixel spacing 3 μm, dot spacing 9 μm; EPMA: beam current not fully stated in excerpt |  | 0 |  |  |  | 190 |  | 230 | [7 empty] | 0 | [17 empty] | 310 | [9 empty] | 92620 | [25 empty] | 0 |  | 7330 | [15 empty] | 0 | [15 empty] | 337350 |  | 60 |  |  |  | 160 | [13 empty] | 170 | [19 empty] | 556870 |  |  |  |  | 2025 | Xinghai Lang et al., Polymetallic veins—a possible bridge between porphyry and intermediate-sulfidation deposits, Geological Society of America Bulletin, v. 136, doi:10.1130/B38406.1 |  | CHN | Tibet
| No. 1 porphyry Cu-Au deposit (Xietongmen deposit), Xiongcun ore district | No. 1 deposit, Xiongcun ore district | Magmatic hydrothermal | Porphyry | Cu-Au porphyry | Cu, Au | Zn, Ag, Pb | Cu, Au, Zn, Ag, Pb | Lang et al., 2014; Tang et al., 2015; Wang et al., 2017 |  | 6073-93.7-03 | 6073-93.7-03-1 | underground mine |  |  |  |  | ore material | drill core | drill core | mineral separate | [5 empty] | mineralisation |  |  |  | pyrite, sphalerite, pyrrhotite, chalcopyrite, galena, quartz | Stage A: pyrite + sericite; Stage B: sphalerite + pyrrhotite + chalcopyrite + galena + quartz; Stage C: actinolite + epidote + chlorite + magnetite + quartz | polymetallic veins crosscutting porphyry-stage veins and alteration zones | Z2 |  |  |  | actinolite, epidote, chlorite, magnetite, sericite, calcite, acanthite-argentite, pyrargyrite, hessite, electrum | carbon-coated thin sections; polished sections | SEM-EDS, EMPA, LA-ICPMS, SIMS | JEOL IT300HR scanning electron microscope equipped with secondary electron, backscattered electron (BSE), and energy dispersive X-ray spectrometry (EDS) detectors; TESCAN MIRA3 field-emission scanning electron microprobe (FE-SEM) equipped with a panchromatic cathodoluminescence (CL) detector; TESCAN Integrated Mineral Analyzer (TIMA) system with a Mira-3 scanning electron microscope with four EDS (EDAX Element 30) detectors; JEOL JXA-8230 electron microprobe | Wuhan Sample Solution Analytical Technology Co., Ltd., Wuhan, China; Tuoyan Analytical Technology Co., Ltd., Guangzhou, China; Nanjing Hongchuang Geological Exploration Technology Service Co., Ltd., Nanjing, China | SEM: accelerating voltage of 15–20 kV, emission current of ~80 μA, takeoff angle ~35°, 4 μm to 5 μm beam diameter, working distance of ~10 mm; SEM-CL: acceleration voltage of 10 kV, beam current of 15 nA; TIMA: accelerating voltage of 25 kV, probe current of 9 nA, working distance of 15 mm, pixel spacing 3 μm, dot spacing 9 μm; EPMA: beam current not fully stated in excerpt |  | 0 |  |  |  | 130 |  | 0 | [7 empty] | 0 | [17 empty] | 0 | [9 empty] | 86030 | [25 empty] | 30 |  | 6820 | [15 empty] | 0 | [15 empty] | 337520 |  | 0 |  |  |  | 230 | [13 empty] | 0 | [19 empty] | 562570 |  |  |  |  | 2025 | Xinghai Lang et al., Polymetallic veins—a possible bridge between porphyry and intermediate-sulfidation deposits, Geological Society of America Bulletin, v. 136, doi:10.1130/B38406.1 |  | CHN | Tibet
| No. 1 porphyry Cu-Au deposit (Xietongmen deposit), Xiongcun ore district | No. 1 deposit, Xiongcun ore district | Magmatic hydrothermal | Porphyry | Cu-Au porphyry | Cu, Au | Zn, Ag, Pb | Cu, Au, Zn, Ag, Pb | Lang et al., 2014; Tang et al., 2015; Wang et al., 2017 |  | 6073-93.7-10 | 6073-93.7-10-1 | underground mine |  |  |  |  | ore material | drill core | drill core | mineral separate | [5 empty] | mineralisation |  |  |  | pyrite, sphalerite, pyrrhotite, chalcopyrite, galena, quartz | Stage A: pyrite + sericite; Stage B: sphalerite + pyrrhotite + chalcopyrite + galena + quartz; Stage C: actinolite + epidote + chlorite + magnetite + quartz | polymetallic veins crosscutting porphyry-stage veins and alteration zones | Z2 |  |  |  | actinolite, epidote, chlorite, magnetite, sericite, calcite, acanthite-argentite, pyrargyrite, hessite, electrum | carbon-coated thin sections; polished sections | SEM-EDS, EMPA, LA-ICPMS, SIMS | JEOL IT300HR scanning electron microscope equipped with secondary electron, backscattered electron (BSE), and energy dispersive X-ray spectrometry (EDS) detectors; TESCAN MIRA3 field-emission scanning electron microprobe (FE-SEM) equipped with a panchromatic cathodoluminescence (CL) detector; TESCAN Integrated Mineral Analyzer (TIMA) system with a Mira-3 scanning electron microscope with four EDS (EDAX Element 30) detectors; JEOL JXA-8230 electron microprobe | Wuhan Sample Solution Analytical Technology Co., Ltd., Wuhan, China; Tuoyan Analytical Technology Co., Ltd., Guangzhou, China; Nanjing Hongchuang Geological Exploration Technology Service Co., Ltd., Nanjing, China | SEM: accelerating voltage of 15–20 kV, emission current of ~80 μA, takeoff angle ~35°, 4 μm to 5 μm beam diameter, working distance of ~10 mm; SEM-CL: acceleration voltage of 10 kV, beam current of 15 nA; TIMA: accelerating voltage of 25 kV, probe current of 9 nA, working distance of 15 mm, pixel spacing 3 μm, dot spacing 9 μm; EPMA: beam current not fully stated in excerpt |  | 0 |  |  |  | 0 |  | 0 | [7 empty] | 0 | [17 empty] | 830 | [9 empty] | 93590 | [25 empty] | 0 |  | 7390 | [15 empty] | 0 | [15 empty] | 336730 |  | 80 |  |  |  | 30 | [13 empty] | 0 | [19 empty] | 554360 |  |  |  |  | 2025 | Xinghai Lang et al., Polymetallic veins—a possible bridge between porphyry and intermediate-sulfidation deposits, Geological Society of America Bulletin, v. 136, doi:10.1130/B38406.1 |  | CHN | Tibet
| No. 1 porphyry Cu-Au deposit (Xietongmen deposit), Xiongcun ore district | No. 1 deposit, Xiongcun ore district | Magmatic hydrothermal | Porphyry | Cu-Au porphyry | Cu, Au | Zn, Ag, Pb | Cu, Au, Zn, Ag, Pb | Lang et al., 2014; Tang et al., 2015; Wang et al., 2017 |  | 6073-93.7-11 | 6073-93.7-11-1 | underground mine |  |  |  |  | ore material | drill core | drill core | mineral separate | [5 empty] | mineralisation |  |  |  | pyrite, sphalerite, pyrrhotite, chalcopyrite, galena, quartz | Stage A: pyrite + sericite; Stage B: sphalerite + pyrrhotite + chalcopyrite + galena + quartz; Stage C: actinolite + epidote + chlorite + magnetite + quartz | polymetallic veins crosscutting porphyry-stage veins and alteration zones | Z2 |  |  |  | actinolite, epidote, chlorite, magnetite, sericite, calcite, acanthite-argentite, pyrargyrite, hessite, electrum | carbon-coated thin sections; polished sections | SEM-EDS, EMPA, LA-ICPMS, SIMS | JEOL IT300HR scanning electron microscope equipped with secondary electron, backscattered electron (BSE), and energy dispersive X-ray spectrometry (EDS) detectors; TESCAN MIRA3 field-emission scanning electron microprobe (FE-SEM) equipped with a panchromatic cathodoluminescence (CL) detector; TESCAN Integrated Mineral Analyzer (TIMA) system with a Mira-3 scanning electron microscope with four EDS (EDAX Element 30) detectors; JEOL JXA-8230 electron microprobe | Wuhan Sample Solution Analytical Technology Co., Ltd., Wuhan, China; Tuoyan Analytical Technology Co., Ltd., Guangzhou, China; Nanjing Hongchuang Geological Exploration Technology Service Co., Ltd., Nanjing, China | SEM: accelerating voltage of 15–20 kV, emission current of ~80 μA, takeoff angle ~35°, 4 μm to 5 μm beam diameter, working distance of ~10 mm; SEM-CL: acceleration voltage of 10 kV, beam current of 15 nA; TIMA: accelerating voltage of 25 kV, probe current of 9 nA, working distance of 15 mm, pixel spacing 3 μm, dot spacing 9 μm; EPMA: beam current not fully stated in excerpt |  | 0 |  |  |  | 0 |  | 350 | [7 empty] | 0 | [17 empty] | 32100 | [9 empty] | 111860 | [25 empty] | 0 |  | 6750 | [15 empty] | 0 | [15 empty] | 340550 |  | 0 |  |  |  | 0 | [13 empty] | 0 | [19 empty] | 506720 |  |  |  |  | 2025 | Xinghai Lang et al., Polymetallic veins—a possible bridge between porphyry and intermediate-sulfidation deposits, Geological Society of America Bulletin, v. 136, doi:10.1130/B38406.1 |  | CHN | Tibet
| No. 1 porphyry Cu-Au deposit (Xietongmen deposit), Xiongcun ore district | No. 1 deposit, Xiongcun ore district | Magmatic hydrothermal | Porphyry | Cu-Au porphyry | Cu, Au | Zn, Ag, Pb | Cu, Au, Zn, Ag, Pb | Lang et al., 2014; Tang et al., 2015; Wang et al., 2017 |  | 6073-93.7-18 | 6073-93.7-18-1 | underground mine |  |  |  |  | ore material | drill core | drill core | mineral separate | [5 empty] | mineralisation |  |  |  | pyrite, sphalerite, pyrrhotite, chalcopyrite, galena, quartz | Stage A: pyrite + sericite; Stage B: sphalerite + pyrrhotite + chalcopyrite + galena + quartz; Stage C: actinolite + epidote + chlorite + magnetite + quartz | polymetallic veins crosscutting porphyry-stage veins and alteration zones | Z2 |  |  |  | actinolite, epidote, chlorite, magnetite, sericite, calcite, acanthite-argentite, pyrargyrite, hessite, electrum | carbon-coated thin sections; polished sections | SEM-EDS, EMPA, LA-ICPMS, SIMS | JEOL IT300HR scanning electron microscope equipped with secondary electron, backscattered electron (BSE), and energy dispersive X-ray spectrometry (EDS) detectors; TESCAN MIRA3 field-emission scanning electron microprobe (FE-SEM) equipped with a panchromatic cathodoluminescence (CL) detector; TESCAN Integrated Mineral Analyzer (TIMA) system with a Mira-3 scanning electron microscope with four EDS (EDAX Element 30) detectors; JEOL JXA-8230 electron microprobe | Wuhan Sample Solution Analytical Technology Co., Ltd., Wuhan, China; Tuoyan Analytical Technology Co., Ltd., Guangzhou, China; Nanjing Hongchuang Geological Exploration Technology Service Co., Ltd., Nanjing, China | SEM: accelerating voltage of 15–20 kV, emission current of ~80 μA, takeoff angle ~35°, 4 μm to 5 μm beam diameter, working distance of ~10 mm; SEM-CL: acceleration voltage of 10 kV, beam current of 15 nA; TIMA: accelerating voltage of 25 kV, probe current of 9 nA, working distance of 15 mm, pixel spacing 3 μm, dot spacing 9 μm; EPMA: beam current not fully stated in excerpt |  | 0 |  |  |  | 0 |  | 0 | [7 empty] | 0 | [17 empty] | 1400 | [9 empty] | 86010 | [25 empty] | 50 |  | 5910 | [15 empty] | 0 | [15 empty] | 336460 |  | 0 |  |  |  | 10 | [13 empty] | 0 | [19 empty] | 562080 |  |  |  |  | 2025 | Xinghai Lang et al., Polymetallic veins—a possible bridge between porphyry and intermediate-sulfidation deposits, Geological Society of America Bulletin, v. 136, doi:10.1130/B38406.1 |  | CHN | Tibet
| No. 1 porphyry Cu-Au deposit (Xietongmen deposit), Xiongcun ore district | No. 1 deposit, Xiongcun ore district | Magmatic hydrothermal | Porphyry | Cu-Au porphyry | Cu, Au | Zn, Ag, Pb | Cu, Au, Zn, Ag, Pb | Lang et al., 2014; Tang et al., 2015; Wang et al., 2017 |  | 6073-93.7-19 | 6073-93.7-19-1 | underground mine |  |  |  |  | ore material | drill core | drill core | mineral separate | [5 empty] | mineralisation |  |  |  | pyrite, sphalerite, pyrrhotite, chalcopyrite, galena, quartz | Stage A: pyrite + sericite; Stage B: sphalerite + pyrrhotite + chalcopyrite + galena + quartz; Stage C: actinolite + epidote + chlorite + magnetite + quartz | polymetallic veins crosscutting porphyry-stage veins and alteration zones | Z2 |  |  |  | actinolite, epidote, chlorite, magnetite, sericite, calcite, acanthite-argentite, pyrargyrite, hessite, electrum | carbon-coated thin sections; polished sections | SEM-EDS, EMPA, LA-ICPMS, SIMS | JEOL IT300HR scanning electron microscope equipped with secondary electron, backscattered electron (BSE), and energy dispersive X-ray spectrometry (EDS) detectors; TESCAN MIRA3 field-emission scanning electron microprobe (FE-SEM) equipped with a panchromatic cathodoluminescence (CL) detector; TESCAN Integrated Mineral Analyzer (TIMA) system with a Mira-3 scanning electron microscope with four EDS (EDAX Element 30) detectors; JEOL JXA-8230 electron microprobe | Wuhan Sample Solution Analytical Technology Co., Ltd., Wuhan, China; Tuoyan Analytical Technology Co., Ltd., Guangzhou, China; Nanjing Hongchuang Geological Exploration Technology Service Co., Ltd., Nanjing, China | SEM: accelerating voltage of 15–20 kV, emission current of ~80 μA, takeoff angle ~35°, 4 μm to 5 μm beam diameter, working distance of ~10 mm; SEM-CL: acceleration voltage of 10 kV, beam current of 15 nA; TIMA: accelerating voltage of 25 kV, probe current of 9 nA, working distance of 15 mm, pixel spacing 3 μm, dot spacing 9 μm; EPMA: beam current not fully stated in excerpt |  | 0 |  |  |  | 120 |  | 0 | [7 empty] | 0 | [17 empty] | 210 | [9 empty] | 79180 | [25 empty] | 40 |  | 4660 | [15 empty] | 0 | [15 empty] | 338000 |  | 0 |  |  |  | 0 | [13 empty] | 340 | [19 empty] | 574470 |  |  |  |  | 2025 | Xinghai Lang et al., Polymetallic veins—a possible bridge between porphyry and intermediate-sulfidation deposits, Geological Society of America Bulletin, v. 136, doi:10.1130/B38406.1 |  | CHN | Tibet
| No. 1 porphyry Cu-Au deposit (Xietongmen deposit), Xiongcun ore district | No. 1 deposit, Xiongcun ore district | Magmatic hydrothermal | Porphyry | Cu-Au porphyry | Cu, Au | Zn, Ag, Pb | Cu, Au, Zn, Ag, Pb | Lang et al., 2014; Tang et al., 2015; Wang et al., 2017 |  | 6190-178.8-01 | 6190-178.8-01-1 | underground mine |  |  |  |  | ore material | drill core | drill core | mineral separate | [5 empty] | mineralisation |  |  |  | pyrite, sphalerite, pyrrhotite, chalcopyrite, galena, quartz | Stage A: pyrite + sericite; Stage B: sphalerite + pyrrhotite + chalcopyrite + galena + quartz; Stage C: actinolite + epidote + chlorite + magnetite + quartz | polymetallic veins crosscutting porphyry-stage veins and alteration zones | Z3 |  |  |  | actinolite, epidote, chlorite, magnetite, sericite, calcite, acanthite-argentite, pyrargyrite, hessite, electrum | carbon-coated thin sections; polished sections | SEM-EDS, EMPA, LA-ICPMS, SIMS | JEOL IT300HR scanning electron microscope equipped with secondary electron, backscattered electron (BSE), and energy dispersive X-ray spectrometry (EDS) detectors; TESCAN MIRA3 field-emission scanning electron microprobe (FE-SEM) equipped with a panchromatic cathodoluminescence (CL) detector; TESCAN Integrated Mineral Analyzer (TIMA) system with a Mira-3 scanning electron microscope with four EDS (EDAX Element 30) detectors; JEOL JXA-8230 electron microprobe | Wuhan Sample Solution Analytical Technology Co., Ltd., Wuhan, China; Tuoyan Analytical Technology Co., Ltd., Guangzhou, China; Nanjing Hongchuang Geological Exploration Technology Service Co., Ltd., Nanjing, China | SEM: accelerating voltage of 15–20 kV, emission current of ~80 μA, takeoff angle ~35°, 4 μm to 5 μm beam diameter, working distance of ~10 mm; SEM-CL: acceleration voltage of 10 kV, beam current of 15 nA; TIMA: accelerating voltage of 25 kV, probe current of 9 nA, working distance of 15 mm, pixel spacing 3 μm, dot spacing 9 μm; EPMA: beam current not fully stated in excerpt |  | 0 |  |  |  | 0 |  | 0 | [7 empty] | 0 | [17 empty] | 240 | [9 empty] | 78920 | [25 empty] | 70 |  | 5020 | [15 empty] | 60 | [15 empty] | 335050 |  | 0 |  |  |  | 20 | [13 empty] | 0 | [19 empty] | 577200 |  |  |  |  | 2025 | Xinghai Lang et al., Polymetallic veins—a possible bridge between porphyry and intermediate-sulfidation deposits, Geological Society of America Bulletin, v. 136, doi:10.1130/B38406.1 |  | CHN | Tibet
| No. 1 porphyry Cu-Au deposit (Xietongmen deposit), Xiongcun ore district | No. 1 deposit, Xiongcun ore district | Magmatic hydrothermal | Porphyry | Cu-Au porphyry | Cu, Au | Zn, Ag, Pb | Cu, Au, Zn, Ag, Pb | Lang et al., 2014; Tang et al., 2015; Wang et al., 2017 |  | 6190-178.8-05 | 6190-178.8-05-1 | underground mine |  |  |  |  | ore material | drill core | drill core | mineral separate | [5 empty] | mineralisation |  |  |  | pyrite, sphalerite, pyrrhotite, chalcopyrite, galena, quartz | Stage A: pyrite + sericite; Stage B: sphalerite + pyrrhotite + chalcopyrite + galena + quartz; Stage C: actinolite + epidote + chlorite + magnetite + quartz | polymetallic veins crosscutting porphyry-stage veins and alteration zones | Z3 |  |  |  | actinolite, epidote, chlorite, magnetite, sericite, calcite, acanthite-argentite, pyrargyrite, hessite, electrum | carbon-coated thin sections; polished sections | SEM-EDS, EMPA, LA-ICPMS, SIMS | JEOL IT300HR scanning electron microscope equipped with secondary electron, backscattered electron (BSE), and energy dispersive X-ray spectrometry (EDS) detectors; TESCAN MIRA3 field-emission scanning electron microprobe (FE-SEM) equipped with a panchromatic cathodoluminescence (CL) detector; TESCAN Integrated Mineral Analyzer (TIMA) system with a Mira-3 scanning electron microscope with four EDS (EDAX Element 30) detectors; JEOL JXA-8230 electron microprobe | Wuhan Sample Solution Analytical Technology Co., Ltd., Wuhan, China; Tuoyan Analytical Technology Co., Ltd., Guangzhou, China; Nanjing Hongchuang Geological Exploration Technology Service Co., Ltd., Nanjing, China | SEM: accelerating voltage of 15–20 kV, emission current of ~80 μA, takeoff angle ~35°, 4 μm to 5 μm beam diameter, working distance of ~10 mm; SEM-CL: acceleration voltage of 10 kV, beam current of 15 nA; TIMA: accelerating voltage of 25 kV, probe current of 9 nA, working distance of 15 mm, pixel spacing 3 μm, dot spacing 9 μm; EPMA: beam current not fully stated in excerpt |  | 0 |  |  |  | 0 |  | 70 | [7 empty] | 0 | [17 empty] | 0 | [9 empty] | 79010 | [25 empty] | 0 |  | 5130 | [15 empty] | 140 | [15 empty] | 333900 |  | 60 |  |  |  | 0 | [13 empty] | 0 | [19 empty] | 576450 |  |  |  |  | 2025 | Xinghai Lang et al., Polymetallic veins—a possible bridge between porphyry and intermediate-sulfidation deposits, Geological Society of America Bulletin, v. 136, doi:10.1130/B38406.1 |  | CHN | Tibet
| No. 1 porphyry Cu-Au deposit (Xietongmen deposit), Xiongcun ore district | No. 1 deposit, Xiongcun ore district | Magmatic hydrothermal | Porphyry | Cu-Au porphyry | Cu, Au | Zn, Ag, Pb | Cu, Au, Zn, Ag, Pb | Lang et al., 2014; Tang et al., 2015; Wang et al., 2017 |  | 6190-178.8-07 | 6190-178.8-07-1 | underground mine |  |  |  |  | ore material | drill core | drill core | mineral separate | [5 empty] | mineralisation |  |  |  | pyrite, sphalerite, pyrrhotite, chalcopyrite, galena, quartz | Stage A: pyrite + sericite; Stage B: sphalerite + pyrrhotite + chalcopyrite + galena + quartz; Stage C: actinolite + epidote + chlorite + magnetite + quartz | polymetallic veins crosscutting porphyry-stage veins and alteration zones | Z3 |  |  |  | actinolite, epidote, chlorite, magnetite, sericite, calcite, acanthite-argentite, pyrargyrite, hessite, electrum | carbon-coated thin sections; polished sections | SEM-EDS, EMPA, LA-ICPMS, SIMS | JEOL IT300HR scanning electron microscope equipped with secondary electron, backscattered electron (BSE), and energy dispersive X-ray spectrometry (EDS) detectors; TESCAN MIRA3 field-emission scanning electron microprobe (FE-SEM) equipped with a panchromatic cathodoluminescence (CL) detector; TESCAN Integrated Mineral Analyzer (TIMA) system with a Mira-3 scanning electron microscope with four EDS (EDAX Element 30) detectors; JEOL JXA-8230 electron microprobe | Wuhan Sample Solution Analytical Technology Co., Ltd., Wuhan, China; Tuoyan Analytical Technology Co., Ltd., Guangzhou, China; Nanjing Hongchuang Geological Exploration Technology Service Co., Ltd., Nanjing, China | SEM: accelerating voltage of 15–20 kV, emission current of ~80 μA, takeoff angle ~35°, 4 μm to 5 μm beam diameter, working distance of ~10 mm; SEM-CL: acceleration voltage of 10 kV, beam current of 15 nA; TIMA: accelerating voltage of 25 kV, probe current of 9 nA, working distance of 15 mm, pixel spacing 3 μm, dot spacing 9 μm; EPMA: beam current not fully stated in excerpt |  | 0 |  |  |  | 0 |  | 0 | [7 empty] | 0 | [17 empty] | 250 | [9 empty] | 75410 | [25 empty] | 0 |  | 5480 | [15 empty] | 120 | [15 empty] | 335750 |  | 0 |  |  |  | 50 | [13 empty] | 0 | [19 empty] | 578750 |  |  |  |  | 2025 | Xinghai Lang et al., Polymetallic veins—a possible bridge between porphyry and intermediate-sulfidation deposits, Geological Society of America Bulletin, v. 136, doi:10.1130/B38406.1 |  | CHN | Tibet
| No. 1 porphyry Cu-Au deposit (Xietongmen deposit), Xiongcun ore district | No. 1 deposit, Xiongcun ore district | Magmatic hydrothermal | Porphyry | Cu-Au porphyry | Cu, Au | Zn, Ag, Pb | Cu, Au, Zn, Ag, Pb | Lang et al., 2014; Tang et al., 2015; Wang et al., 2017 |  | 6190-178.8-11 | 6190-178.8-11-1 | underground mine |  |  |  |  | ore material | drill core | drill core | mineral separate | [5 empty] | mineralisation |  |  |  | pyrite, sphalerite, pyrrhotite, chalcopyrite, galena, quartz | Stage A: pyrite + sericite; Stage B: sphalerite + pyrrhotite + chalcopyrite + galena + quartz; Stage C: actinolite + epidote + chlorite + magnetite + quartz | polymetallic veins crosscutting porphyry-stage veins and alteration zones | Z3 |  |  |  | actinolite, epidote, chlorite, magnetite, sericite, calcite, acanthite-argentite, pyrargyrite, hessite, electrum | carbon-coated thin sections; polished sections | SEM-EDS, EMPA, LA-ICPMS, SIMS | JEOL IT300HR scanning electron microscope equipped with secondary electron, backscattered electron (BSE), and energy dispersive X-ray spectrometry (EDS) detectors; TESCAN MIRA3 field-emission scanning electron microprobe (FE-SEM) equipped with a panchromatic cathodoluminescence (CL) detector; TESCAN Integrated Mineral Analyzer (TIMA) system with a Mira-3 scanning electron microscope with four EDS (EDAX Element 30) detectors; JEOL JXA-8230 electron microprobe | Wuhan Sample Solution Analytical Technology Co., Ltd., Wuhan, China; Tuoyan Analytical Technology Co., Ltd., Guangzhou, China; Nanjing Hongchuang Geological Exploration Technology Service Co., Ltd., Nanjing, China | SEM: accelerating voltage of 15–20 kV, emission current of ~80 μA, takeoff angle ~35°, 4 μm to 5 μm beam diameter, working distance of ~10 mm; SEM-CL: acceleration voltage of 10 kV, beam current of 15 nA; TIMA: accelerating voltage of 25 kV, probe current of 9 nA, working distance of 15 mm, pixel spacing 3 μm, dot spacing 9 μm; EPMA: beam current not fully stated in excerpt |  | 0 |  |  |  | 0 |  | 10 | [7 empty] | 0 | [17 empty] | 1000 | [9 empty] | 71200 | [25 empty] | 0 |  | 5660 | [15 empty] | 210 | [15 empty] | 333950 |  | 170 |  |  |  | 90 | [13 empty] | 110 | [19 empty] | 580450 |  |  |  |  | 2025 | Xinghai Lang et al., Polymetallic veins—a possible bridge between porphyry and intermediate-sulfidation deposits, Geological Society of America Bulletin, v. 136, doi:10.1130/B38406.1 |  | CHN | Tibet
| No. 1 porphyry Cu-Au deposit (Xietongmen deposit), Xiongcun ore district | No. 1 deposit, Xiongcun ore district | Magmatic hydrothermal | Porphyry | Cu-Au porphyry | Cu, Au | Zn, Ag, Pb | Cu, Au, Zn, Ag, Pb | Lang et al., 2014; Tang et al., 2015; Wang et al., 2017 |  | 6190-178.8-14 | 6190-178.8-14-1 | underground mine |  |  |  |  | ore material | drill core | drill core | mineral separate | [5 empty] | mineralisation |  |  |  | pyrite, sphalerite, pyrrhotite, chalcopyrite, galena, quartz | Stage A: pyrite + sericite; Stage B: sphalerite + pyrrhotite + chalcopyrite + galena + quartz; Stage C: actinolite + epidote + chlorite + magnetite + quartz | polymetallic veins crosscutting porphyry-stage veins and alteration zones | Z3 |  |  |  | actinolite, epidote, chlorite, magnetite, sericite, calcite, acanthite-argentite, pyrargyrite, hessite, electrum | carbon-coated thin sections; polished sections | SEM-EDS, EMPA, LA-ICPMS, SIMS | JEOL IT300HR scanning electron microscope equipped with secondary electron, backscattered electron (BSE), and energy dispersive X-ray spectrometry (EDS) detectors; TESCAN MIRA3 field-emission scanning electron microprobe (FE-SEM) equipped with a panchromatic cathodoluminescence (CL) detector; TESCAN Integrated Mineral Analyzer (TIMA) system with a Mira-3 scanning electron microscope with four EDS (EDAX Element 30) detectors; JEOL JXA-8230 electron microprobe | Wuhan Sample Solution Analytical Technology Co., Ltd., Wuhan, China; Tuoyan Analytical Technology Co., Ltd., Guangzhou, China; Nanjing Hongchuang Geological Exploration Technology Service Co., Ltd., Nanjing, China | SEM: accelerating voltage of 15–20 kV, emission current of ~80 μA, takeoff angle ~35°, 4 μm to 5 μm beam diameter, working distance of ~10 mm; SEM-CL: acceleration voltage of 10 kV, beam current of 15 nA; TIMA: accelerating voltage of 25 kV, probe current of 9 nA, working distance of 15 mm, pixel spacing 3 μm, dot spacing 9 μm; EPMA: beam current not fully stated in excerpt |  | 0 |  |  |  | 0 |  | 0 | [7 empty] | 0 | [17 empty] | 90 | [9 empty] | 92190 | [25 empty] | 70 |  | 5460 | [15 empty] | 0 | [15 empty] | 337480 |  | 0 |  |  |  | 190 | [13 empty] | 0 | [19 empty] | 559080 |  |  |  |  | 2025 | Xinghai Lang et al., Polymetallic veins—a possible bridge between porphyry and intermediate-sulfidation deposits, Geological Society of America Bulletin, v. 136, doi:10.1130/B38406.1 |  | CHN | Tibet
| No. 1 porphyry Cu-Au deposit (Xietongmen deposit), Xiongcun ore district | No. 1 deposit, Xiongcun ore district | Magmatic hydrothermal | Porphyry | Cu-Au porphyry | Cu, Au | Zn, Ag, Pb | Cu, Au, Zn, Ag, Pb | Lang et al., 2014; Tang et al., 2015; Wang et al., 2017 |  | 6190-178.8-15 | 6190-178.8-15-1 | underground mine |  |  |  |  | ore material | drill core | drill core | mineral separate | [5 empty] | mineralisation |  |  |  | pyrite, sphalerite, pyrrhotite, chalcopyrite, galena, quartz | Stage A: pyrite + sericite; Stage B: sphalerite + pyrrhotite + chalcopyrite + galena + quartz; Stage C: actinolite + epidote + chlorite + magnetite + quartz | polymetallic veins crosscutting porphyry-stage veins and alteration zones | Z3 |  |  |  | actinolite, epidote, chlorite, magnetite, sericite, calcite, acanthite-argentite, pyrargyrite, hessite, electrum | carbon-coated thin sections; polished sections | SEM-EDS, EMPA, LA-ICPMS, SIMS | JEOL IT300HR scanning electron microscope equipped with secondary electron, backscattered electron (BSE), and energy dispersive X-ray spectrometry (EDS) detectors; TESCAN MIRA3 field-emission scanning electron microprobe (FE-SEM) equipped with a panchromatic cathodoluminescence (CL) detector; TESCAN Integrated Mineral Analyzer (TIMA) system with a Mira-3 scanning electron microscope with four EDS (EDAX Element 30) detectors; JEOL JXA-8230 electron microprobe | Wuhan Sample Solution Analytical Technology Co., Ltd., Wuhan, China; Tuoyan Analytical Technology Co., Ltd., Guangzhou, China; Nanjing Hongchuang Geological Exploration Technology Service Co., Ltd., Nanjing, China | SEM: accelerating voltage of 15–20 kV, emission current of ~80 μA, takeoff angle ~35°, 4 μm to 5 μm beam diameter, working distance of ~10 mm; SEM-CL: acceleration voltage of 10 kV, beam current of 15 nA; TIMA: accelerating voltage of 25 kV, probe current of 9 nA, working distance of 15 mm, pixel spacing 3 μm, dot spacing 9 μm; EPMA: beam current not fully stated in excerpt |  | 0 |  |  |  | 0 |  | 250 | [7 empty] | 0 | [17 empty] | 0 | [9 empty] | 84670 | [25 empty] | 50 |  | 5200 | [15 empty] | 60 | [15 empty] | 337300 |  | 90 |  |  |  | 0 | [13 empty] | 0 | [19 empty] | 569010 |  |  |  |  | 2025 | Xinghai Lang et al., Polymetallic veins—a possible bridge between porphyry and intermediate-sulfidation deposits, Geological Society of America Bulletin, v. 136, doi:10.1130/B38406.1 |  | CHN | Tibet
| No. 1 porphyry Cu-Au deposit (Xietongmen deposit), Xiongcun ore district | No. 1 deposit, Xiongcun ore district | Magmatic hydrothermal | Porphyry | Cu-Au porphyry | Cu, Au | Zn, Ag, Pb | Cu, Au, Zn, Ag, Pb | Lang et al., 2014; Tang et al., 2015; Wang et al., 2017 |  | 6074-118.4-02 | 6074-118.4-02-1 | underground mine |  |  |  |  | ore material | drill core | drill core | mineral separate | [5 empty] | mineralisation |  |  |  | pyrite, sphalerite, pyrrhotite, chalcopyrite, galena, quartz | Stage A: pyrite + sericite; Stage B: sphalerite + pyrrhotite + chalcopyrite + galena + quartz; Stage C: actinolite + epidote + chlorite + magnetite + quartz | polymetallic veins crosscutting porphyry-stage veins and alteration zones | Z3 |  |  |  | actinolite, epidote, chlorite, magnetite, sericite, calcite, acanthite-argentite, pyrargyrite, hessite, electrum | carbon-coated thin sections; polished sections | SEM-EDS, EMPA, LA-ICPMS, SIMS | JEOL IT300HR scanning electron microscope equipped with secondary electron, backscattered electron (BSE), and energy dispersive X-ray spectrometry (EDS) detectors; TESCAN MIRA3 field-emission scanning electron microprobe (FE-SEM) equipped with a panchromatic cathodoluminescence (CL) detector; TESCAN Integrated Mineral Analyzer (TIMA) system with a Mira-3 scanning electron microscope with four EDS (EDAX Element 30) detectors; JEOL JXA-8230 electron microprobe | Wuhan Sample Solution Analytical Technology Co., Ltd., Wuhan, China; Tuoyan Analytical Technology Co., Ltd., Guangzhou, China; Nanjing Hongchuang Geological Exploration Technology Service Co., Ltd., Nanjing, China | SEM: accelerating voltage of 15–20 kV, emission current of ~80 μA, takeoff angle ~35°, 4 μm to 5 μm beam diameter, working distance of ~10 mm; SEM-CL: acceleration voltage of 10 kV, beam current of 15 nA; TIMA: accelerating voltage of 25 kV, probe current of 9 nA, working distance of 15 mm, pixel spacing 3 μm, dot spacing 9 μm; EPMA: beam current not fully stated in excerpt |  | 0 |  |  |  | 0 |  | 0 | [7 empty] | 0 | [17 empty] | 0 | [9 empty] | 20190 | [25 empty] | 0 |  | 2100 | [15 empty] | 0 | [15 empty] | 330090 |  | 0 |  |  |  | 0 | [13 empty] | 150 | [19 empty] | 637680 |  |  |  |  | 2025 | Xinghai Lang et al., Polymetallic veins—a possible bridge between porphyry and intermediate-sulfidation deposits, Geological Society of America Bulletin, v. 136, doi:10.1130/B38406.1 |  | CHN | Tibet
| No. 1 porphyry Cu-Au deposit (Xietongmen deposit), Xiongcun ore district | No. 1 deposit, Xiongcun ore district | Magmatic hydrothermal | Porphyry | Cu-Au porphyry | Cu, Au | Zn, Ag, Pb | Cu, Au, Zn, Ag, Pb | Lang et al., 2014; Tang et al., 2015; Wang et al., 2017 |  | 6074-118.4-03 | 6074-118.4-03-1 | underground mine |  |  |  |  | ore material | drill core | drill core | mineral separate | [5 empty] | mineralisation |  |  |  | pyrite, sphalerite, pyrrhotite, chalcopyrite, galena, quartz | Stage A: pyrite + sericite; Stage B: sphalerite + pyrrhotite + chalcopyrite + galena + quartz; Stage C: actinolite + epidote + chlorite + magnetite + quartz | polymetallic veins crosscutting porphyry-stage veins and alteration zones | Z3 |  |  |  | actinolite, epidote, chlorite, magnetite, sericite, calcite, acanthite-argentite, pyrargyrite, hessite, electrum | carbon-coated thin sections; polished sections | SEM-EDS, EMPA, LA-ICPMS, SIMS | JEOL IT300HR scanning electron microscope equipped with secondary electron, backscattered electron (BSE), and energy dispersive X-ray spectrometry (EDS) detectors; TESCAN MIRA3 field-emission scanning electron microprobe (FE-SEM) equipped with a panchromatic cathodoluminescence (CL) detector; TESCAN Integrated Mineral Analyzer (TIMA) system with a Mira-3 scanning electron microscope with four EDS (EDAX Element 30) detectors; JEOL JXA-8230 electron microprobe | Wuhan Sample Solution Analytical Technology Co., Ltd., Wuhan, China; Tuoyan Analytical Technology Co., Ltd., Guangzhou, China; Nanjing Hongchuang Geological Exploration Technology Service Co., Ltd., Nanjing, China | SEM: accelerating voltage of 15–20 kV, emission current of ~80 μA, takeoff angle ~35°, 4 μm to 5 μm beam diameter, working distance of ~10 mm; SEM-CL: acceleration voltage of 10 kV, beam current of 15 nA; TIMA: accelerating voltage of 25 kV, probe current of 9 nA, working distance of 15 mm, pixel spacing 3 μm, dot spacing 9 μm; EPMA: beam current not fully stated in excerpt |  | 0 |  |  |  | 60 |  | 0 | [7 empty] | 0 | [17 empty] | 0 | [9 empty] | 25010 | [25 empty] | 0 |  | 4270 | [15 empty] | 0 | [15 empty] | 330610 |  | 20 |  |  |  | 0 | [13 empty] | 0 | [19 empty] | 627530 |  |  |  |  | 2025 | Xinghai Lang et al., Polymetallic veins—a possible bridge between porphyry and intermediate-sulfidation deposits, Geological Society of America Bulletin, v. 136, doi:10.1130/B38406.1 |  | CHN | Tibet
| No. 1 porphyry Cu-Au deposit (Xietongmen deposit), Xiongcun ore district | No. 1 deposit, Xiongcun ore district | Magmatic hydrothermal | Porphyry | Cu-Au porphyry | Cu, Au | Zn, Ag, Pb | Cu, Au, Zn, Ag, Pb | Lang et al., 2014; Tang et al., 2015; Wang et al., 2017 |  | 6074-118.4-07 | 6074-118.4-07-1 | underground mine |  |  |  |  | ore material | drill core | drill core | mineral separate | [5 empty] | mineralisation |  |  |  | pyrite, sphalerite, pyrrhotite, chalcopyrite, galena, quartz | Stage A: pyrite + sericite; Stage B: sphalerite + pyrrhotite + chalcopyrite + galena + quartz; Stage C: actinolite + epidote + chlorite + magnetite + quartz | polymetallic veins crosscutting porphyry-stage veins and alteration zones | Z3 |  |  |  | actinolite, epidote, chlorite, magnetite, sericite, calcite, acanthite-argentite, pyrargyrite, hessite, electrum | carbon-coated thin sections; polished sections | SEM-EDS, EMPA, LA-ICPMS, SIMS | JEOL IT300HR scanning electron microscope equipped with secondary electron, backscattered electron (BSE), and energy dispersive X-ray spectrometry (EDS) detectors; TESCAN MIRA3 field-emission scanning electron microprobe (FE-SEM) equipped with a panchromatic cathodoluminescence (CL) detector; TESCAN Integrated Mineral Analyzer (TIMA) system with a Mira-3 scanning electron microscope with four EDS (EDAX Element 30) detectors; JEOL JXA-8230 electron microprobe | Wuhan Sample Solution Analytical Technology Co., Ltd., Wuhan, China; Tuoyan Analytical Technology Co., Ltd., Guangzhou, China; Nanjing Hongchuang Geological Exploration Technology Service Co., Ltd., Nanjing, China | SEM: accelerating voltage of 15–20 kV, emission current of ~80 μA, takeoff angle ~35°, 4 μm to 5 μm beam diameter, working distance of ~10 mm; SEM-CL: acceleration voltage of 10 kV, beam current of 15 nA; TIMA: accelerating voltage of 25 kV, probe current of 9 nA, working distance of 15 mm, pixel spacing 3 μm, dot spacing 9 μm; EPMA: beam current not fully stated in excerpt |  | 0 |  |  |  | 160 |  | 0 | [7 empty] | 0 | [17 empty] | 0 | [9 empty] | 24740 | [25 empty] | 10 |  | 4180 | [15 empty] | 0 | [15 empty] | 330290 |  | 110 |  |  |  | 60 | [13 empty] | 0 | [19 empty] | 633180 |  |  |  |  | 2025 | Xinghai Lang et al., Polymetallic veins—a possible bridge between porphyry and intermediate-sulfidation deposits, Geological Society of America Bulletin, v. 136, doi:10.1130/B38406.1 |  | CHN | Tibet
| No. 1 porphyry Cu-Au deposit (Xietongmen deposit), Xiongcun ore district | No. 1 deposit, Xiongcun ore district | Magmatic hydrothermal | Porphyry | Cu-Au porphyry | Cu, Au | Zn, Ag, Pb | Cu, Au, Zn, Ag, Pb | Lang et al., 2014; Tang et al., 2015; Wang et al., 2017 |  | 6074-118.4-09 | 6074-118.4-09-1 | underground mine |  |  |  |  | ore material | drill core | drill core | mineral separate | [5 empty] | mineralisation |  |  |  | pyrite, sphalerite, pyrrhotite, chalcopyrite, galena, quartz | Stage A: pyrite + sericite; Stage B: sphalerite + pyrrhotite + chalcopyrite + galena + quartz; Stage C: actinolite + epidote + chlorite + magnetite + quartz | polymetallic veins crosscutting porphyry-stage veins and alteration zones | Z3 |  |  |  | actinolite, epidote, chlorite, magnetite, sericite, calcite, acanthite-argentite, pyrargyrite, hessite, electrum | carbon-coated thin sections; polished sections | SEM-EDS, EMPA, LA-ICPMS, SIMS | JEOL IT300HR scanning electron microscope equipped with secondary electron, backscattered electron (BSE), and energy dispersive X-ray spectrometry (EDS) detectors; TESCAN MIRA3 field-emission scanning electron microprobe (FE-SEM) equipped with a panchromatic cathodoluminescence (CL) detector; TESCAN Integrated Mineral Analyzer (TIMA) system with a Mira-3 scanning electron microscope with four EDS (EDAX Element 30) detectors; JEOL JXA-8230 electron microprobe | Wuhan Sample Solution Analytical Technology Co., Ltd., Wuhan, China; Tuoyan Analytical Technology Co., Ltd., Guangzhou, China; Nanjing Hongchuang Geological Exploration Technology Service Co., Ltd., Nanjing, China | SEM: accelerating voltage of 15–20 kV, emission current of ~80 μA, takeoff angle ~35°, 4 μm to 5 μm beam diameter, working distance of ~10 mm; SEM-CL: acceleration voltage of 10 kV, beam current of 15 nA; TIMA: accelerating voltage of 25 kV, probe current of 9 nA, working distance of 15 mm, pixel spacing 3 μm, dot spacing 9 μm; EPMA: beam current not fully stated in excerpt |  | 0 |  |  |  | 0 |  | 0 | [7 empty] | 0 | [17 empty] | 0 | [9 empty] | 24490 | [25 empty] | 0 |  | 3570 | [15 empty] | 0 | [15 empty] | 330480 |  | 20 |  |  |  | 0 | [13 empty] | 0 | [19 empty] | 632340 |  |  |  |  | 2025 | Xinghai Lang et al., Polymetallic veins—a possible bridge between porphyry and intermediate-sulfidation deposits, Geological Society of America Bulletin, v. 136, doi:10.1130/B38406.1 |  | CHN | Tibet
| No. 1 porphyry Cu-Au deposit (Xietongmen deposit), Xiongcun ore district | No. 1 deposit, Xiongcun ore district | Magmatic hydrothermal | Porphyry | Cu-Au porphyry | Cu, Au | Zn, Ag, Pb | Cu, Au, Zn, Ag, Pb | Lang et al., 2014; Tang et al., 2015; Wang et al., 2017 |  | 6074-118.4-11 | 6074-118.4-11-1 | underground mine |  |  |  |  | ore material | drill core | drill core | mineral separate | [5 empty] | mineralisation |  |  |  | pyrite, sphalerite, pyrrhotite, chalcopyrite, galena, quartz | Stage A: pyrite + sericite; Stage B: sphalerite + pyrrhotite + chalcopyrite + galena + quartz; Stage C: actinolite + epidote + chlorite + magnetite + quartz | polymetallic veins crosscutting porphyry-stage veins and alteration zones | Z3 |  |  |  | actinolite, epidote, chlorite, magnetite, sericite, calcite, acanthite-argentite, pyrargyrite, hessite, electrum | carbon-coated thin sections; polished sections | SEM-EDS, EMPA, LA-ICPMS, SIMS | JEOL IT300HR scanning electron microscope equipped with secondary electron, backscattered electron (BSE), and energy dispersive X-ray spectrometry (EDS) detectors; TESCAN MIRA3 field-emission scanning electron microprobe (FE-SEM) equipped with a panchromatic cathodoluminescence (CL) detector; TESCAN Integrated Mineral Analyzer (TIMA) system with a Mira-3 scanning electron microscope with four EDS (EDAX Element 30) detectors; JEOL JXA-8230 electron microprobe | Wuhan Sample Solution Analytical Technology Co., Ltd., Wuhan, China; Tuoyan Analytical Technology Co., Ltd., Guangzhou, China; Nanjing Hongchuang Geological Exploration Technology Service Co., Ltd., Nanjing, China | SEM: accelerating voltage of 15–20 kV, emission current of ~80 μA, takeoff angle ~35°, 4 μm to 5 μm beam diameter, working distance of ~10 mm; SEM-CL: acceleration voltage of 10 kV, beam current of 15 nA; TIMA: accelerating voltage of 25 kV, probe current of 9 nA, working distance of 15 mm, pixel spacing 3 μm, dot spacing 9 μm; EPMA: beam current not fully stated in excerpt |  | 0 |  |  |  | 0 |  | 280 | [7 empty] | 0 | [17 empty] | 0 | [9 empty] | 30470 | [25 empty] | 0 |  | 5130 | [15 empty] | 0 | [15 empty] | 333710 |  | 0 |  |  |  | 120 | [13 empty] | 0 | [19 empty] | 625350 |  |  |  |  | 2025 | Xinghai Lang et al., Polymetallic veins—a possible bridge between porphyry and intermediate-sulfidation deposits, Geological Society of America Bulletin, v. 136, doi:10.1130/B38406.1 |  | CHN | Tibet
| No. 1 porphyry Cu-Au deposit (Xietongmen deposit), Xiongcun ore district | No. 1 deposit, Xiongcun ore district | Magmatic hydrothermal | Porphyry | Cu-Au porphyry | Cu, Au | Zn, Ag, Pb | Cu, Au, Zn, Ag, Pb | Lang et al., 2014; Tang et al., 2015; Wang et al., 2017 |  | 6074-118.4-13 | 6074-118.4-13-1 | underground mine |  |  |  |  | ore material | drill core | drill core | mineral separate | [5 empty] | mineralisation |  |  |  | pyrite, sphalerite, pyrrhotite, chalcopyrite, galena, quartz | Stage A: pyrite + sericite; Stage B: sphalerite + pyrrhotite + chalcopyrite + galena + quartz; Stage C: actinolite + epidote + chlorite + magnetite + quartz | polymetallic veins crosscutting porphyry-stage veins and alteration zones | Z3 |  |  |  | actinolite, epidote, chlorite, magnetite, sericite, calcite, acanthite-argentite, pyrargyrite, hessite, electrum | carbon-coated thin sections; polished sections | SEM-EDS, EMPA, LA-ICPMS, SIMS | JEOL IT300HR scanning electron microscope equipped with secondary electron, backscattered electron (BSE), and energy dispersive X-ray spectrometry (EDS) detectors; TESCAN MIRA3 field-emission scanning electron microprobe (FE-SEM) equipped with a panchromatic cathodoluminescence (CL) detector; TESCAN Integrated Mineral Analyzer (TIMA) system with a Mira-3 scanning electron microscope with four EDS (EDAX Element 30) detectors; JEOL JXA-8230 electron microprobe | Wuhan Sample Solution Analytical Technology Co., Ltd., Wuhan, China; Tuoyan Analytical Technology Co., Ltd., Guangzhou, China; Nanjing Hongchuang Geological Exploration Technology Service Co., Ltd., Nanjing, China | SEM: accelerating voltage of 15–20 kV, emission current of ~80 μA, takeoff angle ~35°, 4 μm to 5 μm beam diameter, working distance of ~10 mm; SEM-CL: acceleration voltage of 10 kV, beam current of 15 nA; TIMA: accelerating voltage of 25 kV, probe current of 9 nA, working distance of 15 mm, pixel spacing 3 μm, dot spacing 9 μm; EPMA: beam current not fully stated in excerpt |  | 0 |  |  |  | 0 |  | 0 | [7 empty] | 0 | [17 empty] | 0 | [9 empty] | 21560 | [25 empty] | 0 |  | 3100 | [15 empty] | 0 | [15 empty] | 327970 |  | 0 |  |  |  | 0 | [13 empty] | 0 | [19 empty] | 636080 |  |  |  |  | 2025 | Xinghai Lang et al., Polymetallic veins—a possible bridge between porphyry and intermediate-sulfidation deposits, Geological Society of America Bulletin, v. 136, doi:10.1130/B38406.1 |  | CHN | Tibet
| No. 1 porphyry Cu-Au deposit (Xietongmen deposit), Xiongcun ore district | No. 1 deposit, Xiongcun ore district | Magmatic hydrothermal | Porphyry | Cu-Au porphyry | Cu, Au | Zn, Ag, Pb | Cu, Au, Zn, Ag, Pb | Lang et al., 2014; Tang et al., 2015; Wang et al., 2017 |  | 6067-156.4-03 | 6067-156.4-03-1 | underground mine |  |  |  |  | ore material | drill core | drill core | mineral separate | [5 empty] | mineralisation |  |  |  | pyrite, sphalerite, pyrrhotite, chalcopyrite, galena, quartz | Stage A: pyrite + sericite; Stage B: sphalerite + pyrrhotite + chalcopyrite + galena + quartz; Stage C: actinolite + epidote + chlorite + magnetite + quartz | polymetallic veins crosscutting porphyry-stage veins and alteration zones | Z3 |  |  |  | actinolite, epidote, chlorite, magnetite, sericite, calcite, acanthite-argentite, pyrargyrite, hessite, electrum | carbon-coated thin sections; polished sections | SEM-EDS, EMPA, LA-ICPMS, SIMS | JEOL IT300HR scanning electron microscope equipped with secondary electron, backscattered electron (BSE), and energy dispersive X-ray spectrometry (EDS) detectors; TESCAN MIRA3 field-emission scanning electron microprobe (FE-SEM) equipped with a panchromatic cathodoluminescence (CL) detector; TESCAN Integrated Mineral Analyzer (TIMA) system with a Mira-3 scanning electron microscope with four EDS (EDAX Element 30) detectors; JEOL JXA-8230 electron microprobe | Wuhan Sample Solution Analytical Technology Co., Ltd., Wuhan, China; Tuoyan Analytical Technology Co., Ltd., Guangzhou, China; Nanjing Hongchuang Geological Exploration Technology Service Co., Ltd., Nanjing, China | SEM: accelerating voltage of 15–20 kV, emission current of ~80 μA, takeoff angle ~35°, 4 μm to 5 μm beam diameter, working distance of ~10 mm; SEM-CL: acceleration voltage of 10 kV, beam current of 15 nA; TIMA: accelerating voltage of 25 kV, probe current of 9 nA, working distance of 15 mm, pixel spacing 3 μm, dot spacing 9 μm; EPMA: beam current not fully stated in excerpt |  | 0 |  |  |  | 10 |  | 0 | [7 empty] | 0 | [17 empty] | 0 | [9 empty] | 39420 | [25 empty] | 0 |  | 5560 | [15 empty] | 0 | [15 empty] | 329960 |  | 40 |  |  |  | 0 | [13 empty] | 0 | [19 empty] | 617420 |  |  |  |  | 2025 | Xinghai Lang et al., Polymetallic veins—a possible bridge between porphyry and intermediate-sulfidation deposits, Geological Society of America Bulletin, v. 136, doi:10.1130/B38406.1 |  | CHN | Tibet
| No. 1 porphyry Cu-Au deposit (Xietongmen deposit), Xiongcun ore district | No. 1 deposit, Xiongcun ore district | Magmatic hydrothermal | Porphyry | Cu-Au porphyry | Cu, Au | Zn, Ag, Pb | Cu, Au, Zn, Ag, Pb | Lang et al., 2014; Tang et al., 2015; Wang et al., 2017 |  | 6067-156.4-05 | 6067-156.4-05-1 | underground mine |  |  |  |  | ore material | drill core | drill core | mineral separate | [5 empty] | mineralisation |  |  |  | pyrite, sphalerite, pyrrhotite, chalcopyrite, galena, quartz | Stage A: pyrite + sericite; Stage B: sphalerite + pyrrhotite + chalcopyrite + galena + quartz; Stage C: actinolite + epidote + chlorite + magnetite + quartz | polymetallic veins crosscutting porphyry-stage veins and alteration zones | Z3 |  |  |  | actinolite, epidote, chlorite, magnetite, sericite, calcite, acanthite-argentite, pyrargyrite, hessite, electrum | carbon-coated thin sections; polished sections | SEM-EDS, EMPA, LA-ICPMS, SIMS | JEOL IT300HR scanning electron microscope equipped with secondary electron, backscattered electron (BSE), and energy dispersive X-ray spectrometry (EDS) detectors; TESCAN MIRA3 field-emission scanning electron microprobe (FE-SEM) equipped with a panchromatic cathodoluminescence (CL) detector; TESCAN Integrated Mineral Analyzer (TIMA) system with a Mira-3 scanning electron microscope with four EDS (EDAX Element 30) detectors; JEOL JXA-8230 electron microprobe | Wuhan Sample Solution Analytical Technology Co., Ltd., Wuhan, China; Tuoyan Analytical Technology Co., Ltd., Guangzhou, China; Nanjing Hongchuang Geological Exploration Technology Service Co., Ltd., Nanjing, China | SEM: accelerating voltage of 15–20 kV, emission current of ~80 μA, takeoff angle ~35°, 4 μm to 5 μm beam diameter, working distance of ~10 mm; SEM-CL: acceleration voltage of 10 kV, beam current of 15 nA; TIMA: accelerating voltage of 25 kV, probe current of 9 nA, working distance of 15 mm, pixel spacing 3 μm, dot spacing 9 μm; EPMA: beam current not fully stated in excerpt |  | 0 |  |  |  | 0 |  | 0 | [7 empty] | 0 | [17 empty] | 0 | [9 empty] | 36810 | [25 empty] | 30 |  | 5330 | [15 empty] | 0 | [15 empty] | 328570 |  | 110 |  |  |  | 160 | [13 empty] | 0 | [19 empty] | 618950 |  |  |  |  | 2025 | Xinghai Lang et al., Polymetallic veins—a possible bridge between porphyry and intermediate-sulfidation deposits, Geological Society of America Bulletin, v. 136, doi:10.1130/B38406.1 |  | CHN | Tibet
| No. 1 porphyry Cu-Au deposit (Xietongmen deposit), Xiongcun ore district | No. 1 deposit, Xiongcun ore district | Magmatic hydrothermal | Porphyry | Cu-Au porphyry | Cu, Au | Zn, Ag, Pb | Cu, Au, Zn, Ag, Pb | Lang et al., 2014; Tang et al., 2015; Wang et al., 2017 |  | 6067-156.4-09 | 6067-156.4-09-1 | underground mine |  |  |  |  | ore material | drill core | drill core | mineral separate | [5 empty] | mineralisation |  |  |  | pyrite, sphalerite, pyrrhotite, chalcopyrite, galena, quartz | Stage A: pyrite + sericite; Stage B: sphalerite + pyrrhotite + chalcopyrite + galena + quartz; Stage C: actinolite + epidote + chlorite + magnetite + quartz | polymetallic veins crosscutting porphyry-stage veins and alteration zones | Z3 |  |  |  | actinolite, epidote, chlorite, magnetite, sericite, calcite, acanthite-argentite, pyrargyrite, hessite, electrum | carbon-coated thin sections; polished sections | SEM-EDS, EMPA, LA-ICPMS, SIMS | JEOL IT300HR scanning electron microscope equipped with secondary electron, backscattered electron (BSE), and energy dispersive X-ray spectrometry (EDS) detectors; TESCAN MIRA3 field-emission scanning electron microprobe (FE-SEM) equipped with a panchromatic cathodoluminescence (CL) detector; TESCAN Integrated Mineral Analyzer (TIMA) system with a Mira-3 scanning electron microscope with four EDS (EDAX Element 30) detectors; JEOL JXA-8230 electron microprobe | Wuhan Sample Solution Analytical Technology Co., Ltd., Wuhan, China; Tuoyan Analytical Technology Co., Ltd., Guangzhou, China; Nanjing Hongchuang Geological Exploration Technology Service Co., Ltd., Nanjing, China | SEM: accelerating voltage of 15–20 kV, emission current of ~80 μA, takeoff angle ~35°, 4 μm to 5 μm beam diameter, working distance of ~10 mm; SEM-CL: acceleration voltage of 10 kV, beam current of 15 nA; TIMA: accelerating voltage of 25 kV, probe current of 9 nA, working distance of 15 mm, pixel spacing 3 μm, dot spacing 9 μm; EPMA: beam current not fully stated in excerpt |  | 0 |  |  |  | 0 |  | 0 | [7 empty] | 0 | [17 empty] | 0 | [9 empty] | 36450 | [25 empty] | 30 |  | 5940 | [15 empty] | 0 | [15 empty] | 330690 |  | 0 |  |  |  | 0 | [13 empty] | 0 | [19 empty] | 619960 |  |  |  |  | 2025 | Xinghai Lang et al., Polymetallic veins—a possible bridge between porphyry and intermediate-sulfidation deposits, Geological Society of America Bulletin, v. 136, doi:10.1130/B38406.1 |  | CHN | Tibet
| No. 1 porphyry Cu-Au deposit (Xietongmen deposit), Xiongcun ore district | No. 1 deposit, Xiongcun ore district | Magmatic hydrothermal | Porphyry | Cu-Au porphyry | Cu, Au | Zn, Ag, Pb | Cu, Au, Zn, Ag, Pb | Lang et al., 2014; Tang et al., 2015; Wang et al., 2017 |  | 6067-156.4-10 | 6067-156.4-10-1 | underground mine |  |  |  |  | ore material | drill core | drill core | mineral separate | [5 empty] | mineralisation |  |  |  | pyrite, sphalerite, pyrrhotite, chalcopyrite, galena, quartz | Stage A: pyrite + sericite; Stage B: sphalerite + pyrrhotite + chalcopyrite + galena + quartz; Stage C: actinolite + epidote + chlorite + magnetite + quartz | polymetallic veins crosscutting porphyry-stage veins and alteration zones | Z3 |  |  |  | actinolite, epidote, chlorite, magnetite, sericite, calcite, acanthite-argentite, pyrargyrite, hessite, electrum | carbon-coated thin sections; polished sections | SEM-EDS, EMPA, LA-ICPMS, SIMS | JEOL IT300HR scanning electron microscope equipped with secondary electron, backscattered electron (BSE), and energy dispersive X-ray spectrometry (EDS) detectors; TESCAN MIRA3 field-emission scanning electron microprobe (FE-SEM) equipped with a panchromatic cathodoluminescence (CL) detector; TESCAN Integrated Mineral Analyzer (TIMA) system with a Mira-3 scanning electron microscope with four EDS (EDAX Element 30) detectors; JEOL JXA-8230 electron microprobe | Wuhan Sample Solution Analytical Technology Co., Ltd., Wuhan, China; Tuoyan Analytical Technology Co., Ltd., Guangzhou, China; Nanjing Hongchuang Geological Exploration Technology Service Co., Ltd., Nanjing, China | SEM: accelerating voltage of 15–20 kV, emission current of ~80 μA, takeoff angle ~35°, 4 μm to 5 μm beam diameter, working distance of ~10 mm; SEM-CL: acceleration voltage of 10 kV, beam current of 15 nA; TIMA: accelerating voltage of 25 kV, probe current of 9 nA, working distance of 15 mm, pixel spacing 3 μm, dot spacing 9 μm; EPMA: beam current not fully stated in excerpt |  | 0 |  |  |  | 0 |  | 0 | [7 empty] | 0 | [17 empty] | 0 | [9 empty] | 39710 | [25 empty] | 0 |  | 6100 | [15 empty] | 0 | [15 empty] | 328650 |  | 0 |  |  |  | 0 | [13 empty] | 0 | [19 empty] | 616470 |  |  |  |  | 2025 | Xinghai Lang et al., Polymetallic veins—a possible bridge between porphyry and intermediate-sulfidation deposits, Geological Society of America Bulletin, v. 136, doi:10.1130/B38406.1 |  | CHN | Tibet
| No. 1 porphyry Cu-Au deposit (Xietongmen deposit), Xiongcun ore district | No. 1 deposit, Xiongcun ore district | Magmatic hydrothermal | Porphyry | Cu-Au porphyry | Cu, Au | Zn, Ag, Pb | Cu, Au, Zn, Ag, Pb | Lang et al., 2014; Tang et al., 2015; Wang et al., 2017 |  | 6067-156.4-13 | 6067-156.4-13-1 | underground mine |  |  |  |  | ore material | drill core | drill core | mineral separate | [5 empty] | mineralisation |  |  |  | pyrite, sphalerite, pyrrhotite, chalcopyrite, galena, quartz | Stage A: pyrite + sericite; Stage B: sphalerite + pyrrhotite + chalcopyrite + galena + quartz; Stage C: actinolite + epidote + chlorite + magnetite + quartz | polymetallic veins crosscutting porphyry-stage veins and alteration zones | Z3 |  |  |  | actinolite, epidote, chlorite, magnetite, sericite, calcite, acanthite-argentite, pyrargyrite, hessite, electrum | carbon-coated thin sections; polished sections | SEM-EDS, EMPA, LA-ICPMS, SIMS | JEOL IT300HR scanning electron microscope equipped with secondary electron, backscattered electron (BSE), and energy dispersive X-ray spectrometry (EDS) detectors; TESCAN MIRA3 field-emission scanning electron microprobe (FE-SEM) equipped with a panchromatic cathodoluminescence (CL) detector; TESCAN Integrated Mineral Analyzer (TIMA) system with a Mira-3 scanning electron microscope with four EDS (EDAX Element 30) detectors; JEOL JXA-8230 electron microprobe | Wuhan Sample Solution Analytical Technology Co., Ltd., Wuhan, China; Tuoyan Analytical Technology Co., Ltd., Guangzhou, China; Nanjing Hongchuang Geological Exploration Technology Service Co., Ltd., Nanjing, China | SEM: accelerating voltage of 15–20 kV, emission current of ~80 μA, takeoff angle ~35°, 4 μm to 5 μm beam diameter, working distance of ~10 mm; SEM-CL: acceleration voltage of 10 kV, beam current of 15 nA; TIMA: accelerating voltage of 25 kV, probe current of 9 nA, working distance of 15 mm, pixel spacing 3 μm, dot spacing 9 μm; EPMA: beam current not fully stated in excerpt |  | 0 |  |  |  | 0 |  | 0 | [7 empty] | 0 | [17 empty] | 0 | [9 empty] | 39330 | [25 empty] | 130 |  | 5660 | [15 empty] | 0 | [15 empty] | 329660 |  | 0 |  |  |  | 10 | [13 empty] | 20 | [19 empty] | 618960 |  |  |  |  | 2025 | Xinghai Lang et al., Polymetallic veins—a possible bridge between porphyry and intermediate-sulfidation deposits, Geological Society of America Bulletin, v. 136, doi:10.1130/B38406.1 |  | CHN | Tibet
| No. 1 porphyry Cu-Au deposit (Xietongmen deposit), Xiongcun ore district | No. 1 deposit, Xiongcun ore district | Magmatic hydrothermal | Porphyry | Cu-Au porphyry | Cu, Au | Zn, Ag, Pb | Cu, Au, Zn, Ag, Pb | Lang et al., 2014; Tang et al., 2015; Wang et al., 2017 |  | Standard | Standard-1 | underground mine |  |  |  |  | ore material | drill core | drill core | mineral separate | [5 empty] | mineralisation |  |  |  | pyrite, sphalerite, pyrrhotite, chalcopyrite, galena, quartz | Stage A: pyrite + sericite; Stage B: sphalerite + pyrrhotite + chalcopyrite + galena + quartz; Stage C: actinolite + epidote + chlorite + magnetite + quartz | polymetallic veins crosscutting porphyry-stage veins and alteration zones | stockwork veins, sheeted veins, open-space filling |  |  |  | actinolite, epidote, chlorite, magnetite, sericite, calcite, acanthite-argentite, pyrargyrite, hessite, electrum | carbon-coated thin sections; polished sections | SEM-EDS, EMPA, LA-ICPMS, SIMS | JEOL IT300HR scanning electron microscope equipped with secondary electron, backscattered electron (BSE), and energy dispersive X-ray spectrometry (EDS) detectors; TESCAN MIRA3 field-emission scanning electron microprobe (FE-SEM) equipped with a panchromatic cathodoluminescence (CL) detector; TESCAN Integrated Mineral Analyzer (TIMA) system with a Mira-3 scanning electron microscope with four EDS (EDAX Element 30) detectors; JEOL JXA-8230 electron microprobe | Wuhan Sample Solution Analytical Technology Co., Ltd., Wuhan, China; Tuoyan Analytical Technology Co., Ltd., Guangzhou, China; Nanjing Hongchuang Geological Exploration Technology Service Co., Ltd., Nanjing, China | SEM: accelerating voltage of 15–20 kV, emission current of ~80 μA, takeoff angle ~35°, 4 μm to 5 μm beam diameter, working distance of ~10 mm; SEM-CL: acceleration voltage of 10 kV, beam current of 15 nA; TIMA: accelerating voltage of 25 kV, probe current of 9 nA, working distance of 15 mm, pixel spacing 3 μm, dot spacing 9 μm; EPMA: beam current not fully stated in excerpt | [148 empty] | 2025 | Xinghai Lang et al., Polymetallic veins—a possible bridge between porphyry and intermediate-sulfidation deposits, Geological Society of America Bulletin, v. 136, doi:10.1130/B38406.1 |  | CHN | Tibet
| No. 1 porphyry Cu-Au deposit (Xietongmen deposit), Xiongcun ore district | No. 1 deposit, Xiongcun ore district | Magmatic hydrothermal | Porphyry | Cu-Au porphyry | Cu, Au | Zn, Ag, Pb | Cu, Au, Zn, Ag, Pb | Lang et al., 2014; Tang et al., 2015; Wang et al., 2017 |  | Bi2Se3 | Bi2Se3-1 | underground mine |  |  |  |  | ore material | drill core | drill core | mineral separate | [5 empty] | mineralisation |  |  |  | pyrite, sphalerite, pyrrhotite, chalcopyrite, galena, quartz | Stage A: pyrite + sericite; Stage B: sphalerite + pyrrhotite + chalcopyrite + galena + quartz; Stage C: actinolite + epidote + chlorite + magnetite + quartz | polymetallic veins crosscutting porphyry-stage veins and alteration zones | Bi |  |  |  | actinolite, epidote, chlorite, magnetite, sericite, calcite, acanthite-argentite, pyrargyrite, hessite, electrum | carbon-coated thin sections; polished sections | SEM-EDS, EMPA, LA-ICPMS, SIMS | JEOL IT300HR scanning electron microscope equipped with secondary electron, backscattered electron (BSE), and energy dispersive X-ray spectrometry (EDS) detectors; TESCAN MIRA3 field-emission scanning electron microprobe (FE-SEM) equipped with a panchromatic cathodoluminescence (CL) detector; TESCAN Integrated Mineral Analyzer (TIMA) system with a Mira-3 scanning electron microscope with four EDS (EDAX Element 30) detectors; JEOL JXA-8230 electron microprobe | Wuhan Sample Solution Analytical Technology Co., Ltd., Wuhan, China; Tuoyan Analytical Technology Co., Ltd., Guangzhou, China; Nanjing Hongchuang Geological Exploration Technology Service Co., Ltd., Nanjing, China | SEM: accelerating voltage of 15–20 kV, emission current of ~80 μA, takeoff angle ~35°, 4 μm to 5 μm beam diameter, working distance of ~10 mm; SEM-CL: acceleration voltage of 10 kV, beam current of 15 nA; TIMA: accelerating voltage of 25 kV, probe current of 9 nA, working distance of 15 mm, pixel spacing 3 μm, dot spacing 9 μm; EPMA: beam current not fully stated in excerpt | [148 empty] | 2025 | Xinghai Lang et al., Polymetallic veins—a possible bridge between porphyry and intermediate-sulfidation deposits, Geological Society of America Bulletin, v. 136, doi:10.1130/B38406.1 |  | CHN | Tibet
| No. 1 porphyry Cu-Au deposit (Xietongmen deposit), Xiongcun ore district | No. 1 deposit, Xiongcun ore district | Magmatic hydrothermal | Porphyry | Cu-Au porphyry | Cu, Au | Zn, Ag, Pb | Cu, Au, Zn, Ag, Pb | Lang et al., 2014; Tang et al., 2015; Wang et al., 2017 |  | Sb2Te3 | Sb2Te3-1 | underground mine |  |  |  |  | ore material | drill core | drill core | mineral separate | [5 empty] | mineralisation |  |  |  | pyrite, sphalerite, pyrrhotite, chalcopyrite, galena, quartz | Stage A: pyrite + sericite; Stage B: sphalerite + pyrrhotite + chalcopyrite + galena + quartz; Stage C: actinolite + epidote + chlorite + magnetite + quartz | polymetallic veins crosscutting porphyry-stage veins and alteration zones | Te |  |  |  | actinolite, epidote, chlorite, magnetite, sericite, calcite, acanthite-argentite, pyrargyrite, hessite, electrum | carbon-coated thin sections; polished sections | SEM-EDS, EMPA, LA-ICPMS, SIMS | JEOL IT300HR scanning electron microscope equipped with secondary electron, backscattered electron (BSE), and energy dispersive X-ray spectrometry (EDS) detectors; TESCAN MIRA3 field-emission scanning electron microprobe (FE-SEM) equipped with a panchromatic cathodoluminescence (CL) detector; TESCAN Integrated Mineral Analyzer (TIMA) system with a Mira-3 scanning electron microscope with four EDS (EDAX Element 30) detectors; JEOL JXA-8230 electron microprobe | Wuhan Sample Solution Analytical Technology Co., Ltd., Wuhan, China; Tuoyan Analytical Technology Co., Ltd., Guangzhou, China; Nanjing Hongchuang Geological Exploration Technology Service Co., Ltd., Nanjing, China | SEM: accelerating voltage of 15–20 kV, emission current of ~80 μA, takeoff angle ~35°, 4 μm to 5 μm beam diameter, working distance of ~10 mm; SEM-CL: acceleration voltage of 10 kV, beam current of 15 nA; TIMA: accelerating voltage of 25 kV, probe current of 9 nA, working distance of 15 mm, pixel spacing 3 μm, dot spacing 9 μm; EPMA: beam current not fully stated in excerpt | [148 empty] | 2025 | Xinghai Lang et al., Polymetallic veins—a possible bridge between porphyry and intermediate-sulfidation deposits, Geological Society of America Bulletin, v. 136, doi:10.1130/B38406.1 |  | CHN | Tibet
| No. 1 porphyry Cu-Au deposit (Xietongmen deposit), Xiongcun ore district | No. 1 deposit, Xiongcun ore district | Magmatic hydrothermal | Porphyry | Cu-Au porphyry | Cu, Au | Zn, Ag, Pb | Cu, Au, Zn, Ag, Pb | Lang et al., 2014; Tang et al., 2015; Wang et al., 2017 |  | CuFeS2 | CuFeS2-1 | underground mine |  |  |  |  | ore material | drill core | drill core | mineral separate | [5 empty] | mineralisation |  |  |  | pyrite, sphalerite, pyrrhotite, chalcopyrite, galena, quartz | Stage A: pyrite + sericite; Stage B: sphalerite + pyrrhotite + chalcopyrite + galena + quartz; Stage C: actinolite + epidote + chlorite + magnetite + quartz | polymetallic veins crosscutting porphyry-stage veins and alteration zones | Cu |  |  |  | actinolite, epidote, chlorite, magnetite, sericite, calcite, acanthite-argentite, pyrargyrite, hessite, electrum | carbon-coated thin sections; polished sections | SEM-EDS, EMPA, LA-ICPMS, SIMS | JEOL IT300HR scanning electron microscope equipped with secondary electron, backscattered electron (BSE), and energy dispersive X-ray spectrometry (EDS) detectors; TESCAN MIRA3 field-emission scanning electron microprobe (FE-SEM) equipped with a panchromatic cathodoluminescence (CL) detector; TESCAN Integrated Mineral Analyzer (TIMA) system with a Mira-3 scanning electron microscope with four EDS (EDAX Element 30) detectors; JEOL JXA-8230 electron microprobe | Wuhan Sample Solution Analytical Technology Co., Ltd., Wuhan, China; Tuoyan Analytical Technology Co., Ltd., Guangzhou, China; Nanjing Hongchuang Geological Exploration Technology Service Co., Ltd., Nanjing, China | SEM: accelerating voltage of 15–20 kV, emission current of ~80 μA, takeoff angle ~35°, 4 μm to 5 μm beam diameter, working distance of ~10 mm; SEM-CL: acceleration voltage of 10 kV, beam current of 15 nA; TIMA: accelerating voltage of 25 kV, probe current of 9 nA, working distance of 15 mm, pixel spacing 3 μm, dot spacing 9 μm; EPMA: beam current not fully stated in excerpt | [148 empty] | 2025 | Xinghai Lang et al., Polymetallic veins—a possible bridge between porphyry and intermediate-sulfidation deposits, Geological Society of America Bulletin, v. 136, doi:10.1130/B38406.1 |  | CHN | Tibet
| No. 1 porphyry Cu-Au deposit (Xietongmen deposit), Xiongcun ore district | No. 1 deposit, Xiongcun ore district | Magmatic hydrothermal | Porphyry | Cu-Au porphyry | Cu, Au | Zn, Ag, Pb | Cu, Au, Zn, Ag, Pb | Lang et al., 2014; Tang et al., 2015; Wang et al., 2017 |  | ZnS | ZnS-1 | underground mine |  |  |  |  | ore material | drill core | drill core | mineral separate | [5 empty] | mineralisation |  |  |  | pyrite, sphalerite, pyrrhotite, chalcopyrite, galena, quartz | Stage A: pyrite + sericite; Stage B: sphalerite + pyrrhotite + chalcopyrite + galena + quartz; Stage C: actinolite + epidote + chlorite + magnetite + quartz | polymetallic veins crosscutting porphyry-stage veins and alteration zones | Fe |  |  |  | actinolite, epidote, chlorite, magnetite, sericite, calcite, acanthite-argentite, pyrargyrite, hessite, electrum | carbon-coated thin sections; polished sections | SEM-EDS, EMPA, LA-ICPMS, SIMS | JEOL IT300HR scanning electron microscope equipped with secondary electron, backscattered electron (BSE), and energy dispersive X-ray spectrometry (EDS) detectors; TESCAN MIRA3 field-emission scanning electron microprobe (FE-SEM) equipped with a panchromatic cathodoluminescence (CL) detector; TESCAN Integrated Mineral Analyzer (TIMA) system with a Mira-3 scanning electron microscope with four EDS (EDAX Element 30) detectors; JEOL JXA-8230 electron microprobe | Wuhan Sample Solution Analytical Technology Co., Ltd., Wuhan, China; Tuoyan Analytical Technology Co., Ltd., Guangzhou, China; Nanjing Hongchuang Geological Exploration Technology Service Co., Ltd., Nanjing, China | SEM: accelerating voltage of 15–20 kV, emission current of ~80 μA, takeoff angle ~35°, 4 μm to 5 μm beam diameter, working distance of ~10 mm; SEM-CL: acceleration voltage of 10 kV, beam current of 15 nA; TIMA: accelerating voltage of 25 kV, probe current of 9 nA, working distance of 15 mm, pixel spacing 3 μm, dot spacing 9 μm; EPMA: beam current not fully stated in excerpt | [148 empty] | 2025 | Xinghai Lang et al., Polymetallic veins—a possible bridge between porphyry and intermediate-sulfidation deposits, Geological Society of America Bulletin, v. 136, doi:10.1130/B38406.1 |  | CHN | Tibet
| No. 1 porphyry Cu-Au deposit (Xietongmen deposit), Xiongcun ore district | No. 1 deposit, Xiongcun ore district | Magmatic hydrothermal | Porphyry | Cu-Au porphyry | Cu, Au | Zn, Ag, Pb | Cu, Au, Zn, Ag, Pb | Lang et al., 2014; Tang et al., 2015; Wang et al., 2017 |  | FeAsS | FeAsS-1 | underground mine |  |  |  |  | ore material | drill core | drill core | mineral separate | [5 empty] | mineralisation |  |  |  | pyrite, sphalerite, pyrrhotite, chalcopyrite, galena, quartz | Stage A: pyrite + sericite; Stage B: sphalerite + pyrrhotite + chalcopyrite + galena + quartz; Stage C: actinolite + epidote + chlorite + magnetite + quartz | polymetallic veins crosscutting porphyry-stage veins and alteration zones | Co |  |  |  | actinolite, epidote, chlorite, magnetite, sericite, calcite, acanthite-argentite, pyrargyrite, hessite, electrum | carbon-coated thin sections; polished sections | SEM-EDS, EMPA, LA-ICPMS, SIMS | JEOL IT300HR scanning electron microscope equipped with secondary electron, backscattered electron (BSE), and energy dispersive X-ray spectrometry (EDS) detectors; TESCAN MIRA3 field-emission scanning electron microprobe (FE-SEM) equipped with a panchromatic cathodoluminescence (CL) detector; TESCAN Integrated Mineral Analyzer (TIMA) system with a Mira-3 scanning electron microscope with four EDS (EDAX Element 30) detectors; JEOL JXA-8230 electron microprobe | Wuhan Sample Solution Analytical Technology Co., Ltd., Wuhan, China; Tuoyan Analytical Technology Co., Ltd., Guangzhou, China; Nanjing Hongchuang Geological Exploration Technology Service Co., Ltd., Nanjing, China | SEM: accelerating voltage of 15–20 kV, emission current of ~80 μA, takeoff angle ~35°, 4 μm to 5 μm beam diameter, working distance of ~10 mm; SEM-CL: acceleration voltage of 10 kV, beam current of 15 nA; TIMA: accelerating voltage of 25 kV, probe current of 9 nA, working distance of 15 mm, pixel spacing 3 μm, dot spacing 9 μm; EPMA: beam current not fully stated in excerpt | [148 empty] | 2025 | Xinghai Lang et al., Polymetallic veins—a possible bridge between porphyry and intermediate-sulfidation deposits, Geological Society of America Bulletin, v. 136, doi:10.1130/B38406.1 |  | CHN | Tibet
| No. 1 porphyry Cu-Au deposit (Xietongmen deposit), Xiongcun ore district | No. 1 deposit, Xiongcun ore district | Magmatic hydrothermal | Porphyry | Cu-Au porphyry | Cu, Au | Zn, Ag, Pb | Cu, Au, Zn, Ag, Pb | Lang et al., 2014; Tang et al., 2015; Wang et al., 2017 |  | PbS | PbS-1 | underground mine |  |  |  |  | ore material | drill core | drill core | mineral separate | [5 empty] | mineralisation |  |  |  | pyrite, sphalerite, pyrrhotite, chalcopyrite, galena, quartz | Stage A: pyrite + sericite; Stage B: sphalerite + pyrrhotite + chalcopyrite + galena + quartz; Stage C: actinolite + epidote + chlorite + magnetite + quartz | polymetallic veins crosscutting porphyry-stage veins and alteration zones | S |  |  |  | actinolite, epidote, chlorite, magnetite, sericite, calcite, acanthite-argentite, pyrargyrite, hessite, electrum | carbon-coated thin sections; polished sections | SEM-EDS, EMPA, LA-ICPMS, SIMS | JEOL IT300HR scanning electron microscope equipped with secondary electron, backscattered electron (BSE), and energy dispersive X-ray spectrometry (EDS) detectors; TESCAN MIRA3 field-emission scanning electron microprobe (FE-SEM) equipped with a panchromatic cathodoluminescence (CL) detector; TESCAN Integrated Mineral Analyzer (TIMA) system with a Mira-3 scanning electron microscope with four EDS (EDAX Element 30) detectors; JEOL JXA-8230 electron microprobe | Wuhan Sample Solution Analytical Technology Co., Ltd., Wuhan, China; Tuoyan Analytical Technology Co., Ltd., Guangzhou, China; Nanjing Hongchuang Geological Exploration Technology Service Co., Ltd., Nanjing, China | SEM: accelerating voltage of 15–20 kV, emission current of ~80 μA, takeoff angle ~35°, 4 μm to 5 μm beam diameter, working distance of ~10 mm; SEM-CL: acceleration voltage of 10 kV, beam current of 15 nA; TIMA: accelerating voltage of 25 kV, probe current of 9 nA, working distance of 15 mm, pixel spacing 3 μm, dot spacing 9 μm; EPMA: beam current not fully stated in excerpt | [148 empty] | 2025 | Xinghai Lang et al., Polymetallic veins—a possible bridge between porphyry and intermediate-sulfidation deposits, Geological Society of America Bulletin, v. 136, doi:10.1130/B38406.1 |  | CHN | Tibet
| No. 1 porphyry Cu-Au deposit (Xietongmen deposit), Xiongcun ore district | No. 1 deposit, Xiongcun ore district | Magmatic hydrothermal | Porphyry | Cu-Au porphyry | Cu, Au | Zn, Ag, Pb | Cu, Au, Zn, Ag, Pb | Lang et al., 2014; Tang et al., 2015; Wang et al., 2017 |  | Au-Ag | Au-Ag-1 | underground mine |  |  |  |  | ore material | drill core | drill core | mineral separate | [5 empty] | mineralisation |  |  |  | pyrite, sphalerite, pyrrhotite, chalcopyrite, galena, quartz | Stage A: pyrite + sericite; Stage B: sphalerite + pyrrhotite + chalcopyrite + galena + quartz; Stage C: actinolite + epidote + chlorite + magnetite + quartz | polymetallic veins crosscutting porphyry-stage veins and alteration zones | Ag |  |  |  | actinolite, epidote, chlorite, magnetite, sericite, calcite, acanthite-argentite, pyrargyrite, hessite, electrum | carbon-coated thin sections; polished sections | SEM-EDS, EMPA, LA-ICPMS, SIMS | JEOL IT300HR scanning electron microscope equipped with secondary electron, backscattered electron (BSE), and energy dispersive X-ray spectrometry (EDS) detectors; TESCAN MIRA3 field-emission scanning electron microprobe (FE-SEM) equipped with a panchromatic cathodoluminescence (CL) detector; TESCAN Integrated Mineral Analyzer (TIMA) system with a Mira-3 scanning electron microscope with four EDS (EDAX Element 30) detectors; JEOL JXA-8230 electron microprobe | Wuhan Sample Solution Analytical Technology Co., Ltd., Wuhan, China; Tuoyan Analytical Technology Co., Ltd., Guangzhou, China; Nanjing Hongchuang Geological Exploration Technology Service Co., Ltd., Nanjing, China | SEM: accelerating voltage of 15–20 kV, emission current of ~80 μA, takeoff angle ~35°, 4 μm to 5 μm beam diameter, working distance of ~10 mm; SEM-CL: acceleration voltage of 10 kV, beam current of 15 nA; TIMA: accelerating voltage of 25 kV, probe current of 9 nA, working distance of 15 mm, pixel spacing 3 μm, dot spacing 9 μm; EPMA: beam current not fully stated in excerpt | [148 empty] | 2025 | Xinghai Lang et al., Polymetallic veins—a possible bridge between porphyry and intermediate-sulfidation deposits, Geological Society of America Bulletin, v. 136, doi:10.1130/B38406.1 |  | CHN | Tibet
| No. 1 porphyry Cu-Au deposit (Xietongmen deposit), Xiongcun ore district | No. 1 deposit, Xiongcun ore district | Magmatic hydrothermal | Porphyry | Cu-Au porphyry | Cu, Au | Zn, Ag, Pb | Cu, Au, Zn, Ag, Pb | Lang et al., 2014; Tang et al., 2015; Wang et al., 2017 |  | Mn | Mn-1 | underground mine |  |  |  |  | ore material | drill core | drill core | mineral separate | [5 empty] | mineralisation |  |  |  | pyrite, sphalerite, pyrrhotite, chalcopyrite, galena, quartz | Stage A: pyrite + sericite; Stage B: sphalerite + pyrrhotite + chalcopyrite + galena + quartz; Stage C: actinolite + epidote + chlorite + magnetite + quartz | polymetallic veins crosscutting porphyry-stage veins and alteration zones | sum |  |  |  | actinolite, epidote, chlorite, magnetite, sericite, calcite, acanthite-argentite, pyrargyrite, hessite, electrum | carbon-coated thin sections; polished sections | SEM-EDS, EMPA, LA-ICPMS, SIMS | JEOL IT300HR scanning electron microscope equipped with secondary electron, backscattered electron (BSE), and energy dispersive X-ray spectrometry (EDS) detectors; TESCAN MIRA3 field-emission scanning electron microprobe (FE-SEM) equipped with a panchromatic cathodoluminescence (CL) detector; TESCAN Integrated Mineral Analyzer (TIMA) system with a Mira-3 scanning electron microscope with four EDS (EDAX Element 30) detectors; JEOL JXA-8230 electron microprobe | Wuhan Sample Solution Analytical Technology Co., Ltd., Wuhan, China; Tuoyan Analytical Technology Co., Ltd., Guangzhou, China; Nanjing Hongchuang Geological Exploration Technology Service Co., Ltd., Nanjing, China | SEM: accelerating voltage of 15–20 kV, emission current of ~80 μA, takeoff angle ~35°, 4 μm to 5 μm beam diameter, working distance of ~10 mm; SEM-CL: acceleration voltage of 10 kV, beam current of 15 nA; TIMA: accelerating voltage of 25 kV, probe current of 9 nA, working distance of 15 mm, pixel spacing 3 μm, dot spacing 9 μm; EPMA: beam current not fully stated in excerpt | [148 empty] | 2025 | Xinghai Lang et al., Polymetallic veins—a possible bridge between porphyry and intermediate-sulfidation deposits, Geological Society of America Bulletin, v. 136, doi:10.1130/B38406.1 |  | CHN | Tibet
| No. 1 porphyry Cu-Au deposit (Xietongmen deposit), Xiongcun ore district | No. 1 deposit, Xiongcun ore district | Magmatic hydrothermal | Porphyry | Cu-Au porphyry | Cu, Au | Zn, Ag, Pb | Cu, Au, Zn, Ag, Pb | Lang et al., 2014; Tang et al., 2015; Wang et al., 2017 |  | Ag | Ag-1 | underground mine |  |  |  |  | ore material | drill core | drill core | mineral separate | [5 empty] | mineralisation |  |  |  | pyrite, sphalerite, pyrrhotite, chalcopyrite, galena, quartz | Stage A: pyrite + sericite; Stage B: sphalerite + pyrrhotite + chalcopyrite + galena + quartz; Stage C: actinolite + epidote + chlorite + magnetite + quartz | polymetallic veins crosscutting porphyry-stage veins and alteration zones | sum |  |  |  | actinolite, epidote, chlorite, magnetite, sericite, calcite, acanthite-argentite, pyrargyrite, hessite, electrum | carbon-coated thin sections; polished sections | SEM-EDS, EMPA, LA-ICPMS, SIMS | JEOL IT300HR scanning electron microscope equipped with secondary electron, backscattered electron (BSE), and energy dispersive X-ray spectrometry (EDS) detectors; TESCAN MIRA3 field-emission scanning electron microprobe (FE-SEM) equipped with a panchromatic cathodoluminescence (CL) detector; TESCAN Integrated Mineral Analyzer (TIMA) system with a Mira-3 scanning electron microscope with four EDS (EDAX Element 30) detectors; JEOL JXA-8230 electron microprobe | Wuhan Sample Solution Analytical Technology Co., Ltd., Wuhan, China; Tuoyan Analytical Technology Co., Ltd., Guangzhou, China; Nanjing Hongchuang Geological Exploration Technology Service Co., Ltd., Nanjing, China | SEM: accelerating voltage of 15–20 kV, emission current of ~80 μA, takeoff angle ~35°, 4 μm to 5 μm beam diameter, working distance of ~10 mm; SEM-CL: acceleration voltage of 10 kV, beam current of 15 nA; TIMA: accelerating voltage of 25 kV, probe current of 9 nA, working distance of 15 mm, pixel spacing 3 μm, dot spacing 9 μm; EPMA: beam current not fully stated in excerpt | [148 empty] | 2025 | Xinghai Lang et al., Polymetallic veins—a possible bridge between porphyry and intermediate-sulfidation deposits, Geological Society of America Bulletin, v. 136, doi:10.1130/B38406.1 |  | CHN | Tibet
| No. 1 porphyry Cu-Au deposit (Xietongmen deposit), Xiongcun ore district | No. 1 deposit, Xiongcun ore district | Magmatic hydrothermal | Porphyry | Cu-Au porphyry | Cu, Au | Zn, Ag, Pb | Cu, Au, Zn, Ag, Pb | Lang et al., 2014; Tang et al., 2015; Wang et al., 2017 |  | 5027-337-03-1 | 5027-337-03-1 | underground mine |  |  |  |  | ore material | drill core | drill core | mineral separate | [5 empty] | mineralisation |  |  |  | pyrite, sphalerite, pyrrhotite, chalcopyrite, galena, quartz | Stage A: pyrite + sericite; Stage B: sphalerite + pyrrhotite + chalcopyrite + galena + quartz; Stage C: actinolite + epidote + chlorite + magnetite + quartz | polymetallic veins crosscutting porphyry-stage veins and alteration zones | Z1 |  |  |  | actinolite, epidote, chlorite, magnetite, sericite, calcite, acanthite-argentite, pyrargyrite, hessite, electrum | carbon-coated thin sections; polished sections | SEM-EDS, EMPA, LA-ICPMS, SIMS | JEOL IT300HR scanning electron microscope equipped with secondary electron, backscattered electron (BSE), and energy dispersive X-ray spectrometry (EDS) detectors; TESCAN MIRA3 field-emission scanning electron microprobe (FE-SEM) equipped with a panchromatic cathodoluminescence (CL) detector; TESCAN Integrated Mineral Analyzer (TIMA) system with a Mira-3 scanning electron microscope with four EDS (EDAX Element 30) detectors; JEOL JXA-8230 electron microprobe | Wuhan Sample Solution Analytical Technology Co., Ltd., Wuhan, China; Tuoyan Analytical Technology Co., Ltd., Guangzhou, China; Nanjing Hongchuang Geological Exploration Technology Service Co., Ltd., Nanjing, China | SEM: accelerating voltage of 15–20 kV, emission current of ~80 μA, takeoff angle ~35°, 4 μm to 5 μm beam diameter, working distance of ~10 mm; SEM-CL: acceleration voltage of 10 kV, beam current of 15 nA; TIMA: accelerating voltage of 25 kV, probe current of 9 nA, working distance of 15 mm, pixel spacing 3 μm, dot spacing 9 μm; EPMA: beam current not fully stated in excerpt | [5 empty] | 91.0399 | [21 empty] | 18.107 | [53 empty] | 1.6718 | [27 empty] | 62.8186 | [17 empty] | 7.7095 | [15 empty] | 1.222 |  |  |  |  | 2025 | Xinghai Lang et al., Polymetallic veins—a possible bridge between porphyry and intermediate-sulfidation deposits, Geological Society of America Bulletin, v. 136, doi:10.1130/B38406.1 |  | CHN | Tibet
| No. 1 porphyry Cu-Au deposit (Xietongmen deposit), Xiongcun ore district | No. 1 deposit, Xiongcun ore district | Magmatic hydrothermal | Porphyry | Cu-Au porphyry | Cu, Au | Zn, Ag, Pb | Cu, Au, Zn, Ag, Pb | Lang et al., 2014; Tang et al., 2015; Wang et al., 2017 |  | 5027-337-05-1 | 5027-337-05-1 | underground mine |  |  |  |  | ore material | drill core | drill core | mineral separate | [5 empty] | mineralisation |  |  |  | pyrite, sphalerite, pyrrhotite, chalcopyrite, galena, quartz | Stage A: pyrite + sericite; Stage B: sphalerite + pyrrhotite + chalcopyrite + galena + quartz; Stage C: actinolite + epidote + chlorite + magnetite + quartz | polymetallic veins crosscutting porphyry-stage veins and alteration zones | Z1 |  |  |  | actinolite, epidote, chlorite, magnetite, sericite, calcite, acanthite-argentite, pyrargyrite, hessite, electrum | carbon-coated thin sections; polished sections | SEM-EDS, EMPA, LA-ICPMS, SIMS | JEOL IT300HR scanning electron microscope equipped with secondary electron, backscattered electron (BSE), and energy dispersive X-ray spectrometry (EDS) detectors; TESCAN MIRA3 field-emission scanning electron microprobe (FE-SEM) equipped with a panchromatic cathodoluminescence (CL) detector; TESCAN Integrated Mineral Analyzer (TIMA) system with a Mira-3 scanning electron microscope with four EDS (EDAX Element 30) detectors; JEOL JXA-8230 electron microprobe | Wuhan Sample Solution Analytical Technology Co., Ltd., Wuhan, China; Tuoyan Analytical Technology Co., Ltd., Guangzhou, China; Nanjing Hongchuang Geological Exploration Technology Service Co., Ltd., Nanjing, China | SEM: accelerating voltage of 15–20 kV, emission current of ~80 μA, takeoff angle ~35°, 4 μm to 5 μm beam diameter, working distance of ~10 mm; SEM-CL: acceleration voltage of 10 kV, beam current of 15 nA; TIMA: accelerating voltage of 25 kV, probe current of 9 nA, working distance of 15 mm, pixel spacing 3 μm, dot spacing 9 μm; EPMA: beam current not fully stated in excerpt | [5 empty] | 91.5485 | [21 empty] | 237.8979 | [53 empty] | 1.5734 | [27 empty] | 56.8625 | [17 empty] | 9.0249 | [20 empty] | 2025 | Xinghai Lang et al., Polymetallic veins—a possible bridge between porphyry and intermediate-sulfidation deposits, Geological Society of America Bulletin, v. 136, doi:10.1130/B38406.1 |  | CHN | Tibet
| No. 1 porphyry Cu-Au deposit (Xietongmen deposit), Xiongcun ore district | No. 1 deposit, Xiongcun ore district | Magmatic hydrothermal | Porphyry | Cu-Au porphyry | Cu, Au | Zn, Ag, Pb | Cu, Au, Zn, Ag, Pb | Lang et al., 2014; Tang et al., 2015; Wang et al., 2017 |  | 5027-337-07-1 | 5027-337-07-1 | underground mine |  |  |  |  | ore material | drill core | drill core | mineral separate | [5 empty] | mineralisation |  |  |  | pyrite, sphalerite, pyrrhotite, chalcopyrite, galena, quartz | Stage A: pyrite + sericite; Stage B: sphalerite + pyrrhotite + chalcopyrite + galena + quartz; Stage C: actinolite + epidote + chlorite + magnetite + quartz | polymetallic veins crosscutting porphyry-stage veins and alteration zones | Z1 |  |  |  | actinolite, epidote, chlorite, magnetite, sericite, calcite, acanthite-argentite, pyrargyrite, hessite, electrum | carbon-coated thin sections; polished sections | SEM-EDS, EMPA, LA-ICPMS, SIMS | JEOL IT300HR scanning electron microscope equipped with secondary electron, backscattered electron (BSE), and energy dispersive X-ray spectrometry (EDS) detectors; TESCAN MIRA3 field-emission scanning electron microprobe (FE-SEM) equipped with a panchromatic cathodoluminescence (CL) detector; TESCAN Integrated Mineral Analyzer (TIMA) system with a Mira-3 scanning electron microscope with four EDS (EDAX Element 30) detectors; JEOL JXA-8230 electron microprobe | Wuhan Sample Solution Analytical Technology Co., Ltd., Wuhan, China; Tuoyan Analytical Technology Co., Ltd., Guangzhou, China; Nanjing Hongchuang Geological Exploration Technology Service Co., Ltd., Nanjing, China | SEM: accelerating voltage of 15–20 kV, emission current of ~80 μA, takeoff angle ~35°, 4 μm to 5 μm beam diameter, working distance of ~10 mm; SEM-CL: acceleration voltage of 10 kV, beam current of 15 nA; TIMA: accelerating voltage of 25 kV, probe current of 9 nA, working distance of 15 mm, pixel spacing 3 μm, dot spacing 9 μm; EPMA: beam current not fully stated in excerpt | [5 empty] | 130.5878 | [21 empty] | 849.1728 | [53 empty] | 1.1448 | [27 empty] | 48.4072 | [17 empty] | 7.8428 | [20 empty] | 2025 | Xinghai Lang et al., Polymetallic veins—a possible bridge between porphyry and intermediate-sulfidation deposits, Geological Society of America Bulletin, v. 136, doi:10.1130/B38406.1 |  | CHN | Tibet
| No. 1 porphyry Cu-Au deposit (Xietongmen deposit), Xiongcun ore district | No. 1 deposit, Xiongcun ore district | Magmatic hydrothermal | Porphyry | Cu-Au porphyry | Cu, Au | Zn, Ag, Pb | Cu, Au, Zn, Ag, Pb | Lang et al., 2014; Tang et al., 2015; Wang et al., 2017 |  | 5027-337-12-1 | 5027-337-12-1 | underground mine |  |  |  |  | ore material | drill core | drill core | mineral separate | [5 empty] | mineralisation |  |  |  | pyrite, sphalerite, pyrrhotite, chalcopyrite, galena, quartz | Stage A: pyrite + sericite; Stage B: sphalerite + pyrrhotite + chalcopyrite + galena + quartz; Stage C: actinolite + epidote + chlorite + magnetite + quartz | polymetallic veins crosscutting porphyry-stage veins and alteration zones | Z1 |  |  |  | actinolite, epidote, chlorite, magnetite, sericite, calcite, acanthite-argentite, pyrargyrite, hessite, electrum | carbon-coated thin sections; polished sections | SEM-EDS, EMPA, LA-ICPMS, SIMS | JEOL IT300HR scanning electron microscope equipped with secondary electron, backscattered electron (BSE), and energy dispersive X-ray spectrometry (EDS) detectors; TESCAN MIRA3 field-emission scanning electron microprobe (FE-SEM) equipped with a panchromatic cathodoluminescence (CL) detector; TESCAN Integrated Mineral Analyzer (TIMA) system with a Mira-3 scanning electron microscope with four EDS (EDAX Element 30) detectors; JEOL JXA-8230 electron microprobe | Wuhan Sample Solution Analytical Technology Co., Ltd., Wuhan, China; Tuoyan Analytical Technology Co., Ltd., Guangzhou, China; Nanjing Hongchuang Geological Exploration Technology Service Co., Ltd., Nanjing, China | SEM: accelerating voltage of 15–20 kV, emission current of ~80 μA, takeoff angle ~35°, 4 μm to 5 μm beam diameter, working distance of ~10 mm; SEM-CL: acceleration voltage of 10 kV, beam current of 15 nA; TIMA: accelerating voltage of 25 kV, probe current of 9 nA, working distance of 15 mm, pixel spacing 3 μm, dot spacing 9 μm; EPMA: beam current not fully stated in excerpt | [5 empty] | 123.9801 | [21 empty] | 1173.0704 | [53 empty] | 0.6214 | [27 empty] | 60.5094 | [17 empty] | 8.2505 | [20 empty] | 2025 | Xinghai Lang et al., Polymetallic veins—a possible bridge between porphyry and intermediate-sulfidation deposits, Geological Society of America Bulletin, v. 136, doi:10.1130/B38406.1 |  | CHN | Tibet
| No. 1 porphyry Cu-Au deposit (Xietongmen deposit), Xiongcun ore district | No. 1 deposit, Xiongcun ore district | Magmatic hydrothermal | Porphyry | Cu-Au porphyry | Cu, Au | Zn, Ag, Pb | Cu, Au, Zn, Ag, Pb | Lang et al., 2014; Tang et al., 2015; Wang et al., 2017 |  | 5027-337-17-1 | 5027-337-17-1 | underground mine |  |  |  |  | ore material | drill core | drill core | mineral separate | [5 empty] | mineralisation |  |  |  | pyrite, sphalerite, pyrrhotite, chalcopyrite, galena, quartz | Stage A: pyrite + sericite; Stage B: sphalerite + pyrrhotite + chalcopyrite + galena + quartz; Stage C: actinolite + epidote + chlorite + magnetite + quartz | polymetallic veins crosscutting porphyry-stage veins and alteration zones | Z1 |  |  |  | actinolite, epidote, chlorite, magnetite, sericite, calcite, acanthite-argentite, pyrargyrite, hessite, electrum | carbon-coated thin sections; polished sections | SEM-EDS, EMPA, LA-ICPMS, SIMS | JEOL IT300HR scanning electron microscope equipped with secondary electron, backscattered electron (BSE), and energy dispersive X-ray spectrometry (EDS) detectors; TESCAN MIRA3 field-emission scanning electron microprobe (FE-SEM) equipped with a panchromatic cathodoluminescence (CL) detector; TESCAN Integrated Mineral Analyzer (TIMA) system with a Mira-3 scanning electron microscope with four EDS (EDAX Element 30) detectors; JEOL JXA-8230 electron microprobe | Wuhan Sample Solution Analytical Technology Co., Ltd., Wuhan, China; Tuoyan Analytical Technology Co., Ltd., Guangzhou, China; Nanjing Hongchuang Geological Exploration Technology Service Co., Ltd., Nanjing, China | SEM: accelerating voltage of 15–20 kV, emission current of ~80 μA, takeoff angle ~35°, 4 μm to 5 μm beam diameter, working distance of ~10 mm; SEM-CL: acceleration voltage of 10 kV, beam current of 15 nA; TIMA: accelerating voltage of 25 kV, probe current of 9 nA, working distance of 15 mm, pixel spacing 3 μm, dot spacing 9 μm; EPMA: beam current not fully stated in excerpt | [5 empty] | 30.8807 | [21 empty] | 6.0977 | [21 empty] | 1.0757 | [31 empty] | 0.23386 | [27 empty] | 91.0104 | [17 empty] | 7.9399 | [15 empty] | 1.6408 |  |  |  |  | 2025 | Xinghai Lang et al., Polymetallic veins—a possible bridge between porphyry and intermediate-sulfidation deposits, Geological Society of America Bulletin, v. 136, doi:10.1130/B38406.1 |  | CHN | Tibet
| No. 1 porphyry Cu-Au deposit (Xietongmen deposit), Xiongcun ore district | No. 1 deposit, Xiongcun ore district | Magmatic hydrothermal | Porphyry | Cu-Au porphyry | Cu, Au | Zn, Ag, Pb | Cu, Au, Zn, Ag, Pb | Lang et al., 2014; Tang et al., 2015; Wang et al., 2017 |  | 5027-337-24-1 | 5027-337-24-1 | underground mine |  |  |  |  | ore material | drill core | drill core | mineral separate | [5 empty] | mineralisation |  |  |  | pyrite, sphalerite, pyrrhotite, chalcopyrite, galena, quartz | Stage A: pyrite + sericite; Stage B: sphalerite + pyrrhotite + chalcopyrite + galena + quartz; Stage C: actinolite + epidote + chlorite + magnetite + quartz | polymetallic veins crosscutting porphyry-stage veins and alteration zones | Z1 |  |  |  | actinolite, epidote, chlorite, magnetite, sericite, calcite, acanthite-argentite, pyrargyrite, hessite, electrum | carbon-coated thin sections; polished sections | SEM-EDS, EMPA, LA-ICPMS, SIMS | JEOL IT300HR scanning electron microscope equipped with secondary electron, backscattered electron (BSE), and energy dispersive X-ray spectrometry (EDS) detectors; TESCAN MIRA3 field-emission scanning electron microprobe (FE-SEM) equipped with a panchromatic cathodoluminescence (CL) detector; TESCAN Integrated Mineral Analyzer (TIMA) system with a Mira-3 scanning electron microscope with four EDS (EDAX Element 30) detectors; JEOL JXA-8230 electron microprobe | Wuhan Sample Solution Analytical Technology Co., Ltd., Wuhan, China; Tuoyan Analytical Technology Co., Ltd., Guangzhou, China; Nanjing Hongchuang Geological Exploration Technology Service Co., Ltd., Nanjing, China | SEM: accelerating voltage of 15–20 kV, emission current of ~80 μA, takeoff angle ~35°, 4 μm to 5 μm beam diameter, working distance of ~10 mm; SEM-CL: acceleration voltage of 10 kV, beam current of 15 nA; TIMA: accelerating voltage of 25 kV, probe current of 9 nA, working distance of 15 mm, pixel spacing 3 μm, dot spacing 9 μm; EPMA: beam current not fully stated in excerpt | [5 empty] | 67.4696 | [21 empty] | 7.408 | [53 empty] | 0.34038 | [27 empty] | 46.1512 | [17 empty] | 7.355 | [15 empty] | 0.83847 |  |  |  |  | 2025 | Xinghai Lang et al., Polymetallic veins—a possible bridge between porphyry and intermediate-sulfidation deposits, Geological Society of America Bulletin, v. 136, doi:10.1130/B38406.1 |  | CHN | Tibet
| No. 1 porphyry Cu-Au deposit (Xietongmen deposit), Xiongcun ore district | No. 1 deposit, Xiongcun ore district | Magmatic hydrothermal | Porphyry | Cu-Au porphyry | Cu, Au | Zn, Ag, Pb | Cu, Au, Zn, Ag, Pb | Lang et al., 2014; Tang et al., 2015; Wang et al., 2017 |  | 5018-58.3-01-1 | 5018-58.3-01-1 | underground mine |  |  |  |  | ore material | drill core | drill core | mineral separate | [5 empty] | mineralisation |  |  |  | pyrite, sphalerite, pyrrhotite, chalcopyrite, galena, quartz | Stage A: pyrite + sericite; Stage B: sphalerite + pyrrhotite + chalcopyrite + galena + quartz; Stage C: actinolite + epidote + chlorite + magnetite + quartz | polymetallic veins crosscutting porphyry-stage veins and alteration zones | Z1 |  |  |  | actinolite, epidote, chlorite, magnetite, sericite, calcite, acanthite-argentite, pyrargyrite, hessite, electrum | carbon-coated thin sections; polished sections | SEM-EDS, EMPA, LA-ICPMS, SIMS | JEOL IT300HR scanning electron microscope equipped with secondary electron, backscattered electron (BSE), and energy dispersive X-ray spectrometry (EDS) detectors; TESCAN MIRA3 field-emission scanning electron microprobe (FE-SEM) equipped with a panchromatic cathodoluminescence (CL) detector; TESCAN Integrated Mineral Analyzer (TIMA) system with a Mira-3 scanning electron microscope with four EDS (EDAX Element 30) detectors; JEOL JXA-8230 electron microprobe | Wuhan Sample Solution Analytical Technology Co., Ltd., Wuhan, China; Tuoyan Analytical Technology Co., Ltd., Guangzhou, China; Nanjing Hongchuang Geological Exploration Technology Service Co., Ltd., Nanjing, China | SEM: accelerating voltage of 15–20 kV, emission current of ~80 μA, takeoff angle ~35°, 4 μm to 5 μm beam diameter, working distance of ~10 mm; SEM-CL: acceleration voltage of 10 kV, beam current of 15 nA; TIMA: accelerating voltage of 25 kV, probe current of 9 nA, working distance of 15 mm, pixel spacing 3 μm, dot spacing 9 μm; EPMA: beam current not fully stated in excerpt | [5 empty] | 32.2626 | [21 empty] | 41.5531 | [5 empty] | 1.0036 | [19 empty] | 0.28889 | [27 empty] | 8.4198 | [25 empty] | 0.65392 |  | 48.2343 | [17 empty] | 5.8543 | [15 empty] | 3.8448 |  |  |  |  | 2025 | Xinghai Lang et al., Polymetallic veins—a possible bridge between porphyry and intermediate-sulfidation deposits, Geological Society of America Bulletin, v. 136, doi:10.1130/B38406.1 |  | CHN | Tibet
| No. 1 porphyry Cu-Au deposit (Xietongmen deposit), Xiongcun ore district | No. 1 deposit, Xiongcun ore district | Magmatic hydrothermal | Porphyry | Cu-Au porphyry | Cu, Au | Zn, Ag, Pb | Cu, Au, Zn, Ag, Pb | Lang et al., 2014; Tang et al., 2015; Wang et al., 2017 |  | 5018-58.3-04-1 | 5018-58.3-04-1 | underground mine |  |  |  |  | ore material | drill core | drill core | mineral separate | [5 empty] | mineralisation |  |  |  | pyrite, sphalerite, pyrrhotite, chalcopyrite, galena, quartz | Stage A: pyrite + sericite; Stage B: sphalerite + pyrrhotite + chalcopyrite + galena + quartz; Stage C: actinolite + epidote + chlorite + magnetite + quartz | polymetallic veins crosscutting porphyry-stage veins and alteration zones | Z1 |  |  |  | actinolite, epidote, chlorite, magnetite, sericite, calcite, acanthite-argentite, pyrargyrite, hessite, electrum | carbon-coated thin sections; polished sections | SEM-EDS, EMPA, LA-ICPMS, SIMS | JEOL IT300HR scanning electron microscope equipped with secondary electron, backscattered electron (BSE), and energy dispersive X-ray spectrometry (EDS) detectors; TESCAN MIRA3 field-emission scanning electron microprobe (FE-SEM) equipped with a panchromatic cathodoluminescence (CL) detector; TESCAN Integrated Mineral Analyzer (TIMA) system with a Mira-3 scanning electron microscope with four EDS (EDAX Element 30) detectors; JEOL JXA-8230 electron microprobe | Wuhan Sample Solution Analytical Technology Co., Ltd., Wuhan, China; Tuoyan Analytical Technology Co., Ltd., Guangzhou, China; Nanjing Hongchuang Geological Exploration Technology Service Co., Ltd., Nanjing, China | SEM: accelerating voltage of 15–20 kV, emission current of ~80 μA, takeoff angle ~35°, 4 μm to 5 μm beam diameter, working distance of ~10 mm; SEM-CL: acceleration voltage of 10 kV, beam current of 15 nA; TIMA: accelerating voltage of 25 kV, probe current of 9 nA, working distance of 15 mm, pixel spacing 3 μm, dot spacing 9 μm; EPMA: beam current not fully stated in excerpt | [5 empty] | 28.846 | [21 empty] | 34.2426 | [53 empty] | 11.4221 | [25 empty] | 0.76364 |  | 10.8149 | [17 empty] | 7.2371 | [15 empty] | 2.4367 |  |  |  |  | 2025 | Xinghai Lang et al., Polymetallic veins—a possible bridge between porphyry and intermediate-sulfidation deposits, Geological Society of America Bulletin, v. 136, doi:10.1130/B38406.1 |  | CHN | Tibet
| No. 1 porphyry Cu-Au deposit (Xietongmen deposit), Xiongcun ore district | No. 1 deposit, Xiongcun ore district | Magmatic hydrothermal | Porphyry | Cu-Au porphyry | Cu, Au | Zn, Ag, Pb | Cu, Au, Zn, Ag, Pb | Lang et al., 2014; Tang et al., 2015; Wang et al., 2017 |  | 5018-58.3-08-1 | 5018-58.3-08-1 | underground mine |  |  |  |  | ore material | drill core | drill core | mineral separate | [5 empty] | mineralisation |  |  |  | pyrite, sphalerite, pyrrhotite, chalcopyrite, galena, quartz | Stage A: pyrite + sericite; Stage B: sphalerite + pyrrhotite + chalcopyrite + galena + quartz; Stage C: actinolite + epidote + chlorite + magnetite + quartz | polymetallic veins crosscutting porphyry-stage veins and alteration zones | Z1 |  |  |  | actinolite, epidote, chlorite, magnetite, sericite, calcite, acanthite-argentite, pyrargyrite, hessite, electrum | carbon-coated thin sections; polished sections | SEM-EDS, EMPA, LA-ICPMS, SIMS | JEOL IT300HR scanning electron microscope equipped with secondary electron, backscattered electron (BSE), and energy dispersive X-ray spectrometry (EDS) detectors; TESCAN MIRA3 field-emission scanning electron microprobe (FE-SEM) equipped with a panchromatic cathodoluminescence (CL) detector; TESCAN Integrated Mineral Analyzer (TIMA) system with a Mira-3 scanning electron microscope with four EDS (EDAX Element 30) detectors; JEOL JXA-8230 electron microprobe | Wuhan Sample Solution Analytical Technology Co., Ltd., Wuhan, China; Tuoyan Analytical Technology Co., Ltd., Guangzhou, China; Nanjing Hongchuang Geological Exploration Technology Service Co., Ltd., Nanjing, China | SEM: accelerating voltage of 15–20 kV, emission current of ~80 μA, takeoff angle ~35°, 4 μm to 5 μm beam diameter, working distance of ~10 mm; SEM-CL: acceleration voltage of 10 kV, beam current of 15 nA; TIMA: accelerating voltage of 25 kV, probe current of 9 nA, working distance of 15 mm, pixel spacing 3 μm, dot spacing 9 μm; EPMA: beam current not fully stated in excerpt | [5 empty] | 90.7637 | [21 empty] | 22.5926 | [5 empty] | 0.40418 | [47 empty] | 5.7017 | [25 empty] | 1.0806 |  | 41.7025 | [5 empty] | 0.39828 | [11 empty] | 4.5269 | [15 empty] | 1.6635 |  |  |  |  | 2025 | Xinghai Lang et al., Polymetallic veins—a possible bridge between porphyry and intermediate-sulfidation deposits, Geological Society of America Bulletin, v. 136, doi:10.1130/B38406.1 |  | CHN | Tibet
| No. 1 porphyry Cu-Au deposit (Xietongmen deposit), Xiongcun ore district | No. 1 deposit, Xiongcun ore district | Magmatic hydrothermal | Porphyry | Cu-Au porphyry | Cu, Au | Zn, Ag, Pb | Cu, Au, Zn, Ag, Pb | Lang et al., 2014; Tang et al., 2015; Wang et al., 2017 |  | 5018-58.3-09-1 | 5018-58.3-09-1 | underground mine |  |  |  |  | ore material | drill core | drill core | mineral separate | [5 empty] | mineralisation |  |  |  | pyrite, sphalerite, pyrrhotite, chalcopyrite, galena, quartz | Stage A: pyrite + sericite; Stage B: sphalerite + pyrrhotite + chalcopyrite + galena + quartz; Stage C: actinolite + epidote + chlorite + magnetite + quartz | polymetallic veins crosscutting porphyry-stage veins and alteration zones | Z1 |  |  |  | actinolite, epidote, chlorite, magnetite, sericite, calcite, acanthite-argentite, pyrargyrite, hessite, electrum | carbon-coated thin sections; polished sections | SEM-EDS, EMPA, LA-ICPMS, SIMS | JEOL IT300HR scanning electron microscope equipped with secondary electron, backscattered electron (BSE), and energy dispersive X-ray spectrometry (EDS) detectors; TESCAN MIRA3 field-emission scanning electron microprobe (FE-SEM) equipped with a panchromatic cathodoluminescence (CL) detector; TESCAN Integrated Mineral Analyzer (TIMA) system with a Mira-3 scanning electron microscope with four EDS (EDAX Element 30) detectors; JEOL JXA-8230 electron microprobe | Wuhan Sample Solution Analytical Technology Co., Ltd., Wuhan, China; Tuoyan Analytical Technology Co., Ltd., Guangzhou, China; Nanjing Hongchuang Geological Exploration Technology Service Co., Ltd., Nanjing, China | SEM: accelerating voltage of 15–20 kV, emission current of ~80 μA, takeoff angle ~35°, 4 μm to 5 μm beam diameter, working distance of ~10 mm; SEM-CL: acceleration voltage of 10 kV, beam current of 15 nA; TIMA: accelerating voltage of 25 kV, probe current of 9 nA, working distance of 15 mm, pixel spacing 3 μm, dot spacing 9 μm; EPMA: beam current not fully stated in excerpt |  | 1.4834 |  |  |  | 106.1715 | [9 empty] | 2.2392 | [5 empty] | 2.1931 | [5 empty] | 24.8326 |  |  |  | 3.4415 |  | 23.2868 | [11 empty] | 16.9099 | [25 empty] | 94.5023 | [9 empty] | 7.9485 | [5 empty] | 245.8807 | [17 empty] | 2.0391 |  | 6.2879 |  | 27.1397 | [5 empty] | 10.2012 | [7 empty] | 0.94399 |  |  |  | 380.7512 |  | 0.77368 | [5 empty] | 104.9306 |  | 2.7441 | [5 empty] | 888.6802 |  |  |  |  | 2025 | Xinghai Lang et al., Polymetallic veins—a possible bridge between porphyry and intermediate-sulfidation deposits, Geological Society of America Bulletin, v. 136, doi:10.1130/B38406.1 |  | CHN | Tibet
| No. 1 porphyry Cu-Au deposit (Xietongmen deposit), Xiongcun ore district | No. 1 deposit, Xiongcun ore district | Magmatic hydrothermal | Porphyry | Cu-Au porphyry | Cu, Au | Zn, Ag, Pb | Cu, Au, Zn, Ag, Pb | Lang et al., 2014; Tang et al., 2015; Wang et al., 2017 |  | 5018-58.3-12-1 | 5018-58.3-12-1 | underground mine |  |  |  |  | ore material | drill core | drill core | mineral separate | [5 empty] | mineralisation |  |  |  | pyrite, sphalerite, pyrrhotite, chalcopyrite, galena, quartz | Stage A: pyrite + sericite; Stage B: sphalerite + pyrrhotite + chalcopyrite + galena + quartz; Stage C: actinolite + epidote + chlorite + magnetite + quartz | polymetallic veins crosscutting porphyry-stage veins and alteration zones | Z1 |  |  |  | actinolite, epidote, chlorite, magnetite, sericite, calcite, acanthite-argentite, pyrargyrite, hessite, electrum | carbon-coated thin sections; polished sections | SEM-EDS, EMPA, LA-ICPMS, SIMS | JEOL IT300HR scanning electron microscope equipped with secondary electron, backscattered electron (BSE), and energy dispersive X-ray spectrometry (EDS) detectors; TESCAN MIRA3 field-emission scanning electron microprobe (FE-SEM) equipped with a panchromatic cathodoluminescence (CL) detector; TESCAN Integrated Mineral Analyzer (TIMA) system with a Mira-3 scanning electron microscope with four EDS (EDAX Element 30) detectors; JEOL JXA-8230 electron microprobe | Wuhan Sample Solution Analytical Technology Co., Ltd., Wuhan, China; Tuoyan Analytical Technology Co., Ltd., Guangzhou, China; Nanjing Hongchuang Geological Exploration Technology Service Co., Ltd., Nanjing, China | SEM: accelerating voltage of 15–20 kV, emission current of ~80 μA, takeoff angle ~35°, 4 μm to 5 μm beam diameter, working distance of ~10 mm; SEM-CL: acceleration voltage of 10 kV, beam current of 15 nA; TIMA: accelerating voltage of 25 kV, probe current of 9 nA, working distance of 15 mm, pixel spacing 3 μm, dot spacing 9 μm; EPMA: beam current not fully stated in excerpt | [5 empty] | 94.0257 |  | 0.027685 | [7 empty] | 0.007319 | [11 empty] | 32.5835 | [5 empty] | 6.7808 | [37 empty] | 0.22827 | [9 empty] | 18.6975 | [5 empty] | 1.9052 | [19 empty] | 0.79712 |  | 13.7809 | [17 empty] | 11.2552 | [20 empty] | 2025 | Xinghai Lang et al., Polymetallic veins—a possible bridge between porphyry and intermediate-sulfidation deposits, Geological Society of America Bulletin, v. 136, doi:10.1130/B38406.1 |  | CHN | Tibet
| No. 1 porphyry Cu-Au deposit (Xietongmen deposit), Xiongcun ore district | No. 1 deposit, Xiongcun ore district | Magmatic hydrothermal | Porphyry | Cu-Au porphyry | Cu, Au | Zn, Ag, Pb | Cu, Au, Zn, Ag, Pb | Lang et al., 2014; Tang et al., 2015; Wang et al., 2017 |  | 5018-58.3-13-1 | 5018-58.3-13-1 | underground mine |  |  |  |  | ore material | drill core | drill core | mineral separate | [5 empty] | mineralisation |  |  |  | pyrite, sphalerite, pyrrhotite, chalcopyrite, galena, quartz | Stage A: pyrite + sericite; Stage B: sphalerite + pyrrhotite + chalcopyrite + galena + quartz; Stage C: actinolite + epidote + chlorite + magnetite + quartz | polymetallic veins crosscutting porphyry-stage veins and alteration zones | Z1 |  |  |  | actinolite, epidote, chlorite, magnetite, sericite, calcite, acanthite-argentite, pyrargyrite, hessite, electrum | carbon-coated thin sections; polished sections | SEM-EDS, EMPA, LA-ICPMS, SIMS | JEOL IT300HR scanning electron microscope equipped with secondary electron, backscattered electron (BSE), and energy dispersive X-ray spectrometry (EDS) detectors; TESCAN MIRA3 field-emission scanning electron microprobe (FE-SEM) equipped with a panchromatic cathodoluminescence (CL) detector; TESCAN Integrated Mineral Analyzer (TIMA) system with a Mira-3 scanning electron microscope with four EDS (EDAX Element 30) detectors; JEOL JXA-8230 electron microprobe | Wuhan Sample Solution Analytical Technology Co., Ltd., Wuhan, China; Tuoyan Analytical Technology Co., Ltd., Guangzhou, China; Nanjing Hongchuang Geological Exploration Technology Service Co., Ltd., Nanjing, China | SEM: accelerating voltage of 15–20 kV, emission current of ~80 μA, takeoff angle ~35°, 4 μm to 5 μm beam diameter, working distance of ~10 mm; SEM-CL: acceleration voltage of 10 kV, beam current of 15 nA; TIMA: accelerating voltage of 25 kV, probe current of 9 nA, working distance of 15 mm, pixel spacing 3 μm, dot spacing 9 μm; EPMA: beam current not fully stated in excerpt |  | 0.092058 |  |  |  | 2.5292 |  | 0.00911 | [7 empty] | 0.045351 | [11 empty] | 15.2202 | [5 empty] | 450.2128 | [15 empty] | 0.82657 | [21 empty] | 0.72711 | [9 empty] | 7.7983 | [5 empty] | 3.2474 | [19 empty] | 0.80762 |  | 74.4044 | [13 empty] | 2.1305 |  |  |  | 7.5083 | [15 empty] | 2.1903 |  |  |  |  | 2025 | Xinghai Lang et al., Polymetallic veins—a possible bridge between porphyry and intermediate-sulfidation deposits, Geological Society of America Bulletin, v. 136, doi:10.1130/B38406.1 |  | CHN | Tibet
| No. 1 porphyry Cu-Au deposit (Xietongmen deposit), Xiongcun ore district | No. 1 deposit, Xiongcun ore district | Magmatic hydrothermal | Porphyry | Cu-Au porphyry | Cu, Au | Zn, Ag, Pb | Cu, Au, Zn, Ag, Pb | Lang et al., 2014; Tang et al., 2015; Wang et al., 2017 |  | 5018-320.9-01-1 | 5018-320.9-01-1 | underground mine |  |  |  |  | ore material | drill core | drill core | mineral separate | [5 empty] | mineralisation |  |  |  | pyrite, sphalerite, pyrrhotite, chalcopyrite, galena, quartz | Stage A: pyrite + sericite; Stage B: sphalerite + pyrrhotite + chalcopyrite + galena + quartz; Stage C: actinolite + epidote + chlorite + magnetite + quartz | polymetallic veins crosscutting porphyry-stage veins and alteration zones | Z2 |  |  |  | actinolite, epidote, chlorite, magnetite, sericite, calcite, acanthite-argentite, pyrargyrite, hessite, electrum | carbon-coated thin sections; polished sections | SEM-EDS, EMPA, LA-ICPMS, SIMS | JEOL IT300HR scanning electron microscope equipped with secondary electron, backscattered electron (BSE), and energy dispersive X-ray spectrometry (EDS) detectors; TESCAN MIRA3 field-emission scanning electron microprobe (FE-SEM) equipped with a panchromatic cathodoluminescence (CL) detector; TESCAN Integrated Mineral Analyzer (TIMA) system with a Mira-3 scanning electron microscope with four EDS (EDAX Element 30) detectors; JEOL JXA-8230 electron microprobe | Wuhan Sample Solution Analytical Technology Co., Ltd., Wuhan, China; Tuoyan Analytical Technology Co., Ltd., Guangzhou, China; Nanjing Hongchuang Geological Exploration Technology Service Co., Ltd., Nanjing, China | SEM: accelerating voltage of 15–20 kV, emission current of ~80 μA, takeoff angle ~35°, 4 μm to 5 μm beam diameter, working distance of ~10 mm; SEM-CL: acceleration voltage of 10 kV, beam current of 15 nA; TIMA: accelerating voltage of 25 kV, probe current of 9 nA, working distance of 15 mm, pixel spacing 3 μm, dot spacing 9 μm; EPMA: beam current not fully stated in excerpt | [5 empty] | 2.1984 | [21 empty] | 0.48342 | [21 empty] | 3.5104 | [31 empty] | 15.487 | [27 empty] | 274.4596 | [17 empty] | 6.6237 | [20 empty] | 2025 | Xinghai Lang et al., Polymetallic veins—a possible bridge between porphyry and intermediate-sulfidation deposits, Geological Society of America Bulletin, v. 136, doi:10.1130/B38406.1 |  | CHN | Tibet
| No. 1 porphyry Cu-Au deposit (Xietongmen deposit), Xiongcun ore district | No. 1 deposit, Xiongcun ore district | Magmatic hydrothermal | Porphyry | Cu-Au porphyry | Cu, Au | Zn, Ag, Pb | Cu, Au, Zn, Ag, Pb | Lang et al., 2014; Tang et al., 2015; Wang et al., 2017 |  | 5018-320.9-04-1 | 5018-320.9-04-1 | underground mine |  |  |  |  | ore material | drill core | drill core | mineral separate | [5 empty] | mineralisation |  |  |  | pyrite, sphalerite, pyrrhotite, chalcopyrite, galena, quartz | Stage A: pyrite + sericite; Stage B: sphalerite + pyrrhotite + chalcopyrite + galena + quartz; Stage C: actinolite + epidote + chlorite + magnetite + quartz | polymetallic veins crosscutting porphyry-stage veins and alteration zones | Z2 |  |  |  | actinolite, epidote, chlorite, magnetite, sericite, calcite, acanthite-argentite, pyrargyrite, hessite, electrum | carbon-coated thin sections; polished sections | SEM-EDS, EMPA, LA-ICPMS, SIMS | JEOL IT300HR scanning electron microscope equipped with secondary electron, backscattered electron (BSE), and energy dispersive X-ray spectrometry (EDS) detectors; TESCAN MIRA3 field-emission scanning electron microprobe (FE-SEM) equipped with a panchromatic cathodoluminescence (CL) detector; TESCAN Integrated Mineral Analyzer (TIMA) system with a Mira-3 scanning electron microscope with four EDS (EDAX Element 30) detectors; JEOL JXA-8230 electron microprobe | Wuhan Sample Solution Analytical Technology Co., Ltd., Wuhan, China; Tuoyan Analytical Technology Co., Ltd., Guangzhou, China; Nanjing Hongchuang Geological Exploration Technology Service Co., Ltd., Nanjing, China | SEM: accelerating voltage of 15–20 kV, emission current of ~80 μA, takeoff angle ~35°, 4 μm to 5 μm beam diameter, working distance of ~10 mm; SEM-CL: acceleration voltage of 10 kV, beam current of 15 nA; TIMA: accelerating voltage of 25 kV, probe current of 9 nA, working distance of 15 mm, pixel spacing 3 μm, dot spacing 9 μm; EPMA: beam current not fully stated in excerpt | [5 empty] | 9.6978 | [21 empty] | 44.2096 | [21 empty] | 0.60952 | [31 empty] | 1.4091 | [27 empty] | 51.2698 | [17 empty] | 8.5517 | [15 empty] | 0.71303 |  |  |  |  | 2025 | Xinghai Lang et al., Polymetallic veins—a possible bridge between porphyry and intermediate-sulfidation deposits, Geological Society of America Bulletin, v. 136, doi:10.1130/B38406.1 |  | CHN | Tibet
| No. 1 porphyry Cu-Au deposit (Xietongmen deposit), Xiongcun ore district | No. 1 deposit, Xiongcun ore district | Magmatic hydrothermal | Porphyry | Cu-Au porphyry | Cu, Au | Zn, Ag, Pb | Cu, Au, Zn, Ag, Pb | Lang et al., 2014; Tang et al., 2015; Wang et al., 2017 |  | 5018-320.9-06-1 | 5018-320.9-06-1 | underground mine |  |  |  |  | ore material | drill core | drill core | mineral separate | [5 empty] | mineralisation |  |  |  | pyrite, sphalerite, pyrrhotite, chalcopyrite, galena, quartz | Stage A: pyrite + sericite; Stage B: sphalerite + pyrrhotite + chalcopyrite + galena + quartz; Stage C: actinolite + epidote + chlorite + magnetite + quartz | polymetallic veins crosscutting porphyry-stage veins and alteration zones | Z2 |  |  |  | actinolite, epidote, chlorite, magnetite, sericite, calcite, acanthite-argentite, pyrargyrite, hessite, electrum | carbon-coated thin sections; polished sections | SEM-EDS, EMPA, LA-ICPMS, SIMS | JEOL IT300HR scanning electron microscope equipped with secondary electron, backscattered electron (BSE), and energy dispersive X-ray spectrometry (EDS) detectors; TESCAN MIRA3 field-emission scanning electron microprobe (FE-SEM) equipped with a panchromatic cathodoluminescence (CL) detector; TESCAN Integrated Mineral Analyzer (TIMA) system with a Mira-3 scanning electron microscope with four EDS (EDAX Element 30) detectors; JEOL JXA-8230 electron microprobe | Wuhan Sample Solution Analytical Technology Co., Ltd., Wuhan, China; Tuoyan Analytical Technology Co., Ltd., Guangzhou, China; Nanjing Hongchuang Geological Exploration Technology Service Co., Ltd., Nanjing, China | SEM: accelerating voltage of 15–20 kV, emission current of ~80 μA, takeoff angle ~35°, 4 μm to 5 μm beam diameter, working distance of ~10 mm; SEM-CL: acceleration voltage of 10 kV, beam current of 15 nA; TIMA: accelerating voltage of 25 kV, probe current of 9 nA, working distance of 15 mm, pixel spacing 3 μm, dot spacing 9 μm; EPMA: beam current not fully stated in excerpt |  | 0.27969 | [13 empty] | 0.11062 | [11 empty] | 69.3108 | [5 empty] | 84.2992 | [47 empty] | 1.7468 | [5 empty] | 17.2156 | [21 empty] | 52.7516 | [17 empty] | 6.4533 |  | 0.05446 | [13 empty] | 1.6467 |  |  |  |  | 2025 | Xinghai Lang et al., Polymetallic veins—a possible bridge between porphyry and intermediate-sulfidation deposits, Geological Society of America Bulletin, v. 136, doi:10.1130/B38406.1 |  | CHN | Tibet
| No. 1 porphyry Cu-Au deposit (Xietongmen deposit), Xiongcun ore district | No. 1 deposit, Xiongcun ore district | Magmatic hydrothermal | Porphyry | Cu-Au porphyry | Cu, Au | Zn, Ag, Pb | Cu, Au, Zn, Ag, Pb | Lang et al., 2014; Tang et al., 2015; Wang et al., 2017 |  | 5018-320.9-07-1 | 5018-320.9-07-1 | underground mine |  |  |  |  | ore material | drill core | drill core | mineral separate | [5 empty] | mineralisation |  |  |  | pyrite, sphalerite, pyrrhotite, chalcopyrite, galena, quartz | Stage A: pyrite + sericite; Stage B: sphalerite + pyrrhotite + chalcopyrite + galena + quartz; Stage C: actinolite + epidote + chlorite + magnetite + quartz | polymetallic veins crosscutting porphyry-stage veins and alteration zones | Z2 |  |  |  | actinolite, epidote, chlorite, magnetite, sericite, calcite, acanthite-argentite, pyrargyrite, hessite, electrum | carbon-coated thin sections; polished sections | SEM-EDS, EMPA, LA-ICPMS, SIMS | JEOL IT300HR scanning electron microscope equipped with secondary electron, backscattered electron (BSE), and energy dispersive X-ray spectrometry (EDS) detectors; TESCAN MIRA3 field-emission scanning electron microprobe (FE-SEM) equipped with a panchromatic cathodoluminescence (CL) detector; TESCAN Integrated Mineral Analyzer (TIMA) system with a Mira-3 scanning electron microscope with four EDS (EDAX Element 30) detectors; JEOL JXA-8230 electron microprobe | Wuhan Sample Solution Analytical Technology Co., Ltd., Wuhan, China; Tuoyan Analytical Technology Co., Ltd., Guangzhou, China; Nanjing Hongchuang Geological Exploration Technology Service Co., Ltd., Nanjing, China | SEM: accelerating voltage of 15–20 kV, emission current of ~80 μA, takeoff angle ~35°, 4 μm to 5 μm beam diameter, working distance of ~10 mm; SEM-CL: acceleration voltage of 10 kV, beam current of 15 nA; TIMA: accelerating voltage of 25 kV, probe current of 9 nA, working distance of 15 mm, pixel spacing 3 μm, dot spacing 9 μm; EPMA: beam current not fully stated in excerpt | [15 empty] | 0.023793 | [11 empty] | 16.9282 | [5 empty] | 0.74814 | [15 empty] | 0.64067 | [31 empty] | 2.6397 | [27 empty] | 68.2715 | [17 empty] | 6.6896 | [15 empty] | 1.0714 |  |  |  |  | 2025 | Xinghai Lang et al., Polymetallic veins—a possible bridge between porphyry and intermediate-sulfidation deposits, Geological Society of America Bulletin, v. 136, doi:10.1130/B38406.1 |  | CHN | Tibet
| No. 1 porphyry Cu-Au deposit (Xietongmen deposit), Xiongcun ore district | No. 1 deposit, Xiongcun ore district | Magmatic hydrothermal | Porphyry | Cu-Au porphyry | Cu, Au | Zn, Ag, Pb | Cu, Au, Zn, Ag, Pb | Lang et al., 2014; Tang et al., 2015; Wang et al., 2017 |  | 5018-320.9-08-1 | 5018-320.9-08-1 | underground mine |  |  |  |  | ore material | drill core | drill core | mineral separate | [5 empty] | mineralisation |  |  |  | pyrite, sphalerite, pyrrhotite, chalcopyrite, galena, quartz | Stage A: pyrite + sericite; Stage B: sphalerite + pyrrhotite + chalcopyrite + galena + quartz; Stage C: actinolite + epidote + chlorite + magnetite + quartz | polymetallic veins crosscutting porphyry-stage veins and alteration zones | Z2 |  |  |  | actinolite, epidote, chlorite, magnetite, sericite, calcite, acanthite-argentite, pyrargyrite, hessite, electrum | carbon-coated thin sections; polished sections | SEM-EDS, EMPA, LA-ICPMS, SIMS | JEOL IT300HR scanning electron microscope equipped with secondary electron, backscattered electron (BSE), and energy dispersive X-ray spectrometry (EDS) detectors; TESCAN MIRA3 field-emission scanning electron microprobe (FE-SEM) equipped with a panchromatic cathodoluminescence (CL) detector; TESCAN Integrated Mineral Analyzer (TIMA) system with a Mira-3 scanning electron microscope with four EDS (EDAX Element 30) detectors; JEOL JXA-8230 electron microprobe | Wuhan Sample Solution Analytical Technology Co., Ltd., Wuhan, China; Tuoyan Analytical Technology Co., Ltd., Guangzhou, China; Nanjing Hongchuang Geological Exploration Technology Service Co., Ltd., Nanjing, China | SEM: accelerating voltage of 15–20 kV, emission current of ~80 μA, takeoff angle ~35°, 4 μm to 5 μm beam diameter, working distance of ~10 mm; SEM-CL: acceleration voltage of 10 kV, beam current of 15 nA; TIMA: accelerating voltage of 25 kV, probe current of 9 nA, working distance of 15 mm, pixel spacing 3 μm, dot spacing 9 μm; EPMA: beam current not fully stated in excerpt |  | 0.1619 |  |  |  | 2.0453 | [9 empty] | 0.092035 | [11 empty] | 93.1359 | [5 empty] | 0.64844 | [47 empty] | 2.6317 | [5 empty] | 4.933 | [21 empty] | 54.239 | [17 empty] | 5.7078 |  | 0.052927 | [13 empty] | 1.0898 |  |  |  |  | 2025 | Xinghai Lang et al., Polymetallic veins—a possible bridge between porphyry and intermediate-sulfidation deposits, Geological Society of America Bulletin, v. 136, doi:10.1130/B38406.1 |  | CHN | Tibet
| No. 1 porphyry Cu-Au deposit (Xietongmen deposit), Xiongcun ore district | No. 1 deposit, Xiongcun ore district | Magmatic hydrothermal | Porphyry | Cu-Au porphyry | Cu, Au | Zn, Ag, Pb | Cu, Au, Zn, Ag, Pb | Lang et al., 2014; Tang et al., 2015; Wang et al., 2017 |  | 5018-320.9-09-1 | 5018-320.9-09-1 | underground mine |  |  |  |  | ore material | drill core | drill core | mineral separate | [5 empty] | mineralisation |  |  |  | pyrite, sphalerite, pyrrhotite, chalcopyrite, galena, quartz | Stage A: pyrite + sericite; Stage B: sphalerite + pyrrhotite + chalcopyrite + galena + quartz; Stage C: actinolite + epidote + chlorite + magnetite + quartz | polymetallic veins crosscutting porphyry-stage veins and alteration zones | Z2 |  |  |  | actinolite, epidote, chlorite, magnetite, sericite, calcite, acanthite-argentite, pyrargyrite, hessite, electrum | carbon-coated thin sections; polished sections | SEM-EDS, EMPA, LA-ICPMS, SIMS | JEOL IT300HR scanning electron microscope equipped with secondary electron, backscattered electron (BSE), and energy dispersive X-ray spectrometry (EDS) detectors; TESCAN MIRA3 field-emission scanning electron microprobe (FE-SEM) equipped with a panchromatic cathodoluminescence (CL) detector; TESCAN Integrated Mineral Analyzer (TIMA) system with a Mira-3 scanning electron microscope with four EDS (EDAX Element 30) detectors; JEOL JXA-8230 electron microprobe | Wuhan Sample Solution Analytical Technology Co., Ltd., Wuhan, China; Tuoyan Analytical Technology Co., Ltd., Guangzhou, China; Nanjing Hongchuang Geological Exploration Technology Service Co., Ltd., Nanjing, China | SEM: accelerating voltage of 15–20 kV, emission current of ~80 μA, takeoff angle ~35°, 4 μm to 5 μm beam diameter, working distance of ~10 mm; SEM-CL: acceleration voltage of 10 kV, beam current of 15 nA; TIMA: accelerating voltage of 25 kV, probe current of 9 nA, working distance of 15 mm, pixel spacing 3 μm, dot spacing 9 μm; EPMA: beam current not fully stated in excerpt | [5 empty] | 1.6401 | [21 empty] | 73.324 | [5 empty] | 1.3877 | [47 empty] | 0.92651 | [27 empty] | 48.0394 | [17 empty] | 8.7155 | [15 empty] | 0.86237 |  |  |  |  | 2025 | Xinghai Lang et al., Polymetallic veins—a possible bridge between porphyry and intermediate-sulfidation deposits, Geological Society of America Bulletin, v. 136, doi:10.1130/B38406.1 |  | CHN | Tibet
| No. 1 porphyry Cu-Au deposit (Xietongmen deposit), Xiongcun ore district | No. 1 deposit, Xiongcun ore district | Magmatic hydrothermal | Porphyry | Cu-Au porphyry | Cu, Au | Zn, Ag, Pb | Cu, Au, Zn, Ag, Pb | Lang et al., 2014; Tang et al., 2015; Wang et al., 2017 |  | 5056-170.4-02-1 | 5056-170.4-02-1 | underground mine |  |  |  |  | ore material | drill core | drill core | mineral separate | [5 empty] | mineralisation |  |  |  | pyrite, sphalerite, pyrrhotite, chalcopyrite, galena, quartz | Stage A: pyrite + sericite; Stage B: sphalerite + pyrrhotite + chalcopyrite + galena + quartz; Stage C: actinolite + epidote + chlorite + magnetite + quartz | polymetallic veins crosscutting porphyry-stage veins and alteration zones | Z2 |  |  |  | actinolite, epidote, chlorite, magnetite, sericite, calcite, acanthite-argentite, pyrargyrite, hessite, electrum | carbon-coated thin sections; polished sections | SEM-EDS, EMPA, LA-ICPMS, SIMS | JEOL IT300HR scanning electron microscope equipped with secondary electron, backscattered electron (BSE), and energy dispersive X-ray spectrometry (EDS) detectors; TESCAN MIRA3 field-emission scanning electron microprobe (FE-SEM) equipped with a panchromatic cathodoluminescence (CL) detector; TESCAN Integrated Mineral Analyzer (TIMA) system with a Mira-3 scanning electron microscope with four EDS (EDAX Element 30) detectors; JEOL JXA-8230 electron microprobe | Wuhan Sample Solution Analytical Technology Co., Ltd., Wuhan, China; Tuoyan Analytical Technology Co., Ltd., Guangzhou, China; Nanjing Hongchuang Geological Exploration Technology Service Co., Ltd., Nanjing, China | SEM: accelerating voltage of 15–20 kV, emission current of ~80 μA, takeoff angle ~35°, 4 μm to 5 μm beam diameter, working distance of ~10 mm; SEM-CL: acceleration voltage of 10 kV, beam current of 15 nA; TIMA: accelerating voltage of 25 kV, probe current of 9 nA, working distance of 15 mm, pixel spacing 3 μm, dot spacing 9 μm; EPMA: beam current not fully stated in excerpt |  | 2.4124 |  |  |  | 1500.9105 | [9 empty] | 1.0542 | [11 empty] | 92.9701 | [5 empty] | 1.7431 | [11 empty] | 0.046976 | [25 empty] | 12.4087 | [9 empty] | 5.1416 | [5 empty] | 20.7349 | [17 empty] | 1.3961 |  |  |  | 6.0942 | [17 empty] | 6.7144 |  | 0.11719 | [13 empty] | 8.1723 |  |  |  |  | 2025 | Xinghai Lang et al., Polymetallic veins—a possible bridge between porphyry and intermediate-sulfidation deposits, Geological Society of America Bulletin, v. 136, doi:10.1130/B38406.1 |  | CHN | Tibet
| No. 1 porphyry Cu-Au deposit (Xietongmen deposit), Xiongcun ore district | No. 1 deposit, Xiongcun ore district | Magmatic hydrothermal | Porphyry | Cu-Au porphyry | Cu, Au | Zn, Ag, Pb | Cu, Au, Zn, Ag, Pb | Lang et al., 2014; Tang et al., 2015; Wang et al., 2017 |  | 5056-170.4-04-1 | 5056-170.4-04-1 | underground mine |  |  |  |  | ore material | drill core | drill core | mineral separate | [5 empty] | mineralisation |  |  |  | pyrite, sphalerite, pyrrhotite, chalcopyrite, galena, quartz | Stage A: pyrite + sericite; Stage B: sphalerite + pyrrhotite + chalcopyrite + galena + quartz; Stage C: actinolite + epidote + chlorite + magnetite + quartz | polymetallic veins crosscutting porphyry-stage veins and alteration zones | Z2 |  |  |  | actinolite, epidote, chlorite, magnetite, sericite, calcite, acanthite-argentite, pyrargyrite, hessite, electrum | carbon-coated thin sections; polished sections | SEM-EDS, EMPA, LA-ICPMS, SIMS | JEOL IT300HR scanning electron microscope equipped with secondary electron, backscattered electron (BSE), and energy dispersive X-ray spectrometry (EDS) detectors; TESCAN MIRA3 field-emission scanning electron microprobe (FE-SEM) equipped with a panchromatic cathodoluminescence (CL) detector; TESCAN Integrated Mineral Analyzer (TIMA) system with a Mira-3 scanning electron microscope with four EDS (EDAX Element 30) detectors; JEOL JXA-8230 electron microprobe | Wuhan Sample Solution Analytical Technology Co., Ltd., Wuhan, China; Tuoyan Analytical Technology Co., Ltd., Guangzhou, China; Nanjing Hongchuang Geological Exploration Technology Service Co., Ltd., Nanjing, China | SEM: accelerating voltage of 15–20 kV, emission current of ~80 μA, takeoff angle ~35°, 4 μm to 5 μm beam diameter, working distance of ~10 mm; SEM-CL: acceleration voltage of 10 kV, beam current of 15 nA; TIMA: accelerating voltage of 25 kV, probe current of 9 nA, working distance of 15 mm, pixel spacing 3 μm, dot spacing 9 μm; EPMA: beam current not fully stated in excerpt | [5 empty] | 1139.6505 | [21 empty] | 39.5004 | [53 empty] | 3.3623 | [5 empty] | 0.014217 | [21 empty] | 5.2042 | [17 empty] | 6.587 | [15 empty] | 6.4682 |  |  |  |  | 2025 | Xinghai Lang et al., Polymetallic veins—a possible bridge between porphyry and intermediate-sulfidation deposits, Geological Society of America Bulletin, v. 136, doi:10.1130/B38406.1 |  | CHN | Tibet
| No. 1 porphyry Cu-Au deposit (Xietongmen deposit), Xiongcun ore district | No. 1 deposit, Xiongcun ore district | Magmatic hydrothermal | Porphyry | Cu-Au porphyry | Cu, Au | Zn, Ag, Pb | Cu, Au, Zn, Ag, Pb | Lang et al., 2014; Tang et al., 2015; Wang et al., 2017 |  | 5056-170.4-09-1 | 5056-170.4-09-1 | underground mine |  |  |  |  | ore material | drill core | drill core | mineral separate | [5 empty] | mineralisation |  |  |  | pyrite, sphalerite, pyrrhotite, chalcopyrite, galena, quartz | Stage A: pyrite + sericite; Stage B: sphalerite + pyrrhotite + chalcopyrite + galena + quartz; Stage C: actinolite + epidote + chlorite + magnetite + quartz | polymetallic veins crosscutting porphyry-stage veins and alteration zones | Z2 |  |  |  | actinolite, epidote, chlorite, magnetite, sericite, calcite, acanthite-argentite, pyrargyrite, hessite, electrum | carbon-coated thin sections; polished sections | SEM-EDS, EMPA, LA-ICPMS, SIMS | JEOL IT300HR scanning electron microscope equipped with secondary electron, backscattered electron (BSE), and energy dispersive X-ray spectrometry (EDS) detectors; TESCAN MIRA3 field-emission scanning electron microprobe (FE-SEM) equipped with a panchromatic cathodoluminescence (CL) detector; TESCAN Integrated Mineral Analyzer (TIMA) system with a Mira-3 scanning electron microscope with four EDS (EDAX Element 30) detectors; JEOL JXA-8230 electron microprobe | Wuhan Sample Solution Analytical Technology Co., Ltd., Wuhan, China; Tuoyan Analytical Technology Co., Ltd., Guangzhou, China; Nanjing Hongchuang Geological Exploration Technology Service Co., Ltd., Nanjing, China | SEM: accelerating voltage of 15–20 kV, emission current of ~80 μA, takeoff angle ~35°, 4 μm to 5 μm beam diameter, working distance of ~10 mm; SEM-CL: acceleration voltage of 10 kV, beam current of 15 nA; TIMA: accelerating voltage of 25 kV, probe current of 9 nA, working distance of 15 mm, pixel spacing 3 μm, dot spacing 9 μm; EPMA: beam current not fully stated in excerpt | [5 empty] | 937.8445 | [15 empty] | 0.35068 | [5 empty] | 3.722 | [21 empty] | 0.55172 | [31 empty] | 2.2082 | [27 empty] | 36.3253 | [17 empty] | 4.3823 | [15 empty] | 8.5168 |  |  |  |  | 2025 | Xinghai Lang et al., Polymetallic veins—a possible bridge between porphyry and intermediate-sulfidation deposits, Geological Society of America Bulletin, v. 136, doi:10.1130/B38406.1 |  | CHN | Tibet
| No. 1 porphyry Cu-Au deposit (Xietongmen deposit), Xiongcun ore district | No. 1 deposit, Xiongcun ore district | Magmatic hydrothermal | Porphyry | Cu-Au porphyry | Cu, Au | Zn, Ag, Pb | Cu, Au, Zn, Ag, Pb | Lang et al., 2014; Tang et al., 2015; Wang et al., 2017 |  | 5056-170.4-12-1 | 5056-170.4-12-1 | underground mine |  |  |  |  | ore material | drill core | drill core | mineral separate | [5 empty] | mineralisation |  |  |  | pyrite, sphalerite, pyrrhotite, chalcopyrite, galena, quartz | Stage A: pyrite + sericite; Stage B: sphalerite + pyrrhotite + chalcopyrite + galena + quartz; Stage C: actinolite + epidote + chlorite + magnetite + quartz | polymetallic veins crosscutting porphyry-stage veins and alteration zones | Z2 |  |  |  | actinolite, epidote, chlorite, magnetite, sericite, calcite, acanthite-argentite, pyrargyrite, hessite, electrum | carbon-coated thin sections; polished sections | SEM-EDS, EMPA, LA-ICPMS, SIMS | JEOL IT300HR scanning electron microscope equipped with secondary electron, backscattered electron (BSE), and energy dispersive X-ray spectrometry (EDS) detectors; TESCAN MIRA3 field-emission scanning electron microprobe (FE-SEM) equipped with a panchromatic cathodoluminescence (CL) detector; TESCAN Integrated Mineral Analyzer (TIMA) system with a Mira-3 scanning electron microscope with four EDS (EDAX Element 30) detectors; JEOL JXA-8230 electron microprobe | Wuhan Sample Solution Analytical Technology Co., Ltd., Wuhan, China; Tuoyan Analytical Technology Co., Ltd., Guangzhou, China; Nanjing Hongchuang Geological Exploration Technology Service Co., Ltd., Nanjing, China | SEM: accelerating voltage of 15–20 kV, emission current of ~80 μA, takeoff angle ~35°, 4 μm to 5 μm beam diameter, working distance of ~10 mm; SEM-CL: acceleration voltage of 10 kV, beam current of 15 nA; TIMA: accelerating voltage of 25 kV, probe current of 9 nA, working distance of 15 mm, pixel spacing 3 μm, dot spacing 9 μm; EPMA: beam current not fully stated in excerpt | [5 empty] | 39.8687 | [21 empty] | 104.4595 | [5 empty] | 0.70719 | [39 empty] | 1.6336 | [7 empty] | 2.4827 | [5 empty] | 0.0294 | [21 empty] | 13.1598 | [17 empty] | 5.3143 | [15 empty] | 4.6567 |  |  |  |  | 2025 | Xinghai Lang et al., Polymetallic veins—a possible bridge between porphyry and intermediate-sulfidation deposits, Geological Society of America Bulletin, v. 136, doi:10.1130/B38406.1 |  | CHN | Tibet
| No. 1 porphyry Cu-Au deposit (Xietongmen deposit), Xiongcun ore district | No. 1 deposit, Xiongcun ore district | Magmatic hydrothermal | Porphyry | Cu-Au porphyry | Cu, Au | Zn, Ag, Pb | Cu, Au, Zn, Ag, Pb | Lang et al., 2014; Tang et al., 2015; Wang et al., 2017 |  | 5056-170.4-14-1 | 5056-170.4-14-1 | underground mine |  |  |  |  | ore material | drill core | drill core | mineral separate | [5 empty] | mineralisation |  |  |  | pyrite, sphalerite, pyrrhotite, chalcopyrite, galena, quartz | Stage A: pyrite + sericite; Stage B: sphalerite + pyrrhotite + chalcopyrite + galena + quartz; Stage C: actinolite + epidote + chlorite + magnetite + quartz | polymetallic veins crosscutting porphyry-stage veins and alteration zones | Z2 |  |  |  | actinolite, epidote, chlorite, magnetite, sericite, calcite, acanthite-argentite, pyrargyrite, hessite, electrum | carbon-coated thin sections; polished sections | SEM-EDS, EMPA, LA-ICPMS, SIMS | JEOL IT300HR scanning electron microscope equipped with secondary electron, backscattered electron (BSE), and energy dispersive X-ray spectrometry (EDS) detectors; TESCAN MIRA3 field-emission scanning electron microprobe (FE-SEM) equipped with a panchromatic cathodoluminescence (CL) detector; TESCAN Integrated Mineral Analyzer (TIMA) system with a Mira-3 scanning electron microscope with four EDS (EDAX Element 30) detectors; JEOL JXA-8230 electron microprobe | Wuhan Sample Solution Analytical Technology Co., Ltd., Wuhan, China; Tuoyan Analytical Technology Co., Ltd., Guangzhou, China; Nanjing Hongchuang Geological Exploration Technology Service Co., Ltd., Nanjing, China | SEM: accelerating voltage of 15–20 kV, emission current of ~80 μA, takeoff angle ~35°, 4 μm to 5 μm beam diameter, working distance of ~10 mm; SEM-CL: acceleration voltage of 10 kV, beam current of 15 nA; TIMA: accelerating voltage of 25 kV, probe current of 9 nA, working distance of 15 mm, pixel spacing 3 μm, dot spacing 9 μm; EPMA: beam current not fully stated in excerpt |  | 5.734 |  |  |  | 104.3266 | [9 empty] | 2.7333 | [11 empty] | 93.3938 |  |  |  | 0.10077 |  | 5.657 | [11 empty] | 0.1499 | [25 empty] | 5.6915 | [9 empty] | 1.8726 | [5 empty] | 47.959 | [17 empty] | 11.3647 |  |  |  | 11.972 | [5 empty] | 0.748 | [11 empty] | 13.4566 |  | 0.80458 | [5 empty] | 0.97629 | [7 empty] | 6.2661 |  |  |  |  | 2025 | Xinghai Lang et al., Polymetallic veins—a possible bridge between porphyry and intermediate-sulfidation deposits, Geological Society of America Bulletin, v. 136, doi:10.1130/B38406.1 |  | CHN | Tibet
| No. 1 porphyry Cu-Au deposit (Xietongmen deposit), Xiongcun ore district | No. 1 deposit, Xiongcun ore district | Magmatic hydrothermal | Porphyry | Cu-Au porphyry | Cu, Au | Zn, Ag, Pb | Cu, Au, Zn, Ag, Pb | Lang et al., 2014; Tang et al., 2015; Wang et al., 2017 |  | 5056-170.4-17-1 | 5056-170.4-17-1 | underground mine |  |  |  |  | ore material | drill core | drill core | mineral separate | [5 empty] | mineralisation |  |  |  | pyrite, sphalerite, pyrrhotite, chalcopyrite, galena, quartz | Stage A: pyrite + sericite; Stage B: sphalerite + pyrrhotite + chalcopyrite + galena + quartz; Stage C: actinolite + epidote + chlorite + magnetite + quartz | polymetallic veins crosscutting porphyry-stage veins and alteration zones | Z2 |  |  |  | actinolite, epidote, chlorite, magnetite, sericite, calcite, acanthite-argentite, pyrargyrite, hessite, electrum | carbon-coated thin sections; polished sections | SEM-EDS, EMPA, LA-ICPMS, SIMS | JEOL IT300HR scanning electron microscope equipped with secondary electron, backscattered electron (BSE), and energy dispersive X-ray spectrometry (EDS) detectors; TESCAN MIRA3 field-emission scanning electron microprobe (FE-SEM) equipped with a panchromatic cathodoluminescence (CL) detector; TESCAN Integrated Mineral Analyzer (TIMA) system with a Mira-3 scanning electron microscope with four EDS (EDAX Element 30) detectors; JEOL JXA-8230 electron microprobe | Wuhan Sample Solution Analytical Technology Co., Ltd., Wuhan, China; Tuoyan Analytical Technology Co., Ltd., Guangzhou, China; Nanjing Hongchuang Geological Exploration Technology Service Co., Ltd., Nanjing, China | SEM: accelerating voltage of 15–20 kV, emission current of ~80 μA, takeoff angle ~35°, 4 μm to 5 μm beam diameter, working distance of ~10 mm; SEM-CL: acceleration voltage of 10 kV, beam current of 15 nA; TIMA: accelerating voltage of 25 kV, probe current of 9 nA, working distance of 15 mm, pixel spacing 3 μm, dot spacing 9 μm; EPMA: beam current not fully stated in excerpt |  | 0.71066 |  |  |  | 19.8589 | [9 empty] | 0.23105 | [11 empty] | 108.4335 | [53 empty] | 3.3794 | [5 empty] | 13.9543 | [21 empty] | 10.8762 | [17 empty] | 6.5667 |  | 0.024114 | [13 empty] | 5.4294 |  |  |  |  | 2025 | Xinghai Lang et al., Polymetallic veins—a possible bridge between porphyry and intermediate-sulfidation deposits, Geological Society of America Bulletin, v. 136, doi:10.1130/B38406.1 |  | CHN | Tibet
| No. 1 porphyry Cu-Au deposit (Xietongmen deposit), Xiongcun ore district | No. 1 deposit, Xiongcun ore district | Magmatic hydrothermal | Porphyry | Cu-Au porphyry | Cu, Au | Zn, Ag, Pb | Cu, Au, Zn, Ag, Pb | Lang et al., 2014; Tang et al., 2015; Wang et al., 2017 |  | 6073-93.7-06-1 | 6073-93.7-06-1 | underground mine |  |  |  |  | ore material | drill core | drill core | mineral separate | [5 empty] | mineralisation |  |  |  | pyrite, sphalerite, pyrrhotite, chalcopyrite, galena, quartz | Stage A: pyrite + sericite; Stage B: sphalerite + pyrrhotite + chalcopyrite + galena + quartz; Stage C: actinolite + epidote + chlorite + magnetite + quartz | polymetallic veins crosscutting porphyry-stage veins and alteration zones | Z2 |  |  |  | actinolite, epidote, chlorite, magnetite, sericite, calcite, acanthite-argentite, pyrargyrite, hessite, electrum | carbon-coated thin sections; polished sections | SEM-EDS, EMPA, LA-ICPMS, SIMS | JEOL IT300HR scanning electron microscope equipped with secondary electron, backscattered electron (BSE), and energy dispersive X-ray spectrometry (EDS) detectors; TESCAN MIRA3 field-emission scanning electron microprobe (FE-SEM) equipped with a panchromatic cathodoluminescence (CL) detector; TESCAN Integrated Mineral Analyzer (TIMA) system with a Mira-3 scanning electron microscope with four EDS (EDAX Element 30) detectors; JEOL JXA-8230 electron microprobe | Wuhan Sample Solution Analytical Technology Co., Ltd., Wuhan, China; Tuoyan Analytical Technology Co., Ltd., Guangzhou, China; Nanjing Hongchuang Geological Exploration Technology Service Co., Ltd., Nanjing, China | SEM: accelerating voltage of 15–20 kV, emission current of ~80 μA, takeoff angle ~35°, 4 μm to 5 μm beam diameter, working distance of ~10 mm; SEM-CL: acceleration voltage of 10 kV, beam current of 15 nA; TIMA: accelerating voltage of 25 kV, probe current of 9 nA, working distance of 15 mm, pixel spacing 3 μm, dot spacing 9 μm; EPMA: beam current not fully stated in excerpt |  | 0.20705 |  |  |  | 105.5025 | [9 empty] | 0.50856 | [5 empty] | 0.41053 | [5 empty] | 703.1605 |  |  |  | 0.033473 |  | 1.0722 | [37 empty] | 8.2508 | [9 empty] | 11.1744 | [5 empty] | 6.1797 | [21 empty] | 12.297 | [17 empty] | 7.0658 | [9 empty] | 0.13237 | [5 empty] | 14.4951 |  |  |  |  | 2025 | Xinghai Lang et al., Polymetallic veins—a possible bridge between porphyry and intermediate-sulfidation deposits, Geological Society of America Bulletin, v. 136, doi:10.1130/B38406.1 |  | CHN | Tibet
| No. 1 porphyry Cu-Au deposit (Xietongmen deposit), Xiongcun ore district | No. 1 deposit, Xiongcun ore district | Magmatic hydrothermal | Porphyry | Cu-Au porphyry | Cu, Au | Zn, Ag, Pb | Cu, Au, Zn, Ag, Pb | Lang et al., 2014; Tang et al., 2015; Wang et al., 2017 |  | 6073-93.7-09-1 | 6073-93.7-09-1 | underground mine |  |  |  |  | ore material | drill core | drill core | mineral separate | [5 empty] | mineralisation |  |  |  | pyrite, sphalerite, pyrrhotite, chalcopyrite, galena, quartz | Stage A: pyrite + sericite; Stage B: sphalerite + pyrrhotite + chalcopyrite + galena + quartz; Stage C: actinolite + epidote + chlorite + magnetite + quartz | polymetallic veins crosscutting porphyry-stage veins and alteration zones | Z2 |  |  |  | actinolite, epidote, chlorite, magnetite, sericite, calcite, acanthite-argentite, pyrargyrite, hessite, electrum | carbon-coated thin sections; polished sections | SEM-EDS, EMPA, LA-ICPMS, SIMS | JEOL IT300HR scanning electron microscope equipped with secondary electron, backscattered electron (BSE), and energy dispersive X-ray spectrometry (EDS) detectors; TESCAN MIRA3 field-emission scanning electron microprobe (FE-SEM) equipped with a panchromatic cathodoluminescence (CL) detector; TESCAN Integrated Mineral Analyzer (TIMA) system with a Mira-3 scanning electron microscope with four EDS (EDAX Element 30) detectors; JEOL JXA-8230 electron microprobe | Wuhan Sample Solution Analytical Technology Co., Ltd., Wuhan, China; Tuoyan Analytical Technology Co., Ltd., Guangzhou, China; Nanjing Hongchuang Geological Exploration Technology Service Co., Ltd., Nanjing, China | SEM: accelerating voltage of 15–20 kV, emission current of ~80 μA, takeoff angle ~35°, 4 μm to 5 μm beam diameter, working distance of ~10 mm; SEM-CL: acceleration voltage of 10 kV, beam current of 15 nA; TIMA: accelerating voltage of 25 kV, probe current of 9 nA, working distance of 15 mm, pixel spacing 3 μm, dot spacing 9 μm; EPMA: beam current not fully stated in excerpt | [5 empty] | 18.5761 | [15 empty] | 0.31538 | [5 empty] | 471.5188 | [53 empty] | 15.2598 | [5 empty] | 0.018012 | [21 empty] | 19.5808 | [17 empty] | 9.8203 | [15 empty] | 9.6006 |  |  |  |  | 2025 | Xinghai Lang et al., Polymetallic veins—a possible bridge between porphyry and intermediate-sulfidation deposits, Geological Society of America Bulletin, v. 136, doi:10.1130/B38406.1 |  | CHN | Tibet
| No. 1 porphyry Cu-Au deposit (Xietongmen deposit), Xiongcun ore district | No. 1 deposit, Xiongcun ore district | Magmatic hydrothermal | Porphyry | Cu-Au porphyry | Cu, Au | Zn, Ag, Pb | Cu, Au, Zn, Ag, Pb | Lang et al., 2014; Tang et al., 2015; Wang et al., 2017 |  | 6073-93.7-13-1 | 6073-93.7-13-1 | underground mine |  |  |  |  | ore material | drill core | drill core | mineral separate | [5 empty] | mineralisation |  |  |  | pyrite, sphalerite, pyrrhotite, chalcopyrite, galena, quartz | Stage A: pyrite + sericite; Stage B: sphalerite + pyrrhotite + chalcopyrite + galena + quartz; Stage C: actinolite + epidote + chlorite + magnetite + quartz | polymetallic veins crosscutting porphyry-stage veins and alteration zones | Z2 |  |  |  | actinolite, epidote, chlorite, magnetite, sericite, calcite, acanthite-argentite, pyrargyrite, hessite, electrum | carbon-coated thin sections; polished sections | SEM-EDS, EMPA, LA-ICPMS, SIMS | JEOL IT300HR scanning electron microscope equipped with secondary electron, backscattered electron (BSE), and energy dispersive X-ray spectrometry (EDS) detectors; TESCAN MIRA3 field-emission scanning electron microprobe (FE-SEM) equipped with a panchromatic cathodoluminescence (CL) detector; TESCAN Integrated Mineral Analyzer (TIMA) system with a Mira-3 scanning electron microscope with four EDS (EDAX Element 30) detectors; JEOL JXA-8230 electron microprobe | Wuhan Sample Solution Analytical Technology Co., Ltd., Wuhan, China; Tuoyan Analytical Technology Co., Ltd., Guangzhou, China; Nanjing Hongchuang Geological Exploration Technology Service Co., Ltd., Nanjing, China | SEM: accelerating voltage of 15–20 kV, emission current of ~80 μA, takeoff angle ~35°, 4 μm to 5 μm beam diameter, working distance of ~10 mm; SEM-CL: acceleration voltage of 10 kV, beam current of 15 nA; TIMA: accelerating voltage of 25 kV, probe current of 9 nA, working distance of 15 mm, pixel spacing 3 μm, dot spacing 9 μm; EPMA: beam current not fully stated in excerpt | [5 empty] | 22.9979 | [9 empty] | 0.12327 | [5 empty] | 0.21466 | [5 empty] | 166.9215 | [53 empty] | 109.8658 | [5 empty] | 0.79541 | [21 empty] | 37.0272 | [17 empty] | 7.5341 | [15 empty] | 8.8962 |  |  |  |  | 2025 | Xinghai Lang et al., Polymetallic veins—a possible bridge between porphyry and intermediate-sulfidation deposits, Geological Society of America Bulletin, v. 136, doi:10.1130/B38406.1 |  | CHN | Tibet
| No. 1 porphyry Cu-Au deposit (Xietongmen deposit), Xiongcun ore district | No. 1 deposit, Xiongcun ore district | Magmatic hydrothermal | Porphyry | Cu-Au porphyry | Cu, Au | Zn, Ag, Pb | Cu, Au, Zn, Ag, Pb | Lang et al., 2014; Tang et al., 2015; Wang et al., 2017 |  | 6073-93.7-15-1 | 6073-93.7-15-1 | underground mine |  |  |  |  | ore material | drill core | drill core | mineral separate | [5 empty] | mineralisation |  |  |  | pyrite, sphalerite, pyrrhotite, chalcopyrite, galena, quartz | Stage A: pyrite + sericite; Stage B: sphalerite + pyrrhotite + chalcopyrite + galena + quartz; Stage C: actinolite + epidote + chlorite + magnetite + quartz | polymetallic veins crosscutting porphyry-stage veins and alteration zones | Z2 |  |  |  | actinolite, epidote, chlorite, magnetite, sericite, calcite, acanthite-argentite, pyrargyrite, hessite, electrum | carbon-coated thin sections; polished sections | SEM-EDS, EMPA, LA-ICPMS, SIMS | JEOL IT300HR scanning electron microscope equipped with secondary electron, backscattered electron (BSE), and energy dispersive X-ray spectrometry (EDS) detectors; TESCAN MIRA3 field-emission scanning electron microprobe (FE-SEM) equipped with a panchromatic cathodoluminescence (CL) detector; TESCAN Integrated Mineral Analyzer (TIMA) system with a Mira-3 scanning electron microscope with four EDS (EDAX Element 30) detectors; JEOL JXA-8230 electron microprobe | Wuhan Sample Solution Analytical Technology Co., Ltd., Wuhan, China; Tuoyan Analytical Technology Co., Ltd., Guangzhou, China; Nanjing Hongchuang Geological Exploration Technology Service Co., Ltd., Nanjing, China | SEM: accelerating voltage of 15–20 kV, emission current of ~80 μA, takeoff angle ~35°, 4 μm to 5 μm beam diameter, working distance of ~10 mm; SEM-CL: acceleration voltage of 10 kV, beam current of 15 nA; TIMA: accelerating voltage of 25 kV, probe current of 9 nA, working distance of 15 mm, pixel spacing 3 μm, dot spacing 9 μm; EPMA: beam current not fully stated in excerpt | [5 empty] | 9.585 | [9 empty] | 0.008703 | [5 empty] | 0.27889 | [5 empty] | 169.6041 | [21 empty] | 0.51372 | [31 empty] | 13.4601 | [5 empty] | 0.075199 | [21 empty] | 40.6391 | [17 empty] | 8.8191 | [15 empty] | 7.7109 |  |  |  |  | 2025 | Xinghai Lang et al., Polymetallic veins—a possible bridge between porphyry and intermediate-sulfidation deposits, Geological Society of America Bulletin, v. 136, doi:10.1130/B38406.1 |  | CHN | Tibet
| No. 1 porphyry Cu-Au deposit (Xietongmen deposit), Xiongcun ore district | No. 1 deposit, Xiongcun ore district | Magmatic hydrothermal | Porphyry | Cu-Au porphyry | Cu, Au | Zn, Ag, Pb | Cu, Au, Zn, Ag, Pb | Lang et al., 2014; Tang et al., 2015; Wang et al., 2017 |  | 6073-93.7-16-1 | 6073-93.7-16-1 | underground mine |  |  |  |  | ore material | drill core | drill core | mineral separate | [5 empty] | mineralisation |  |  |  | pyrite, sphalerite, pyrrhotite, chalcopyrite, galena, quartz | Stage A: pyrite + sericite; Stage B: sphalerite + pyrrhotite + chalcopyrite + galena + quartz; Stage C: actinolite + epidote + chlorite + magnetite + quartz | polymetallic veins crosscutting porphyry-stage veins and alteration zones | Z2 |  |  |  | actinolite, epidote, chlorite, magnetite, sericite, calcite, acanthite-argentite, pyrargyrite, hessite, electrum | carbon-coated thin sections; polished sections | SEM-EDS, EMPA, LA-ICPMS, SIMS | JEOL IT300HR scanning electron microscope equipped with secondary electron, backscattered electron (BSE), and energy dispersive X-ray spectrometry (EDS) detectors; TESCAN MIRA3 field-emission scanning electron microprobe (FE-SEM) equipped with a panchromatic cathodoluminescence (CL) detector; TESCAN Integrated Mineral Analyzer (TIMA) system with a Mira-3 scanning electron microscope with four EDS (EDAX Element 30) detectors; JEOL JXA-8230 electron microprobe | Wuhan Sample Solution Analytical Technology Co., Ltd., Wuhan, China; Tuoyan Analytical Technology Co., Ltd., Guangzhou, China; Nanjing Hongchuang Geological Exploration Technology Service Co., Ltd., Nanjing, China | SEM: accelerating voltage of 15–20 kV, emission current of ~80 μA, takeoff angle ~35°, 4 μm to 5 μm beam diameter, working distance of ~10 mm; SEM-CL: acceleration voltage of 10 kV, beam current of 15 nA; TIMA: accelerating voltage of 25 kV, probe current of 9 nA, working distance of 15 mm, pixel spacing 3 μm, dot spacing 9 μm; EPMA: beam current not fully stated in excerpt | [5 empty] | 37.5161 | [15 empty] | 0.49063 | [5 empty] | 608.5446 | [53 empty] | 9.8359 | [27 empty] | 21.6794 | [17 empty] | 8.3213 | [15 empty] | 7.1671 |  |  |  |  | 2025 | Xinghai Lang et al., Polymetallic veins—a possible bridge between porphyry and intermediate-sulfidation deposits, Geological Society of America Bulletin, v. 136, doi:10.1130/B38406.1 |  | CHN | Tibet
| No. 1 porphyry Cu-Au deposit (Xietongmen deposit), Xiongcun ore district | No. 1 deposit, Xiongcun ore district | Magmatic hydrothermal | Porphyry | Cu-Au porphyry | Cu, Au | Zn, Ag, Pb | Cu, Au, Zn, Ag, Pb | Lang et al., 2014; Tang et al., 2015; Wang et al., 2017 |  | 6190-178.8-03-1 | 6190-178.8-03-1 | underground mine |  |  |  |  | ore material | drill core | drill core | mineral separate | [5 empty] | mineralisation |  |  |  | pyrite, sphalerite, pyrrhotite, chalcopyrite, galena, quartz | Stage A: pyrite + sericite; Stage B: sphalerite + pyrrhotite + chalcopyrite + galena + quartz; Stage C: actinolite + epidote + chlorite + magnetite + quartz | polymetallic veins crosscutting porphyry-stage veins and alteration zones | Z3 |  |  |  | actinolite, epidote, chlorite, magnetite, sericite, calcite, acanthite-argentite, pyrargyrite, hessite, electrum | carbon-coated thin sections; polished sections | SEM-EDS, EMPA, LA-ICPMS, SIMS | JEOL IT300HR scanning electron microscope equipped with secondary electron, backscattered electron (BSE), and energy dispersive X-ray spectrometry (EDS) detectors; TESCAN MIRA3 field-emission scanning electron microprobe (FE-SEM) equipped with a panchromatic cathodoluminescence (CL) detector; TESCAN Integrated Mineral Analyzer (TIMA) system with a Mira-3 scanning electron microscope with four EDS (EDAX Element 30) detectors; JEOL JXA-8230 electron microprobe | Wuhan Sample Solution Analytical Technology Co., Ltd., Wuhan, China; Tuoyan Analytical Technology Co., Ltd., Guangzhou, China; Nanjing Hongchuang Geological Exploration Technology Service Co., Ltd., Nanjing, China | SEM: accelerating voltage of 15–20 kV, emission current of ~80 μA, takeoff angle ~35°, 4 μm to 5 μm beam diameter, working distance of ~10 mm; SEM-CL: acceleration voltage of 10 kV, beam current of 15 nA; TIMA: accelerating voltage of 25 kV, probe current of 9 nA, working distance of 15 mm, pixel spacing 3 μm, dot spacing 9 μm; EPMA: beam current not fully stated in excerpt |  | 19.1033 |  |  |  | 1146.3124 |  | 0.32552 | [7 empty] | 0.41814 | [11 empty] | 1.2428 | [5 empty] | 2766.5606 | [15 empty] | 1.4612 | [7 empty] | 0.092524 | [13 empty] | 0.37207 | [9 empty] | 38.9528 | [5 empty] | 294.2559 | [17 empty] | 47.8141 |  |  |  | 125.0267 | [5 empty] | 0.92561 | [7 empty] | 5.6963 |  |  |  | 5.1545 |  | 0.012201 | [13 empty] | 42.1907 |  |  |  |  | 2025 | Xinghai Lang et al., Polymetallic veins—a possible bridge between porphyry and intermediate-sulfidation deposits, Geological Society of America Bulletin, v. 136, doi:10.1130/B38406.1 |  | CHN | Tibet
| No. 1 porphyry Cu-Au deposit (Xietongmen deposit), Xiongcun ore district | No. 1 deposit, Xiongcun ore district | Magmatic hydrothermal | Porphyry | Cu-Au porphyry | Cu, Au | Zn, Ag, Pb | Cu, Au, Zn, Ag, Pb | Lang et al., 2014; Tang et al., 2015; Wang et al., 2017 |  | 6190-178.8-08-1 | 6190-178.8-08-1 | underground mine |  |  |  |  | ore material | drill core | drill core | mineral separate | [5 empty] | mineralisation |  |  |  | pyrite, sphalerite, pyrrhotite, chalcopyrite, galena, quartz | Stage A: pyrite + sericite; Stage B: sphalerite + pyrrhotite + chalcopyrite + galena + quartz; Stage C: actinolite + epidote + chlorite + magnetite + quartz | polymetallic veins crosscutting porphyry-stage veins and alteration zones | Z3 |  |  |  | actinolite, epidote, chlorite, magnetite, sericite, calcite, acanthite-argentite, pyrargyrite, hessite, electrum | carbon-coated thin sections; polished sections | SEM-EDS, EMPA, LA-ICPMS, SIMS | JEOL IT300HR scanning electron microscope equipped with secondary electron, backscattered electron (BSE), and energy dispersive X-ray spectrometry (EDS) detectors; TESCAN MIRA3 field-emission scanning electron microprobe (FE-SEM) equipped with a panchromatic cathodoluminescence (CL) detector; TESCAN Integrated Mineral Analyzer (TIMA) system with a Mira-3 scanning electron microscope with four EDS (EDAX Element 30) detectors; JEOL JXA-8230 electron microprobe | Wuhan Sample Solution Analytical Technology Co., Ltd., Wuhan, China; Tuoyan Analytical Technology Co., Ltd., Guangzhou, China; Nanjing Hongchuang Geological Exploration Technology Service Co., Ltd., Nanjing, China | SEM: accelerating voltage of 15–20 kV, emission current of ~80 μA, takeoff angle ~35°, 4 μm to 5 μm beam diameter, working distance of ~10 mm; SEM-CL: acceleration voltage of 10 kV, beam current of 15 nA; TIMA: accelerating voltage of 25 kV, probe current of 9 nA, working distance of 15 mm, pixel spacing 3 μm, dot spacing 9 μm; EPMA: beam current not fully stated in excerpt | [5 empty] | 1868.7014 | [21 empty] | 12.4975 | [21 empty] | 1.0641 | [31 empty] | 27.226 | [27 empty] | 91.7308 | [17 empty] | 4.8136 | [20 empty] | 2025 | Xinghai Lang et al., Polymetallic veins—a possible bridge between porphyry and intermediate-sulfidation deposits, Geological Society of America Bulletin, v. 136, doi:10.1130/B38406.1 |  | CHN | Tibet
| No. 1 porphyry Cu-Au deposit (Xietongmen deposit), Xiongcun ore district | No. 1 deposit, Xiongcun ore district | Magmatic hydrothermal | Porphyry | Cu-Au porphyry | Cu, Au | Zn, Ag, Pb | Cu, Au, Zn, Ag, Pb | Lang et al., 2014; Tang et al., 2015; Wang et al., 2017 |  | 6190-178.8-09-1 | 6190-178.8-09-1 | underground mine |  |  |  |  | ore material | drill core | drill core | mineral separate | [5 empty] | mineralisation |  |  |  | pyrite, sphalerite, pyrrhotite, chalcopyrite, galena, quartz | Stage A: pyrite + sericite; Stage B: sphalerite + pyrrhotite + chalcopyrite + galena + quartz; Stage C: actinolite + epidote + chlorite + magnetite + quartz | polymetallic veins crosscutting porphyry-stage veins and alteration zones | Z3 |  |  |  | actinolite, epidote, chlorite, magnetite, sericite, calcite, acanthite-argentite, pyrargyrite, hessite, electrum | carbon-coated thin sections; polished sections | SEM-EDS, EMPA, LA-ICPMS, SIMS | JEOL IT300HR scanning electron microscope equipped with secondary electron, backscattered electron (BSE), and energy dispersive X-ray spectrometry (EDS) detectors; TESCAN MIRA3 field-emission scanning electron microprobe (FE-SEM) equipped with a panchromatic cathodoluminescence (CL) detector; TESCAN Integrated Mineral Analyzer (TIMA) system with a Mira-3 scanning electron microscope with four EDS (EDAX Element 30) detectors; JEOL JXA-8230 electron microprobe | Wuhan Sample Solution Analytical Technology Co., Ltd., Wuhan, China; Tuoyan Analytical Technology Co., Ltd., Guangzhou, China; Nanjing Hongchuang Geological Exploration Technology Service Co., Ltd., Nanjing, China | SEM: accelerating voltage of 15–20 kV, emission current of ~80 μA, takeoff angle ~35°, 4 μm to 5 μm beam diameter, working distance of ~10 mm; SEM-CL: acceleration voltage of 10 kV, beam current of 15 nA; TIMA: accelerating voltage of 25 kV, probe current of 9 nA, working distance of 15 mm, pixel spacing 3 μm, dot spacing 9 μm; EPMA: beam current not fully stated in excerpt | [5 empty] | 15.1623 | [21 empty] | 46.4978 | [53 empty] | 6.7404 | [27 empty] | 28.9927 | [17 empty] | 5.8624 | [20 empty] | 2025 | Xinghai Lang et al., Polymetallic veins—a possible bridge between porphyry and intermediate-sulfidation deposits, Geological Society of America Bulletin, v. 136, doi:10.1130/B38406.1 |  | CHN | Tibet
| No. 1 porphyry Cu-Au deposit (Xietongmen deposit), Xiongcun ore district | No. 1 deposit, Xiongcun ore district | Magmatic hydrothermal | Porphyry | Cu-Au porphyry | Cu, Au | Zn, Ag, Pb | Cu, Au, Zn, Ag, Pb | Lang et al., 2014; Tang et al., 2015; Wang et al., 2017 |  | 6074-118.4-01-1 | 6074-118.4-01-1 | underground mine |  |  |  |  | ore material | drill core | drill core | mineral separate | [5 empty] | mineralisation |  |  |  | pyrite, sphalerite, pyrrhotite, chalcopyrite, galena, quartz | Stage A: pyrite + sericite; Stage B: sphalerite + pyrrhotite + chalcopyrite + galena + quartz; Stage C: actinolite + epidote + chlorite + magnetite + quartz | polymetallic veins crosscutting porphyry-stage veins and alteration zones | Z3 |  |  |  | actinolite, epidote, chlorite, magnetite, sericite, calcite, acanthite-argentite, pyrargyrite, hessite, electrum | carbon-coated thin sections; polished sections | SEM-EDS, EMPA, LA-ICPMS, SIMS | JEOL IT300HR scanning electron microscope equipped with secondary electron, backscattered electron (BSE), and energy dispersive X-ray spectrometry (EDS) detectors; TESCAN MIRA3 field-emission scanning electron microprobe (FE-SEM) equipped with a panchromatic cathodoluminescence (CL) detector; TESCAN Integrated Mineral Analyzer (TIMA) system with a Mira-3 scanning electron microscope with four EDS (EDAX Element 30) detectors; JEOL JXA-8230 electron microprobe | Wuhan Sample Solution Analytical Technology Co., Ltd., Wuhan, China; Tuoyan Analytical Technology Co., Ltd., Guangzhou, China; Nanjing Hongchuang Geological Exploration Technology Service Co., Ltd., Nanjing, China | SEM: accelerating voltage of 15–20 kV, emission current of ~80 μA, takeoff angle ~35°, 4 μm to 5 μm beam diameter, working distance of ~10 mm; SEM-CL: acceleration voltage of 10 kV, beam current of 15 nA; TIMA: accelerating voltage of 25 kV, probe current of 9 nA, working distance of 15 mm, pixel spacing 3 μm, dot spacing 9 μm; EPMA: beam current not fully stated in excerpt | [5 empty] | 12.1036 | [15 empty] | 0.11934 | [5 empty] | 7.865 | [53 empty] | 6.0956 | [5 empty] | 0.006293 | [21 empty] | 19.6922 | [17 empty] | 6.5662 | [15 empty] | 6.5107 |  |  |  |  | 2025 | Xinghai Lang et al., Polymetallic veins—a possible bridge between porphyry and intermediate-sulfidation deposits, Geological Society of America Bulletin, v. 136, doi:10.1130/B38406.1 |  | CHN | Tibet
| No. 1 porphyry Cu-Au deposit (Xietongmen deposit), Xiongcun ore district | No. 1 deposit, Xiongcun ore district | Magmatic hydrothermal | Porphyry | Cu-Au porphyry | Cu, Au | Zn, Ag, Pb | Cu, Au, Zn, Ag, Pb | Lang et al., 2014; Tang et al., 2015; Wang et al., 2017 |  | 6074-118.4-08-1 | 6074-118.4-08-1 | underground mine |  |  |  |  | ore material | drill core | drill core | mineral separate | [5 empty] | mineralisation |  |  |  | pyrite, sphalerite, pyrrhotite, chalcopyrite, galena, quartz | Stage A: pyrite + sericite; Stage B: sphalerite + pyrrhotite + chalcopyrite + galena + quartz; Stage C: actinolite + epidote + chlorite + magnetite + quartz | polymetallic veins crosscutting porphyry-stage veins and alteration zones | Z3 |  |  |  | actinolite, epidote, chlorite, magnetite, sericite, calcite, acanthite-argentite, pyrargyrite, hessite, electrum | carbon-coated thin sections; polished sections | SEM-EDS, EMPA, LA-ICPMS, SIMS | JEOL IT300HR scanning electron microscope equipped with secondary electron, backscattered electron (BSE), and energy dispersive X-ray spectrometry (EDS) detectors; TESCAN MIRA3 field-emission scanning electron microprobe (FE-SEM) equipped with a panchromatic cathodoluminescence (CL) detector; TESCAN Integrated Mineral Analyzer (TIMA) system with a Mira-3 scanning electron microscope with four EDS (EDAX Element 30) detectors; JEOL JXA-8230 electron microprobe | Wuhan Sample Solution Analytical Technology Co., Ltd., Wuhan, China; Tuoyan Analytical Technology Co., Ltd., Guangzhou, China; Nanjing Hongchuang Geological Exploration Technology Service Co., Ltd., Nanjing, China | SEM: accelerating voltage of 15–20 kV, emission current of ~80 μA, takeoff angle ~35°, 4 μm to 5 μm beam diameter, working distance of ~10 mm; SEM-CL: acceleration voltage of 10 kV, beam current of 15 nA; TIMA: accelerating voltage of 25 kV, probe current of 9 nA, working distance of 15 mm, pixel spacing 3 μm, dot spacing 9 μm; EPMA: beam current not fully stated in excerpt |  | 0.14546 |  |  |  | 9.7992 | [9 empty] | 0.012758 | [11 empty] | 1.5785 | [5 empty] | 0.83315 | [47 empty] | 0.13926 | [5 empty] | 1.2829 | [21 empty] | 10.3903 | [17 empty] | 6.8822 |  | 0.005637 | [13 empty] | 6.3784 |  |  |  |  | 2025 | Xinghai Lang et al., Polymetallic veins—a possible bridge between porphyry and intermediate-sulfidation deposits, Geological Society of America Bulletin, v. 136, doi:10.1130/B38406.1 |  | CHN | Tibet
| No. 1 porphyry Cu-Au deposit (Xietongmen deposit), Xiongcun ore district | No. 1 deposit, Xiongcun ore district | Magmatic hydrothermal | Porphyry | Cu-Au porphyry | Cu, Au | Zn, Ag, Pb | Cu, Au, Zn, Ag, Pb | Lang et al., 2014; Tang et al., 2015; Wang et al., 2017 |  | 6074-118.4-10-1 | 6074-118.4-10-1 | underground mine |  |  |  |  | ore material | drill core | drill core | mineral separate | [5 empty] | mineralisation |  |  |  | pyrite, sphalerite, pyrrhotite, chalcopyrite, galena, quartz | Stage A: pyrite + sericite; Stage B: sphalerite + pyrrhotite + chalcopyrite + galena + quartz; Stage C: actinolite + epidote + chlorite + magnetite + quartz | polymetallic veins crosscutting porphyry-stage veins and alteration zones | Z3 |  |  |  | actinolite, epidote, chlorite, magnetite, sericite, calcite, acanthite-argentite, pyrargyrite, hessite, electrum | carbon-coated thin sections; polished sections | SEM-EDS, EMPA, LA-ICPMS, SIMS | JEOL IT300HR scanning electron microscope equipped with secondary electron, backscattered electron (BSE), and energy dispersive X-ray spectrometry (EDS) detectors; TESCAN MIRA3 field-emission scanning electron microprobe (FE-SEM) equipped with a panchromatic cathodoluminescence (CL) detector; TESCAN Integrated Mineral Analyzer (TIMA) system with a Mira-3 scanning electron microscope with four EDS (EDAX Element 30) detectors; JEOL JXA-8230 electron microprobe | Wuhan Sample Solution Analytical Technology Co., Ltd., Wuhan, China; Tuoyan Analytical Technology Co., Ltd., Guangzhou, China; Nanjing Hongchuang Geological Exploration Technology Service Co., Ltd., Nanjing, China | SEM: accelerating voltage of 15–20 kV, emission current of ~80 μA, takeoff angle ~35°, 4 μm to 5 μm beam diameter, working distance of ~10 mm; SEM-CL: acceleration voltage of 10 kV, beam current of 15 nA; TIMA: accelerating voltage of 25 kV, probe current of 9 nA, working distance of 15 mm, pixel spacing 3 μm, dot spacing 9 μm; EPMA: beam current not fully stated in excerpt |  | 0.34735 |  |  |  | 9.2919 | [9 empty] | 0.060287 | [11 empty] | 2.7432 | [5 empty] | 3.5617 | [53 empty] | 0.90127 | [21 empty] | 8.638 | [17 empty] | 4.6438 | [15 empty] | 7.4152 |  |  |  |  | 2025 | Xinghai Lang et al., Polymetallic veins—a possible bridge between porphyry and intermediate-sulfidation deposits, Geological Society of America Bulletin, v. 136, doi:10.1130/B38406.1 |  | CHN | Tibet
| No. 1 porphyry Cu-Au deposit (Xietongmen deposit), Xiongcun ore district | No. 1 deposit, Xiongcun ore district | Magmatic hydrothermal | Porphyry | Cu-Au porphyry | Cu, Au | Zn, Ag, Pb | Cu, Au, Zn, Ag, Pb | Lang et al., 2014; Tang et al., 2015; Wang et al., 2017 |  | 6067-156.4-04-1 | 6067-156.4-04-1 | underground mine |  |  |  |  | ore material | drill core | drill core | mineral separate | [5 empty] | mineralisation |  |  |  | pyrite, sphalerite, pyrrhotite, chalcopyrite, galena, quartz | Stage A: pyrite + sericite; Stage B: sphalerite + pyrrhotite + chalcopyrite + galena + quartz; Stage C: actinolite + epidote + chlorite + magnetite + quartz | polymetallic veins crosscutting porphyry-stage veins and alteration zones | Z3 |  |  |  | actinolite, epidote, chlorite, magnetite, sericite, calcite, acanthite-argentite, pyrargyrite, hessite, electrum | carbon-coated thin sections; polished sections | SEM-EDS, EMPA, LA-ICPMS, SIMS | JEOL IT300HR scanning electron microscope equipped with secondary electron, backscattered electron (BSE), and energy dispersive X-ray spectrometry (EDS) detectors; TESCAN MIRA3 field-emission scanning electron microprobe (FE-SEM) equipped with a panchromatic cathodoluminescence (CL) detector; TESCAN Integrated Mineral Analyzer (TIMA) system with a Mira-3 scanning electron microscope with four EDS (EDAX Element 30) detectors; JEOL JXA-8230 electron microprobe | Wuhan Sample Solution Analytical Technology Co., Ltd., Wuhan, China; Tuoyan Analytical Technology Co., Ltd., Guangzhou, China; Nanjing Hongchuang Geological Exploration Technology Service Co., Ltd., Nanjing, China | SEM: accelerating voltage of 15–20 kV, emission current of ~80 μA, takeoff angle ~35°, 4 μm to 5 μm beam diameter, working distance of ~10 mm; SEM-CL: acceleration voltage of 10 kV, beam current of 15 nA; TIMA: accelerating voltage of 25 kV, probe current of 9 nA, working distance of 15 mm, pixel spacing 3 μm, dot spacing 9 μm; EPMA: beam current not fully stated in excerpt | [5 empty] | 82.1642 | [21 empty] | 12.7116 | [53 empty] | 1.4833 | [25 empty] | 0.60954 |  | 59.537 | [17 empty] | 5.4191 | [20 empty] | 2025 | Xinghai Lang et al., Polymetallic veins—a possible bridge between porphyry and intermediate-sulfidation deposits, Geological Society of America Bulletin, v. 136, doi:10.1130/B38406.1 |  | CHN | Tibet
| No. 1 porphyry Cu-Au deposit (Xietongmen deposit), Xiongcun ore district | No. 1 deposit, Xiongcun ore district | Magmatic hydrothermal | Porphyry | Cu-Au porphyry | Cu, Au | Zn, Ag, Pb | Cu, Au, Zn, Ag, Pb | Lang et al., 2014; Tang et al., 2015; Wang et al., 2017 |  | 6067-156.4-06-1 | 6067-156.4-06-1 | underground mine |  |  |  |  | ore material | drill core | drill core | mineral separate | [5 empty] | mineralisation |  |  |  | pyrite, sphalerite, pyrrhotite, chalcopyrite, galena, quartz | Stage A: pyrite + sericite; Stage B: sphalerite + pyrrhotite + chalcopyrite + galena + quartz; Stage C: actinolite + epidote + chlorite + magnetite + quartz | polymetallic veins crosscutting porphyry-stage veins and alteration zones | Z3 |  |  |  | actinolite, epidote, chlorite, magnetite, sericite, calcite, acanthite-argentite, pyrargyrite, hessite, electrum | carbon-coated thin sections; polished sections | SEM-EDS, EMPA, LA-ICPMS, SIMS | JEOL IT300HR scanning electron microscope equipped with secondary electron, backscattered electron (BSE), and energy dispersive X-ray spectrometry (EDS) detectors; TESCAN MIRA3 field-emission scanning electron microprobe (FE-SEM) equipped with a panchromatic cathodoluminescence (CL) detector; TESCAN Integrated Mineral Analyzer (TIMA) system with a Mira-3 scanning electron microscope with four EDS (EDAX Element 30) detectors; JEOL JXA-8230 electron microprobe | Wuhan Sample Solution Analytical Technology Co., Ltd., Wuhan, China; Tuoyan Analytical Technology Co., Ltd., Guangzhou, China; Nanjing Hongchuang Geological Exploration Technology Service Co., Ltd., Nanjing, China | SEM: accelerating voltage of 15–20 kV, emission current of ~80 μA, takeoff angle ~35°, 4 μm to 5 μm beam diameter, working distance of ~10 mm; SEM-CL: acceleration voltage of 10 kV, beam current of 15 nA; TIMA: accelerating voltage of 25 kV, probe current of 9 nA, working distance of 15 mm, pixel spacing 3 μm, dot spacing 9 μm; EPMA: beam current not fully stated in excerpt |  | 1.856 |  |  |  | 143.5111 | [9 empty] | 0.012581 | [11 empty] | 28.8593 | [5 empty] | 2.2688 | [15 empty] | 0.63792 | [21 empty] | 0.4551 | [9 empty] | 4.5105 | [5 empty] | 9.9547 | [21 empty] | 62.3058 | [13 empty] | 1.3671 |  |  |  | 5.419 |  | 0.14492 | [13 empty] | 4.9869 |  |  |  |  | 2025 | Xinghai Lang et al., Polymetallic veins—a possible bridge between porphyry and intermediate-sulfidation deposits, Geological Society of America Bulletin, v. 136, doi:10.1130/B38406.1 |  | CHN | Tibet
| No. 1 porphyry Cu-Au deposit (Xietongmen deposit), Xiongcun ore district | No. 1 deposit, Xiongcun ore district | Magmatic hydrothermal | Porphyry | Cu-Au porphyry | Cu, Au | Zn, Ag, Pb | Cu, Au, Zn, Ag, Pb | Lang et al., 2014; Tang et al., 2015; Wang et al., 2017 |  | 6067-156.4-07-1 | 6067-156.4-07-1 | underground mine |  |  |  |  | ore material | drill core | drill core | mineral separate | [5 empty] | mineralisation |  |  |  | pyrite, sphalerite, pyrrhotite, chalcopyrite, galena, quartz | Stage A: pyrite + sericite; Stage B: sphalerite + pyrrhotite + chalcopyrite + galena + quartz; Stage C: actinolite + epidote + chlorite + magnetite + quartz | polymetallic veins crosscutting porphyry-stage veins and alteration zones | Z3 |  |  |  | actinolite, epidote, chlorite, magnetite, sericite, calcite, acanthite-argentite, pyrargyrite, hessite, electrum | carbon-coated thin sections; polished sections | SEM-EDS, EMPA, LA-ICPMS, SIMS | JEOL IT300HR scanning electron microscope equipped with secondary electron, backscattered electron (BSE), and energy dispersive X-ray spectrometry (EDS) detectors; TESCAN MIRA3 field-emission scanning electron microprobe (FE-SEM) equipped with a panchromatic cathodoluminescence (CL) detector; TESCAN Integrated Mineral Analyzer (TIMA) system with a Mira-3 scanning electron microscope with four EDS (EDAX Element 30) detectors; JEOL JXA-8230 electron microprobe | Wuhan Sample Solution Analytical Technology Co., Ltd., Wuhan, China; Tuoyan Analytical Technology Co., Ltd., Guangzhou, China; Nanjing Hongchuang Geological Exploration Technology Service Co., Ltd., Nanjing, China | SEM: accelerating voltage of 15–20 kV, emission current of ~80 μA, takeoff angle ~35°, 4 μm to 5 μm beam diameter, working distance of ~10 mm; SEM-CL: acceleration voltage of 10 kV, beam current of 15 nA; TIMA: accelerating voltage of 25 kV, probe current of 9 nA, working distance of 15 mm, pixel spacing 3 μm, dot spacing 9 μm; EPMA: beam current not fully stated in excerpt | [5 empty] | 87.5538 | [9 empty] | 0.005461 | [11 empty] | 22.1889 | [5 empty] | 0.42061 | [37 empty] | 0.26931 | [9 empty] | 26.5338 | [5 empty] | 1.9167 | [19 empty] | 0.82303 |  | 45.1478 | [13 empty] | 7.7318 |  |  |  | 6.9704 | [15 empty] | 2.5838 |  |  |  |  | 2025 | Xinghai Lang et al., Polymetallic veins—a possible bridge between porphyry and intermediate-sulfidation deposits, Geological Society of America Bulletin, v. 136, doi:10.1130/B38406.1 |  | CHN | Tibet
| No. 1 porphyry Cu-Au deposit (Xietongmen deposit), Xiongcun ore district | No. 1 deposit, Xiongcun ore district | Magmatic hydrothermal | Porphyry | Cu-Au porphyry | Cu, Au | Zn, Ag, Pb | Cu, Au, Zn, Ag, Pb | Lang et al., 2014; Tang et al., 2015; Wang et al., 2017 |  | 6067-156.4-11-1 | 6067-156.4-11-1 | underground mine |  |  |  |  | ore material | drill core | drill core | mineral separate | [5 empty] | mineralisation |  |  |  | pyrite, sphalerite, pyrrhotite, chalcopyrite, galena, quartz | Stage A: pyrite + sericite; Stage B: sphalerite + pyrrhotite + chalcopyrite + galena + quartz; Stage C: actinolite + epidote + chlorite + magnetite + quartz | polymetallic veins crosscutting porphyry-stage veins and alteration zones | Z3 |  |  |  | actinolite, epidote, chlorite, magnetite, sericite, calcite, acanthite-argentite, pyrargyrite, hessite, electrum | carbon-coated thin sections; polished sections | SEM-EDS, EMPA, LA-ICPMS, SIMS | JEOL IT300HR scanning electron microscope equipped with secondary electron, backscattered electron (BSE), and energy dispersive X-ray spectrometry (EDS) detectors; TESCAN MIRA3 field-emission scanning electron microprobe (FE-SEM) equipped with a panchromatic cathodoluminescence (CL) detector; TESCAN Integrated Mineral Analyzer (TIMA) system with a Mira-3 scanning electron microscope with four EDS (EDAX Element 30) detectors; JEOL JXA-8230 electron microprobe | Wuhan Sample Solution Analytical Technology Co., Ltd., Wuhan, China; Tuoyan Analytical Technology Co., Ltd., Guangzhou, China; Nanjing Hongchuang Geological Exploration Technology Service Co., Ltd., Nanjing, China | SEM: accelerating voltage of 15–20 kV, emission current of ~80 μA, takeoff angle ~35°, 4 μm to 5 μm beam diameter, working distance of ~10 mm; SEM-CL: acceleration voltage of 10 kV, beam current of 15 nA; TIMA: accelerating voltage of 25 kV, probe current of 9 nA, working distance of 15 mm, pixel spacing 3 μm, dot spacing 9 μm; EPMA: beam current not fully stated in excerpt | [5 empty] | 80.5551 | [21 empty] | 29.6231 | [45 empty] | 0.24706 | [7 empty] | 2.7437 | [5 empty] | 0.10798 | [19 empty] | 0.84754 |  | 30.1123 | [5 empty] | 0.50727 | [11 empty] | 5.1118 | [15 empty] | 1.388 |  |  |  |  | 2025 | Xinghai Lang et al., Polymetallic veins—a possible bridge between porphyry and intermediate-sulfidation deposits, Geological Society of America Bulletin, v. 136, doi:10.1130/B38406.1 |  | CHN | Tibet
| No. 1 porphyry Cu-Au deposit (Xietongmen deposit), Xiongcun ore district | No. 1 deposit, Xiongcun ore district | Magmatic hydrothermal | Porphyry | Cu-Au porphyry | Cu, Au | Zn, Ag, Pb | Cu, Au, Zn, Ag, Pb | Lang et al., 2014; Tang et al., 2015; Wang et al., 2017 |  | 6067-156.4-12-1 | 6067-156.4-12-1 | underground mine |  |  |  |  | ore material | drill core | drill core | mineral separate | [5 empty] | mineralisation |  |  |  | pyrite, sphalerite, pyrrhotite, chalcopyrite, galena, quartz | Stage A: pyrite + sericite; Stage B: sphalerite + pyrrhotite + chalcopyrite + galena + quartz; Stage C: actinolite + epidote + chlorite + magnetite + quartz | polymetallic veins crosscutting porphyry-stage veins and alteration zones | Z3 |  |  |  | actinolite, epidote, chlorite, magnetite, sericite, calcite, acanthite-argentite, pyrargyrite, hessite, electrum | carbon-coated thin sections; polished sections | SEM-EDS, EMPA, LA-ICPMS, SIMS | JEOL IT300HR scanning electron microscope equipped with secondary electron, backscattered electron (BSE), and energy dispersive X-ray spectrometry (EDS) detectors; TESCAN MIRA3 field-emission scanning electron microprobe (FE-SEM) equipped with a panchromatic cathodoluminescence (CL) detector; TESCAN Integrated Mineral Analyzer (TIMA) system with a Mira-3 scanning electron microscope with four EDS (EDAX Element 30) detectors; JEOL JXA-8230 electron microprobe | Wuhan Sample Solution Analytical Technology Co., Ltd., Wuhan, China; Tuoyan Analytical Technology Co., Ltd., Guangzhou, China; Nanjing Hongchuang Geological Exploration Technology Service Co., Ltd., Nanjing, China | SEM: accelerating voltage of 15–20 kV, emission current of ~80 μA, takeoff angle ~35°, 4 μm to 5 μm beam diameter, working distance of ~10 mm; SEM-CL: acceleration voltage of 10 kV, beam current of 15 nA; TIMA: accelerating voltage of 25 kV, probe current of 9 nA, working distance of 15 mm, pixel spacing 3 μm, dot spacing 9 μm; EPMA: beam current not fully stated in excerpt | [5 empty] | 16.5585 | [21 empty] | 31.1369 | [53 empty] | 0.78537 | [25 empty] | 0.81101 |  | 13.2121 | [5 empty] | 0.50398 | [11 empty] | 6.1594 | [15 empty] | 2.2934 |  |  |  |  | 2025 | Xinghai Lang et al., Polymetallic veins—a possible bridge between porphyry and intermediate-sulfidation deposits, Geological Society of America Bulletin, v. 136, doi:10.1130/B38406.1 |  | CHN | Tibet
| No. 1 porphyry Cu-Au deposit (Xietongmen deposit), Xiongcun ore district | No. 1 deposit, Xiongcun ore district | Magmatic hydrothermal | Porphyry | Cu-Au porphyry | Cu, Au | Zn, Ag, Pb | Cu, Au, Zn, Ag, Pb | Lang et al., 2014; Tang et al., 2015; Wang et al., 2017 |  | 6082-66.7-01-1 | 6082-66.7-01-1 | underground mine |  |  |  |  | ore material | drill core | drill core | mineral separate | [5 empty] | mineralisation |  |  |  | pyrite, sphalerite, pyrrhotite, chalcopyrite, galena, quartz | Stage A: pyrite + sericite; Stage B: sphalerite + pyrrhotite + chalcopyrite + galena + quartz; Stage C: actinolite + epidote + chlorite + magnetite + quartz | polymetallic veins crosscutting porphyry-stage veins and alteration zones | Z3 |  |  |  | actinolite, epidote, chlorite, magnetite, sericite, calcite, acanthite-argentite, pyrargyrite, hessite, electrum | carbon-coated thin sections; polished sections | SEM-EDS, EMPA, LA-ICPMS, SIMS | JEOL IT300HR scanning electron microscope equipped with secondary electron, backscattered electron (BSE), and energy dispersive X-ray spectrometry (EDS) detectors; TESCAN MIRA3 field-emission scanning electron microprobe (FE-SEM) equipped with a panchromatic cathodoluminescence (CL) detector; TESCAN Integrated Mineral Analyzer (TIMA) system with a Mira-3 scanning electron microscope with four EDS (EDAX Element 30) detectors; JEOL JXA-8230 electron microprobe | Wuhan Sample Solution Analytical Technology Co., Ltd., Wuhan, China; Tuoyan Analytical Technology Co., Ltd., Guangzhou, China; Nanjing Hongchuang Geological Exploration Technology Service Co., Ltd., Nanjing, China | SEM: accelerating voltage of 15–20 kV, emission current of ~80 μA, takeoff angle ~35°, 4 μm to 5 μm beam diameter, working distance of ~10 mm; SEM-CL: acceleration voltage of 10 kV, beam current of 15 nA; TIMA: accelerating voltage of 25 kV, probe current of 9 nA, working distance of 15 mm, pixel spacing 3 μm, dot spacing 9 μm; EPMA: beam current not fully stated in excerpt |  | 2.0631 |  |  |  | 75.6389 |  | 0.53269 | [7 empty] | 47.5382 | [11 empty] | 630.9196 | [5 empty] | 0.54579 | [47 empty] | 4.6086 | [5 empty] | 2.4332 | [21 empty] | 45.6615 | [13 empty] | 369.5825 |  |  |  | 5.6043 | [15 empty] | 1.5515 |  |  |  |  | 2025 | Xinghai Lang et al., Polymetallic veins—a possible bridge between porphyry and intermediate-sulfidation deposits, Geological Society of America Bulletin, v. 136, doi:10.1130/B38406.1 |  | CHN | Tibet
| No. 1 porphyry Cu-Au deposit (Xietongmen deposit), Xiongcun ore district | No. 1 deposit, Xiongcun ore district | Magmatic hydrothermal | Porphyry | Cu-Au porphyry | Cu, Au | Zn, Ag, Pb | Cu, Au, Zn, Ag, Pb | Lang et al., 2014; Tang et al., 2015; Wang et al., 2017 |  | 6082-66.7-04-1 | 6082-66.7-04-1 | underground mine |  |  |  |  | ore material | drill core | drill core | mineral separate | [5 empty] | mineralisation |  |  |  | pyrite, sphalerite, pyrrhotite, chalcopyrite, galena, quartz | Stage A: pyrite + sericite; Stage B: sphalerite + pyrrhotite + chalcopyrite + galena + quartz; Stage C: actinolite + epidote + chlorite + magnetite + quartz | polymetallic veins crosscutting porphyry-stage veins and alteration zones | Z3 |  |  |  | actinolite, epidote, chlorite, magnetite, sericite, calcite, acanthite-argentite, pyrargyrite, hessite, electrum | carbon-coated thin sections; polished sections | SEM-EDS, EMPA, LA-ICPMS, SIMS | JEOL IT300HR scanning electron microscope equipped with secondary electron, backscattered electron (BSE), and energy dispersive X-ray spectrometry (EDS) detectors; TESCAN MIRA3 field-emission scanning electron microprobe (FE-SEM) equipped with a panchromatic cathodoluminescence (CL) detector; TESCAN Integrated Mineral Analyzer (TIMA) system with a Mira-3 scanning electron microscope with four EDS (EDAX Element 30) detectors; JEOL JXA-8230 electron microprobe | Wuhan Sample Solution Analytical Technology Co., Ltd., Wuhan, China; Tuoyan Analytical Technology Co., Ltd., Guangzhou, China; Nanjing Hongchuang Geological Exploration Technology Service Co., Ltd., Nanjing, China | SEM: accelerating voltage of 15–20 kV, emission current of ~80 μA, takeoff angle ~35°, 4 μm to 5 μm beam diameter, working distance of ~10 mm; SEM-CL: acceleration voltage of 10 kV, beam current of 15 nA; TIMA: accelerating voltage of 25 kV, probe current of 9 nA, working distance of 15 mm, pixel spacing 3 μm, dot spacing 9 μm; EPMA: beam current not fully stated in excerpt | [5 empty] | 15.8121 | [21 empty] | 11.7775 | [21 empty] | 1.5737 | [31 empty] | 56.2766 | [5 empty] | 0.091029 | [21 empty] | 137.9911 | [17 empty] | 6.3811 | [15 empty] | 1.4077 |  |  |  |  | 2025 | Xinghai Lang et al., Polymetallic veins—a possible bridge between porphyry and intermediate-sulfidation deposits, Geological Society of America Bulletin, v. 136, doi:10.1130/B38406.1 |  | CHN | Tibet
| No. 1 porphyry Cu-Au deposit (Xietongmen deposit), Xiongcun ore district | No. 1 deposit, Xiongcun ore district | Magmatic hydrothermal | Porphyry | Cu-Au porphyry | Cu, Au | Zn, Ag, Pb | Cu, Au, Zn, Ag, Pb | Lang et al., 2014; Tang et al., 2015; Wang et al., 2017 |  | 6082-66.7-11-1 | 6082-66.7-11-1 | underground mine |  |  |  |  | ore material | drill core | drill core | mineral separate | [5 empty] | mineralisation |  |  |  | pyrite, sphalerite, pyrrhotite, chalcopyrite, galena, quartz | Stage A: pyrite + sericite; Stage B: sphalerite + pyrrhotite + chalcopyrite + galena + quartz; Stage C: actinolite + epidote + chlorite + magnetite + quartz | polymetallic veins crosscutting porphyry-stage veins and alteration zones | Z3 |  |  |  | actinolite, epidote, chlorite, magnetite, sericite, calcite, acanthite-argentite, pyrargyrite, hessite, electrum | carbon-coated thin sections; polished sections | SEM-EDS, EMPA, LA-ICPMS, SIMS | JEOL IT300HR scanning electron microscope equipped with secondary electron, backscattered electron (BSE), and energy dispersive X-ray spectrometry (EDS) detectors; TESCAN MIRA3 field-emission scanning electron microprobe (FE-SEM) equipped with a panchromatic cathodoluminescence (CL) detector; TESCAN Integrated Mineral Analyzer (TIMA) system with a Mira-3 scanning electron microscope with four EDS (EDAX Element 30) detectors; JEOL JXA-8230 electron microprobe | Wuhan Sample Solution Analytical Technology Co., Ltd., Wuhan, China; Tuoyan Analytical Technology Co., Ltd., Guangzhou, China; Nanjing Hongchuang Geological Exploration Technology Service Co., Ltd., Nanjing, China | SEM: accelerating voltage of 15–20 kV, emission current of ~80 μA, takeoff angle ~35°, 4 μm to 5 μm beam diameter, working distance of ~10 mm; SEM-CL: acceleration voltage of 10 kV, beam current of 15 nA; TIMA: accelerating voltage of 25 kV, probe current of 9 nA, working distance of 15 mm, pixel spacing 3 μm, dot spacing 9 μm; EPMA: beam current not fully stated in excerpt |  | 1.8022 |  |  |  | 123.2303 | [9 empty] | 0.046797 | [11 empty] | 11.3219 | [21 empty] | 0.94864 | [21 empty] | 1.1886 | [9 empty] | 140.6003 | [5 empty] | 2.2652 | [21 empty] | 86.2573 | [13 empty] | 6.6758 |  |  |  | 8.8732 | [15 empty] | 0.85306 |  |  |  |  | 2025 | Xinghai Lang et al., Polymetallic veins—a possible bridge between porphyry and intermediate-sulfidation deposits, Geological Society of America Bulletin, v. 136, doi:10.1130/B38406.1 |  | CHN | Tibet
| No. 1 porphyry Cu-Au deposit (Xietongmen deposit), Xiongcun ore district | No. 1 deposit, Xiongcun ore district | Magmatic hydrothermal | Porphyry | Cu-Au porphyry | Cu, Au | Zn, Ag, Pb | Cu, Au, Zn, Ag, Pb | Lang et al., 2014; Tang et al., 2015; Wang et al., 2017 |  | 6082-66.7-12-1 | 6082-66.7-12-1 | underground mine |  |  |  |  | ore material | drill core | drill core | mineral separate | [5 empty] | mineralisation |  |  |  | pyrite, sphalerite, pyrrhotite, chalcopyrite, galena, quartz | Stage A: pyrite + sericite; Stage B: sphalerite + pyrrhotite + chalcopyrite + galena + quartz; Stage C: actinolite + epidote + chlorite + magnetite + quartz | polymetallic veins crosscutting porphyry-stage veins and alteration zones | Z3 |  |  |  | actinolite, epidote, chlorite, magnetite, sericite, calcite, acanthite-argentite, pyrargyrite, hessite, electrum | carbon-coated thin sections; polished sections | SEM-EDS, EMPA, LA-ICPMS, SIMS | JEOL IT300HR scanning electron microscope equipped with secondary electron, backscattered electron (BSE), and energy dispersive X-ray spectrometry (EDS) detectors; TESCAN MIRA3 field-emission scanning electron microprobe (FE-SEM) equipped with a panchromatic cathodoluminescence (CL) detector; TESCAN Integrated Mineral Analyzer (TIMA) system with a Mira-3 scanning electron microscope with four EDS (EDAX Element 30) detectors; JEOL JXA-8230 electron microprobe | Wuhan Sample Solution Analytical Technology Co., Ltd., Wuhan, China; Tuoyan Analytical Technology Co., Ltd., Guangzhou, China; Nanjing Hongchuang Geological Exploration Technology Service Co., Ltd., Nanjing, China | SEM: accelerating voltage of 15–20 kV, emission current of ~80 μA, takeoff angle ~35°, 4 μm to 5 μm beam diameter, working distance of ~10 mm; SEM-CL: acceleration voltage of 10 kV, beam current of 15 nA; TIMA: accelerating voltage of 25 kV, probe current of 9 nA, working distance of 15 mm, pixel spacing 3 μm, dot spacing 9 μm; EPMA: beam current not fully stated in excerpt |  | 3.7853 |  |  |  | 783.7482 | [9 empty] | 1.4007 | [11 empty] | 2.9974 | [21 empty] | 2.1497 | [31 empty] | 233.5073 | [5 empty] | 518.4326 |  | 0.86917 | [19 empty] | 196.9764 | [13 empty] | 56.0434 |  |  |  | 6.9715 | [15 empty] | 0.88 |  |  |  |  | 2025 | Xinghai Lang et al., Polymetallic veins—a possible bridge between porphyry and intermediate-sulfidation deposits, Geological Society of America Bulletin, v. 136, doi:10.1130/B38406.1 |  | CHN | Tibet
| No. 1 porphyry Cu-Au deposit (Xietongmen deposit), Xiongcun ore district | No. 1 deposit, Xiongcun ore district | Magmatic hydrothermal | Porphyry | Cu-Au porphyry | Cu, Au | Zn, Ag, Pb | Cu, Au, Zn, Ag, Pb | Lang et al., 2014; Tang et al., 2015; Wang et al., 2017 |  | 6082-66.7-14-1 | 6082-66.7-14-1 | underground mine |  |  |  |  | ore material | drill core | drill core | mineral separate | [5 empty] | mineralisation |  |  |  | pyrite, sphalerite, pyrrhotite, chalcopyrite, galena, quartz | Stage A: pyrite + sericite; Stage B: sphalerite + pyrrhotite + chalcopyrite + galena + quartz; Stage C: actinolite + epidote + chlorite + magnetite + quartz | polymetallic veins crosscutting porphyry-stage veins and alteration zones | Z3 |  |  |  | actinolite, epidote, chlorite, magnetite, sericite, calcite, acanthite-argentite, pyrargyrite, hessite, electrum | carbon-coated thin sections; polished sections | SEM-EDS, EMPA, LA-ICPMS, SIMS | JEOL IT300HR scanning electron microscope equipped with secondary electron, backscattered electron (BSE), and energy dispersive X-ray spectrometry (EDS) detectors; TESCAN MIRA3 field-emission scanning electron microprobe (FE-SEM) equipped with a panchromatic cathodoluminescence (CL) detector; TESCAN Integrated Mineral Analyzer (TIMA) system with a Mira-3 scanning electron microscope with four EDS (EDAX Element 30) detectors; JEOL JXA-8230 electron microprobe | Wuhan Sample Solution Analytical Technology Co., Ltd., Wuhan, China; Tuoyan Analytical Technology Co., Ltd., Guangzhou, China; Nanjing Hongchuang Geological Exploration Technology Service Co., Ltd., Nanjing, China | SEM: accelerating voltage of 15–20 kV, emission current of ~80 μA, takeoff angle ~35°, 4 μm to 5 μm beam diameter, working distance of ~10 mm; SEM-CL: acceleration voltage of 10 kV, beam current of 15 nA; TIMA: accelerating voltage of 25 kV, probe current of 9 nA, working distance of 15 mm, pixel spacing 3 μm, dot spacing 9 μm; EPMA: beam current not fully stated in excerpt | [5 empty] | 184.5892 | [21 empty] | 12.9431 | [21 empty] | 0.61295 | [31 empty] | 134.6255 | [5 empty] | 1.2677 | [21 empty] | 82.4296 | [13 empty] | 4.3231 |  |  |  | 7.0234 | [15 empty] | 0.71368 |  |  |  |  | 2025 | Xinghai Lang et al., Polymetallic veins—a possible bridge between porphyry and intermediate-sulfidation deposits, Geological Society of America Bulletin, v. 136, doi:10.1130/B38406.1 |  | CHN | Tibet
| No. 1 porphyry Cu-Au deposit (Xietongmen deposit), Xiongcun ore district | No. 1 deposit, Xiongcun ore district | Magmatic hydrothermal | Porphyry | Cu-Au porphyry | Cu, Au | Zn, Ag, Pb | Cu, Au, Zn, Ag, Pb | Lang et al., 2014; Tang et al., 2015; Wang et al., 2017 |  | 6170-229.7-01-1 | 6170-229.7-01-1 | underground mine |  |  |  |  | ore material | drill core | drill core | mineral separate | [5 empty] | mineralisation |  |  |  | pyrite, sphalerite, pyrrhotite, chalcopyrite, galena, quartz | Stage A: pyrite + sericite; Stage B: sphalerite + pyrrhotite + chalcopyrite + galena + quartz; Stage C: actinolite + epidote + chlorite + magnetite + quartz | polymetallic veins crosscutting porphyry-stage veins and alteration zones | Z3 |  |  |  | actinolite, epidote, chlorite, magnetite, sericite, calcite, acanthite-argentite, pyrargyrite, hessite, electrum | carbon-coated thin sections; polished sections | SEM-EDS, EMPA, LA-ICPMS, SIMS | JEOL IT300HR scanning electron microscope equipped with secondary electron, backscattered electron (BSE), and energy dispersive X-ray spectrometry (EDS) detectors; TESCAN MIRA3 field-emission scanning electron microprobe (FE-SEM) equipped with a panchromatic cathodoluminescence (CL) detector; TESCAN Integrated Mineral Analyzer (TIMA) system with a Mira-3 scanning electron microscope with four EDS (EDAX Element 30) detectors; JEOL JXA-8230 electron microprobe | Wuhan Sample Solution Analytical Technology Co., Ltd., Wuhan, China; Tuoyan Analytical Technology Co., Ltd., Guangzhou, China; Nanjing Hongchuang Geological Exploration Technology Service Co., Ltd., Nanjing, China | SEM: accelerating voltage of 15–20 kV, emission current of ~80 μA, takeoff angle ~35°, 4 μm to 5 μm beam diameter, working distance of ~10 mm; SEM-CL: acceleration voltage of 10 kV, beam current of 15 nA; TIMA: accelerating voltage of 25 kV, probe current of 9 nA, working distance of 15 mm, pixel spacing 3 μm, dot spacing 9 μm; EPMA: beam current not fully stated in excerpt | [5 empty] | 75.8134 |  | 0.11485 | [7 empty] | 0.030403 | [11 empty] | 71.1408 | [5 empty] | 1.5455 | [37 empty] | 0.37083 | [9 empty] | 3.8542 | [5 empty] | 0.97999 | [21 empty] | 46.0001 | [17 empty] | 11.6868 | [15 empty] | 1.1146 |  |  |  |  | 2025 | Xinghai Lang et al., Polymetallic veins—a possible bridge between porphyry and intermediate-sulfidation deposits, Geological Society of America Bulletin, v. 136, doi:10.1130/B38406.1 |  | CHN | Tibet
| No. 1 porphyry Cu-Au deposit (Xietongmen deposit), Xiongcun ore district | No. 1 deposit, Xiongcun ore district | Magmatic hydrothermal | Porphyry | Cu-Au porphyry | Cu, Au | Zn, Ag, Pb | Cu, Au, Zn, Ag, Pb | Lang et al., 2014; Tang et al., 2015; Wang et al., 2017 |  | 6170-229.7-02-1 | 6170-229.7-02-1 | underground mine |  |  |  |  | ore material | drill core | drill core | mineral separate | [5 empty] | mineralisation |  |  |  | pyrite, sphalerite, pyrrhotite, chalcopyrite, galena, quartz | Stage A: pyrite + sericite; Stage B: sphalerite + pyrrhotite + chalcopyrite + galena + quartz; Stage C: actinolite + epidote + chlorite + magnetite + quartz | polymetallic veins crosscutting porphyry-stage veins and alteration zones | Z3 |  |  |  | actinolite, epidote, chlorite, magnetite, sericite, calcite, acanthite-argentite, pyrargyrite, hessite, electrum | carbon-coated thin sections; polished sections | SEM-EDS, EMPA, LA-ICPMS, SIMS | JEOL IT300HR scanning electron microscope equipped with secondary electron, backscattered electron (BSE), and energy dispersive X-ray spectrometry (EDS) detectors; TESCAN MIRA3 field-emission scanning electron microprobe (FE-SEM) equipped with a panchromatic cathodoluminescence (CL) detector; TESCAN Integrated Mineral Analyzer (TIMA) system with a Mira-3 scanning electron microscope with four EDS (EDAX Element 30) detectors; JEOL JXA-8230 electron microprobe | Wuhan Sample Solution Analytical Technology Co., Ltd., Wuhan, China; Tuoyan Analytical Technology Co., Ltd., Guangzhou, China; Nanjing Hongchuang Geological Exploration Technology Service Co., Ltd., Nanjing, China | SEM: accelerating voltage of 15–20 kV, emission current of ~80 μA, takeoff angle ~35°, 4 μm to 5 μm beam diameter, working distance of ~10 mm; SEM-CL: acceleration voltage of 10 kV, beam current of 15 nA; TIMA: accelerating voltage of 25 kV, probe current of 9 nA, working distance of 15 mm, pixel spacing 3 μm, dot spacing 9 μm; EPMA: beam current not fully stated in excerpt | [27 empty] | 60.4715 | [21 empty] | 6.924 | [59 empty] | 480.1412 | [13 empty] | 1.7007 |  |  |  | 6.9528 | [15 empty] | 1.5156 |  |  |  |  | 2025 | Xinghai Lang et al., Polymetallic veins—a possible bridge between porphyry and intermediate-sulfidation deposits, Geological Society of America Bulletin, v. 136, doi:10.1130/B38406.1 |  | CHN | Tibet
| No. 1 porphyry Cu-Au deposit (Xietongmen deposit), Xiongcun ore district | No. 1 deposit, Xiongcun ore district | Magmatic hydrothermal | Porphyry | Cu-Au porphyry | Cu, Au | Zn, Ag, Pb | Cu, Au, Zn, Ag, Pb | Lang et al., 2014; Tang et al., 2015; Wang et al., 2017 |  | 6170-229.7-03-1 | 6170-229.7-03-1 | underground mine |  |  |  |  | ore material | drill core | drill core | mineral separate | [5 empty] | mineralisation |  |  |  | pyrite, sphalerite, pyrrhotite, chalcopyrite, galena, quartz | Stage A: pyrite + sericite; Stage B: sphalerite + pyrrhotite + chalcopyrite + galena + quartz; Stage C: actinolite + epidote + chlorite + magnetite + quartz | polymetallic veins crosscutting porphyry-stage veins and alteration zones | Z3 |  |  |  | actinolite, epidote, chlorite, magnetite, sericite, calcite, acanthite-argentite, pyrargyrite, hessite, electrum | carbon-coated thin sections; polished sections | SEM-EDS, EMPA, LA-ICPMS, SIMS | JEOL IT300HR scanning electron microscope equipped with secondary electron, backscattered electron (BSE), and energy dispersive X-ray spectrometry (EDS) detectors; TESCAN MIRA3 field-emission scanning electron microprobe (FE-SEM) equipped with a panchromatic cathodoluminescence (CL) detector; TESCAN Integrated Mineral Analyzer (TIMA) system with a Mira-3 scanning electron microscope with four EDS (EDAX Element 30) detectors; JEOL JXA-8230 electron microprobe | Wuhan Sample Solution Analytical Technology Co., Ltd., Wuhan, China; Tuoyan Analytical Technology Co., Ltd., Guangzhou, China; Nanjing Hongchuang Geological Exploration Technology Service Co., Ltd., Nanjing, China | SEM: accelerating voltage of 15–20 kV, emission current of ~80 μA, takeoff angle ~35°, 4 μm to 5 μm beam diameter, working distance of ~10 mm; SEM-CL: acceleration voltage of 10 kV, beam current of 15 nA; TIMA: accelerating voltage of 25 kV, probe current of 9 nA, working distance of 15 mm, pixel spacing 3 μm, dot spacing 9 μm; EPMA: beam current not fully stated in excerpt | [5 empty] | 15.9889 | [9 empty] | 0.45934 | [11 empty] | 112.1755 | [5 empty] | 3.5001 | [15 empty] | 2.6328 | [21 empty] | 0.60668 | [9 empty] | 2.2116 | [5 empty] | 3.7313 | [21 empty] | 190.8086 | [13 empty] | 3.0809 |  |  |  | 10.0092 | [15 empty] | 2.015 |  |  |  |  | 2025 | Xinghai Lang et al., Polymetallic veins—a possible bridge between porphyry and intermediate-sulfidation deposits, Geological Society of America Bulletin, v. 136, doi:10.1130/B38406.1 |  | CHN | Tibet
| No. 1 porphyry Cu-Au deposit (Xietongmen deposit), Xiongcun ore district | No. 1 deposit, Xiongcun ore district | Magmatic hydrothermal | Porphyry | Cu-Au porphyry | Cu, Au | Zn, Ag, Pb | Cu, Au, Zn, Ag, Pb | Lang et al., 2014; Tang et al., 2015; Wang et al., 2017 |  | 6170-229.7-04-1 | 6170-229.7-04-1 | underground mine |  |  |  |  | ore material | drill core | drill core | mineral separate | [5 empty] | mineralisation |  |  |  | pyrite, sphalerite, pyrrhotite, chalcopyrite, galena, quartz | Stage A: pyrite + sericite; Stage B: sphalerite + pyrrhotite + chalcopyrite + galena + quartz; Stage C: actinolite + epidote + chlorite + magnetite + quartz | polymetallic veins crosscutting porphyry-stage veins and alteration zones | Z3 |  |  |  | actinolite, epidote, chlorite, magnetite, sericite, calcite, acanthite-argentite, pyrargyrite, hessite, electrum | carbon-coated thin sections; polished sections | SEM-EDS, EMPA, LA-ICPMS, SIMS | JEOL IT300HR scanning electron microscope equipped with secondary electron, backscattered electron (BSE), and energy dispersive X-ray spectrometry (EDS) detectors; TESCAN MIRA3 field-emission scanning electron microprobe (FE-SEM) equipped with a panchromatic cathodoluminescence (CL) detector; TESCAN Integrated Mineral Analyzer (TIMA) system with a Mira-3 scanning electron microscope with four EDS (EDAX Element 30) detectors; JEOL JXA-8230 electron microprobe | Wuhan Sample Solution Analytical Technology Co., Ltd., Wuhan, China; Tuoyan Analytical Technology Co., Ltd., Guangzhou, China; Nanjing Hongchuang Geological Exploration Technology Service Co., Ltd., Nanjing, China | SEM: accelerating voltage of 15–20 kV, emission current of ~80 μA, takeoff angle ~35°, 4 μm to 5 μm beam diameter, working distance of ~10 mm; SEM-CL: acceleration voltage of 10 kV, beam current of 15 nA; TIMA: accelerating voltage of 25 kV, probe current of 9 nA, working distance of 15 mm, pixel spacing 3 μm, dot spacing 9 μm; EPMA: beam current not fully stated in excerpt |  | 0.55414 |  |  |  | 139.5065 | [9 empty] | 0.90321 | [11 empty] | 1.1563 | [5 empty] | 177.1294 | [15 empty] | 2.963 | [21 empty] | 2.1796 |  | 2.9397 | [7 empty] | 5.7512 | [5 empty] | 35.3413 | [21 empty] | 231.4135 | [13 empty] | 1.1717 |  |  |  | 10.7565 | [15 empty] | 1.7923 |  |  |  |  | 2025 | Xinghai Lang et al., Polymetallic veins—a possible bridge between porphyry and intermediate-sulfidation deposits, Geological Society of America Bulletin, v. 136, doi:10.1130/B38406.1 |  | CHN | Tibet
| No. 1 porphyry Cu-Au deposit (Xietongmen deposit), Xiongcun ore district | No. 1 deposit, Xiongcun ore district | Magmatic hydrothermal | Porphyry | Cu-Au porphyry | Cu, Au | Zn, Ag, Pb | Cu, Au, Zn, Ag, Pb | Lang et al., 2014; Tang et al., 2015; Wang et al., 2017 |  | 6170-229.7-05-1 | 6170-229.7-05-1 | underground mine |  |  |  |  | ore material | drill core | drill core | mineral separate | [5 empty] | mineralisation |  |  |  | pyrite, sphalerite, pyrrhotite, chalcopyrite, galena, quartz | Stage A: pyrite + sericite; Stage B: sphalerite + pyrrhotite + chalcopyrite + galena + quartz; Stage C: actinolite + epidote + chlorite + magnetite + quartz | polymetallic veins crosscutting porphyry-stage veins and alteration zones | Z3 |  |  |  | actinolite, epidote, chlorite, magnetite, sericite, calcite, acanthite-argentite, pyrargyrite, hessite, electrum | carbon-coated thin sections; polished sections | SEM-EDS, EMPA, LA-ICPMS, SIMS | JEOL IT300HR scanning electron microscope equipped with secondary electron, backscattered electron (BSE), and energy dispersive X-ray spectrometry (EDS) detectors; TESCAN MIRA3 field-emission scanning electron microprobe (FE-SEM) equipped with a panchromatic cathodoluminescence (CL) detector; TESCAN Integrated Mineral Analyzer (TIMA) system with a Mira-3 scanning electron microscope with four EDS (EDAX Element 30) detectors; JEOL JXA-8230 electron microprobe | Wuhan Sample Solution Analytical Technology Co., Ltd., Wuhan, China; Tuoyan Analytical Technology Co., Ltd., Guangzhou, China; Nanjing Hongchuang Geological Exploration Technology Service Co., Ltd., Nanjing, China | SEM: accelerating voltage of 15–20 kV, emission current of ~80 μA, takeoff angle ~35°, 4 μm to 5 μm beam diameter, working distance of ~10 mm; SEM-CL: acceleration voltage of 10 kV, beam current of 15 nA; TIMA: accelerating voltage of 25 kV, probe current of 9 nA, working distance of 15 mm, pixel spacing 3 μm, dot spacing 9 μm; EPMA: beam current not fully stated in excerpt | [5 empty] | 556.9621 | [21 empty] | 98.9011 | [21 empty] | 3.4833 | [31 empty] | 0.67585 | [27 empty] | 223.0567 | [17 empty] | 6.7501 | [15 empty] | 0.7035 |  |  |  |  | 2025 | Xinghai Lang et al., Polymetallic veins—a possible bridge between porphyry and intermediate-sulfidation deposits, Geological Society of America Bulletin, v. 136, doi:10.1130/B38406.1 |  | CHN | Tibet
| No. 1 porphyry Cu-Au deposit (Xietongmen deposit), Xiongcun ore district | No. 1 deposit, Xiongcun ore district | Magmatic hydrothermal | Porphyry | Cu-Au porphyry | Cu, Au | Zn, Ag, Pb | Cu, Au, Zn, Ag, Pb | Lang et al., 2014; Tang et al., 2015; Wang et al., 2017 |  | 6170-229.7-06-1 | 6170-229.7-06-1 | underground mine |  |  |  |  | ore material | drill core | drill core | mineral separate | [5 empty] | mineralisation |  |  |  | pyrite, sphalerite, pyrrhotite, chalcopyrite, galena, quartz | Stage A: pyrite + sericite; Stage B: sphalerite + pyrrhotite + chalcopyrite + galena + quartz; Stage C: actinolite + epidote + chlorite + magnetite + quartz | polymetallic veins crosscutting porphyry-stage veins and alteration zones | Z3 |  |  |  | actinolite, epidote, chlorite, magnetite, sericite, calcite, acanthite-argentite, pyrargyrite, hessite, electrum | carbon-coated thin sections; polished sections | SEM-EDS, EMPA, LA-ICPMS, SIMS | JEOL IT300HR scanning electron microscope equipped with secondary electron, backscattered electron (BSE), and energy dispersive X-ray spectrometry (EDS) detectors; TESCAN MIRA3 field-emission scanning electron microprobe (FE-SEM) equipped with a panchromatic cathodoluminescence (CL) detector; TESCAN Integrated Mineral Analyzer (TIMA) system with a Mira-3 scanning electron microscope with four EDS (EDAX Element 30) detectors; JEOL JXA-8230 electron microprobe | Wuhan Sample Solution Analytical Technology Co., Ltd., Wuhan, China; Tuoyan Analytical Technology Co., Ltd., Guangzhou, China; Nanjing Hongchuang Geological Exploration Technology Service Co., Ltd., Nanjing, China | SEM: accelerating voltage of 15–20 kV, emission current of ~80 μA, takeoff angle ~35°, 4 μm to 5 μm beam diameter, working distance of ~10 mm; SEM-CL: acceleration voltage of 10 kV, beam current of 15 nA; TIMA: accelerating voltage of 25 kV, probe current of 9 nA, working distance of 15 mm, pixel spacing 3 μm, dot spacing 9 μm; EPMA: beam current not fully stated in excerpt | [5 empty] | 45.4222 | [21 empty] | 0.24859 | [21 empty] | 4.1805 | [31 empty] | 2.9922 | [27 empty] | 289.8739 | [17 empty] | 7.2437 | [20 empty] | 2025 | Xinghai Lang et al., Polymetallic veins—a possible bridge between porphyry and intermediate-sulfidation deposits, Geological Society of America Bulletin, v. 136, doi:10.1130/B38406.1 |  | CHN | Tibet
| No. 1 porphyry Cu-Au deposit (Xietongmen deposit), Xiongcun ore district | No. 1 deposit, Xiongcun ore district | Magmatic hydrothermal | Porphyry | Cu-Au porphyry | Cu, Au | Zn, Ag, Pb | Cu, Au, Zn, Ag, Pb | Lang et al., 2014; Tang et al., 2015; Wang et al., 2017 |  | Pyrrhotite-1 | Pyrrhotite-1 | underground mine |  |  |  |  | ore material | drill core | drill core | mineral separate | [5 empty] | mineralisation |  |  |  | pyrite, sphalerite, pyrrhotite, chalcopyrite, galena, quartz | Stage A: pyrite + sericite; Stage B: sphalerite + pyrrhotite + chalcopyrite + galena + quartz; Stage C: actinolite + epidote + chlorite + magnetite + quartz | polymetallic veins crosscutting porphyry-stage veins and alteration zones | stockwork veins, sheeted veins, open-space filling |  |  |  | actinolite, epidote, chlorite, magnetite, sericite, calcite, acanthite-argentite, pyrargyrite, hessite, electrum | carbon-coated thin sections; polished sections | SEM-EDS, EMPA, LA-ICPMS, SIMS | JEOL IT300HR scanning electron microscope equipped with secondary electron, backscattered electron (BSE), and energy dispersive X-ray spectrometry (EDS) detectors; TESCAN MIRA3 field-emission scanning electron microprobe (FE-SEM) equipped with a panchromatic cathodoluminescence (CL) detector; TESCAN Integrated Mineral Analyzer (TIMA) system with a Mira-3 scanning electron microscope with four EDS (EDAX Element 30) detectors; JEOL JXA-8230 electron microprobe | Wuhan Sample Solution Analytical Technology Co., Ltd., Wuhan, China; Tuoyan Analytical Technology Co., Ltd., Guangzhou, China; Nanjing Hongchuang Geological Exploration Technology Service Co., Ltd., Nanjing, China | SEM: accelerating voltage of 15–20 kV, emission current of ~80 μA, takeoff angle ~35°, 4 μm to 5 μm beam diameter, working distance of ~10 mm; SEM-CL: acceleration voltage of 10 kV, beam current of 15 nA; TIMA: accelerating voltage of 25 kV, probe current of 9 nA, working distance of 15 mm, pixel spacing 3 μm, dot spacing 9 μm; EPMA: beam current not fully stated in excerpt | [148 empty] | 2025 | Xinghai Lang et al., Polymetallic veins—a possible bridge between porphyry and intermediate-sulfidation deposits, Geological Society of America Bulletin, v. 136, doi:10.1130/B38406.1 |  | CHN | Tibet
| No. 1 porphyry Cu-Au deposit (Xietongmen deposit), Xiongcun ore district | No. 1 deposit, Xiongcun ore district | Magmatic hydrothermal | Porphyry | Cu-Au porphyry | Cu, Au | Zn, Ag, Pb | Cu, Au, Zn, Ag, Pb | Lang et al., 2014; Tang et al., 2015; Wang et al., 2017 |  | 5027-337-01-1 | 5027-337-01-1 | underground mine |  |  |  |  | ore material | drill core | drill core | mineral separate | [5 empty] | mineralisation |  |  |  | pyrite, sphalerite, pyrrhotite, chalcopyrite, galena, quartz | Stage A: pyrite + sericite; Stage B: sphalerite + pyrrhotite + chalcopyrite + galena + quartz; Stage C: actinolite + epidote + chlorite + magnetite + quartz | polymetallic veins crosscutting porphyry-stage veins and alteration zones | Z1 |  |  |  | actinolite, epidote, chlorite, magnetite, sericite, calcite, acanthite-argentite, pyrargyrite, hessite, electrum | carbon-coated thin sections; polished sections | SEM-EDS, EMPA, LA-ICPMS, SIMS | JEOL IT300HR scanning electron microscope equipped with secondary electron, backscattered electron (BSE), and energy dispersive X-ray spectrometry (EDS) detectors; TESCAN MIRA3 field-emission scanning electron microprobe (FE-SEM) equipped with a panchromatic cathodoluminescence (CL) detector; TESCAN Integrated Mineral Analyzer (TIMA) system with a Mira-3 scanning electron microscope with four EDS (EDAX Element 30) detectors; JEOL JXA-8230 electron microprobe | Wuhan Sample Solution Analytical Technology Co., Ltd., Wuhan, China; Tuoyan Analytical Technology Co., Ltd., Guangzhou, China; Nanjing Hongchuang Geological Exploration Technology Service Co., Ltd., Nanjing, China | SEM: accelerating voltage of 15–20 kV, emission current of ~80 μA, takeoff angle ~35°, 4 μm to 5 μm beam diameter, working distance of ~10 mm; SEM-CL: acceleration voltage of 10 kV, beam current of 15 nA; TIMA: accelerating voltage of 25 kV, probe current of 9 nA, working distance of 15 mm, pixel spacing 3 μm, dot spacing 9 μm; EPMA: beam current not fully stated in excerpt |  | 14.6971 | [13 empty] | 0.24158 | [33 empty] | 1.4356 | [21 empty] | 10.1917 | [9 empty] | 0.58447 | [5 empty] | 16.5468 | [21 empty] | 165.3266 | [19 empty] | 0.091548 | [13 empty] | 39.3764 |  |  |  |  | 2025 | Xinghai Lang et al., Polymetallic veins—a possible bridge between porphyry and intermediate-sulfidation deposits, Geological Society of America Bulletin, v. 136, doi:10.1130/B38406.1 |  | CHN | Tibet
| No. 1 porphyry Cu-Au deposit (Xietongmen deposit), Xiongcun ore district | No. 1 deposit, Xiongcun ore district | Magmatic hydrothermal | Porphyry | Cu-Au porphyry | Cu, Au | Zn, Ag, Pb | Cu, Au, Zn, Ag, Pb | Lang et al., 2014; Tang et al., 2015; Wang et al., 2017 |  | 5027-337-10-1 | 5027-337-10-1 | underground mine |  |  |  |  | ore material | drill core | drill core | mineral separate | [5 empty] | mineralisation |  |  |  | pyrite, sphalerite, pyrrhotite, chalcopyrite, galena, quartz | Stage A: pyrite + sericite; Stage B: sphalerite + pyrrhotite + chalcopyrite + galena + quartz; Stage C: actinolite + epidote + chlorite + magnetite + quartz | polymetallic veins crosscutting porphyry-stage veins and alteration zones | Z1 |  |  |  | actinolite, epidote, chlorite, magnetite, sericite, calcite, acanthite-argentite, pyrargyrite, hessite, electrum | carbon-coated thin sections; polished sections | SEM-EDS, EMPA, LA-ICPMS, SIMS | JEOL IT300HR scanning electron microscope equipped with secondary electron, backscattered electron (BSE), and energy dispersive X-ray spectrometry (EDS) detectors; TESCAN MIRA3 field-emission scanning electron microprobe (FE-SEM) equipped with a panchromatic cathodoluminescence (CL) detector; TESCAN Integrated Mineral Analyzer (TIMA) system with a Mira-3 scanning electron microscope with four EDS (EDAX Element 30) detectors; JEOL JXA-8230 electron microprobe | Wuhan Sample Solution Analytical Technology Co., Ltd., Wuhan, China; Tuoyan Analytical Technology Co., Ltd., Guangzhou, China; Nanjing Hongchuang Geological Exploration Technology Service Co., Ltd., Nanjing, China | SEM: accelerating voltage of 15–20 kV, emission current of ~80 μA, takeoff angle ~35°, 4 μm to 5 μm beam diameter, working distance of ~10 mm; SEM-CL: acceleration voltage of 10 kV, beam current of 15 nA; TIMA: accelerating voltage of 25 kV, probe current of 9 nA, working distance of 15 mm, pixel spacing 3 μm, dot spacing 9 μm; EPMA: beam current not fully stated in excerpt |  | 23.5585 | [13 empty] | 1.549 | [11 empty] | 0.65778 | [5 empty] | 1.2642 | [37 empty] | 2.1621 | [9 empty] | 5.5075 | [5 empty] | 39.0623 | [21 empty] | 128.3898 | [17 empty] | 3.8914 |  | 0.056625 | [13 empty] | 3.2058 |  |  |  |  | 2025 | Xinghai Lang et al., Polymetallic veins—a possible bridge between porphyry and intermediate-sulfidation deposits, Geological Society of America Bulletin, v. 136, doi:10.1130/B38406.1 |  | CHN | Tibet
| No. 1 porphyry Cu-Au deposit (Xietongmen deposit), Xiongcun ore district | No. 1 deposit, Xiongcun ore district | Magmatic hydrothermal | Porphyry | Cu-Au porphyry | Cu, Au | Zn, Ag, Pb | Cu, Au, Zn, Ag, Pb | Lang et al., 2014; Tang et al., 2015; Wang et al., 2017 |  | 5027-337-13-1 | 5027-337-13-1 | underground mine |  |  |  |  | ore material | drill core | drill core | mineral separate | [5 empty] | mineralisation |  |  |  | pyrite, sphalerite, pyrrhotite, chalcopyrite, galena, quartz | Stage A: pyrite + sericite; Stage B: sphalerite + pyrrhotite + chalcopyrite + galena + quartz; Stage C: actinolite + epidote + chlorite + magnetite + quartz | polymetallic veins crosscutting porphyry-stage veins and alteration zones | Z1 |  |  |  | actinolite, epidote, chlorite, magnetite, sericite, calcite, acanthite-argentite, pyrargyrite, hessite, electrum | carbon-coated thin sections; polished sections | SEM-EDS, EMPA, LA-ICPMS, SIMS | JEOL IT300HR scanning electron microscope equipped with secondary electron, backscattered electron (BSE), and energy dispersive X-ray spectrometry (EDS) detectors; TESCAN MIRA3 field-emission scanning electron microprobe (FE-SEM) equipped with a panchromatic cathodoluminescence (CL) detector; TESCAN Integrated Mineral Analyzer (TIMA) system with a Mira-3 scanning electron microscope with four EDS (EDAX Element 30) detectors; JEOL JXA-8230 electron microprobe | Wuhan Sample Solution Analytical Technology Co., Ltd., Wuhan, China; Tuoyan Analytical Technology Co., Ltd., Guangzhou, China; Nanjing Hongchuang Geological Exploration Technology Service Co., Ltd., Nanjing, China | SEM: accelerating voltage of 15–20 kV, emission current of ~80 μA, takeoff angle ~35°, 4 μm to 5 μm beam diameter, working distance of ~10 mm; SEM-CL: acceleration voltage of 10 kV, beam current of 15 nA; TIMA: accelerating voltage of 25 kV, probe current of 9 nA, working distance of 15 mm, pixel spacing 3 μm, dot spacing 9 μm; EPMA: beam current not fully stated in excerpt |  | 11.6208 | [13 empty] | 0.76841 | [55 empty] | 1.5107 | [9 empty] | 3.0305 | [5 empty] | 10.6157 | [21 empty] | 88.3996 | [17 empty] | 6.6951 | [20 empty] | 2025 | Xinghai Lang et al., Polymetallic veins—a possible bridge between porphyry and intermediate-sulfidation deposits, Geological Society of America Bulletin, v. 136, doi:10.1130/B38406.1 |  | CHN | Tibet
| No. 1 porphyry Cu-Au deposit (Xietongmen deposit), Xiongcun ore district | No. 1 deposit, Xiongcun ore district | Magmatic hydrothermal | Porphyry | Cu-Au porphyry | Cu, Au | Zn, Ag, Pb | Cu, Au, Zn, Ag, Pb | Lang et al., 2014; Tang et al., 2015; Wang et al., 2017 |  | 5027-337-21-1 | 5027-337-21-1 | underground mine |  |  |  |  | ore material | drill core | drill core | mineral separate | [5 empty] | mineralisation |  |  |  | pyrite, sphalerite, pyrrhotite, chalcopyrite, galena, quartz | Stage A: pyrite + sericite; Stage B: sphalerite + pyrrhotite + chalcopyrite + galena + quartz; Stage C: actinolite + epidote + chlorite + magnetite + quartz | polymetallic veins crosscutting porphyry-stage veins and alteration zones | Z1 |  |  |  | actinolite, epidote, chlorite, magnetite, sericite, calcite, acanthite-argentite, pyrargyrite, hessite, electrum | carbon-coated thin sections; polished sections | SEM-EDS, EMPA, LA-ICPMS, SIMS | JEOL IT300HR scanning electron microscope equipped with secondary electron, backscattered electron (BSE), and energy dispersive X-ray spectrometry (EDS) detectors; TESCAN MIRA3 field-emission scanning electron microprobe (FE-SEM) equipped with a panchromatic cathodoluminescence (CL) detector; TESCAN Integrated Mineral Analyzer (TIMA) system with a Mira-3 scanning electron microscope with four EDS (EDAX Element 30) detectors; JEOL JXA-8230 electron microprobe | Wuhan Sample Solution Analytical Technology Co., Ltd., Wuhan, China; Tuoyan Analytical Technology Co., Ltd., Guangzhou, China; Nanjing Hongchuang Geological Exploration Technology Service Co., Ltd., Nanjing, China | SEM: accelerating voltage of 15–20 kV, emission current of ~80 μA, takeoff angle ~35°, 4 μm to 5 μm beam diameter, working distance of ~10 mm; SEM-CL: acceleration voltage of 10 kV, beam current of 15 nA; TIMA: accelerating voltage of 25 kV, probe current of 9 nA, working distance of 15 mm, pixel spacing 3 μm, dot spacing 9 μm; EPMA: beam current not fully stated in excerpt |  | 216.4132 | [5 empty] | 2.4061 | [7 empty] | 1.8855 | [5 empty] | 3.3865 | [11 empty] | 7.1553 | [11 empty] | 0.76349 |  |  |  | 1.6629 | [21 empty] | 19.9785 | [9 empty] | 3.4741 | [5 empty] | 48.393 | [21 empty] | 128.6411 | [17 empty] | 4.9941 |  | 0.13452 | [13 empty] | 549.5226 |  |  |  |  | 2025 | Xinghai Lang et al., Polymetallic veins—a possible bridge between porphyry and intermediate-sulfidation deposits, Geological Society of America Bulletin, v. 136, doi:10.1130/B38406.1 |  | CHN | Tibet
| No. 1 porphyry Cu-Au deposit (Xietongmen deposit), Xiongcun ore district | No. 1 deposit, Xiongcun ore district | Magmatic hydrothermal | Porphyry | Cu-Au porphyry | Cu, Au | Zn, Ag, Pb | Cu, Au, Zn, Ag, Pb | Lang et al., 2014; Tang et al., 2015; Wang et al., 2017 |  | 6073-93.7-01-1 | 6073-93.7-01-1 | underground mine |  |  |  |  | ore material | drill core | drill core | mineral separate | [5 empty] | mineralisation |  |  |  | pyrite, sphalerite, pyrrhotite, chalcopyrite, galena, quartz | Stage A: pyrite + sericite; Stage B: sphalerite + pyrrhotite + chalcopyrite + galena + quartz; Stage C: actinolite + epidote + chlorite + magnetite + quartz | polymetallic veins crosscutting porphyry-stage veins and alteration zones | Z2 |  |  |  | actinolite, epidote, chlorite, magnetite, sericite, calcite, acanthite-argentite, pyrargyrite, hessite, electrum | carbon-coated thin sections; polished sections | SEM-EDS, EMPA, LA-ICPMS, SIMS | JEOL IT300HR scanning electron microscope equipped with secondary electron, backscattered electron (BSE), and energy dispersive X-ray spectrometry (EDS) detectors; TESCAN MIRA3 field-emission scanning electron microprobe (FE-SEM) equipped with a panchromatic cathodoluminescence (CL) detector; TESCAN Integrated Mineral Analyzer (TIMA) system with a Mira-3 scanning electron microscope with four EDS (EDAX Element 30) detectors; JEOL JXA-8230 electron microprobe | Wuhan Sample Solution Analytical Technology Co., Ltd., Wuhan, China; Tuoyan Analytical Technology Co., Ltd., Guangzhou, China; Nanjing Hongchuang Geological Exploration Technology Service Co., Ltd., Nanjing, China | SEM: accelerating voltage of 15–20 kV, emission current of ~80 μA, takeoff angle ~35°, 4 μm to 5 μm beam diameter, working distance of ~10 mm; SEM-CL: acceleration voltage of 10 kV, beam current of 15 nA; TIMA: accelerating voltage of 25 kV, probe current of 9 nA, working distance of 15 mm, pixel spacing 3 μm, dot spacing 9 μm; EPMA: beam current not fully stated in excerpt |  | 0.57053 | [13 empty] | 0.017113 | [11 empty] | 6.9506 | [43 empty] | 5.567 | [9 empty] | 117.4707 | [5 empty] | 0.99099 | [21 empty] | 11.4416 | [17 empty] | 3.7291 | [15 empty] | 6.1248 |  |  |  |  | 2025 | Xinghai Lang et al., Polymetallic veins—a possible bridge between porphyry and intermediate-sulfidation deposits, Geological Society of America Bulletin, v. 136, doi:10.1130/B38406.1 |  | CHN | Tibet
| No. 1 porphyry Cu-Au deposit (Xietongmen deposit), Xiongcun ore district | No. 1 deposit, Xiongcun ore district | Magmatic hydrothermal | Porphyry | Cu-Au porphyry | Cu, Au | Zn, Ag, Pb | Cu, Au, Zn, Ag, Pb | Lang et al., 2014; Tang et al., 2015; Wang et al., 2017 |  | 6073-93.7-04-1 | 6073-93.7-04-1 | underground mine |  |  |  |  | ore material | drill core | drill core | mineral separate | [5 empty] | mineralisation |  |  |  | pyrite, sphalerite, pyrrhotite, chalcopyrite, galena, quartz | Stage A: pyrite + sericite; Stage B: sphalerite + pyrrhotite + chalcopyrite + galena + quartz; Stage C: actinolite + epidote + chlorite + magnetite + quartz | polymetallic veins crosscutting porphyry-stage veins and alteration zones | Z2 |  |  |  | actinolite, epidote, chlorite, magnetite, sericite, calcite, acanthite-argentite, pyrargyrite, hessite, electrum | carbon-coated thin sections; polished sections | SEM-EDS, EMPA, LA-ICPMS, SIMS | JEOL IT300HR scanning electron microscope equipped with secondary electron, backscattered electron (BSE), and energy dispersive X-ray spectrometry (EDS) detectors; TESCAN MIRA3 field-emission scanning electron microprobe (FE-SEM) equipped with a panchromatic cathodoluminescence (CL) detector; TESCAN Integrated Mineral Analyzer (TIMA) system with a Mira-3 scanning electron microscope with four EDS (EDAX Element 30) detectors; JEOL JXA-8230 electron microprobe | Wuhan Sample Solution Analytical Technology Co., Ltd., Wuhan, China; Tuoyan Analytical Technology Co., Ltd., Guangzhou, China; Nanjing Hongchuang Geological Exploration Technology Service Co., Ltd., Nanjing, China | SEM: accelerating voltage of 15–20 kV, emission current of ~80 μA, takeoff angle ~35°, 4 μm to 5 μm beam diameter, working distance of ~10 mm; SEM-CL: acceleration voltage of 10 kV, beam current of 15 nA; TIMA: accelerating voltage of 25 kV, probe current of 9 nA, working distance of 15 mm, pixel spacing 3 μm, dot spacing 9 μm; EPMA: beam current not fully stated in excerpt |  | 0.46047 | [13 empty] | 0.04595 | [11 empty] | 7.5187 | [43 empty] | 4.702 | [9 empty] | 132.6853 | [5 empty] | 1.1651 | [21 empty] | 16.8527 | [17 empty] | 5.6051 | [15 empty] | 3.1635 |  |  |  |  | 2025 | Xinghai Lang et al., Polymetallic veins—a possible bridge between porphyry and intermediate-sulfidation deposits, Geological Society of America Bulletin, v. 136, doi:10.1130/B38406.1 |  | CHN | Tibet
| No. 1 porphyry Cu-Au deposit (Xietongmen deposit), Xiongcun ore district | No. 1 deposit, Xiongcun ore district | Magmatic hydrothermal | Porphyry | Cu-Au porphyry | Cu, Au | Zn, Ag, Pb | Cu, Au, Zn, Ag, Pb | Lang et al., 2014; Tang et al., 2015; Wang et al., 2017 |  | 6073-93.7-05-1 | 6073-93.7-05-1 | underground mine |  |  |  |  | ore material | drill core | drill core | mineral separate | [5 empty] | mineralisation |  |  |  | pyrite, sphalerite, pyrrhotite, chalcopyrite, galena, quartz | Stage A: pyrite + sericite; Stage B: sphalerite + pyrrhotite + chalcopyrite + galena + quartz; Stage C: actinolite + epidote + chlorite + magnetite + quartz | polymetallic veins crosscutting porphyry-stage veins and alteration zones | Z2 |  |  |  | actinolite, epidote, chlorite, magnetite, sericite, calcite, acanthite-argentite, pyrargyrite, hessite, electrum | carbon-coated thin sections; polished sections | SEM-EDS, EMPA, LA-ICPMS, SIMS | JEOL IT300HR scanning electron microscope equipped with secondary electron, backscattered electron (BSE), and energy dispersive X-ray spectrometry (EDS) detectors; TESCAN MIRA3 field-emission scanning electron microprobe (FE-SEM) equipped with a panchromatic cathodoluminescence (CL) detector; TESCAN Integrated Mineral Analyzer (TIMA) system with a Mira-3 scanning electron microscope with four EDS (EDAX Element 30) detectors; JEOL JXA-8230 electron microprobe | Wuhan Sample Solution Analytical Technology Co., Ltd., Wuhan, China; Tuoyan Analytical Technology Co., Ltd., Guangzhou, China; Nanjing Hongchuang Geological Exploration Technology Service Co., Ltd., Nanjing, China | SEM: accelerating voltage of 15–20 kV, emission current of ~80 μA, takeoff angle ~35°, 4 μm to 5 μm beam diameter, working distance of ~10 mm; SEM-CL: acceleration voltage of 10 kV, beam current of 15 nA; TIMA: accelerating voltage of 25 kV, probe current of 9 nA, working distance of 15 mm, pixel spacing 3 μm, dot spacing 9 μm; EPMA: beam current not fully stated in excerpt |  | 1.1352 | [13 empty] | 0.031781 | [11 empty] | 6.9296 | [43 empty] | 3.6821 | [9 empty] | 132.3577 | [5 empty] | 0.97819 | [21 empty] | 13.3505 | [17 empty] | 4.7196 | [15 empty] | 1.5704 |  |  |  |  | 2025 | Xinghai Lang et al., Polymetallic veins—a possible bridge between porphyry and intermediate-sulfidation deposits, Geological Society of America Bulletin, v. 136, doi:10.1130/B38406.1 |  | CHN | Tibet
| No. 1 porphyry Cu-Au deposit (Xietongmen deposit), Xiongcun ore district | No. 1 deposit, Xiongcun ore district | Magmatic hydrothermal | Porphyry | Cu-Au porphyry | Cu, Au | Zn, Ag, Pb | Cu, Au, Zn, Ag, Pb | Lang et al., 2014; Tang et al., 2015; Wang et al., 2017 |  | 6073-93.7-07-1 | 6073-93.7-07-1 | underground mine |  |  |  |  | ore material | drill core | drill core | mineral separate | [5 empty] | mineralisation |  |  |  | pyrite, sphalerite, pyrrhotite, chalcopyrite, galena, quartz | Stage A: pyrite + sericite; Stage B: sphalerite + pyrrhotite + chalcopyrite + galena + quartz; Stage C: actinolite + epidote + chlorite + magnetite + quartz | polymetallic veins crosscutting porphyry-stage veins and alteration zones | Z2 |  |  |  | actinolite, epidote, chlorite, magnetite, sericite, calcite, acanthite-argentite, pyrargyrite, hessite, electrum | carbon-coated thin sections; polished sections | SEM-EDS, EMPA, LA-ICPMS, SIMS | JEOL IT300HR scanning electron microscope equipped with secondary electron, backscattered electron (BSE), and energy dispersive X-ray spectrometry (EDS) detectors; TESCAN MIRA3 field-emission scanning electron microprobe (FE-SEM) equipped with a panchromatic cathodoluminescence (CL) detector; TESCAN Integrated Mineral Analyzer (TIMA) system with a Mira-3 scanning electron microscope with four EDS (EDAX Element 30) detectors; JEOL JXA-8230 electron microprobe | Wuhan Sample Solution Analytical Technology Co., Ltd., Wuhan, China; Tuoyan Analytical Technology Co., Ltd., Guangzhou, China; Nanjing Hongchuang Geological Exploration Technology Service Co., Ltd., Nanjing, China | SEM: accelerating voltage of 15–20 kV, emission current of ~80 μA, takeoff angle ~35°, 4 μm to 5 μm beam diameter, working distance of ~10 mm; SEM-CL: acceleration voltage of 10 kV, beam current of 15 nA; TIMA: accelerating voltage of 25 kV, probe current of 9 nA, working distance of 15 mm, pixel spacing 3 μm, dot spacing 9 μm; EPMA: beam current not fully stated in excerpt |  | 2.1038 | [13 empty] | 0.089721 | [11 empty] | 7.1191 | [43 empty] | 3.5819 | [9 empty] | 132.3181 | [5 empty] | 2.3229 | [21 empty] | 18.1755 | [17 empty] | 3.5821 | [20 empty] | 2025 | Xinghai Lang et al., Polymetallic veins—a possible bridge between porphyry and intermediate-sulfidation deposits, Geological Society of America Bulletin, v. 136, doi:10.1130/B38406.1 |  | CHN | Tibet
| No. 1 porphyry Cu-Au deposit (Xietongmen deposit), Xiongcun ore district | No. 1 deposit, Xiongcun ore district | Magmatic hydrothermal | Porphyry | Cu-Au porphyry | Cu, Au | Zn, Ag, Pb | Cu, Au, Zn, Ag, Pb | Lang et al., 2014; Tang et al., 2015; Wang et al., 2017 |  | 6073-93.7-08-1 | 6073-93.7-08-1 | underground mine |  |  |  |  | ore material | drill core | drill core | mineral separate | [5 empty] | mineralisation |  |  |  | pyrite, sphalerite, pyrrhotite, chalcopyrite, galena, quartz | Stage A: pyrite + sericite; Stage B: sphalerite + pyrrhotite + chalcopyrite + galena + quartz; Stage C: actinolite + epidote + chlorite + magnetite + quartz | polymetallic veins crosscutting porphyry-stage veins and alteration zones | Z2 |  |  |  | actinolite, epidote, chlorite, magnetite, sericite, calcite, acanthite-argentite, pyrargyrite, hessite, electrum | carbon-coated thin sections; polished sections | SEM-EDS, EMPA, LA-ICPMS, SIMS | JEOL IT300HR scanning electron microscope equipped with secondary electron, backscattered electron (BSE), and energy dispersive X-ray spectrometry (EDS) detectors; TESCAN MIRA3 field-emission scanning electron microprobe (FE-SEM) equipped with a panchromatic cathodoluminescence (CL) detector; TESCAN Integrated Mineral Analyzer (TIMA) system with a Mira-3 scanning electron microscope with four EDS (EDAX Element 30) detectors; JEOL JXA-8230 electron microprobe | Wuhan Sample Solution Analytical Technology Co., Ltd., Wuhan, China; Tuoyan Analytical Technology Co., Ltd., Guangzhou, China; Nanjing Hongchuang Geological Exploration Technology Service Co., Ltd., Nanjing, China | SEM: accelerating voltage of 15–20 kV, emission current of ~80 μA, takeoff angle ~35°, 4 μm to 5 μm beam diameter, working distance of ~10 mm; SEM-CL: acceleration voltage of 10 kV, beam current of 15 nA; TIMA: accelerating voltage of 25 kV, probe current of 9 nA, working distance of 15 mm, pixel spacing 3 μm, dot spacing 9 μm; EPMA: beam current not fully stated in excerpt |  | 9.6793 | [13 empty] | 0.26904 | [55 empty] | 13.1315 | [9 empty] | 115.2451 | [5 empty] | 13.1485 | [21 empty] | 17.4218 | [17 empty] | 4.42 | [20 empty] | 2025 | Xinghai Lang et al., Polymetallic veins—a possible bridge between porphyry and intermediate-sulfidation deposits, Geological Society of America Bulletin, v. 136, doi:10.1130/B38406.1 |  | CHN | Tibet
| No. 1 porphyry Cu-Au deposit (Xietongmen deposit), Xiongcun ore district | No. 1 deposit, Xiongcun ore district | Magmatic hydrothermal | Porphyry | Cu-Au porphyry | Cu, Au | Zn, Ag, Pb | Cu, Au, Zn, Ag, Pb | Lang et al., 2014; Tang et al., 2015; Wang et al., 2017 |  | 6073-93.7-12-1 | 6073-93.7-12-1 | underground mine |  |  |  |  | ore material | drill core | drill core | mineral separate | [5 empty] | mineralisation |  |  |  | pyrite, sphalerite, pyrrhotite, chalcopyrite, galena, quartz | Stage A: pyrite + sericite; Stage B: sphalerite + pyrrhotite + chalcopyrite + galena + quartz; Stage C: actinolite + epidote + chlorite + magnetite + quartz | polymetallic veins crosscutting porphyry-stage veins and alteration zones | Z2 |  |  |  | actinolite, epidote, chlorite, magnetite, sericite, calcite, acanthite-argentite, pyrargyrite, hessite, electrum | carbon-coated thin sections; polished sections | SEM-EDS, EMPA, LA-ICPMS, SIMS | JEOL IT300HR scanning electron microscope equipped with secondary electron, backscattered electron (BSE), and energy dispersive X-ray spectrometry (EDS) detectors; TESCAN MIRA3 field-emission scanning electron microprobe (FE-SEM) equipped with a panchromatic cathodoluminescence (CL) detector; TESCAN Integrated Mineral Analyzer (TIMA) system with a Mira-3 scanning electron microscope with four EDS (EDAX Element 30) detectors; JEOL JXA-8230 electron microprobe | Wuhan Sample Solution Analytical Technology Co., Ltd., Wuhan, China; Tuoyan Analytical Technology Co., Ltd., Guangzhou, China; Nanjing Hongchuang Geological Exploration Technology Service Co., Ltd., Nanjing, China | SEM: accelerating voltage of 15–20 kV, emission current of ~80 μA, takeoff angle ~35°, 4 μm to 5 μm beam diameter, working distance of ~10 mm; SEM-CL: acceleration voltage of 10 kV, beam current of 15 nA; TIMA: accelerating voltage of 25 kV, probe current of 9 nA, working distance of 15 mm, pixel spacing 3 μm, dot spacing 9 μm; EPMA: beam current not fully stated in excerpt |  | 0.72814 | [13 empty] | 0.010133 | [11 empty] | 1.1451 | [43 empty] | 9.2355 | [9 empty] | 91.3915 | [5 empty] | 0.70063 | [21 empty] | 11.9102 | [17 empty] | 7.034 | [20 empty] | 2025 | Xinghai Lang et al., Polymetallic veins—a possible bridge between porphyry and intermediate-sulfidation deposits, Geological Society of America Bulletin, v. 136, doi:10.1130/B38406.1 |  | CHN | Tibet
| No. 1 porphyry Cu-Au deposit (Xietongmen deposit), Xiongcun ore district | No. 1 deposit, Xiongcun ore district | Magmatic hydrothermal | Porphyry | Cu-Au porphyry | Cu, Au | Zn, Ag, Pb | Cu, Au, Zn, Ag, Pb | Lang et al., 2014; Tang et al., 2015; Wang et al., 2017 |  | 6073-93.7-14-1 | 6073-93.7-14-1 | underground mine |  |  |  |  | ore material | drill core | drill core | mineral separate | [5 empty] | mineralisation |  |  |  | pyrite, sphalerite, pyrrhotite, chalcopyrite, galena, quartz | Stage A: pyrite + sericite; Stage B: sphalerite + pyrrhotite + chalcopyrite + galena + quartz; Stage C: actinolite + epidote + chlorite + magnetite + quartz | polymetallic veins crosscutting porphyry-stage veins and alteration zones | Z2 |  |  |  | actinolite, epidote, chlorite, magnetite, sericite, calcite, acanthite-argentite, pyrargyrite, hessite, electrum | carbon-coated thin sections; polished sections | SEM-EDS, EMPA, LA-ICPMS, SIMS | JEOL IT300HR scanning electron microscope equipped with secondary electron, backscattered electron (BSE), and energy dispersive X-ray spectrometry (EDS) detectors; TESCAN MIRA3 field-emission scanning electron microprobe (FE-SEM) equipped with a panchromatic cathodoluminescence (CL) detector; TESCAN Integrated Mineral Analyzer (TIMA) system with a Mira-3 scanning electron microscope with four EDS (EDAX Element 30) detectors; JEOL JXA-8230 electron microprobe | Wuhan Sample Solution Analytical Technology Co., Ltd., Wuhan, China; Tuoyan Analytical Technology Co., Ltd., Guangzhou, China; Nanjing Hongchuang Geological Exploration Technology Service Co., Ltd., Nanjing, China | SEM: accelerating voltage of 15–20 kV, emission current of ~80 μA, takeoff angle ~35°, 4 μm to 5 μm beam diameter, working distance of ~10 mm; SEM-CL: acceleration voltage of 10 kV, beam current of 15 nA; TIMA: accelerating voltage of 25 kV, probe current of 9 nA, working distance of 15 mm, pixel spacing 3 μm, dot spacing 9 μm; EPMA: beam current not fully stated in excerpt |  | 6.5829 | [13 empty] | 0.18167 | [11 empty] | 0.29395 | [43 empty] | 9.8879 | [9 empty] | 118.8593 | [5 empty] | 9.2245 | [21 empty] | 19.1883 | [17 empty] | 4.8063 | [20 empty] | 2025 | Xinghai Lang et al., Polymetallic veins—a possible bridge between porphyry and intermediate-sulfidation deposits, Geological Society of America Bulletin, v. 136, doi:10.1130/B38406.1 |  | CHN | Tibet
| No. 1 porphyry Cu-Au deposit (Xietongmen deposit), Xiongcun ore district | No. 1 deposit, Xiongcun ore district | Magmatic hydrothermal | Porphyry | Cu-Au porphyry | Cu, Au | Zn, Ag, Pb | Cu, Au, Zn, Ag, Pb | Lang et al., 2014; Tang et al., 2015; Wang et al., 2017 |  | 6073-93.7-17-1 | 6073-93.7-17-1 | underground mine |  |  |  |  | ore material | drill core | drill core | mineral separate | [5 empty] | mineralisation |  |  |  | pyrite, sphalerite, pyrrhotite, chalcopyrite, galena, quartz | Stage A: pyrite + sericite; Stage B: sphalerite + pyrrhotite + chalcopyrite + galena + quartz; Stage C: actinolite + epidote + chlorite + magnetite + quartz | polymetallic veins crosscutting porphyry-stage veins and alteration zones | Z2 |  |  |  | actinolite, epidote, chlorite, magnetite, sericite, calcite, acanthite-argentite, pyrargyrite, hessite, electrum | carbon-coated thin sections; polished sections | SEM-EDS, EMPA, LA-ICPMS, SIMS | JEOL IT300HR scanning electron microscope equipped with secondary electron, backscattered electron (BSE), and energy dispersive X-ray spectrometry (EDS) detectors; TESCAN MIRA3 field-emission scanning electron microprobe (FE-SEM) equipped with a panchromatic cathodoluminescence (CL) detector; TESCAN Integrated Mineral Analyzer (TIMA) system with a Mira-3 scanning electron microscope with four EDS (EDAX Element 30) detectors; JEOL JXA-8230 electron microprobe | Wuhan Sample Solution Analytical Technology Co., Ltd., Wuhan, China; Tuoyan Analytical Technology Co., Ltd., Guangzhou, China; Nanjing Hongchuang Geological Exploration Technology Service Co., Ltd., Nanjing, China | SEM: accelerating voltage of 15–20 kV, emission current of ~80 μA, takeoff angle ~35°, 4 μm to 5 μm beam diameter, working distance of ~10 mm; SEM-CL: acceleration voltage of 10 kV, beam current of 15 nA; TIMA: accelerating voltage of 25 kV, probe current of 9 nA, working distance of 15 mm, pixel spacing 3 μm, dot spacing 9 μm; EPMA: beam current not fully stated in excerpt |  | 4.8654 | [13 empty] | 0.13297 | [55 empty] | 8.1609 | [9 empty] | 107.7856 | [5 empty] | 8.1536 | [21 empty] | 19.6424 | [17 empty] | 5.8709 | [20 empty] | 2025 | Xinghai Lang et al., Polymetallic veins—a possible bridge between porphyry and intermediate-sulfidation deposits, Geological Society of America Bulletin, v. 136, doi:10.1130/B38406.1 |  | CHN | Tibet
| No. 1 porphyry Cu-Au deposit (Xietongmen deposit), Xiongcun ore district | No. 1 deposit, Xiongcun ore district | Magmatic hydrothermal | Porphyry | Cu-Au porphyry | Cu, Au | Zn, Ag, Pb | Cu, Au, Zn, Ag, Pb | Lang et al., 2014; Tang et al., 2015; Wang et al., 2017 |  | 6073-93.7-20-1 | 6073-93.7-20-1 | underground mine |  |  |  |  | ore material | drill core | drill core | mineral separate | [5 empty] | mineralisation |  |  |  | pyrite, sphalerite, pyrrhotite, chalcopyrite, galena, quartz | Stage A: pyrite + sericite; Stage B: sphalerite + pyrrhotite + chalcopyrite + galena + quartz; Stage C: actinolite + epidote + chlorite + magnetite + quartz | polymetallic veins crosscutting porphyry-stage veins and alteration zones | Z2 |  |  |  | actinolite, epidote, chlorite, magnetite, sericite, calcite, acanthite-argentite, pyrargyrite, hessite, electrum | carbon-coated thin sections; polished sections | SEM-EDS, EMPA, LA-ICPMS, SIMS | JEOL IT300HR scanning electron microscope equipped with secondary electron, backscattered electron (BSE), and energy dispersive X-ray spectrometry (EDS) detectors; TESCAN MIRA3 field-emission scanning electron microprobe (FE-SEM) equipped with a panchromatic cathodoluminescence (CL) detector; TESCAN Integrated Mineral Analyzer (TIMA) system with a Mira-3 scanning electron microscope with four EDS (EDAX Element 30) detectors; JEOL JXA-8230 electron microprobe | Wuhan Sample Solution Analytical Technology Co., Ltd., Wuhan, China; Tuoyan Analytical Technology Co., Ltd., Guangzhou, China; Nanjing Hongchuang Geological Exploration Technology Service Co., Ltd., Nanjing, China | SEM: accelerating voltage of 15–20 kV, emission current of ~80 μA, takeoff angle ~35°, 4 μm to 5 μm beam diameter, working distance of ~10 mm; SEM-CL: acceleration voltage of 10 kV, beam current of 15 nA; TIMA: accelerating voltage of 25 kV, probe current of 9 nA, working distance of 15 mm, pixel spacing 3 μm, dot spacing 9 μm; EPMA: beam current not fully stated in excerpt |  | 3.7801 | [13 empty] | 0.25999 | [11 empty] | 2.8487 | [25 empty] | 0.47178 | [17 empty] | 8.4003 | [9 empty] | 112.9015 | [5 empty] | 10.3863 | [21 empty] | 20.0026 | [38 empty] | 2025 | Xinghai Lang et al., Polymetallic veins—a possible bridge between porphyry and intermediate-sulfidation deposits, Geological Society of America Bulletin, v. 136, doi:10.1130/B38406.1 |  | CHN | Tibet
| No. 1 porphyry Cu-Au deposit (Xietongmen deposit), Xiongcun ore district | No. 1 deposit, Xiongcun ore district | Magmatic hydrothermal | Porphyry | Cu-Au porphyry | Cu, Au | Zn, Ag, Pb | Cu, Au, Zn, Ag, Pb | Lang et al., 2014; Tang et al., 2015; Wang et al., 2017 |  | 6082-66.7-03-1 | 6082-66.7-03-1 | underground mine |  |  |  |  | ore material | drill core | drill core | mineral separate | [5 empty] | mineralisation |  |  |  | pyrite, sphalerite, pyrrhotite, chalcopyrite, galena, quartz | Stage A: pyrite + sericite; Stage B: sphalerite + pyrrhotite + chalcopyrite + galena + quartz; Stage C: actinolite + epidote + chlorite + magnetite + quartz | polymetallic veins crosscutting porphyry-stage veins and alteration zones | Z3 |  |  |  | actinolite, epidote, chlorite, magnetite, sericite, calcite, acanthite-argentite, pyrargyrite, hessite, electrum | carbon-coated thin sections; polished sections | SEM-EDS, EMPA, LA-ICPMS, SIMS | JEOL IT300HR scanning electron microscope equipped with secondary electron, backscattered electron (BSE), and energy dispersive X-ray spectrometry (EDS) detectors; TESCAN MIRA3 field-emission scanning electron microprobe (FE-SEM) equipped with a panchromatic cathodoluminescence (CL) detector; TESCAN Integrated Mineral Analyzer (TIMA) system with a Mira-3 scanning electron microscope with four EDS (EDAX Element 30) detectors; JEOL JXA-8230 electron microprobe | Wuhan Sample Solution Analytical Technology Co., Ltd., Wuhan, China; Tuoyan Analytical Technology Co., Ltd., Guangzhou, China; Nanjing Hongchuang Geological Exploration Technology Service Co., Ltd., Nanjing, China | SEM: accelerating voltage of 15–20 kV, emission current of ~80 μA, takeoff angle ~35°, 4 μm to 5 μm beam diameter, working distance of ~10 mm; SEM-CL: acceleration voltage of 10 kV, beam current of 15 nA; TIMA: accelerating voltage of 25 kV, probe current of 9 nA, working distance of 15 mm, pixel spacing 3 μm, dot spacing 9 μm; EPMA: beam current not fully stated in excerpt |  | 1.064 | [13 empty] | 0.043132 | [55 empty] | 2.2311 | [9 empty] | 103.3128 | [5 empty] | 1.8337 | [21 empty] | 64.4068 | [17 empty] | 5.1245 | [20 empty] | 2025 | Xinghai Lang et al., Polymetallic veins—a possible bridge between porphyry and intermediate-sulfidation deposits, Geological Society of America Bulletin, v. 136, doi:10.1130/B38406.1 |  | CHN | Tibet
| No. 1 porphyry Cu-Au deposit (Xietongmen deposit), Xiongcun ore district | No. 1 deposit, Xiongcun ore district | Magmatic hydrothermal | Porphyry | Cu-Au porphyry | Cu, Au | Zn, Ag, Pb | Cu, Au, Zn, Ag, Pb | Lang et al., 2014; Tang et al., 2015; Wang et al., 2017 |  | 6082-66.7-07-1 | 6082-66.7-07-1 | underground mine |  |  |  |  | ore material | drill core | drill core | mineral separate | [5 empty] | mineralisation |  |  |  | pyrite, sphalerite, pyrrhotite, chalcopyrite, galena, quartz | Stage A: pyrite + sericite; Stage B: sphalerite + pyrrhotite + chalcopyrite + galena + quartz; Stage C: actinolite + epidote + chlorite + magnetite + quartz | polymetallic veins crosscutting porphyry-stage veins and alteration zones | Z3 |  |  |  | actinolite, epidote, chlorite, magnetite, sericite, calcite, acanthite-argentite, pyrargyrite, hessite, electrum | carbon-coated thin sections; polished sections | SEM-EDS, EMPA, LA-ICPMS, SIMS | JEOL IT300HR scanning electron microscope equipped with secondary electron, backscattered electron (BSE), and energy dispersive X-ray spectrometry (EDS) detectors; TESCAN MIRA3 field-emission scanning electron microprobe (FE-SEM) equipped with a panchromatic cathodoluminescence (CL) detector; TESCAN Integrated Mineral Analyzer (TIMA) system with a Mira-3 scanning electron microscope with four EDS (EDAX Element 30) detectors; JEOL JXA-8230 electron microprobe | Wuhan Sample Solution Analytical Technology Co., Ltd., Wuhan, China; Tuoyan Analytical Technology Co., Ltd., Guangzhou, China; Nanjing Hongchuang Geological Exploration Technology Service Co., Ltd., Nanjing, China | SEM: accelerating voltage of 15–20 kV, emission current of ~80 μA, takeoff angle ~35°, 4 μm to 5 μm beam diameter, working distance of ~10 mm; SEM-CL: acceleration voltage of 10 kV, beam current of 15 nA; TIMA: accelerating voltage of 25 kV, probe current of 9 nA, working distance of 15 mm, pixel spacing 3 μm, dot spacing 9 μm; EPMA: beam current not fully stated in excerpt |  | 1.2964 | [13 empty] | 0.1378 | [55 empty] | 3.1424 | [9 empty] | 95.4586 | [5 empty] | 2.6729 | [21 empty] | 43.3449 | [17 empty] | 6.1495 | [20 empty] | 2025 | Xinghai Lang et al., Polymetallic veins—a possible bridge between porphyry and intermediate-sulfidation deposits, Geological Society of America Bulletin, v. 136, doi:10.1130/B38406.1 |  | CHN | Tibet
| No. 1 porphyry Cu-Au deposit (Xietongmen deposit), Xiongcun ore district | No. 1 deposit, Xiongcun ore district | Magmatic hydrothermal | Porphyry | Cu-Au porphyry | Cu, Au | Zn, Ag, Pb | Cu, Au, Zn, Ag, Pb | Lang et al., 2014; Tang et al., 2015; Wang et al., 2017 |  | 6082-66.7-09-1 | 6082-66.7-09-1 | underground mine |  |  |  |  | ore material | drill core | drill core | mineral separate | [5 empty] | mineralisation |  |  |  | pyrite, sphalerite, pyrrhotite, chalcopyrite, galena, quartz | Stage A: pyrite + sericite; Stage B: sphalerite + pyrrhotite + chalcopyrite + galena + quartz; Stage C: actinolite + epidote + chlorite + magnetite + quartz | polymetallic veins crosscutting porphyry-stage veins and alteration zones | Z3 |  |  |  | actinolite, epidote, chlorite, magnetite, sericite, calcite, acanthite-argentite, pyrargyrite, hessite, electrum | carbon-coated thin sections; polished sections | SEM-EDS, EMPA, LA-ICPMS, SIMS | JEOL IT300HR scanning electron microscope equipped with secondary electron, backscattered electron (BSE), and energy dispersive X-ray spectrometry (EDS) detectors; TESCAN MIRA3 field-emission scanning electron microprobe (FE-SEM) equipped with a panchromatic cathodoluminescence (CL) detector; TESCAN Integrated Mineral Analyzer (TIMA) system with a Mira-3 scanning electron microscope with four EDS (EDAX Element 30) detectors; JEOL JXA-8230 electron microprobe | Wuhan Sample Solution Analytical Technology Co., Ltd., Wuhan, China; Tuoyan Analytical Technology Co., Ltd., Guangzhou, China; Nanjing Hongchuang Geological Exploration Technology Service Co., Ltd., Nanjing, China | SEM: accelerating voltage of 15–20 kV, emission current of ~80 μA, takeoff angle ~35°, 4 μm to 5 μm beam diameter, working distance of ~10 mm; SEM-CL: acceleration voltage of 10 kV, beam current of 15 nA; TIMA: accelerating voltage of 25 kV, probe current of 9 nA, working distance of 15 mm, pixel spacing 3 μm, dot spacing 9 μm; EPMA: beam current not fully stated in excerpt |  | 0.23783 | [13 empty] | 0.036167 | [37 empty] | 0.54593 | [17 empty] | 3.5938 | [9 empty] | 85.9188 | [5 empty] | 1.026 | [21 empty] | 41.5741 | [17 empty] | 3.6782 | [15 empty] | 2.0778 |  |  |  |  | 2025 | Xinghai Lang et al., Polymetallic veins—a possible bridge between porphyry and intermediate-sulfidation deposits, Geological Society of America Bulletin, v. 136, doi:10.1130/B38406.1 |  | CHN | Tibet
| No. 1 porphyry Cu-Au deposit (Xietongmen deposit), Xiongcun ore district | No. 1 deposit, Xiongcun ore district | Magmatic hydrothermal | Porphyry | Cu-Au porphyry | Cu, Au | Zn, Ag, Pb | Cu, Au, Zn, Ag, Pb | Lang et al., 2014; Tang et al., 2015; Wang et al., 2017 |  | 6082-66.7-10-1 | 6082-66.7-10-1 | underground mine |  |  |  |  | ore material | drill core | drill core | mineral separate | [5 empty] | mineralisation |  |  |  | pyrite, sphalerite, pyrrhotite, chalcopyrite, galena, quartz | Stage A: pyrite + sericite; Stage B: sphalerite + pyrrhotite + chalcopyrite + galena + quartz; Stage C: actinolite + epidote + chlorite + magnetite + quartz | polymetallic veins crosscutting porphyry-stage veins and alteration zones | Z3 |  |  |  | actinolite, epidote, chlorite, magnetite, sericite, calcite, acanthite-argentite, pyrargyrite, hessite, electrum | carbon-coated thin sections; polished sections | SEM-EDS, EMPA, LA-ICPMS, SIMS | JEOL IT300HR scanning electron microscope equipped with secondary electron, backscattered electron (BSE), and energy dispersive X-ray spectrometry (EDS) detectors; TESCAN MIRA3 field-emission scanning electron microprobe (FE-SEM) equipped with a panchromatic cathodoluminescence (CL) detector; TESCAN Integrated Mineral Analyzer (TIMA) system with a Mira-3 scanning electron microscope with four EDS (EDAX Element 30) detectors; JEOL JXA-8230 electron microprobe | Wuhan Sample Solution Analytical Technology Co., Ltd., Wuhan, China; Tuoyan Analytical Technology Co., Ltd., Guangzhou, China; Nanjing Hongchuang Geological Exploration Technology Service Co., Ltd., Nanjing, China | SEM: accelerating voltage of 15–20 kV, emission current of ~80 μA, takeoff angle ~35°, 4 μm to 5 μm beam diameter, working distance of ~10 mm; SEM-CL: acceleration voltage of 10 kV, beam current of 15 nA; TIMA: accelerating voltage of 25 kV, probe current of 9 nA, working distance of 15 mm, pixel spacing 3 μm, dot spacing 9 μm; EPMA: beam current not fully stated in excerpt |  | 2.337 | [13 empty] | 0.33555 | [55 empty] | 1.6552 | [9 empty] | 83.2021 | [5 empty] | 10.2489 | [21 empty] | 39.9428 | [17 empty] | 4.2281 | [15 empty] | 1.8257 |  |  |  |  | 2025 | Xinghai Lang et al., Polymetallic veins—a possible bridge between porphyry and intermediate-sulfidation deposits, Geological Society of America Bulletin, v. 136, doi:10.1130/B38406.1 |  | CHN | Tibet
| No. 1 porphyry Cu-Au deposit (Xietongmen deposit), Xiongcun ore district | No. 1 deposit, Xiongcun ore district | Magmatic hydrothermal | Porphyry | Cu-Au porphyry | Cu, Au | Zn, Ag, Pb | Cu, Au, Zn, Ag, Pb | Lang et al., 2014; Tang et al., 2015; Wang et al., 2017 |  | 6082-66.7-13-1 | 6082-66.7-13-1 | underground mine |  |  |  |  | ore material | drill core | drill core | mineral separate | [5 empty] | mineralisation |  |  |  | pyrite, sphalerite, pyrrhotite, chalcopyrite, galena, quartz | Stage A: pyrite + sericite; Stage B: sphalerite + pyrrhotite + chalcopyrite + galena + quartz; Stage C: actinolite + epidote + chlorite + magnetite + quartz | polymetallic veins crosscutting porphyry-stage veins and alteration zones | Z3 |  |  |  | actinolite, epidote, chlorite, magnetite, sericite, calcite, acanthite-argentite, pyrargyrite, hessite, electrum | carbon-coated thin sections; polished sections | SEM-EDS, EMPA, LA-ICPMS, SIMS | JEOL IT300HR scanning electron microscope equipped with secondary electron, backscattered electron (BSE), and energy dispersive X-ray spectrometry (EDS) detectors; TESCAN MIRA3 field-emission scanning electron microprobe (FE-SEM) equipped with a panchromatic cathodoluminescence (CL) detector; TESCAN Integrated Mineral Analyzer (TIMA) system with a Mira-3 scanning electron microscope with four EDS (EDAX Element 30) detectors; JEOL JXA-8230 electron microprobe | Wuhan Sample Solution Analytical Technology Co., Ltd., Wuhan, China; Tuoyan Analytical Technology Co., Ltd., Guangzhou, China; Nanjing Hongchuang Geological Exploration Technology Service Co., Ltd., Nanjing, China | SEM: accelerating voltage of 15–20 kV, emission current of ~80 μA, takeoff angle ~35°, 4 μm to 5 μm beam diameter, working distance of ~10 mm; SEM-CL: acceleration voltage of 10 kV, beam current of 15 nA; TIMA: accelerating voltage of 25 kV, probe current of 9 nA, working distance of 15 mm, pixel spacing 3 μm, dot spacing 9 μm; EPMA: beam current not fully stated in excerpt |  | 1.1783 | [13 empty] | 0.047239 | [55 empty] | 1.8346 | [9 empty] | 81.8934 | [5 empty] | 3.3967 | [21 empty] | 37.8632 | [17 empty] | 3.5577 | [15 empty] | 1.8235 |  |  |  |  | 2025 | Xinghai Lang et al., Polymetallic veins—a possible bridge between porphyry and intermediate-sulfidation deposits, Geological Society of America Bulletin, v. 136, doi:10.1130/B38406.1 |  | CHN | Tibet
| No. 1 porphyry Cu-Au deposit (Xietongmen deposit), Xiongcun ore district | No. 1 deposit, Xiongcun ore district | Magmatic hydrothermal | Porphyry | Cu-Au porphyry | Cu, Au | Zn, Ag, Pb | Cu, Au, Zn, Ag, Pb | Lang et al., 2014; Tang et al., 2015; Wang et al., 2017 |  | 6073-51.1-07-1 | 6073-51.1-07-1 | underground mine |  |  |  |  | ore material | drill core | drill core | mineral separate | [5 empty] | mineralisation |  |  |  | pyrite, sphalerite, pyrrhotite, chalcopyrite, galena, quartz | Stage A: pyrite + sericite; Stage B: sphalerite + pyrrhotite + chalcopyrite + galena + quartz; Stage C: actinolite + epidote + chlorite + magnetite + quartz | polymetallic veins crosscutting porphyry-stage veins and alteration zones | Z3 |  |  |  | actinolite, epidote, chlorite, magnetite, sericite, calcite, acanthite-argentite, pyrargyrite, hessite, electrum | carbon-coated thin sections; polished sections | SEM-EDS, EMPA, LA-ICPMS, SIMS | JEOL IT300HR scanning electron microscope equipped with secondary electron, backscattered electron (BSE), and energy dispersive X-ray spectrometry (EDS) detectors; TESCAN MIRA3 field-emission scanning electron microprobe (FE-SEM) equipped with a panchromatic cathodoluminescence (CL) detector; TESCAN Integrated Mineral Analyzer (TIMA) system with a Mira-3 scanning electron microscope with four EDS (EDAX Element 30) detectors; JEOL JXA-8230 electron microprobe | Wuhan Sample Solution Analytical Technology Co., Ltd., Wuhan, China; Tuoyan Analytical Technology Co., Ltd., Guangzhou, China; Nanjing Hongchuang Geological Exploration Technology Service Co., Ltd., Nanjing, China | SEM: accelerating voltage of 15–20 kV, emission current of ~80 μA, takeoff angle ~35°, 4 μm to 5 μm beam diameter, working distance of ~10 mm; SEM-CL: acceleration voltage of 10 kV, beam current of 15 nA; TIMA: accelerating voltage of 25 kV, probe current of 9 nA, working distance of 15 mm, pixel spacing 3 μm, dot spacing 9 μm; EPMA: beam current not fully stated in excerpt |  | 1.366 | [13 empty] | 0.023553 | [11 empty] | 243.0111 | [25 empty] | 0.30151 | [17 empty] | 6.2106 | [9 empty] | 236.9409 | [5 empty] | 0.6426 | [21 empty] | 11.0802 | [17 empty] | 4.6422 | [15 empty] | 1.9647 |  |  |  |  | 2025 | Xinghai Lang et al., Polymetallic veins—a possible bridge between porphyry and intermediate-sulfidation deposits, Geological Society of America Bulletin, v. 136, doi:10.1130/B38406.1 |  | CHN | Tibet
| No. 1 porphyry Cu-Au deposit (Xietongmen deposit), Xiongcun ore district | No. 1 deposit, Xiongcun ore district | Magmatic hydrothermal | Porphyry | Cu-Au porphyry | Cu, Au | Zn, Ag, Pb | Cu, Au, Zn, Ag, Pb | Lang et al., 2014; Tang et al., 2015; Wang et al., 2017 |  | 6073-51.1-08-1 | 6073-51.1-08-1 | underground mine |  |  |  |  | ore material | drill core | drill core | mineral separate | [5 empty] | mineralisation |  |  |  | pyrite, sphalerite, pyrrhotite, chalcopyrite, galena, quartz | Stage A: pyrite + sericite; Stage B: sphalerite + pyrrhotite + chalcopyrite + galena + quartz; Stage C: actinolite + epidote + chlorite + magnetite + quartz | polymetallic veins crosscutting porphyry-stage veins and alteration zones | Z3 |  |  |  | actinolite, epidote, chlorite, magnetite, sericite, calcite, acanthite-argentite, pyrargyrite, hessite, electrum | carbon-coated thin sections; polished sections | SEM-EDS, EMPA, LA-ICPMS, SIMS | JEOL IT300HR scanning electron microscope equipped with secondary electron, backscattered electron (BSE), and energy dispersive X-ray spectrometry (EDS) detectors; TESCAN MIRA3 field-emission scanning electron microprobe (FE-SEM) equipped with a panchromatic cathodoluminescence (CL) detector; TESCAN Integrated Mineral Analyzer (TIMA) system with a Mira-3 scanning electron microscope with four EDS (EDAX Element 30) detectors; JEOL JXA-8230 electron microprobe | Wuhan Sample Solution Analytical Technology Co., Ltd., Wuhan, China; Tuoyan Analytical Technology Co., Ltd., Guangzhou, China; Nanjing Hongchuang Geological Exploration Technology Service Co., Ltd., Nanjing, China | SEM: accelerating voltage of 15–20 kV, emission current of ~80 μA, takeoff angle ~35°, 4 μm to 5 μm beam diameter, working distance of ~10 mm; SEM-CL: acceleration voltage of 10 kV, beam current of 15 nA; TIMA: accelerating voltage of 25 kV, probe current of 9 nA, working distance of 15 mm, pixel spacing 3 μm, dot spacing 9 μm; EPMA: beam current not fully stated in excerpt |  | 0.76375 | [13 empty] | 0.10899 | [11 empty] | 242.1624 |  |  |  | 0.13254 | [39 empty] | 15.8493 | [9 empty] | 237.2527 | [5 empty] | 2.9783 | [21 empty] | 10.9234 | [17 empty] | 32.8832 |  | 0.041355 | [13 empty] | 78.19 |  |  |  |  | 2025 | Xinghai Lang et al., Polymetallic veins—a possible bridge between porphyry and intermediate-sulfidation deposits, Geological Society of America Bulletin, v. 136, doi:10.1130/B38406.1 |  | CHN | Tibet
| No. 1 porphyry Cu-Au deposit (Xietongmen deposit), Xiongcun ore district | No. 1 deposit, Xiongcun ore district | Magmatic hydrothermal | Porphyry | Cu-Au porphyry | Cu, Au | Zn, Ag, Pb | Cu, Au, Zn, Ag, Pb | Lang et al., 2014; Tang et al., 2015; Wang et al., 2017 |  | 6073-51.1-09-1 | 6073-51.1-09-1 | underground mine |  |  |  |  | ore material | drill core | drill core | mineral separate | [5 empty] | mineralisation |  |  |  | pyrite, sphalerite, pyrrhotite, chalcopyrite, galena, quartz | Stage A: pyrite + sericite; Stage B: sphalerite + pyrrhotite + chalcopyrite + galena + quartz; Stage C: actinolite + epidote + chlorite + magnetite + quartz | polymetallic veins crosscutting porphyry-stage veins and alteration zones | Z3 |  |  |  | actinolite, epidote, chlorite, magnetite, sericite, calcite, acanthite-argentite, pyrargyrite, hessite, electrum | carbon-coated thin sections; polished sections | SEM-EDS, EMPA, LA-ICPMS, SIMS | JEOL IT300HR scanning electron microscope equipped with secondary electron, backscattered electron (BSE), and energy dispersive X-ray spectrometry (EDS) detectors; TESCAN MIRA3 field-emission scanning electron microprobe (FE-SEM) equipped with a panchromatic cathodoluminescence (CL) detector; TESCAN Integrated Mineral Analyzer (TIMA) system with a Mira-3 scanning electron microscope with four EDS (EDAX Element 30) detectors; JEOL JXA-8230 electron microprobe | Wuhan Sample Solution Analytical Technology Co., Ltd., Wuhan, China; Tuoyan Analytical Technology Co., Ltd., Guangzhou, China; Nanjing Hongchuang Geological Exploration Technology Service Co., Ltd., Nanjing, China | SEM: accelerating voltage of 15–20 kV, emission current of ~80 μA, takeoff angle ~35°, 4 μm to 5 μm beam diameter, working distance of ~10 mm; SEM-CL: acceleration voltage of 10 kV, beam current of 15 nA; TIMA: accelerating voltage of 25 kV, probe current of 9 nA, working distance of 15 mm, pixel spacing 3 μm, dot spacing 9 μm; EPMA: beam current not fully stated in excerpt |  | 3.7818 | [13 empty] | 0.40204 | [5 empty] | 1.8293 | [5 empty] | 227.8718 | [5 empty] | 5152.3606 | [23 empty] | 1.0655 | [13 empty] | 3.8055 | [9 empty] | 217.3678 | [5 empty] | 7.6166 | [21 empty] | 9.5139 | [17 empty] | 4.7025 |  | 0.24172 | [13 empty] | 137.8231 |  |  |  |  | 2025 | Xinghai Lang et al., Polymetallic veins—a possible bridge between porphyry and intermediate-sulfidation deposits, Geological Society of America Bulletin, v. 136, doi:10.1130/B38406.1 |  | CHN | Tibet
| No. 1 porphyry Cu-Au deposit (Xietongmen deposit), Xiongcun ore district | No. 1 deposit, Xiongcun ore district | Magmatic hydrothermal | Porphyry | Cu-Au porphyry | Cu, Au | Zn, Ag, Pb | Cu, Au, Zn, Ag, Pb | Lang et al., 2014; Tang et al., 2015; Wang et al., 2017 |  | 6073-51.1-10-1 | 6073-51.1-10-1 | underground mine |  |  |  |  | ore material | drill core | drill core | mineral separate | [5 empty] | mineralisation |  |  |  | pyrite, sphalerite, pyrrhotite, chalcopyrite, galena, quartz | Stage A: pyrite + sericite; Stage B: sphalerite + pyrrhotite + chalcopyrite + galena + quartz; Stage C: actinolite + epidote + chlorite + magnetite + quartz | polymetallic veins crosscutting porphyry-stage veins and alteration zones | Z3 |  |  |  | actinolite, epidote, chlorite, magnetite, sericite, calcite, acanthite-argentite, pyrargyrite, hessite, electrum | carbon-coated thin sections; polished sections | SEM-EDS, EMPA, LA-ICPMS, SIMS | JEOL IT300HR scanning electron microscope equipped with secondary electron, backscattered electron (BSE), and energy dispersive X-ray spectrometry (EDS) detectors; TESCAN MIRA3 field-emission scanning electron microprobe (FE-SEM) equipped with a panchromatic cathodoluminescence (CL) detector; TESCAN Integrated Mineral Analyzer (TIMA) system with a Mira-3 scanning electron microscope with four EDS (EDAX Element 30) detectors; JEOL JXA-8230 electron microprobe | Wuhan Sample Solution Analytical Technology Co., Ltd., Wuhan, China; Tuoyan Analytical Technology Co., Ltd., Guangzhou, China; Nanjing Hongchuang Geological Exploration Technology Service Co., Ltd., Nanjing, China | SEM: accelerating voltage of 15–20 kV, emission current of ~80 μA, takeoff angle ~35°, 4 μm to 5 μm beam diameter, working distance of ~10 mm; SEM-CL: acceleration voltage of 10 kV, beam current of 15 nA; TIMA: accelerating voltage of 25 kV, probe current of 9 nA, working distance of 15 mm, pixel spacing 3 μm, dot spacing 9 μm; EPMA: beam current not fully stated in excerpt |  | 0.21451 | [13 empty] | 0.009211 | [11 empty] | 253.0575 | [43 empty] | 5.5069 | [9 empty] | 237.8191 | [5 empty] | 0.71461 | [21 empty] | 12.7934 | [17 empty] | 4.9219 | [20 empty] | 2025 | Xinghai Lang et al., Polymetallic veins—a possible bridge between porphyry and intermediate-sulfidation deposits, Geological Society of America Bulletin, v. 136, doi:10.1130/B38406.1 |  | CHN | Tibet
| No. 1 porphyry Cu-Au deposit (Xietongmen deposit), Xiongcun ore district | No. 1 deposit, Xiongcun ore district | Magmatic hydrothermal | Porphyry | Cu-Au porphyry | Cu, Au | Zn, Ag, Pb | Cu, Au, Zn, Ag, Pb | Lang et al., 2014; Tang et al., 2015; Wang et al., 2017 |  | 6073-51.1-13-1 | 6073-51.1-13-1 | underground mine |  |  |  |  | ore material | drill core | drill core | mineral separate | [5 empty] | mineralisation |  |  |  | pyrite, sphalerite, pyrrhotite, chalcopyrite, galena, quartz | Stage A: pyrite + sericite; Stage B: sphalerite + pyrrhotite + chalcopyrite + galena + quartz; Stage C: actinolite + epidote + chlorite + magnetite + quartz | polymetallic veins crosscutting porphyry-stage veins and alteration zones | Z3 |  |  |  | actinolite, epidote, chlorite, magnetite, sericite, calcite, acanthite-argentite, pyrargyrite, hessite, electrum | carbon-coated thin sections; polished sections | SEM-EDS, EMPA, LA-ICPMS, SIMS | JEOL IT300HR scanning electron microscope equipped with secondary electron, backscattered electron (BSE), and energy dispersive X-ray spectrometry (EDS) detectors; TESCAN MIRA3 field-emission scanning electron microprobe (FE-SEM) equipped with a panchromatic cathodoluminescence (CL) detector; TESCAN Integrated Mineral Analyzer (TIMA) system with a Mira-3 scanning electron microscope with four EDS (EDAX Element 30) detectors; JEOL JXA-8230 electron microprobe | Wuhan Sample Solution Analytical Technology Co., Ltd., Wuhan, China; Tuoyan Analytical Technology Co., Ltd., Guangzhou, China; Nanjing Hongchuang Geological Exploration Technology Service Co., Ltd., Nanjing, China | SEM: accelerating voltage of 15–20 kV, emission current of ~80 μA, takeoff angle ~35°, 4 μm to 5 μm beam diameter, working distance of ~10 mm; SEM-CL: acceleration voltage of 10 kV, beam current of 15 nA; TIMA: accelerating voltage of 25 kV, probe current of 9 nA, working distance of 15 mm, pixel spacing 3 μm, dot spacing 9 μm; EPMA: beam current not fully stated in excerpt |  | 1.7214 | [13 empty] | 0.05634 | [11 empty] | 254.2822 | [43 empty] | 5.5285 | [9 empty] | 241.2175 | [5 empty] | 1.4364 | [21 empty] | 10.6249 | [17 empty] | 4.0553 | [20 empty] | 2025 | Xinghai Lang et al., Polymetallic veins—a possible bridge between porphyry and intermediate-sulfidation deposits, Geological Society of America Bulletin, v. 136, doi:10.1130/B38406.1 |  | CHN | Tibet
| No. 1 porphyry Cu-Au deposit (Xietongmen deposit), Xiongcun ore district | No. 1 deposit, Xiongcun ore district | Magmatic hydrothermal | Porphyry | Cu-Au porphyry | Cu, Au | Zn, Ag, Pb | Cu, Au, Zn, Ag, Pb | Lang et al., 2014; Tang et al., 2015; Wang et al., 2017 |  | Chalcopyrite-1 | Chalcopyrite-1 | underground mine |  |  |  |  | ore material | drill core | drill core | mineral separate | [5 empty] | mineralisation |  |  |  | pyrite, sphalerite, pyrrhotite, chalcopyrite, galena, quartz | Stage A: pyrite + sericite; Stage B: sphalerite + pyrrhotite + chalcopyrite + galena + quartz; Stage C: actinolite + epidote + chlorite + magnetite + quartz | polymetallic veins crosscutting porphyry-stage veins and alteration zones | stockwork veins, sheeted veins, open-space filling |  |  |  | actinolite, epidote, chlorite, magnetite, sericite, calcite, acanthite-argentite, pyrargyrite, hessite, electrum | carbon-coated thin sections; polished sections | SEM-EDS, EMPA, LA-ICPMS, SIMS | JEOL IT300HR scanning electron microscope equipped with secondary electron, backscattered electron (BSE), and energy dispersive X-ray spectrometry (EDS) detectors; TESCAN MIRA3 field-emission scanning electron microprobe (FE-SEM) equipped with a panchromatic cathodoluminescence (CL) detector; TESCAN Integrated Mineral Analyzer (TIMA) system with a Mira-3 scanning electron microscope with four EDS (EDAX Element 30) detectors; JEOL JXA-8230 electron microprobe | Wuhan Sample Solution Analytical Technology Co., Ltd., Wuhan, China; Tuoyan Analytical Technology Co., Ltd., Guangzhou, China; Nanjing Hongchuang Geological Exploration Technology Service Co., Ltd., Nanjing, China | SEM: accelerating voltage of 15–20 kV, emission current of ~80 μA, takeoff angle ~35°, 4 μm to 5 μm beam diameter, working distance of ~10 mm; SEM-CL: acceleration voltage of 10 kV, beam current of 15 nA; TIMA: accelerating voltage of 25 kV, probe current of 9 nA, working distance of 15 mm, pixel spacing 3 μm, dot spacing 9 μm; EPMA: beam current not fully stated in excerpt | [148 empty] | 2025 | Xinghai Lang et al., Polymetallic veins—a possible bridge between porphyry and intermediate-sulfidation deposits, Geological Society of America Bulletin, v. 136, doi:10.1130/B38406.1 |  | CHN | Tibet
| No. 1 porphyry Cu-Au deposit (Xietongmen deposit), Xiongcun ore district | No. 1 deposit, Xiongcun ore district | Magmatic hydrothermal | Porphyry | Cu-Au porphyry | Cu, Au | Zn, Ag, Pb | Cu, Au, Zn, Ag, Pb | Lang et al., 2014; Tang et al., 2015; Wang et al., 2017 |  | 5015-282.5-07-1 | 5015-282.5-07-1 | underground mine |  |  |  |  | ore material | drill core | drill core | mineral separate | [5 empty] | mineralisation |  |  |  | pyrite, sphalerite, pyrrhotite, chalcopyrite, galena, quartz | Stage A: pyrite + sericite; Stage B: sphalerite + pyrrhotite + chalcopyrite + galena + quartz; Stage C: actinolite + epidote + chlorite + magnetite + quartz | polymetallic veins crosscutting porphyry-stage veins and alteration zones | Z1 |  |  |  | actinolite, epidote, chlorite, magnetite, sericite, calcite, acanthite-argentite, pyrargyrite, hessite, electrum | carbon-coated thin sections; polished sections | SEM-EDS, EMPA, LA-ICPMS, SIMS | JEOL IT300HR scanning electron microscope equipped with secondary electron, backscattered electron (BSE), and energy dispersive X-ray spectrometry (EDS) detectors; TESCAN MIRA3 field-emission scanning electron microprobe (FE-SEM) equipped with a panchromatic cathodoluminescence (CL) detector; TESCAN Integrated Mineral Analyzer (TIMA) system with a Mira-3 scanning electron microscope with four EDS (EDAX Element 30) detectors; JEOL JXA-8230 electron microprobe | Wuhan Sample Solution Analytical Technology Co., Ltd., Wuhan, China; Tuoyan Analytical Technology Co., Ltd., Guangzhou, China; Nanjing Hongchuang Geological Exploration Technology Service Co., Ltd., Nanjing, China | SEM: accelerating voltage of 15–20 kV, emission current of ~80 μA, takeoff angle ~35°, 4 μm to 5 μm beam diameter, working distance of ~10 mm; SEM-CL: acceleration voltage of 10 kV, beam current of 15 nA; TIMA: accelerating voltage of 25 kV, probe current of 9 nA, working distance of 15 mm, pixel spacing 3 μm, dot spacing 9 μm; EPMA: beam current not fully stated in excerpt |  | 1899.7617 | [5 empty] | 0.34764 | [7 empty] | 0.14635 | [5 empty] | 11.8541 | [11 empty] | 490228.8518 | [11 empty] | 1.2817 | [11 empty] | 3.9517 | [13 empty] | 7.0411 | [15 empty] | 15.5893 |  | 16.4583 | [15 empty] | 3.1996 |  |  |  | 70.6682 | [5 empty] | 18.0402 | [7 empty] | 3.0618 |  |  |  | 6.4163 |  | 0.28089 | [13 empty] | 446.4647 |  |  |  |  | 2025 | Xinghai Lang et al., Polymetallic veins—a possible bridge between porphyry and intermediate-sulfidation deposits, Geological Society of America Bulletin, v. 136, doi:10.1130/B38406.1 |  | CHN | Tibet
| No. 1 porphyry Cu-Au deposit (Xietongmen deposit), Xiongcun ore district | No. 1 deposit, Xiongcun ore district | Magmatic hydrothermal | Porphyry | Cu-Au porphyry | Cu, Au | Zn, Ag, Pb | Cu, Au, Zn, Ag, Pb | Lang et al., 2014; Tang et al., 2015; Wang et al., 2017 |  | 5015-282.5-08-1 | 5015-282.5-08-1 | underground mine |  |  |  |  | ore material | drill core | drill core | mineral separate | [5 empty] | mineralisation |  |  |  | pyrite, sphalerite, pyrrhotite, chalcopyrite, galena, quartz | Stage A: pyrite + sericite; Stage B: sphalerite + pyrrhotite + chalcopyrite + galena + quartz; Stage C: actinolite + epidote + chlorite + magnetite + quartz | polymetallic veins crosscutting porphyry-stage veins and alteration zones | Z1 |  |  |  | actinolite, epidote, chlorite, magnetite, sericite, calcite, acanthite-argentite, pyrargyrite, hessite, electrum | carbon-coated thin sections; polished sections | SEM-EDS, EMPA, LA-ICPMS, SIMS | JEOL IT300HR scanning electron microscope equipped with secondary electron, backscattered electron (BSE), and energy dispersive X-ray spectrometry (EDS) detectors; TESCAN MIRA3 field-emission scanning electron microprobe (FE-SEM) equipped with a panchromatic cathodoluminescence (CL) detector; TESCAN Integrated Mineral Analyzer (TIMA) system with a Mira-3 scanning electron microscope with four EDS (EDAX Element 30) detectors; JEOL JXA-8230 electron microprobe | Wuhan Sample Solution Analytical Technology Co., Ltd., Wuhan, China; Tuoyan Analytical Technology Co., Ltd., Guangzhou, China; Nanjing Hongchuang Geological Exploration Technology Service Co., Ltd., Nanjing, China | SEM: accelerating voltage of 15–20 kV, emission current of ~80 μA, takeoff angle ~35°, 4 μm to 5 μm beam diameter, working distance of ~10 mm; SEM-CL: acceleration voltage of 10 kV, beam current of 15 nA; TIMA: accelerating voltage of 25 kV, probe current of 9 nA, working distance of 15 mm, pixel spacing 3 μm, dot spacing 9 μm; EPMA: beam current not fully stated in excerpt |  | 1978.616 | [13 empty] | 0.034288 | [5 empty] | 12.262 | [11 empty] | 494191.6204 | [23 empty] | 2.5659 | [13 empty] | 2.0843 | [15 empty] | 1.4774 |  | 16.1301 | [15 empty] | 1.2999 |  |  |  | 49.0913 | [5 empty] | 1.2452 | [11 empty] | 3.5463 | [15 empty] | 488.9193 |  |  |  |  | 2025 | Xinghai Lang et al., Polymetallic veins—a possible bridge between porphyry and intermediate-sulfidation deposits, Geological Society of America Bulletin, v. 136, doi:10.1130/B38406.1 |  | CHN | Tibet
| No. 1 porphyry Cu-Au deposit (Xietongmen deposit), Xiongcun ore district | No. 1 deposit, Xiongcun ore district | Magmatic hydrothermal | Porphyry | Cu-Au porphyry | Cu, Au | Zn, Ag, Pb | Cu, Au, Zn, Ag, Pb | Lang et al., 2014; Tang et al., 2015; Wang et al., 2017 |  | 5015-282.5-12-1 | 5015-282.5-12-1 | underground mine |  |  |  |  | ore material | drill core | drill core | mineral separate | [5 empty] | mineralisation |  |  |  | pyrite, sphalerite, pyrrhotite, chalcopyrite, galena, quartz | Stage A: pyrite + sericite; Stage B: sphalerite + pyrrhotite + chalcopyrite + galena + quartz; Stage C: actinolite + epidote + chlorite + magnetite + quartz | polymetallic veins crosscutting porphyry-stage veins and alteration zones | Z1 |  |  |  | actinolite, epidote, chlorite, magnetite, sericite, calcite, acanthite-argentite, pyrargyrite, hessite, electrum | carbon-coated thin sections; polished sections | SEM-EDS, EMPA, LA-ICPMS, SIMS | JEOL IT300HR scanning electron microscope equipped with secondary electron, backscattered electron (BSE), and energy dispersive X-ray spectrometry (EDS) detectors; TESCAN MIRA3 field-emission scanning electron microprobe (FE-SEM) equipped with a panchromatic cathodoluminescence (CL) detector; TESCAN Integrated Mineral Analyzer (TIMA) system with a Mira-3 scanning electron microscope with four EDS (EDAX Element 30) detectors; JEOL JXA-8230 electron microprobe | Wuhan Sample Solution Analytical Technology Co., Ltd., Wuhan, China; Tuoyan Analytical Technology Co., Ltd., Guangzhou, China; Nanjing Hongchuang Geological Exploration Technology Service Co., Ltd., Nanjing, China | SEM: accelerating voltage of 15–20 kV, emission current of ~80 μA, takeoff angle ~35°, 4 μm to 5 μm beam diameter, working distance of ~10 mm; SEM-CL: acceleration voltage of 10 kV, beam current of 15 nA; TIMA: accelerating voltage of 25 kV, probe current of 9 nA, working distance of 15 mm, pixel spacing 3 μm, dot spacing 9 μm; EPMA: beam current not fully stated in excerpt |  | 2100.5611 | [13 empty] | 0.03873 | [5 empty] | 12.0212 | [11 empty] | 487842.0045 | [11 empty] | 0.54706 | [11 empty] | 2.366 | [13 empty] | 1.7982 | [15 empty] | 1.4238 |  | 16.8686 | [15 empty] | 1.1697 |  |  |  | 74.8305 | [5 empty] | 14.5904 | [7 empty] | 3.6103 |  |  |  | 5.8462 | [15 empty] | 523.23 |  |  |  |  | 2025 | Xinghai Lang et al., Polymetallic veins—a possible bridge between porphyry and intermediate-sulfidation deposits, Geological Society of America Bulletin, v. 136, doi:10.1130/B38406.1 |  | CHN | Tibet
| No. 1 porphyry Cu-Au deposit (Xietongmen deposit), Xiongcun ore district | No. 1 deposit, Xiongcun ore district | Magmatic hydrothermal | Porphyry | Cu-Au porphyry | Cu, Au | Zn, Ag, Pb | Cu, Au, Zn, Ag, Pb | Lang et al., 2014; Tang et al., 2015; Wang et al., 2017 |  | 5015-282.5-14-1 | 5015-282.5-14-1 | underground mine |  |  |  |  | ore material | drill core | drill core | mineral separate | [5 empty] | mineralisation |  |  |  | pyrite, sphalerite, pyrrhotite, chalcopyrite, galena, quartz | Stage A: pyrite + sericite; Stage B: sphalerite + pyrrhotite + chalcopyrite + galena + quartz; Stage C: actinolite + epidote + chlorite + magnetite + quartz | polymetallic veins crosscutting porphyry-stage veins and alteration zones | Z1 |  |  |  | actinolite, epidote, chlorite, magnetite, sericite, calcite, acanthite-argentite, pyrargyrite, hessite, electrum | carbon-coated thin sections; polished sections | SEM-EDS, EMPA, LA-ICPMS, SIMS | JEOL IT300HR scanning electron microscope equipped with secondary electron, backscattered electron (BSE), and energy dispersive X-ray spectrometry (EDS) detectors; TESCAN MIRA3 field-emission scanning electron microprobe (FE-SEM) equipped with a panchromatic cathodoluminescence (CL) detector; TESCAN Integrated Mineral Analyzer (TIMA) system with a Mira-3 scanning electron microscope with four EDS (EDAX Element 30) detectors; JEOL JXA-8230 electron microprobe | Wuhan Sample Solution Analytical Technology Co., Ltd., Wuhan, China; Tuoyan Analytical Technology Co., Ltd., Guangzhou, China; Nanjing Hongchuang Geological Exploration Technology Service Co., Ltd., Nanjing, China | SEM: accelerating voltage of 15–20 kV, emission current of ~80 μA, takeoff angle ~35°, 4 μm to 5 μm beam diameter, working distance of ~10 mm; SEM-CL: acceleration voltage of 10 kV, beam current of 15 nA; TIMA: accelerating voltage of 25 kV, probe current of 9 nA, working distance of 15 mm, pixel spacing 3 μm, dot spacing 9 μm; EPMA: beam current not fully stated in excerpt |  | 2202.9759 | [5 empty] | 0.09626 | [7 empty] | 0.3365 | [5 empty] | 13.2629 | [11 empty] | 498847.5509 | [23 empty] | 2.2385 | [13 empty] | 2.2312 | [15 empty] | 3.468 |  | 16.7705 | [15 empty] | 4.589 |  |  |  | 51.0472 | [17 empty] | 3.6419 | [15 empty] | 492.8825 |  |  |  |  | 2025 | Xinghai Lang et al., Polymetallic veins—a possible bridge between porphyry and intermediate-sulfidation deposits, Geological Society of America Bulletin, v. 136, doi:10.1130/B38406.1 |  | CHN | Tibet
| No. 1 porphyry Cu-Au deposit (Xietongmen deposit), Xiongcun ore district | No. 1 deposit, Xiongcun ore district | Magmatic hydrothermal | Porphyry | Cu-Au porphyry | Cu, Au | Zn, Ag, Pb | Cu, Au, Zn, Ag, Pb | Lang et al., 2014; Tang et al., 2015; Wang et al., 2017 |  | 5015-282.5-17-1 | 5015-282.5-17-1 | underground mine |  |  |  |  | ore material | drill core | drill core | mineral separate | [5 empty] | mineralisation |  |  |  | pyrite, sphalerite, pyrrhotite, chalcopyrite, galena, quartz | Stage A: pyrite + sericite; Stage B: sphalerite + pyrrhotite + chalcopyrite + galena + quartz; Stage C: actinolite + epidote + chlorite + magnetite + quartz | polymetallic veins crosscutting porphyry-stage veins and alteration zones | Z1 |  |  |  | actinolite, epidote, chlorite, magnetite, sericite, calcite, acanthite-argentite, pyrargyrite, hessite, electrum | carbon-coated thin sections; polished sections | SEM-EDS, EMPA, LA-ICPMS, SIMS | JEOL IT300HR scanning electron microscope equipped with secondary electron, backscattered electron (BSE), and energy dispersive X-ray spectrometry (EDS) detectors; TESCAN MIRA3 field-emission scanning electron microprobe (FE-SEM) equipped with a panchromatic cathodoluminescence (CL) detector; TESCAN Integrated Mineral Analyzer (TIMA) system with a Mira-3 scanning electron microscope with four EDS (EDAX Element 30) detectors; JEOL JXA-8230 electron microprobe | Wuhan Sample Solution Analytical Technology Co., Ltd., Wuhan, China; Tuoyan Analytical Technology Co., Ltd., Guangzhou, China; Nanjing Hongchuang Geological Exploration Technology Service Co., Ltd., Nanjing, China | SEM: accelerating voltage of 15–20 kV, emission current of ~80 μA, takeoff angle ~35°, 4 μm to 5 μm beam diameter, working distance of ~10 mm; SEM-CL: acceleration voltage of 10 kV, beam current of 15 nA; TIMA: accelerating voltage of 25 kV, probe current of 9 nA, working distance of 15 mm, pixel spacing 3 μm, dot spacing 9 μm; EPMA: beam current not fully stated in excerpt |  | 2182.1031 | [5 empty] | 0.47663 | [7 empty] | 1.2218 | [5 empty] | 14.4102 | [11 empty] | 502048.1673 | [23 empty] | 2.6725 | [13 empty] | 2.3089 | [15 empty] | 45.4962 |  | 17.2212 | [15 empty] | 19.6 |  |  |  | 57.4842 | [13 empty] | 0.83162 |  |  |  | 5.0929 |  | 0.056533 | [13 empty] | 657.9682 |  |  |  |  | 2025 | Xinghai Lang et al., Polymetallic veins—a possible bridge between porphyry and intermediate-sulfidation deposits, Geological Society of America Bulletin, v. 136, doi:10.1130/B38406.1 |  | CHN | Tibet
| No. 1 porphyry Cu-Au deposit (Xietongmen deposit), Xiongcun ore district | No. 1 deposit, Xiongcun ore district | Magmatic hydrothermal | Porphyry | Cu-Au porphyry | Cu, Au | Zn, Ag, Pb | Cu, Au, Zn, Ag, Pb | Lang et al., 2014; Tang et al., 2015; Wang et al., 2017 |  | 5015-282.5-20-1 | 5015-282.5-20-1 | underground mine |  |  |  |  | ore material | drill core | drill core | mineral separate | [5 empty] | mineralisation |  |  |  | pyrite, sphalerite, pyrrhotite, chalcopyrite, galena, quartz | Stage A: pyrite + sericite; Stage B: sphalerite + pyrrhotite + chalcopyrite + galena + quartz; Stage C: actinolite + epidote + chlorite + magnetite + quartz | polymetallic veins crosscutting porphyry-stage veins and alteration zones | Z1 |  |  |  | actinolite, epidote, chlorite, magnetite, sericite, calcite, acanthite-argentite, pyrargyrite, hessite, electrum | carbon-coated thin sections; polished sections | SEM-EDS, EMPA, LA-ICPMS, SIMS | JEOL IT300HR scanning electron microscope equipped with secondary electron, backscattered electron (BSE), and energy dispersive X-ray spectrometry (EDS) detectors; TESCAN MIRA3 field-emission scanning electron microprobe (FE-SEM) equipped with a panchromatic cathodoluminescence (CL) detector; TESCAN Integrated Mineral Analyzer (TIMA) system with a Mira-3 scanning electron microscope with four EDS (EDAX Element 30) detectors; JEOL JXA-8230 electron microprobe | Wuhan Sample Solution Analytical Technology Co., Ltd., Wuhan, China; Tuoyan Analytical Technology Co., Ltd., Guangzhou, China; Nanjing Hongchuang Geological Exploration Technology Service Co., Ltd., Nanjing, China | SEM: accelerating voltage of 15–20 kV, emission current of ~80 μA, takeoff angle ~35°, 4 μm to 5 μm beam diameter, working distance of ~10 mm; SEM-CL: acceleration voltage of 10 kV, beam current of 15 nA; TIMA: accelerating voltage of 25 kV, probe current of 9 nA, working distance of 15 mm, pixel spacing 3 μm, dot spacing 9 μm; EPMA: beam current not fully stated in excerpt |  | 1843.6227 | [13 empty] | 0.059184 | [5 empty] | 13.5325 | [11 empty] | 485609.185 | [23 empty] | 2.4058 | [13 empty] | 2.8997 | [15 empty] | 1.8418 |  | 17.2387 | [15 empty] | 1.249 |  |  |  | 37.142 | [5 empty] | 2.8229 | [11 empty] | 3.2408 | [15 empty] | 746.7335 |  |  |  |  | 2025 | Xinghai Lang et al., Polymetallic veins—a possible bridge between porphyry and intermediate-sulfidation deposits, Geological Society of America Bulletin, v. 136, doi:10.1130/B38406.1 |  | CHN | Tibet
| No. 1 porphyry Cu-Au deposit (Xietongmen deposit), Xiongcun ore district | No. 1 deposit, Xiongcun ore district | Magmatic hydrothermal | Porphyry | Cu-Au porphyry | Cu, Au | Zn, Ag, Pb | Cu, Au, Zn, Ag, Pb | Lang et al., 2014; Tang et al., 2015; Wang et al., 2017 |  | 5015-282.5-21-1 | 5015-282.5-21-1 | underground mine |  |  |  |  | ore material | drill core | drill core | mineral separate | [5 empty] | mineralisation |  |  |  | pyrite, sphalerite, pyrrhotite, chalcopyrite, galena, quartz | Stage A: pyrite + sericite; Stage B: sphalerite + pyrrhotite + chalcopyrite + galena + quartz; Stage C: actinolite + epidote + chlorite + magnetite + quartz | polymetallic veins crosscutting porphyry-stage veins and alteration zones | Z1 |  |  |  | actinolite, epidote, chlorite, magnetite, sericite, calcite, acanthite-argentite, pyrargyrite, hessite, electrum | carbon-coated thin sections; polished sections | SEM-EDS, EMPA, LA-ICPMS, SIMS | JEOL IT300HR scanning electron microscope equipped with secondary electron, backscattered electron (BSE), and energy dispersive X-ray spectrometry (EDS) detectors; TESCAN MIRA3 field-emission scanning electron microprobe (FE-SEM) equipped with a panchromatic cathodoluminescence (CL) detector; TESCAN Integrated Mineral Analyzer (TIMA) system with a Mira-3 scanning electron microscope with four EDS (EDAX Element 30) detectors; JEOL JXA-8230 electron microprobe | Wuhan Sample Solution Analytical Technology Co., Ltd., Wuhan, China; Tuoyan Analytical Technology Co., Ltd., Guangzhou, China; Nanjing Hongchuang Geological Exploration Technology Service Co., Ltd., Nanjing, China | SEM: accelerating voltage of 15–20 kV, emission current of ~80 μA, takeoff angle ~35°, 4 μm to 5 μm beam diameter, working distance of ~10 mm; SEM-CL: acceleration voltage of 10 kV, beam current of 15 nA; TIMA: accelerating voltage of 25 kV, probe current of 9 nA, working distance of 15 mm, pixel spacing 3 μm, dot spacing 9 μm; EPMA: beam current not fully stated in excerpt |  | 1993.5985 | [13 empty] | 0.008438 | [5 empty] | 10.7692 | [11 empty] | 458953.9119 | [23 empty] | 2.4997 | [13 empty] | 1.9172 | [9 empty] | 0.26372 | [5 empty] | 0.66117 |  | 15.8939 | [19 empty] | 52.0587 | [5 empty] | 1.1628 | [11 empty] | 5.0938 | [15 empty] | 455.2314 |  |  |  |  | 2025 | Xinghai Lang et al., Polymetallic veins—a possible bridge between porphyry and intermediate-sulfidation deposits, Geological Society of America Bulletin, v. 136, doi:10.1130/B38406.1 |  | CHN | Tibet
| No. 1 porphyry Cu-Au deposit (Xietongmen deposit), Xiongcun ore district | No. 1 deposit, Xiongcun ore district | Magmatic hydrothermal | Porphyry | Cu-Au porphyry | Cu, Au | Zn, Ag, Pb | Cu, Au, Zn, Ag, Pb | Lang et al., 2014; Tang et al., 2015; Wang et al., 2017 |  | 5027-337-06-1 | 5027-337-06-1 | underground mine |  |  |  |  | ore material | drill core | drill core | mineral separate | [5 empty] | mineralisation |  |  |  | pyrite, sphalerite, pyrrhotite, chalcopyrite, galena, quartz | Stage A: pyrite + sericite; Stage B: sphalerite + pyrrhotite + chalcopyrite + galena + quartz; Stage C: actinolite + epidote + chlorite + magnetite + quartz | polymetallic veins crosscutting porphyry-stage veins and alteration zones | Z1 |  |  |  | actinolite, epidote, chlorite, magnetite, sericite, calcite, acanthite-argentite, pyrargyrite, hessite, electrum | carbon-coated thin sections; polished sections | SEM-EDS, EMPA, LA-ICPMS, SIMS | JEOL IT300HR scanning electron microscope equipped with secondary electron, backscattered electron (BSE), and energy dispersive X-ray spectrometry (EDS) detectors; TESCAN MIRA3 field-emission scanning electron microprobe (FE-SEM) equipped with a panchromatic cathodoluminescence (CL) detector; TESCAN Integrated Mineral Analyzer (TIMA) system with a Mira-3 scanning electron microscope with four EDS (EDAX Element 30) detectors; JEOL JXA-8230 electron microprobe | Wuhan Sample Solution Analytical Technology Co., Ltd., Wuhan, China; Tuoyan Analytical Technology Co., Ltd., Guangzhou, China; Nanjing Hongchuang Geological Exploration Technology Service Co., Ltd., Nanjing, China | SEM: accelerating voltage of 15–20 kV, emission current of ~80 μA, takeoff angle ~35°, 4 μm to 5 μm beam diameter, working distance of ~10 mm; SEM-CL: acceleration voltage of 10 kV, beam current of 15 nA; TIMA: accelerating voltage of 25 kV, probe current of 9 nA, working distance of 15 mm, pixel spacing 3 μm, dot spacing 9 μm; EPMA: beam current not fully stated in excerpt |  | 171.1684 | [13 empty] | 0.27956 | [5 empty] | 10.5498 | [11 empty] | 464715.3101 | [11 empty] | 8.3113 |  |  |  | 1.2937 | [7 empty] | 5.5731 | [13 empty] | 18.5357 | [15 empty] | 13.3567 |  | 14.0837 | [19 empty] | 166.9778 | [5 empty] | 47.7041 | [7 empty] | 1.8659 |  |  |  | 3.7487 |  | 0.57916 | [13 empty] | 661.8416 |  |  |  |  | 2025 | Xinghai Lang et al., Polymetallic veins—a possible bridge between porphyry and intermediate-sulfidation deposits, Geological Society of America Bulletin, v. 136, doi:10.1130/B38406.1 |  | CHN | Tibet
| No. 1 porphyry Cu-Au deposit (Xietongmen deposit), Xiongcun ore district | No. 1 deposit, Xiongcun ore district | Magmatic hydrothermal | Porphyry | Cu-Au porphyry | Cu, Au | Zn, Ag, Pb | Cu, Au, Zn, Ag, Pb | Lang et al., 2014; Tang et al., 2015; Wang et al., 2017 |  | 5027-337-08-1 | 5027-337-08-1 | underground mine |  |  |  |  | ore material | drill core | drill core | mineral separate | [5 empty] | mineralisation |  |  |  | pyrite, sphalerite, pyrrhotite, chalcopyrite, galena, quartz | Stage A: pyrite + sericite; Stage B: sphalerite + pyrrhotite + chalcopyrite + galena + quartz; Stage C: actinolite + epidote + chlorite + magnetite + quartz | polymetallic veins crosscutting porphyry-stage veins and alteration zones | Z1 |  |  |  | actinolite, epidote, chlorite, magnetite, sericite, calcite, acanthite-argentite, pyrargyrite, hessite, electrum | carbon-coated thin sections; polished sections | SEM-EDS, EMPA, LA-ICPMS, SIMS | JEOL IT300HR scanning electron microscope equipped with secondary electron, backscattered electron (BSE), and energy dispersive X-ray spectrometry (EDS) detectors; TESCAN MIRA3 field-emission scanning electron microprobe (FE-SEM) equipped with a panchromatic cathodoluminescence (CL) detector; TESCAN Integrated Mineral Analyzer (TIMA) system with a Mira-3 scanning electron microscope with four EDS (EDAX Element 30) detectors; JEOL JXA-8230 electron microprobe | Wuhan Sample Solution Analytical Technology Co., Ltd., Wuhan, China; Tuoyan Analytical Technology Co., Ltd., Guangzhou, China; Nanjing Hongchuang Geological Exploration Technology Service Co., Ltd., Nanjing, China | SEM: accelerating voltage of 15–20 kV, emission current of ~80 μA, takeoff angle ~35°, 4 μm to 5 μm beam diameter, working distance of ~10 mm; SEM-CL: acceleration voltage of 10 kV, beam current of 15 nA; TIMA: accelerating voltage of 25 kV, probe current of 9 nA, working distance of 15 mm, pixel spacing 3 μm, dot spacing 9 μm; EPMA: beam current not fully stated in excerpt |  | 155.0378 | [13 empty] | 0.040238 | [5 empty] | 9.715 | [11 empty] | 464665.6688 | [11 empty] | 7.5047 |  |  |  | 1.1973 | [7 empty] | 3.0896 | [13 empty] | 8.1265 | [15 empty] | 16.2615 |  | 14.323 | [19 empty] | 149.0668 | [5 empty] | 49.1481 | [7 empty] | 0.97416 |  |  |  | 5.7001 |  | 0.27844 | [13 empty] | 706.991 |  |  |  |  | 2025 | Xinghai Lang et al., Polymetallic veins—a possible bridge between porphyry and intermediate-sulfidation deposits, Geological Society of America Bulletin, v. 136, doi:10.1130/B38406.1 |  | CHN | Tibet
| No. 1 porphyry Cu-Au deposit (Xietongmen deposit), Xiongcun ore district | No. 1 deposit, Xiongcun ore district | Magmatic hydrothermal | Porphyry | Cu-Au porphyry | Cu, Au | Zn, Ag, Pb | Cu, Au, Zn, Ag, Pb | Lang et al., 2014; Tang et al., 2015; Wang et al., 2017 |  | 5027-337-14-1 | 5027-337-14-1 | underground mine |  |  |  |  | ore material | drill core | drill core | mineral separate | [5 empty] | mineralisation |  |  |  | pyrite, sphalerite, pyrrhotite, chalcopyrite, galena, quartz | Stage A: pyrite + sericite; Stage B: sphalerite + pyrrhotite + chalcopyrite + galena + quartz; Stage C: actinolite + epidote + chlorite + magnetite + quartz | polymetallic veins crosscutting porphyry-stage veins and alteration zones | Z1 |  |  |  | actinolite, epidote, chlorite, magnetite, sericite, calcite, acanthite-argentite, pyrargyrite, hessite, electrum | carbon-coated thin sections; polished sections | SEM-EDS, EMPA, LA-ICPMS, SIMS | JEOL IT300HR scanning electron microscope equipped with secondary electron, backscattered electron (BSE), and energy dispersive X-ray spectrometry (EDS) detectors; TESCAN MIRA3 field-emission scanning electron microprobe (FE-SEM) equipped with a panchromatic cathodoluminescence (CL) detector; TESCAN Integrated Mineral Analyzer (TIMA) system with a Mira-3 scanning electron microscope with four EDS (EDAX Element 30) detectors; JEOL JXA-8230 electron microprobe | Wuhan Sample Solution Analytical Technology Co., Ltd., Wuhan, China; Tuoyan Analytical Technology Co., Ltd., Guangzhou, China; Nanjing Hongchuang Geological Exploration Technology Service Co., Ltd., Nanjing, China | SEM: accelerating voltage of 15–20 kV, emission current of ~80 μA, takeoff angle ~35°, 4 μm to 5 μm beam diameter, working distance of ~10 mm; SEM-CL: acceleration voltage of 10 kV, beam current of 15 nA; TIMA: accelerating voltage of 25 kV, probe current of 9 nA, working distance of 15 mm, pixel spacing 3 μm, dot spacing 9 μm; EPMA: beam current not fully stated in excerpt |  | 237.5898 | [13 empty] | 1.7483 | [5 empty] | 12.1172 | [11 empty] | 451699.5193 | [11 empty] | 6.6198 | [11 empty] | 4.8809 | [13 empty] | 8.8076 | [15 empty] | 20.8767 |  | 14.2603 | [15 empty] | 1.4907 |  |  |  | 123.3583 | [5 empty] | 37.1699 | [7 empty] | 1.9351 | [5 empty] | 0.098667 | [13 empty] | 617.5091 |  |  |  |  | 2025 | Xinghai Lang et al., Polymetallic veins—a possible bridge between porphyry and intermediate-sulfidation deposits, Geological Society of America Bulletin, v. 136, doi:10.1130/B38406.1 |  | CHN | Tibet
| No. 1 porphyry Cu-Au deposit (Xietongmen deposit), Xiongcun ore district | No. 1 deposit, Xiongcun ore district | Magmatic hydrothermal | Porphyry | Cu-Au porphyry | Cu, Au | Zn, Ag, Pb | Cu, Au, Zn, Ag, Pb | Lang et al., 2014; Tang et al., 2015; Wang et al., 2017 |  | 5027-337-15-1 | 5027-337-15-1 | underground mine |  |  |  |  | ore material | drill core | drill core | mineral separate | [5 empty] | mineralisation |  |  |  | pyrite, sphalerite, pyrrhotite, chalcopyrite, galena, quartz | Stage A: pyrite + sericite; Stage B: sphalerite + pyrrhotite + chalcopyrite + galena + quartz; Stage C: actinolite + epidote + chlorite + magnetite + quartz | polymetallic veins crosscutting porphyry-stage veins and alteration zones | Z1 |  |  |  | actinolite, epidote, chlorite, magnetite, sericite, calcite, acanthite-argentite, pyrargyrite, hessite, electrum | carbon-coated thin sections; polished sections | SEM-EDS, EMPA, LA-ICPMS, SIMS | JEOL IT300HR scanning electron microscope equipped with secondary electron, backscattered electron (BSE), and energy dispersive X-ray spectrometry (EDS) detectors; TESCAN MIRA3 field-emission scanning electron microprobe (FE-SEM) equipped with a panchromatic cathodoluminescence (CL) detector; TESCAN Integrated Mineral Analyzer (TIMA) system with a Mira-3 scanning electron microscope with four EDS (EDAX Element 30) detectors; JEOL JXA-8230 electron microprobe | Wuhan Sample Solution Analytical Technology Co., Ltd., Wuhan, China; Tuoyan Analytical Technology Co., Ltd., Guangzhou, China; Nanjing Hongchuang Geological Exploration Technology Service Co., Ltd., Nanjing, China | SEM: accelerating voltage of 15–20 kV, emission current of ~80 μA, takeoff angle ~35°, 4 μm to 5 μm beam diameter, working distance of ~10 mm; SEM-CL: acceleration voltage of 10 kV, beam current of 15 nA; TIMA: accelerating voltage of 25 kV, probe current of 9 nA, working distance of 15 mm, pixel spacing 3 μm, dot spacing 9 μm; EPMA: beam current not fully stated in excerpt |  | 321.4783 | [5 empty] | 0.11959 | [7 empty] | 1.2842 | [5 empty] | 6.1387 | [11 empty] | 450363.7625 | [11 empty] | 10.2446 | [11 empty] | 3.8308 | [13 empty] | 15.8984 | [15 empty] | 22.6936 |  | 15.2231 | [15 empty] | 1.4987 |  |  |  | 118.3737 | [5 empty] | 36.1043 | [7 empty] | 2.0506 |  |  |  | 4.9672 |  | 0.36214 | [13 empty] | 637.4847 |  |  |  |  | 2025 | Xinghai Lang et al., Polymetallic veins—a possible bridge between porphyry and intermediate-sulfidation deposits, Geological Society of America Bulletin, v. 136, doi:10.1130/B38406.1 |  | CHN | Tibet
| No. 1 porphyry Cu-Au deposit (Xietongmen deposit), Xiongcun ore district | No. 1 deposit, Xiongcun ore district | Magmatic hydrothermal | Porphyry | Cu-Au porphyry | Cu, Au | Zn, Ag, Pb | Cu, Au, Zn, Ag, Pb | Lang et al., 2014; Tang et al., 2015; Wang et al., 2017 |  | 5027-337-18-1 | 5027-337-18-1 | underground mine |  |  |  |  | ore material | drill core | drill core | mineral separate | [5 empty] | mineralisation |  |  |  | pyrite, sphalerite, pyrrhotite, chalcopyrite, galena, quartz | Stage A: pyrite + sericite; Stage B: sphalerite + pyrrhotite + chalcopyrite + galena + quartz; Stage C: actinolite + epidote + chlorite + magnetite + quartz | polymetallic veins crosscutting porphyry-stage veins and alteration zones | Z1 |  |  |  | actinolite, epidote, chlorite, magnetite, sericite, calcite, acanthite-argentite, pyrargyrite, hessite, electrum | carbon-coated thin sections; polished sections | SEM-EDS, EMPA, LA-ICPMS, SIMS | JEOL IT300HR scanning electron microscope equipped with secondary electron, backscattered electron (BSE), and energy dispersive X-ray spectrometry (EDS) detectors; TESCAN MIRA3 field-emission scanning electron microprobe (FE-SEM) equipped with a panchromatic cathodoluminescence (CL) detector; TESCAN Integrated Mineral Analyzer (TIMA) system with a Mira-3 scanning electron microscope with four EDS (EDAX Element 30) detectors; JEOL JXA-8230 electron microprobe | Wuhan Sample Solution Analytical Technology Co., Ltd., Wuhan, China; Tuoyan Analytical Technology Co., Ltd., Guangzhou, China; Nanjing Hongchuang Geological Exploration Technology Service Co., Ltd., Nanjing, China | SEM: accelerating voltage of 15–20 kV, emission current of ~80 μA, takeoff angle ~35°, 4 μm to 5 μm beam diameter, working distance of ~10 mm; SEM-CL: acceleration voltage of 10 kV, beam current of 15 nA; TIMA: accelerating voltage of 25 kV, probe current of 9 nA, working distance of 15 mm, pixel spacing 3 μm, dot spacing 9 μm; EPMA: beam current not fully stated in excerpt |  | 211.4658 | [13 empty] | 0.28056 | [5 empty] | 12.5345 | [11 empty] | 445630.5738 | [11 empty] | 4.2417 |  |  |  | 1.4436 | [7 empty] | 4.1972 | [13 empty] | 12.7676 | [15 empty] | 46.4733 |  | 14.9791 | [19 empty] | 162.7558 | [5 empty] | 26.8438 | [7 empty] | 2.9724 |  |  |  | 2.329 |  | 0.63115 | [13 empty] | 745.6407 |  |  |  |  | 2025 | Xinghai Lang et al., Polymetallic veins—a possible bridge between porphyry and intermediate-sulfidation deposits, Geological Society of America Bulletin, v. 136, doi:10.1130/B38406.1 |  | CHN | Tibet
| No. 1 porphyry Cu-Au deposit (Xietongmen deposit), Xiongcun ore district | No. 1 deposit, Xiongcun ore district | Magmatic hydrothermal | Porphyry | Cu-Au porphyry | Cu, Au | Zn, Ag, Pb | Cu, Au, Zn, Ag, Pb | Lang et al., 2014; Tang et al., 2015; Wang et al., 2017 |  | 5018-58.3-06-1 | 5018-58.3-06-1 | underground mine |  |  |  |  | ore material | drill core | drill core | mineral separate | [5 empty] | mineralisation |  |  |  | pyrite, sphalerite, pyrrhotite, chalcopyrite, galena, quartz | Stage A: pyrite + sericite; Stage B: sphalerite + pyrrhotite + chalcopyrite + galena + quartz; Stage C: actinolite + epidote + chlorite + magnetite + quartz | polymetallic veins crosscutting porphyry-stage veins and alteration zones | Z1 |  |  |  | actinolite, epidote, chlorite, magnetite, sericite, calcite, acanthite-argentite, pyrargyrite, hessite, electrum | carbon-coated thin sections; polished sections | SEM-EDS, EMPA, LA-ICPMS, SIMS | JEOL IT300HR scanning electron microscope equipped with secondary electron, backscattered electron (BSE), and energy dispersive X-ray spectrometry (EDS) detectors; TESCAN MIRA3 field-emission scanning electron microprobe (FE-SEM) equipped with a panchromatic cathodoluminescence (CL) detector; TESCAN Integrated Mineral Analyzer (TIMA) system with a Mira-3 scanning electron microscope with four EDS (EDAX Element 30) detectors; JEOL JXA-8230 electron microprobe | Wuhan Sample Solution Analytical Technology Co., Ltd., Wuhan, China; Tuoyan Analytical Technology Co., Ltd., Guangzhou, China; Nanjing Hongchuang Geological Exploration Technology Service Co., Ltd., Nanjing, China | SEM: accelerating voltage of 15–20 kV, emission current of ~80 μA, takeoff angle ~35°, 4 μm to 5 μm beam diameter, working distance of ~10 mm; SEM-CL: acceleration voltage of 10 kV, beam current of 15 nA; TIMA: accelerating voltage of 25 kV, probe current of 9 nA, working distance of 15 mm, pixel spacing 3 μm, dot spacing 9 μm; EPMA: beam current not fully stated in excerpt |  | 324.7131 | [13 empty] | 0.077221 | [5 empty] | 8.1784 | [11 empty] | 518454.8625 | [11 empty] | 5.4336 |  |  |  | 1.6322 |  |  |  | 0.3703 |  |  |  | 0.81335 | [13 empty] | 20.8802 | [15 empty] | 5.468 |  | 15.8523 | [15 empty] | 0.561 |  |  |  | 131.0403 | [5 empty] | 17.3369 | [7 empty] | 1.4666 |  |  |  | 3.8439 |  | 0.030282 | [13 empty] | 497.3416 |  |  |  |  | 2025 | Xinghai Lang et al., Polymetallic veins—a possible bridge between porphyry and intermediate-sulfidation deposits, Geological Society of America Bulletin, v. 136, doi:10.1130/B38406.1 |  | CHN | Tibet
| No. 1 porphyry Cu-Au deposit (Xietongmen deposit), Xiongcun ore district | No. 1 deposit, Xiongcun ore district | Magmatic hydrothermal | Porphyry | Cu-Au porphyry | Cu, Au | Zn, Ag, Pb | Cu, Au, Zn, Ag, Pb | Lang et al., 2014; Tang et al., 2015; Wang et al., 2017 |  | 5056-170.4-01-1 | 5056-170.4-01-1 | underground mine |  |  |  |  | ore material | drill core | drill core | mineral separate | [5 empty] | mineralisation |  |  |  | pyrite, sphalerite, pyrrhotite, chalcopyrite, galena, quartz | Stage A: pyrite + sericite; Stage B: sphalerite + pyrrhotite + chalcopyrite + galena + quartz; Stage C: actinolite + epidote + chlorite + magnetite + quartz | polymetallic veins crosscutting porphyry-stage veins and alteration zones | Z2 |  |  |  | actinolite, epidote, chlorite, magnetite, sericite, calcite, acanthite-argentite, pyrargyrite, hessite, electrum | carbon-coated thin sections; polished sections | SEM-EDS, EMPA, LA-ICPMS, SIMS | JEOL IT300HR scanning electron microscope equipped with secondary electron, backscattered electron (BSE), and energy dispersive X-ray spectrometry (EDS) detectors; TESCAN MIRA3 field-emission scanning electron microprobe (FE-SEM) equipped with a panchromatic cathodoluminescence (CL) detector; TESCAN Integrated Mineral Analyzer (TIMA) system with a Mira-3 scanning electron microscope with four EDS (EDAX Element 30) detectors; JEOL JXA-8230 electron microprobe | Wuhan Sample Solution Analytical Technology Co., Ltd., Wuhan, China; Tuoyan Analytical Technology Co., Ltd., Guangzhou, China; Nanjing Hongchuang Geological Exploration Technology Service Co., Ltd., Nanjing, China | SEM: accelerating voltage of 15–20 kV, emission current of ~80 μA, takeoff angle ~35°, 4 μm to 5 μm beam diameter, working distance of ~10 mm; SEM-CL: acceleration voltage of 10 kV, beam current of 15 nA; TIMA: accelerating voltage of 25 kV, probe current of 9 nA, working distance of 15 mm, pixel spacing 3 μm, dot spacing 9 μm; EPMA: beam current not fully stated in excerpt |  | 393.9319 | [13 empty] | 0.88334 | [5 empty] | 4.5079 | [11 empty] | 392752.5947 | [11 empty] | 3.0379 | [11 empty] | 13.0025 | [13 empty] | 4.229 | [15 empty] | 7.9414 |  | 14.8122 | [19 empty] | 43.9622 | [5 empty] | 65.4819 | [11 empty] | 2.8236 | [15 empty] | 451.9395 |  |  |  |  | 2025 | Xinghai Lang et al., Polymetallic veins—a possible bridge between porphyry and intermediate-sulfidation deposits, Geological Society of America Bulletin, v. 136, doi:10.1130/B38406.1 |  | CHN | Tibet
| No. 1 porphyry Cu-Au deposit (Xietongmen deposit), Xiongcun ore district | No. 1 deposit, Xiongcun ore district | Magmatic hydrothermal | Porphyry | Cu-Au porphyry | Cu, Au | Zn, Ag, Pb | Cu, Au, Zn, Ag, Pb | Lang et al., 2014; Tang et al., 2015; Wang et al., 2017 |  | 5056-170.4-06-1 | 5056-170.4-06-1 | underground mine |  |  |  |  | ore material | drill core | drill core | mineral separate | [5 empty] | mineralisation |  |  |  | pyrite, sphalerite, pyrrhotite, chalcopyrite, galena, quartz | Stage A: pyrite + sericite; Stage B: sphalerite + pyrrhotite + chalcopyrite + galena + quartz; Stage C: actinolite + epidote + chlorite + magnetite + quartz | polymetallic veins crosscutting porphyry-stage veins and alteration zones | Z2 |  |  |  | actinolite, epidote, chlorite, magnetite, sericite, calcite, acanthite-argentite, pyrargyrite, hessite, electrum | carbon-coated thin sections; polished sections | SEM-EDS, EMPA, LA-ICPMS, SIMS | JEOL IT300HR scanning electron microscope equipped with secondary electron, backscattered electron (BSE), and energy dispersive X-ray spectrometry (EDS) detectors; TESCAN MIRA3 field-emission scanning electron microprobe (FE-SEM) equipped with a panchromatic cathodoluminescence (CL) detector; TESCAN Integrated Mineral Analyzer (TIMA) system with a Mira-3 scanning electron microscope with four EDS (EDAX Element 30) detectors; JEOL JXA-8230 electron microprobe | Wuhan Sample Solution Analytical Technology Co., Ltd., Wuhan, China; Tuoyan Analytical Technology Co., Ltd., Guangzhou, China; Nanjing Hongchuang Geological Exploration Technology Service Co., Ltd., Nanjing, China | SEM: accelerating voltage of 15–20 kV, emission current of ~80 μA, takeoff angle ~35°, 4 μm to 5 μm beam diameter, working distance of ~10 mm; SEM-CL: acceleration voltage of 10 kV, beam current of 15 nA; TIMA: accelerating voltage of 25 kV, probe current of 9 nA, working distance of 15 mm, pixel spacing 3 μm, dot spacing 9 μm; EPMA: beam current not fully stated in excerpt |  | 389.2108 | [13 empty] | 0.25881 | [5 empty] | 5.3214 | [11 empty] | 398287.9793 | [11 empty] | 1.8936 | [11 empty] | 13.5301 | [13 empty] | 5.5443 | [15 empty] | 3.9499 |  | 15.2408 | [19 empty] | 36.1864 | [5 empty] | 64.3705 | [11 empty] | 5.2195 | [15 empty] | 470.681 |  |  |  |  | 2025 | Xinghai Lang et al., Polymetallic veins—a possible bridge between porphyry and intermediate-sulfidation deposits, Geological Society of America Bulletin, v. 136, doi:10.1130/B38406.1 |  | CHN | Tibet
| No. 1 porphyry Cu-Au deposit (Xietongmen deposit), Xiongcun ore district | No. 1 deposit, Xiongcun ore district | Magmatic hydrothermal | Porphyry | Cu-Au porphyry | Cu, Au | Zn, Ag, Pb | Cu, Au, Zn, Ag, Pb | Lang et al., 2014; Tang et al., 2015; Wang et al., 2017 |  | 5056-170.4-08-1 | 5056-170.4-08-1 | underground mine |  |  |  |  | ore material | drill core | drill core | mineral separate | [5 empty] | mineralisation |  |  |  | pyrite, sphalerite, pyrrhotite, chalcopyrite, galena, quartz | Stage A: pyrite + sericite; Stage B: sphalerite + pyrrhotite + chalcopyrite + galena + quartz; Stage C: actinolite + epidote + chlorite + magnetite + quartz | polymetallic veins crosscutting porphyry-stage veins and alteration zones | Z2 |  |  |  | actinolite, epidote, chlorite, magnetite, sericite, calcite, acanthite-argentite, pyrargyrite, hessite, electrum | carbon-coated thin sections; polished sections | SEM-EDS, EMPA, LA-ICPMS, SIMS | JEOL IT300HR scanning electron microscope equipped with secondary electron, backscattered electron (BSE), and energy dispersive X-ray spectrometry (EDS) detectors; TESCAN MIRA3 field-emission scanning electron microprobe (FE-SEM) equipped with a panchromatic cathodoluminescence (CL) detector; TESCAN Integrated Mineral Analyzer (TIMA) system with a Mira-3 scanning electron microscope with four EDS (EDAX Element 30) detectors; JEOL JXA-8230 electron microprobe | Wuhan Sample Solution Analytical Technology Co., Ltd., Wuhan, China; Tuoyan Analytical Technology Co., Ltd., Guangzhou, China; Nanjing Hongchuang Geological Exploration Technology Service Co., Ltd., Nanjing, China | SEM: accelerating voltage of 15–20 kV, emission current of ~80 μA, takeoff angle ~35°, 4 μm to 5 μm beam diameter, working distance of ~10 mm; SEM-CL: acceleration voltage of 10 kV, beam current of 15 nA; TIMA: accelerating voltage of 25 kV, probe current of 9 nA, working distance of 15 mm, pixel spacing 3 μm, dot spacing 9 μm; EPMA: beam current not fully stated in excerpt |  | 486.8754 | [5 empty] | 0.052021 | [7 empty] | 0.27575 | [5 empty] | 8.2374 | [9 empty] | 0.026741 |  | 376939.857 | [11 empty] | 2.1732 |  |  |  | 0.75646 | [7 empty] | 12.8479 | [13 empty] | 19.3094 | [15 empty] | 7.9852 |  | 14.4606 | [19 empty] | 38.6699 | [5 empty] | 63.3009 | [13 empty] | 0.035229 | [13 empty] | 774.2167 |  |  |  |  | 2025 | Xinghai Lang et al., Polymetallic veins—a possible bridge between porphyry and intermediate-sulfidation deposits, Geological Society of America Bulletin, v. 136, doi:10.1130/B38406.1 |  | CHN | Tibet
| No. 1 porphyry Cu-Au deposit (Xietongmen deposit), Xiongcun ore district | No. 1 deposit, Xiongcun ore district | Magmatic hydrothermal | Porphyry | Cu-Au porphyry | Cu, Au | Zn, Ag, Pb | Cu, Au, Zn, Ag, Pb | Lang et al., 2014; Tang et al., 2015; Wang et al., 2017 |  | 5056-170.4-10-1 | 5056-170.4-10-1 | underground mine |  |  |  |  | ore material | drill core | drill core | mineral separate | [5 empty] | mineralisation |  |  |  | pyrite, sphalerite, pyrrhotite, chalcopyrite, galena, quartz | Stage A: pyrite + sericite; Stage B: sphalerite + pyrrhotite + chalcopyrite + galena + quartz; Stage C: actinolite + epidote + chlorite + magnetite + quartz | polymetallic veins crosscutting porphyry-stage veins and alteration zones | Z2 |  |  |  | actinolite, epidote, chlorite, magnetite, sericite, calcite, acanthite-argentite, pyrargyrite, hessite, electrum | carbon-coated thin sections; polished sections | SEM-EDS, EMPA, LA-ICPMS, SIMS | JEOL IT300HR scanning electron microscope equipped with secondary electron, backscattered electron (BSE), and energy dispersive X-ray spectrometry (EDS) detectors; TESCAN MIRA3 field-emission scanning electron microprobe (FE-SEM) equipped with a panchromatic cathodoluminescence (CL) detector; TESCAN Integrated Mineral Analyzer (TIMA) system with a Mira-3 scanning electron microscope with four EDS (EDAX Element 30) detectors; JEOL JXA-8230 electron microprobe | Wuhan Sample Solution Analytical Technology Co., Ltd., Wuhan, China; Tuoyan Analytical Technology Co., Ltd., Guangzhou, China; Nanjing Hongchuang Geological Exploration Technology Service Co., Ltd., Nanjing, China | SEM: accelerating voltage of 15–20 kV, emission current of ~80 μA, takeoff angle ~35°, 4 μm to 5 μm beam diameter, working distance of ~10 mm; SEM-CL: acceleration voltage of 10 kV, beam current of 15 nA; TIMA: accelerating voltage of 25 kV, probe current of 9 nA, working distance of 15 mm, pixel spacing 3 μm, dot spacing 9 μm; EPMA: beam current not fully stated in excerpt |  | 188.3515 | [13 empty] | 0.24277 | [5 empty] | 6.2575 | [9 empty] | 0.018402 |  | 404430.2439 | [11 empty] | 1.6598 | [11 empty] | 10.8287 | [13 empty] | 10.1997 | [15 empty] | 5.6808 |  | 13.8747 | [19 empty] | 31.8592 | [5 empty] | 52.1754 | [11 empty] | 2.8694 |  | 0.015665 | [13 empty] | 472.2588 |  |  |  |  | 2025 | Xinghai Lang et al., Polymetallic veins—a possible bridge between porphyry and intermediate-sulfidation deposits, Geological Society of America Bulletin, v. 136, doi:10.1130/B38406.1 |  | CHN | Tibet
| No. 1 porphyry Cu-Au deposit (Xietongmen deposit), Xiongcun ore district | No. 1 deposit, Xiongcun ore district | Magmatic hydrothermal | Porphyry | Cu-Au porphyry | Cu, Au | Zn, Ag, Pb | Cu, Au, Zn, Ag, Pb | Lang et al., 2014; Tang et al., 2015; Wang et al., 2017 |  | 5056-170.4-16-1 | 5056-170.4-16-1 | underground mine |  |  |  |  | ore material | drill core | drill core | mineral separate | [5 empty] | mineralisation |  |  |  | pyrite, sphalerite, pyrrhotite, chalcopyrite, galena, quartz | Stage A: pyrite + sericite; Stage B: sphalerite + pyrrhotite + chalcopyrite + galena + quartz; Stage C: actinolite + epidote + chlorite + magnetite + quartz | polymetallic veins crosscutting porphyry-stage veins and alteration zones | Z2 |  |  |  | actinolite, epidote, chlorite, magnetite, sericite, calcite, acanthite-argentite, pyrargyrite, hessite, electrum | carbon-coated thin sections; polished sections | SEM-EDS, EMPA, LA-ICPMS, SIMS | JEOL IT300HR scanning electron microscope equipped with secondary electron, backscattered electron (BSE), and energy dispersive X-ray spectrometry (EDS) detectors; TESCAN MIRA3 field-emission scanning electron microprobe (FE-SEM) equipped with a panchromatic cathodoluminescence (CL) detector; TESCAN Integrated Mineral Analyzer (TIMA) system with a Mira-3 scanning electron microscope with four EDS (EDAX Element 30) detectors; JEOL JXA-8230 electron microprobe | Wuhan Sample Solution Analytical Technology Co., Ltd., Wuhan, China; Tuoyan Analytical Technology Co., Ltd., Guangzhou, China; Nanjing Hongchuang Geological Exploration Technology Service Co., Ltd., Nanjing, China | SEM: accelerating voltage of 15–20 kV, emission current of ~80 μA, takeoff angle ~35°, 4 μm to 5 μm beam diameter, working distance of ~10 mm; SEM-CL: acceleration voltage of 10 kV, beam current of 15 nA; TIMA: accelerating voltage of 25 kV, probe current of 9 nA, working distance of 15 mm, pixel spacing 3 μm, dot spacing 9 μm; EPMA: beam current not fully stated in excerpt |  | 558.4252 | [13 empty] | 0.081671 | [5 empty] | 6.0765 | [11 empty] | 401461.9791 | [11 empty] | 3.2608 | [11 empty] | 11.9987 | [13 empty] | 5.5719 | [15 empty] | 5.6743 |  | 16.4072 | [19 empty] | 32.6685 | [5 empty] | 52.1454 | [11 empty] | 2.6765 | [15 empty] | 506.5969 |  |  |  |  | 2025 | Xinghai Lang et al., Polymetallic veins—a possible bridge between porphyry and intermediate-sulfidation deposits, Geological Society of America Bulletin, v. 136, doi:10.1130/B38406.1 |  | CHN | Tibet
| No. 1 porphyry Cu-Au deposit (Xietongmen deposit), Xiongcun ore district | No. 1 deposit, Xiongcun ore district | Magmatic hydrothermal | Porphyry | Cu-Au porphyry | Cu, Au | Zn, Ag, Pb | Cu, Au, Zn, Ag, Pb | Lang et al., 2014; Tang et al., 2015; Wang et al., 2017 |  | 6190-178.8-02-1 | 6190-178.8-02-1 | underground mine |  |  |  |  | ore material | drill core | drill core | mineral separate | [5 empty] | mineralisation |  |  |  | pyrite, sphalerite, pyrrhotite, chalcopyrite, galena, quartz | Stage A: pyrite + sericite; Stage B: sphalerite + pyrrhotite + chalcopyrite + galena + quartz; Stage C: actinolite + epidote + chlorite + magnetite + quartz | polymetallic veins crosscutting porphyry-stage veins and alteration zones | Z3 |  |  |  | actinolite, epidote, chlorite, magnetite, sericite, calcite, acanthite-argentite, pyrargyrite, hessite, electrum | carbon-coated thin sections; polished sections | SEM-EDS, EMPA, LA-ICPMS, SIMS | JEOL IT300HR scanning electron microscope equipped with secondary electron, backscattered electron (BSE), and energy dispersive X-ray spectrometry (EDS) detectors; TESCAN MIRA3 field-emission scanning electron microprobe (FE-SEM) equipped with a panchromatic cathodoluminescence (CL) detector; TESCAN Integrated Mineral Analyzer (TIMA) system with a Mira-3 scanning electron microscope with four EDS (EDAX Element 30) detectors; JEOL JXA-8230 electron microprobe | Wuhan Sample Solution Analytical Technology Co., Ltd., Wuhan, China; Tuoyan Analytical Technology Co., Ltd., Guangzhou, China; Nanjing Hongchuang Geological Exploration Technology Service Co., Ltd., Nanjing, China | SEM: accelerating voltage of 15–20 kV, emission current of ~80 μA, takeoff angle ~35°, 4 μm to 5 μm beam diameter, working distance of ~10 mm; SEM-CL: acceleration voltage of 10 kV, beam current of 15 nA; TIMA: accelerating voltage of 25 kV, probe current of 9 nA, working distance of 15 mm, pixel spacing 3 μm, dot spacing 9 μm; EPMA: beam current not fully stated in excerpt |  | 170.2768 | [13 empty] | 0.009128 | [5 empty] | 11.3431 | [11 empty] | 480032.5971 | [11 empty] | 9.2697 |  |  |  | 1.0524 |  |  |  | 0.67956 |  |  |  | 10.0199 | [13 empty] | 3.4217 | [15 empty] | 41.9224 |  | 19.5793 | [15 empty] | 12.2295 |  |  |  | 58.5131 | [5 empty] | 76.3761 | [7 empty] | 2.4146 | [5 empty] | 0.021642 | [13 empty] | 452.7923 |  |  |  |  | 2025 | Xinghai Lang et al., Polymetallic veins—a possible bridge between porphyry and intermediate-sulfidation deposits, Geological Society of America Bulletin, v. 136, doi:10.1130/B38406.1 |  | CHN | Tibet
| No. 1 porphyry Cu-Au deposit (Xietongmen deposit), Xiongcun ore district | No. 1 deposit, Xiongcun ore district | Magmatic hydrothermal | Porphyry | Cu-Au porphyry | Cu, Au | Zn, Ag, Pb | Cu, Au, Zn, Ag, Pb | Lang et al., 2014; Tang et al., 2015; Wang et al., 2017 |  | 6190-178.8-04-1 | 6190-178.8-04-1 | underground mine |  |  |  |  | ore material | drill core | drill core | mineral separate | [5 empty] | mineralisation |  |  |  | pyrite, sphalerite, pyrrhotite, chalcopyrite, galena, quartz | Stage A: pyrite + sericite; Stage B: sphalerite + pyrrhotite + chalcopyrite + galena + quartz; Stage C: actinolite + epidote + chlorite + magnetite + quartz | polymetallic veins crosscutting porphyry-stage veins and alteration zones | Z3 |  |  |  | actinolite, epidote, chlorite, magnetite, sericite, calcite, acanthite-argentite, pyrargyrite, hessite, electrum | carbon-coated thin sections; polished sections | SEM-EDS, EMPA, LA-ICPMS, SIMS | JEOL IT300HR scanning electron microscope equipped with secondary electron, backscattered electron (BSE), and energy dispersive X-ray spectrometry (EDS) detectors; TESCAN MIRA3 field-emission scanning electron microprobe (FE-SEM) equipped with a panchromatic cathodoluminescence (CL) detector; TESCAN Integrated Mineral Analyzer (TIMA) system with a Mira-3 scanning electron microscope with four EDS (EDAX Element 30) detectors; JEOL JXA-8230 electron microprobe | Wuhan Sample Solution Analytical Technology Co., Ltd., Wuhan, China; Tuoyan Analytical Technology Co., Ltd., Guangzhou, China; Nanjing Hongchuang Geological Exploration Technology Service Co., Ltd., Nanjing, China | SEM: accelerating voltage of 15–20 kV, emission current of ~80 μA, takeoff angle ~35°, 4 μm to 5 μm beam diameter, working distance of ~10 mm; SEM-CL: acceleration voltage of 10 kV, beam current of 15 nA; TIMA: accelerating voltage of 25 kV, probe current of 9 nA, working distance of 15 mm, pixel spacing 3 μm, dot spacing 9 μm; EPMA: beam current not fully stated in excerpt |  | 152.7082 | [5 empty] | 0.17424 | [7 empty] | 0.007762 | [5 empty] | 9.7801 | [11 empty] | 479724.1827 | [11 empty] | 5.2024 |  |  |  | 0.80483 |  |  |  | 0.44923 |  |  |  | 8.1281 | [13 empty] | 10.7378 | [15 empty] | 11.3263 |  | 17.5923 | [15 empty] | 5.5648 |  |  |  | 49.0166 | [5 empty] | 44.9721 | [7 empty] | 2.9025 | [5 empty] | 0.011268 | [13 empty] | 550.3208 |  |  |  |  | 2025 | Xinghai Lang et al., Polymetallic veins—a possible bridge between porphyry and intermediate-sulfidation deposits, Geological Society of America Bulletin, v. 136, doi:10.1130/B38406.1 |  | CHN | Tibet
| No. 1 porphyry Cu-Au deposit (Xietongmen deposit), Xiongcun ore district | No. 1 deposit, Xiongcun ore district | Magmatic hydrothermal | Porphyry | Cu-Au porphyry | Cu, Au | Zn, Ag, Pb | Cu, Au, Zn, Ag, Pb | Lang et al., 2014; Tang et al., 2015; Wang et al., 2017 |  | 6190-178.8-06-1 | 6190-178.8-06-1 | underground mine |  |  |  |  | ore material | drill core | drill core | mineral separate | [5 empty] | mineralisation |  |  |  | pyrite, sphalerite, pyrrhotite, chalcopyrite, galena, quartz | Stage A: pyrite + sericite; Stage B: sphalerite + pyrrhotite + chalcopyrite + galena + quartz; Stage C: actinolite + epidote + chlorite + magnetite + quartz | polymetallic veins crosscutting porphyry-stage veins and alteration zones | Z3 |  |  |  | actinolite, epidote, chlorite, magnetite, sericite, calcite, acanthite-argentite, pyrargyrite, hessite, electrum | carbon-coated thin sections; polished sections | SEM-EDS, EMPA, LA-ICPMS, SIMS | JEOL IT300HR scanning electron microscope equipped with secondary electron, backscattered electron (BSE), and energy dispersive X-ray spectrometry (EDS) detectors; TESCAN MIRA3 field-emission scanning electron microprobe (FE-SEM) equipped with a panchromatic cathodoluminescence (CL) detector; TESCAN Integrated Mineral Analyzer (TIMA) system with a Mira-3 scanning electron microscope with four EDS (EDAX Element 30) detectors; JEOL JXA-8230 electron microprobe | Wuhan Sample Solution Analytical Technology Co., Ltd., Wuhan, China; Tuoyan Analytical Technology Co., Ltd., Guangzhou, China; Nanjing Hongchuang Geological Exploration Technology Service Co., Ltd., Nanjing, China | SEM: accelerating voltage of 15–20 kV, emission current of ~80 μA, takeoff angle ~35°, 4 μm to 5 μm beam diameter, working distance of ~10 mm; SEM-CL: acceleration voltage of 10 kV, beam current of 15 nA; TIMA: accelerating voltage of 25 kV, probe current of 9 nA, working distance of 15 mm, pixel spacing 3 μm, dot spacing 9 μm; EPMA: beam current not fully stated in excerpt |  | 213.5608 | [13 empty] | 0.010712 | [5 empty] | 10.7795 | [11 empty] | 494060.7493 | [11 empty] | 5.5003 | [7 empty] | 0.57009 |  |  |  | 13.8689 | [13 empty] | 2.4078 | [15 empty] | 70.4452 |  | 18.6083 | [15 empty] | 5.4151 |  |  |  | 62.2008 | [5 empty] | 79.4022 | [7 empty] | 2.9117 | [19 empty] | 590.5049 |  |  |  |  | 2025 | Xinghai Lang et al., Polymetallic veins—a possible bridge between porphyry and intermediate-sulfidation deposits, Geological Society of America Bulletin, v. 136, doi:10.1130/B38406.1 |  | CHN | Tibet
| No. 1 porphyry Cu-Au deposit (Xietongmen deposit), Xiongcun ore district | No. 1 deposit, Xiongcun ore district | Magmatic hydrothermal | Porphyry | Cu-Au porphyry | Cu, Au | Zn, Ag, Pb | Cu, Au, Zn, Ag, Pb | Lang et al., 2014; Tang et al., 2015; Wang et al., 2017 |  | 6190-178.8-10-1 | 6190-178.8-10-1 | underground mine |  |  |  |  | ore material | drill core | drill core | mineral separate | [5 empty] | mineralisation |  |  |  | pyrite, sphalerite, pyrrhotite, chalcopyrite, galena, quartz | Stage A: pyrite + sericite; Stage B: sphalerite + pyrrhotite + chalcopyrite + galena + quartz; Stage C: actinolite + epidote + chlorite + magnetite + quartz | polymetallic veins crosscutting porphyry-stage veins and alteration zones | Z3 |  |  |  | actinolite, epidote, chlorite, magnetite, sericite, calcite, acanthite-argentite, pyrargyrite, hessite, electrum | carbon-coated thin sections; polished sections | SEM-EDS, EMPA, LA-ICPMS, SIMS | JEOL IT300HR scanning electron microscope equipped with secondary electron, backscattered electron (BSE), and energy dispersive X-ray spectrometry (EDS) detectors; TESCAN MIRA3 field-emission scanning electron microprobe (FE-SEM) equipped with a panchromatic cathodoluminescence (CL) detector; TESCAN Integrated Mineral Analyzer (TIMA) system with a Mira-3 scanning electron microscope with four EDS (EDAX Element 30) detectors; JEOL JXA-8230 electron microprobe | Wuhan Sample Solution Analytical Technology Co., Ltd., Wuhan, China; Tuoyan Analytical Technology Co., Ltd., Guangzhou, China; Nanjing Hongchuang Geological Exploration Technology Service Co., Ltd., Nanjing, China | SEM: accelerating voltage of 15–20 kV, emission current of ~80 μA, takeoff angle ~35°, 4 μm to 5 μm beam diameter, working distance of ~10 mm; SEM-CL: acceleration voltage of 10 kV, beam current of 15 nA; TIMA: accelerating voltage of 25 kV, probe current of 9 nA, working distance of 15 mm, pixel spacing 3 μm, dot spacing 9 μm; EPMA: beam current not fully stated in excerpt |  | 202.9854 | [13 empty] | 0.04454 | [5 empty] | 11.3905 | [11 empty] | 506197.0345 | [11 empty] | 10.2394 | [11 empty] | 7.3262 | [13 empty] | 13.9097 | [15 empty] | 44.191 |  | 17.8816 | [15 empty] | 38.1609 |  |  |  | 63.4512 | [5 empty] | 29.1614 | [7 empty] | 2.0746 | [5 empty] | 0.067228 | [13 empty] | 577.7095 |  |  |  |  | 2025 | Xinghai Lang et al., Polymetallic veins—a possible bridge between porphyry and intermediate-sulfidation deposits, Geological Society of America Bulletin, v. 136, doi:10.1130/B38406.1 |  | CHN | Tibet
| No. 1 porphyry Cu-Au deposit (Xietongmen deposit), Xiongcun ore district | No. 1 deposit, Xiongcun ore district | Magmatic hydrothermal | Porphyry | Cu-Au porphyry | Cu, Au | Zn, Ag, Pb | Cu, Au, Zn, Ag, Pb | Lang et al., 2014; Tang et al., 2015; Wang et al., 2017 |  | 6190-178.8-12-1 | 6190-178.8-12-1 | underground mine |  |  |  |  | ore material | drill core | drill core | mineral separate | [5 empty] | mineralisation |  |  |  | pyrite, sphalerite, pyrrhotite, chalcopyrite, galena, quartz | Stage A: pyrite + sericite; Stage B: sphalerite + pyrrhotite + chalcopyrite + galena + quartz; Stage C: actinolite + epidote + chlorite + magnetite + quartz | polymetallic veins crosscutting porphyry-stage veins and alteration zones | Z3 |  |  |  | actinolite, epidote, chlorite, magnetite, sericite, calcite, acanthite-argentite, pyrargyrite, hessite, electrum | carbon-coated thin sections; polished sections | SEM-EDS, EMPA, LA-ICPMS, SIMS | JEOL IT300HR scanning electron microscope equipped with secondary electron, backscattered electron (BSE), and energy dispersive X-ray spectrometry (EDS) detectors; TESCAN MIRA3 field-emission scanning electron microprobe (FE-SEM) equipped with a panchromatic cathodoluminescence (CL) detector; TESCAN Integrated Mineral Analyzer (TIMA) system with a Mira-3 scanning electron microscope with four EDS (EDAX Element 30) detectors; JEOL JXA-8230 electron microprobe | Wuhan Sample Solution Analytical Technology Co., Ltd., Wuhan, China; Tuoyan Analytical Technology Co., Ltd., Guangzhou, China; Nanjing Hongchuang Geological Exploration Technology Service Co., Ltd., Nanjing, China | SEM: accelerating voltage of 15–20 kV, emission current of ~80 μA, takeoff angle ~35°, 4 μm to 5 μm beam diameter, working distance of ~10 mm; SEM-CL: acceleration voltage of 10 kV, beam current of 15 nA; TIMA: accelerating voltage of 25 kV, probe current of 9 nA, working distance of 15 mm, pixel spacing 3 μm, dot spacing 9 μm; EPMA: beam current not fully stated in excerpt |  | 239.7087 | [13 empty] | 0.00622 | [5 empty] | 7.1065 | [11 empty] | 468788.7327 | [11 empty] | 3.9378 |  |  |  | 0.83225 |  |  |  | 0.36612 |  |  |  | 12.5509 | [13 empty] | 1.102 | [15 empty] | 35.6598 |  | 16.4706 | [15 empty] | 5.8672 |  |  |  | 55.2005 | [5 empty] | 71.5389 | [7 empty] | 0.67485 | [5 empty] | 0.024476 | [13 empty] | 292.1127 |  |  |  |  | 2025 | Xinghai Lang et al., Polymetallic veins—a possible bridge between porphyry and intermediate-sulfidation deposits, Geological Society of America Bulletin, v. 136, doi:10.1130/B38406.1 |  | CHN | Tibet
| No. 1 porphyry Cu-Au deposit (Xietongmen deposit), Xiongcun ore district | No. 1 deposit, Xiongcun ore district | Magmatic hydrothermal | Porphyry | Cu-Au porphyry | Cu, Au | Zn, Ag, Pb | Cu, Au, Zn, Ag, Pb | Lang et al., 2014; Tang et al., 2015; Wang et al., 2017 |  | 6190-178.8-16-1 | 6190-178.8-16-1 | underground mine |  |  |  |  | ore material | drill core | drill core | mineral separate | [5 empty] | mineralisation |  |  |  | pyrite, sphalerite, pyrrhotite, chalcopyrite, galena, quartz | Stage A: pyrite + sericite; Stage B: sphalerite + pyrrhotite + chalcopyrite + galena + quartz; Stage C: actinolite + epidote + chlorite + magnetite + quartz | polymetallic veins crosscutting porphyry-stage veins and alteration zones | Z3 |  |  |  | actinolite, epidote, chlorite, magnetite, sericite, calcite, acanthite-argentite, pyrargyrite, hessite, electrum | carbon-coated thin sections; polished sections | SEM-EDS, EMPA, LA-ICPMS, SIMS | JEOL IT300HR scanning electron microscope equipped with secondary electron, backscattered electron (BSE), and energy dispersive X-ray spectrometry (EDS) detectors; TESCAN MIRA3 field-emission scanning electron microprobe (FE-SEM) equipped with a panchromatic cathodoluminescence (CL) detector; TESCAN Integrated Mineral Analyzer (TIMA) system with a Mira-3 scanning electron microscope with four EDS (EDAX Element 30) detectors; JEOL JXA-8230 electron microprobe | Wuhan Sample Solution Analytical Technology Co., Ltd., Wuhan, China; Tuoyan Analytical Technology Co., Ltd., Guangzhou, China; Nanjing Hongchuang Geological Exploration Technology Service Co., Ltd., Nanjing, China | SEM: accelerating voltage of 15–20 kV, emission current of ~80 μA, takeoff angle ~35°, 4 μm to 5 μm beam diameter, working distance of ~10 mm; SEM-CL: acceleration voltage of 10 kV, beam current of 15 nA; TIMA: accelerating voltage of 25 kV, probe current of 9 nA, working distance of 15 mm, pixel spacing 3 μm, dot spacing 9 μm; EPMA: beam current not fully stated in excerpt |  | 225.116 | [13 empty] | 0.012249 | [5 empty] | 5.766 | [11 empty] | 470992.3187 | [11 empty] | 2.0765 | [11 empty] | 7.9466 | [13 empty] | 1.2742 | [15 empty] | 26.8 |  | 16.5827 | [15 empty] | 6.235 |  |  |  | 62.6459 | [5 empty] | 70.822 | [13 empty] | 0.013681 | [13 empty] | 246.4978 |  |  |  |  | 2025 | Xinghai Lang et al., Polymetallic veins—a possible bridge between porphyry and intermediate-sulfidation deposits, Geological Society of America Bulletin, v. 136, doi:10.1130/B38406.1 |  | CHN | Tibet
| No. 1 porphyry Cu-Au deposit (Xietongmen deposit), Xiongcun ore district | No. 1 deposit, Xiongcun ore district | Magmatic hydrothermal | Porphyry | Cu-Au porphyry | Cu, Au | Zn, Ag, Pb | Cu, Au, Zn, Ag, Pb | Lang et al., 2014; Tang et al., 2015; Wang et al., 2017 |  | 6074-118.4-04-1 | 6074-118.4-04-1 | underground mine |  |  |  |  | ore material | drill core | drill core | mineral separate | [5 empty] | mineralisation |  |  |  | pyrite, sphalerite, pyrrhotite, chalcopyrite, galena, quartz | Stage A: pyrite + sericite; Stage B: sphalerite + pyrrhotite + chalcopyrite + galena + quartz; Stage C: actinolite + epidote + chlorite + magnetite + quartz | polymetallic veins crosscutting porphyry-stage veins and alteration zones | Z3 |  |  |  | actinolite, epidote, chlorite, magnetite, sericite, calcite, acanthite-argentite, pyrargyrite, hessite, electrum | carbon-coated thin sections; polished sections | SEM-EDS, EMPA, LA-ICPMS, SIMS | JEOL IT300HR scanning electron microscope equipped with secondary electron, backscattered electron (BSE), and energy dispersive X-ray spectrometry (EDS) detectors; TESCAN MIRA3 field-emission scanning electron microprobe (FE-SEM) equipped with a panchromatic cathodoluminescence (CL) detector; TESCAN Integrated Mineral Analyzer (TIMA) system with a Mira-3 scanning electron microscope with four EDS (EDAX Element 30) detectors; JEOL JXA-8230 electron microprobe | Wuhan Sample Solution Analytical Technology Co., Ltd., Wuhan, China; Tuoyan Analytical Technology Co., Ltd., Guangzhou, China; Nanjing Hongchuang Geological Exploration Technology Service Co., Ltd., Nanjing, China | SEM: accelerating voltage of 15–20 kV, emission current of ~80 μA, takeoff angle ~35°, 4 μm to 5 μm beam diameter, working distance of ~10 mm; SEM-CL: acceleration voltage of 10 kV, beam current of 15 nA; TIMA: accelerating voltage of 25 kV, probe current of 9 nA, working distance of 15 mm, pixel spacing 3 μm, dot spacing 9 μm; EPMA: beam current not fully stated in excerpt |  | 274.1026 | [13 empty] | 0.022778 | [5 empty] | 12.9042 | [11 empty] | 393948.8323 | [11 empty] | 0.93697 | [11 empty] | 0.10483 | [13 empty] | 5.9546 | [15 empty] | 3.7287 |  | 14.6025 | [19 empty] | 37.0683 | [5 empty] | 1.1959 | [11 empty] | 6.0739 | [15 empty] | 512.9341 |  |  |  |  | 2025 | Xinghai Lang et al., Polymetallic veins—a possible bridge between porphyry and intermediate-sulfidation deposits, Geological Society of America Bulletin, v. 136, doi:10.1130/B38406.1 |  | CHN | Tibet
| No. 1 porphyry Cu-Au deposit (Xietongmen deposit), Xiongcun ore district | No. 1 deposit, Xiongcun ore district | Magmatic hydrothermal | Porphyry | Cu-Au porphyry | Cu, Au | Zn, Ag, Pb | Cu, Au, Zn, Ag, Pb | Lang et al., 2014; Tang et al., 2015; Wang et al., 2017 |  | 6074-118.4-05-1 | 6074-118.4-05-1 | underground mine |  |  |  |  | ore material | drill core | drill core | mineral separate | [5 empty] | mineralisation |  |  |  | pyrite, sphalerite, pyrrhotite, chalcopyrite, galena, quartz | Stage A: pyrite + sericite; Stage B: sphalerite + pyrrhotite + chalcopyrite + galena + quartz; Stage C: actinolite + epidote + chlorite + magnetite + quartz | polymetallic veins crosscutting porphyry-stage veins and alteration zones | Z3 |  |  |  | actinolite, epidote, chlorite, magnetite, sericite, calcite, acanthite-argentite, pyrargyrite, hessite, electrum | carbon-coated thin sections; polished sections | SEM-EDS, EMPA, LA-ICPMS, SIMS | JEOL IT300HR scanning electron microscope equipped with secondary electron, backscattered electron (BSE), and energy dispersive X-ray spectrometry (EDS) detectors; TESCAN MIRA3 field-emission scanning electron microprobe (FE-SEM) equipped with a panchromatic cathodoluminescence (CL) detector; TESCAN Integrated Mineral Analyzer (TIMA) system with a Mira-3 scanning electron microscope with four EDS (EDAX Element 30) detectors; JEOL JXA-8230 electron microprobe | Wuhan Sample Solution Analytical Technology Co., Ltd., Wuhan, China; Tuoyan Analytical Technology Co., Ltd., Guangzhou, China; Nanjing Hongchuang Geological Exploration Technology Service Co., Ltd., Nanjing, China | SEM: accelerating voltage of 15–20 kV, emission current of ~80 μA, takeoff angle ~35°, 4 μm to 5 μm beam diameter, working distance of ~10 mm; SEM-CL: acceleration voltage of 10 kV, beam current of 15 nA; TIMA: accelerating voltage of 25 kV, probe current of 9 nA, working distance of 15 mm, pixel spacing 3 μm, dot spacing 9 μm; EPMA: beam current not fully stated in excerpt |  | 392.1284 | [5 empty] | 0.02512 | [7 empty] | 0.011949 | [5 empty] | 14.8878 | [9 empty] | 0.02848 |  | 391965.2462 | [11 empty] | 0.43544 | [11 empty] | 0.091665 | [13 empty] | 6.8771 | [15 empty] | 2.1807 |  | 15.0537 | [19 empty] | 43.5914 | [5 empty] | 1.0327 | [11 empty] | 3.6278 | [15 empty] | 570.1962 |  |  |  |  | 2025 | Xinghai Lang et al., Polymetallic veins—a possible bridge between porphyry and intermediate-sulfidation deposits, Geological Society of America Bulletin, v. 136, doi:10.1130/B38406.1 |  | CHN | Tibet
| No. 1 porphyry Cu-Au deposit (Xietongmen deposit), Xiongcun ore district | No. 1 deposit, Xiongcun ore district | Magmatic hydrothermal | Porphyry | Cu-Au porphyry | Cu, Au | Zn, Ag, Pb | Cu, Au, Zn, Ag, Pb | Lang et al., 2014; Tang et al., 2015; Wang et al., 2017 |  | 6074-118.4-12-1 | 6074-118.4-12-1 | underground mine |  |  |  |  | ore material | drill core | drill core | mineral separate | [5 empty] | mineralisation |  |  |  | pyrite, sphalerite, pyrrhotite, chalcopyrite, galena, quartz | Stage A: pyrite + sericite; Stage B: sphalerite + pyrrhotite + chalcopyrite + galena + quartz; Stage C: actinolite + epidote + chlorite + magnetite + quartz | polymetallic veins crosscutting porphyry-stage veins and alteration zones | Z3 |  |  |  | actinolite, epidote, chlorite, magnetite, sericite, calcite, acanthite-argentite, pyrargyrite, hessite, electrum | carbon-coated thin sections; polished sections | SEM-EDS, EMPA, LA-ICPMS, SIMS | JEOL IT300HR scanning electron microscope equipped with secondary electron, backscattered electron (BSE), and energy dispersive X-ray spectrometry (EDS) detectors; TESCAN MIRA3 field-emission scanning electron microprobe (FE-SEM) equipped with a panchromatic cathodoluminescence (CL) detector; TESCAN Integrated Mineral Analyzer (TIMA) system with a Mira-3 scanning electron microscope with four EDS (EDAX Element 30) detectors; JEOL JXA-8230 electron microprobe | Wuhan Sample Solution Analytical Technology Co., Ltd., Wuhan, China; Tuoyan Analytical Technology Co., Ltd., Guangzhou, China; Nanjing Hongchuang Geological Exploration Technology Service Co., Ltd., Nanjing, China | SEM: accelerating voltage of 15–20 kV, emission current of ~80 μA, takeoff angle ~35°, 4 μm to 5 μm beam diameter, working distance of ~10 mm; SEM-CL: acceleration voltage of 10 kV, beam current of 15 nA; TIMA: accelerating voltage of 25 kV, probe current of 9 nA, working distance of 15 mm, pixel spacing 3 μm, dot spacing 9 μm; EPMA: beam current not fully stated in excerpt |  | 205.7202 | [5 empty] | 0.068933 | [7 empty] | 0.013171 | [5 empty] | 14.3559 | [11 empty] | 391186.5025 | [11 empty] | 1.7834 | [11 empty] | 0.11669 | [13 empty] | 2.6592 | [15 empty] | 5.702 |  | 13.0698 | [19 empty] | 40.3205 | [17 empty] | 5.0157 | [15 empty] | 561.2976 |  |  |  |  | 2025 | Xinghai Lang et al., Polymetallic veins—a possible bridge between porphyry and intermediate-sulfidation deposits, Geological Society of America Bulletin, v. 136, doi:10.1130/B38406.1 |  | CHN | Tibet
| No. 1 porphyry Cu-Au deposit (Xietongmen deposit), Xiongcun ore district | No. 1 deposit, Xiongcun ore district | Magmatic hydrothermal | Porphyry | Cu-Au porphyry | Cu, Au | Zn, Ag, Pb | Cu, Au, Zn, Ag, Pb | Lang et al., 2014; Tang et al., 2015; Wang et al., 2017 |  | 6067-156.4-01-1 | 6067-156.4-01-1 | underground mine |  |  |  |  | ore material | drill core | drill core | mineral separate | [5 empty] | mineralisation |  |  |  | pyrite, sphalerite, pyrrhotite, chalcopyrite, galena, quartz | Stage A: pyrite + sericite; Stage B: sphalerite + pyrrhotite + chalcopyrite + galena + quartz; Stage C: actinolite + epidote + chlorite + magnetite + quartz | polymetallic veins crosscutting porphyry-stage veins and alteration zones | Z3 |  |  |  | actinolite, epidote, chlorite, magnetite, sericite, calcite, acanthite-argentite, pyrargyrite, hessite, electrum | carbon-coated thin sections; polished sections | SEM-EDS, EMPA, LA-ICPMS, SIMS | JEOL IT300HR scanning electron microscope equipped with secondary electron, backscattered electron (BSE), and energy dispersive X-ray spectrometry (EDS) detectors; TESCAN MIRA3 field-emission scanning electron microprobe (FE-SEM) equipped with a panchromatic cathodoluminescence (CL) detector; TESCAN Integrated Mineral Analyzer (TIMA) system with a Mira-3 scanning electron microscope with four EDS (EDAX Element 30) detectors; JEOL JXA-8230 electron microprobe | Wuhan Sample Solution Analytical Technology Co., Ltd., Wuhan, China; Tuoyan Analytical Technology Co., Ltd., Guangzhou, China; Nanjing Hongchuang Geological Exploration Technology Service Co., Ltd., Nanjing, China | SEM: accelerating voltage of 15–20 kV, emission current of ~80 μA, takeoff angle ~35°, 4 μm to 5 μm beam diameter, working distance of ~10 mm; SEM-CL: acceleration voltage of 10 kV, beam current of 15 nA; TIMA: accelerating voltage of 25 kV, probe current of 9 nA, working distance of 15 mm, pixel spacing 3 μm, dot spacing 9 μm; EPMA: beam current not fully stated in excerpt |  | 143.1833 | [13 empty] | 0.40867 | [5 empty] | 5.744 | [11 empty] | 481469.9461 | [11 empty] | 11.156 | [11 empty] | 1.0261 | [13 empty] | 14.2504 | [15 empty] | 17.4509 |  | 17.0034 | [19 empty] | 45.0406 | [5 empty] | 106.9738 | [27 empty] | 372.3261 |  |  |  |  | 2025 | Xinghai Lang et al., Polymetallic veins—a possible bridge between porphyry and intermediate-sulfidation deposits, Geological Society of America Bulletin, v. 136, doi:10.1130/B38406.1 |  | CHN | Tibet
| No. 1 porphyry Cu-Au deposit (Xietongmen deposit), Xiongcun ore district | No. 1 deposit, Xiongcun ore district | Magmatic hydrothermal | Porphyry | Cu-Au porphyry | Cu, Au | Zn, Ag, Pb | Cu, Au, Zn, Ag, Pb | Lang et al., 2014; Tang et al., 2015; Wang et al., 2017 |  | 6067-156.4-02-1 | 6067-156.4-02-1 | underground mine |  |  |  |  | ore material | drill core | drill core | mineral separate | [5 empty] | mineralisation |  |  |  | pyrite, sphalerite, pyrrhotite, chalcopyrite, galena, quartz | Stage A: pyrite + sericite; Stage B: sphalerite + pyrrhotite + chalcopyrite + galena + quartz; Stage C: actinolite + epidote + chlorite + magnetite + quartz | polymetallic veins crosscutting porphyry-stage veins and alteration zones | Z3 |  |  |  | actinolite, epidote, chlorite, magnetite, sericite, calcite, acanthite-argentite, pyrargyrite, hessite, electrum | carbon-coated thin sections; polished sections | SEM-EDS, EMPA, LA-ICPMS, SIMS | JEOL IT300HR scanning electron microscope equipped with secondary electron, backscattered electron (BSE), and energy dispersive X-ray spectrometry (EDS) detectors; TESCAN MIRA3 field-emission scanning electron microprobe (FE-SEM) equipped with a panchromatic cathodoluminescence (CL) detector; TESCAN Integrated Mineral Analyzer (TIMA) system with a Mira-3 scanning electron microscope with four EDS (EDAX Element 30) detectors; JEOL JXA-8230 electron microprobe | Wuhan Sample Solution Analytical Technology Co., Ltd., Wuhan, China; Tuoyan Analytical Technology Co., Ltd., Guangzhou, China; Nanjing Hongchuang Geological Exploration Technology Service Co., Ltd., Nanjing, China | SEM: accelerating voltage of 15–20 kV, emission current of ~80 μA, takeoff angle ~35°, 4 μm to 5 μm beam diameter, working distance of ~10 mm; SEM-CL: acceleration voltage of 10 kV, beam current of 15 nA; TIMA: accelerating voltage of 25 kV, probe current of 9 nA, working distance of 15 mm, pixel spacing 3 μm, dot spacing 9 μm; EPMA: beam current not fully stated in excerpt |  | 164.7215 | [13 empty] | 0.078571 | [5 empty] | 5.8139 | [11 empty] | 474462.9807 | [11 empty] | 8.6192 | [11 empty] | 1.1351 | [13 empty] | 9.77 | [15 empty] | 6.8046 |  | 17.5702 | [19 empty] | 61.4436 | [5 empty] | 119.076 | [27 empty] | 348.9628 |  |  |  |  | 2025 | Xinghai Lang et al., Polymetallic veins—a possible bridge between porphyry and intermediate-sulfidation deposits, Geological Society of America Bulletin, v. 136, doi:10.1130/B38406.1 |  | CHN | Tibet
| No. 1 porphyry Cu-Au deposit (Xietongmen deposit), Xiongcun ore district | No. 1 deposit, Xiongcun ore district | Magmatic hydrothermal | Porphyry | Cu-Au porphyry | Cu, Au | Zn, Ag, Pb | Cu, Au, Zn, Ag, Pb | Lang et al., 2014; Tang et al., 2015; Wang et al., 2017 |  | 6067-156.4-14-1 | 6067-156.4-14-1 | underground mine |  |  |  |  | ore material | drill core | drill core | mineral separate | [5 empty] | mineralisation |  |  |  | pyrite, sphalerite, pyrrhotite, chalcopyrite, galena, quartz | Stage A: pyrite + sericite; Stage B: sphalerite + pyrrhotite + chalcopyrite + galena + quartz; Stage C: actinolite + epidote + chlorite + magnetite + quartz | polymetallic veins crosscutting porphyry-stage veins and alteration zones | Z3 |  |  |  | actinolite, epidote, chlorite, magnetite, sericite, calcite, acanthite-argentite, pyrargyrite, hessite, electrum | carbon-coated thin sections; polished sections | SEM-EDS, EMPA, LA-ICPMS, SIMS | JEOL IT300HR scanning electron microscope equipped with secondary electron, backscattered electron (BSE), and energy dispersive X-ray spectrometry (EDS) detectors; TESCAN MIRA3 field-emission scanning electron microprobe (FE-SEM) equipped with a panchromatic cathodoluminescence (CL) detector; TESCAN Integrated Mineral Analyzer (TIMA) system with a Mira-3 scanning electron microscope with four EDS (EDAX Element 30) detectors; JEOL JXA-8230 electron microprobe | Wuhan Sample Solution Analytical Technology Co., Ltd., Wuhan, China; Tuoyan Analytical Technology Co., Ltd., Guangzhou, China; Nanjing Hongchuang Geological Exploration Technology Service Co., Ltd., Nanjing, China | SEM: accelerating voltage of 15–20 kV, emission current of ~80 μA, takeoff angle ~35°, 4 μm to 5 μm beam diameter, working distance of ~10 mm; SEM-CL: acceleration voltage of 10 kV, beam current of 15 nA; TIMA: accelerating voltage of 25 kV, probe current of 9 nA, working distance of 15 mm, pixel spacing 3 μm, dot spacing 9 μm; EPMA: beam current not fully stated in excerpt |  | 149.1269 | [13 empty] | 0.079407 | [5 empty] | 3.7687 | [11 empty] | 467082.4713 | [11 empty] | 5.4772 | [11 empty] | 0.71519 | [13 empty] | 16.7871 | [15 empty] | 21.1728 |  | 16.9127 | [19 empty] | 61.4769 | [5 empty] | 47.8905 | [27 empty] | 311.2539 |  |  |  |  | 2025 | Xinghai Lang et al., Polymetallic veins—a possible bridge between porphyry and intermediate-sulfidation deposits, Geological Society of America Bulletin, v. 136, doi:10.1130/B38406.1 |  | CHN | Tibet
| No. 1 porphyry Cu-Au deposit (Xietongmen deposit), Xiongcun ore district | No. 1 deposit, Xiongcun ore district | Magmatic hydrothermal | Porphyry | Cu-Au porphyry | Cu, Au | Zn, Ag, Pb | Cu, Au, Zn, Ag, Pb | Lang et al., 2014; Tang et al., 2015; Wang et al., 2017 |  | 6073-51.1-11-1 | 6073-51.1-11-1 | underground mine |  |  |  |  | ore material | drill core | drill core | mineral separate | [5 empty] | mineralisation |  |  |  | pyrite, sphalerite, pyrrhotite, chalcopyrite, galena, quartz | Stage A: pyrite + sericite; Stage B: sphalerite + pyrrhotite + chalcopyrite + galena + quartz; Stage C: actinolite + epidote + chlorite + magnetite + quartz | polymetallic veins crosscutting porphyry-stage veins and alteration zones | Z3 |  |  |  | actinolite, epidote, chlorite, magnetite, sericite, calcite, acanthite-argentite, pyrargyrite, hessite, electrum | carbon-coated thin sections; polished sections | SEM-EDS, EMPA, LA-ICPMS, SIMS | JEOL IT300HR scanning electron microscope equipped with secondary electron, backscattered electron (BSE), and energy dispersive X-ray spectrometry (EDS) detectors; TESCAN MIRA3 field-emission scanning electron microprobe (FE-SEM) equipped with a panchromatic cathodoluminescence (CL) detector; TESCAN Integrated Mineral Analyzer (TIMA) system with a Mira-3 scanning electron microscope with four EDS (EDAX Element 30) detectors; JEOL JXA-8230 electron microprobe | Wuhan Sample Solution Analytical Technology Co., Ltd., Wuhan, China; Tuoyan Analytical Technology Co., Ltd., Guangzhou, China; Nanjing Hongchuang Geological Exploration Technology Service Co., Ltd., Nanjing, China | SEM: accelerating voltage of 15–20 kV, emission current of ~80 μA, takeoff angle ~35°, 4 μm to 5 μm beam diameter, working distance of ~10 mm; SEM-CL: acceleration voltage of 10 kV, beam current of 15 nA; TIMA: accelerating voltage of 25 kV, probe current of 9 nA, working distance of 15 mm, pixel spacing 3 μm, dot spacing 9 μm; EPMA: beam current not fully stated in excerpt |  | 83.2257 | [13 empty] | 0.87333 | [5 empty] | 5.1334 | [5 empty] | 22.2986 | [5 empty] | 351459.8713 | [11 empty] | 0.28123 | [11 empty] | 49.8984 | [13 empty] | 7.9033 | [9 empty] | 26.374 | [5 empty] | 16.4545 |  | 12.0775 | [15 empty] | 3.6276 |  |  |  | 13.5055 | [19 empty] | 0.78092 | [13 empty] | 429.8462 |  |  |  |  | 2025 | Xinghai Lang et al., Polymetallic veins—a possible bridge between porphyry and intermediate-sulfidation deposits, Geological Society of America Bulletin, v. 136, doi:10.1130/B38406.1 |  | CHN | Tibet
| No. 1 porphyry Cu-Au deposit (Xietongmen deposit), Xiongcun ore district | No. 1 deposit, Xiongcun ore district | Magmatic hydrothermal | Porphyry | Cu-Au porphyry | Cu, Au | Zn, Ag, Pb | Cu, Au, Zn, Ag, Pb | Lang et al., 2014; Tang et al., 2015; Wang et al., 2017 |  | 6073-51.1-12-1 | 6073-51.1-12-1 | underground mine |  |  |  |  | ore material | drill core | drill core | mineral separate | [5 empty] | mineralisation |  |  |  | pyrite, sphalerite, pyrrhotite, chalcopyrite, galena, quartz | Stage A: pyrite + sericite; Stage B: sphalerite + pyrrhotite + chalcopyrite + galena + quartz; Stage C: actinolite + epidote + chlorite + magnetite + quartz | polymetallic veins crosscutting porphyry-stage veins and alteration zones | Z3 |  |  |  | actinolite, epidote, chlorite, magnetite, sericite, calcite, acanthite-argentite, pyrargyrite, hessite, electrum | carbon-coated thin sections; polished sections | SEM-EDS, EMPA, LA-ICPMS, SIMS | JEOL IT300HR scanning electron microscope equipped with secondary electron, backscattered electron (BSE), and energy dispersive X-ray spectrometry (EDS) detectors; TESCAN MIRA3 field-emission scanning electron microprobe (FE-SEM) equipped with a panchromatic cathodoluminescence (CL) detector; TESCAN Integrated Mineral Analyzer (TIMA) system with a Mira-3 scanning electron microscope with four EDS (EDAX Element 30) detectors; JEOL JXA-8230 electron microprobe | Wuhan Sample Solution Analytical Technology Co., Ltd., Wuhan, China; Tuoyan Analytical Technology Co., Ltd., Guangzhou, China; Nanjing Hongchuang Geological Exploration Technology Service Co., Ltd., Nanjing, China | SEM: accelerating voltage of 15–20 kV, emission current of ~80 μA, takeoff angle ~35°, 4 μm to 5 μm beam diameter, working distance of ~10 mm; SEM-CL: acceleration voltage of 10 kV, beam current of 15 nA; TIMA: accelerating voltage of 25 kV, probe current of 9 nA, working distance of 15 mm, pixel spacing 3 μm, dot spacing 9 μm; EPMA: beam current not fully stated in excerpt |  | 108.1525 | [13 empty] | 0.51909 | [5 empty] | 8.1601 | [5 empty] | 10.1585 | [5 empty] | 396421.1165 | [11 empty] | 1.1345 | [11 empty] | 32.3224 | [13 empty] | 2.0931 | [9 empty] | 10.3681 | [5 empty] | 8.4509 |  | 13.743 | [15 empty] | 1.2686 |  | 1.361 |  | 13.3182 | [17 empty] | 166.878 | [15 empty] | 570.9109 |  |  |  |  | 2025 | Xinghai Lang et al., Polymetallic veins—a possible bridge between porphyry and intermediate-sulfidation deposits, Geological Society of America Bulletin, v. 136, doi:10.1130/B38406.1 |  | CHN | Tibet
| No. 1 porphyry Cu-Au deposit (Xietongmen deposit), Xiongcun ore district | No. 1 deposit, Xiongcun ore district | Magmatic hydrothermal | Porphyry | Cu-Au porphyry | Cu, Au | Zn, Ag, Pb | Cu, Au, Zn, Ag, Pb | Lang et al., 2014; Tang et al., 2015; Wang et al., 2017 |  | 6073-51.1-14-1 | 6073-51.1-14-1 | underground mine |  |  |  |  | ore material | drill core | drill core | mineral separate | [5 empty] | mineralisation |  |  |  | pyrite, sphalerite, pyrrhotite, chalcopyrite, galena, quartz | Stage A: pyrite + sericite; Stage B: sphalerite + pyrrhotite + chalcopyrite + galena + quartz; Stage C: actinolite + epidote + chlorite + magnetite + quartz | polymetallic veins crosscutting porphyry-stage veins and alteration zones | Z3 |  |  |  | actinolite, epidote, chlorite, magnetite, sericite, calcite, acanthite-argentite, pyrargyrite, hessite, electrum | carbon-coated thin sections; polished sections | SEM-EDS, EMPA, LA-ICPMS, SIMS | JEOL IT300HR scanning electron microscope equipped with secondary electron, backscattered electron (BSE), and energy dispersive X-ray spectrometry (EDS) detectors; TESCAN MIRA3 field-emission scanning electron microprobe (FE-SEM) equipped with a panchromatic cathodoluminescence (CL) detector; TESCAN Integrated Mineral Analyzer (TIMA) system with a Mira-3 scanning electron microscope with four EDS (EDAX Element 30) detectors; JEOL JXA-8230 electron microprobe | Wuhan Sample Solution Analytical Technology Co., Ltd., Wuhan, China; Tuoyan Analytical Technology Co., Ltd., Guangzhou, China; Nanjing Hongchuang Geological Exploration Technology Service Co., Ltd., Nanjing, China | SEM: accelerating voltage of 15–20 kV, emission current of ~80 μA, takeoff angle ~35°, 4 μm to 5 μm beam diameter, working distance of ~10 mm; SEM-CL: acceleration voltage of 10 kV, beam current of 15 nA; TIMA: accelerating voltage of 25 kV, probe current of 9 nA, working distance of 15 mm, pixel spacing 3 μm, dot spacing 9 μm; EPMA: beam current not fully stated in excerpt |  | 33.5257 | [13 empty] | 0.92665 | [5 empty] | 21.1509 | [5 empty] | 16.261 | [5 empty] | 378137.495 | [11 empty] | 1.206 | [11 empty] | 19.1376 | [13 empty] | 3.3429 | [9 empty] | 11.2769 | [5 empty] | 23.7456 |  | 14.6169 | [15 empty] | 3.5579 |  |  |  | 9.8525 | [17 empty] | 7.6706 |  | 0.11395 | [13 empty] | 3229.2785 |  |  |  |  | 2025 | Xinghai Lang et al., Polymetallic veins—a possible bridge between porphyry and intermediate-sulfidation deposits, Geological Society of America Bulletin, v. 136, doi:10.1130/B38406.1 |  | CHN | Tibet
| No. 1 porphyry Cu-Au deposit (Xietongmen deposit), Xiongcun ore district | No. 1 deposit, Xiongcun ore district | Magmatic hydrothermal | Porphyry | Cu-Au porphyry | Cu, Au | Zn, Ag, Pb | Cu, Au, Zn, Ag, Pb | Lang et al., 2014; Tang et al., 2015; Wang et al., 2017 |  | 6082-66.7-02-1 | 6082-66.7-02-1 | underground mine |  |  |  |  | ore material | drill core | drill core | mineral separate | [5 empty] | mineralisation |  |  |  | pyrite, sphalerite, pyrrhotite, chalcopyrite, galena, quartz | Stage A: pyrite + sericite; Stage B: sphalerite + pyrrhotite + chalcopyrite + galena + quartz; Stage C: actinolite + epidote + chlorite + magnetite + quartz | polymetallic veins crosscutting porphyry-stage veins and alteration zones | Z3 |  |  |  | actinolite, epidote, chlorite, magnetite, sericite, calcite, acanthite-argentite, pyrargyrite, hessite, electrum | carbon-coated thin sections; polished sections | SEM-EDS, EMPA, LA-ICPMS, SIMS | JEOL IT300HR scanning electron microscope equipped with secondary electron, backscattered electron (BSE), and energy dispersive X-ray spectrometry (EDS) detectors; TESCAN MIRA3 field-emission scanning electron microprobe (FE-SEM) equipped with a panchromatic cathodoluminescence (CL) detector; TESCAN Integrated Mineral Analyzer (TIMA) system with a Mira-3 scanning electron microscope with four EDS (EDAX Element 30) detectors; JEOL JXA-8230 electron microprobe | Wuhan Sample Solution Analytical Technology Co., Ltd., Wuhan, China; Tuoyan Analytical Technology Co., Ltd., Guangzhou, China; Nanjing Hongchuang Geological Exploration Technology Service Co., Ltd., Nanjing, China | SEM: accelerating voltage of 15–20 kV, emission current of ~80 μA, takeoff angle ~35°, 4 μm to 5 μm beam diameter, working distance of ~10 mm; SEM-CL: acceleration voltage of 10 kV, beam current of 15 nA; TIMA: accelerating voltage of 25 kV, probe current of 9 nA, working distance of 15 mm, pixel spacing 3 μm, dot spacing 9 μm; EPMA: beam current not fully stated in excerpt |  | 7.1125 | [13 empty] | 0.094701 | [5 empty] | 2.2839 | [11 empty] | 382293.1816 | [23 empty] | 5.9798 | [13 empty] | 183.0435 | [15 empty] | 3.6298 |  | 11.9449 | [19 empty] | 24.3708 | [5 empty] | 6.8923 | [11 empty] | 4.1766 | [15 empty] | 398.8264 |  |  |  |  | 2025 | Xinghai Lang et al., Polymetallic veins—a possible bridge between porphyry and intermediate-sulfidation deposits, Geological Society of America Bulletin, v. 136, doi:10.1130/B38406.1 |  | CHN | Tibet
| No. 1 porphyry Cu-Au deposit (Xietongmen deposit), Xiongcun ore district | No. 1 deposit, Xiongcun ore district | Magmatic hydrothermal | Porphyry | Cu-Au porphyry | Cu, Au | Zn, Ag, Pb | Cu, Au, Zn, Ag, Pb | Lang et al., 2014; Tang et al., 2015; Wang et al., 2017 |  | 6082-66.7-05-1 | 6082-66.7-05-1 | underground mine |  |  |  |  | ore material | drill core | drill core | mineral separate | [5 empty] | mineralisation |  |  |  | pyrite, sphalerite, pyrrhotite, chalcopyrite, galena, quartz | Stage A: pyrite + sericite; Stage B: sphalerite + pyrrhotite + chalcopyrite + galena + quartz; Stage C: actinolite + epidote + chlorite + magnetite + quartz | polymetallic veins crosscutting porphyry-stage veins and alteration zones | Z3 |  |  |  | actinolite, epidote, chlorite, magnetite, sericite, calcite, acanthite-argentite, pyrargyrite, hessite, electrum | carbon-coated thin sections; polished sections | SEM-EDS, EMPA, LA-ICPMS, SIMS | JEOL IT300HR scanning electron microscope equipped with secondary electron, backscattered electron (BSE), and energy dispersive X-ray spectrometry (EDS) detectors; TESCAN MIRA3 field-emission scanning electron microprobe (FE-SEM) equipped with a panchromatic cathodoluminescence (CL) detector; TESCAN Integrated Mineral Analyzer (TIMA) system with a Mira-3 scanning electron microscope with four EDS (EDAX Element 30) detectors; JEOL JXA-8230 electron microprobe | Wuhan Sample Solution Analytical Technology Co., Ltd., Wuhan, China; Tuoyan Analytical Technology Co., Ltd., Guangzhou, China; Nanjing Hongchuang Geological Exploration Technology Service Co., Ltd., Nanjing, China | SEM: accelerating voltage of 15–20 kV, emission current of ~80 μA, takeoff angle ~35°, 4 μm to 5 μm beam diameter, working distance of ~10 mm; SEM-CL: acceleration voltage of 10 kV, beam current of 15 nA; TIMA: accelerating voltage of 25 kV, probe current of 9 nA, working distance of 15 mm, pixel spacing 3 μm, dot spacing 9 μm; EPMA: beam current not fully stated in excerpt |  | 91.7329 | [13 empty] | 0.94039 | [5 empty] | 6.871 | [11 empty] | 429351.476 | [23 empty] | 12.2558 | [13 empty] | 4.9557 | [15 empty] | 29.1467 |  | 14.4034 | [15 empty] | 0.59924 |  |  |  | 67.9776 | [5 empty] | 7.7411 | [11 empty] | 3.6322 |  | 0.092692 | [13 empty] | 646.8984 |  |  |  |  | 2025 | Xinghai Lang et al., Polymetallic veins—a possible bridge between porphyry and intermediate-sulfidation deposits, Geological Society of America Bulletin, v. 136, doi:10.1130/B38406.1 |  | CHN | Tibet
| No. 1 porphyry Cu-Au deposit (Xietongmen deposit), Xiongcun ore district | No. 1 deposit, Xiongcun ore district | Magmatic hydrothermal | Porphyry | Cu-Au porphyry | Cu, Au | Zn, Ag, Pb | Cu, Au, Zn, Ag, Pb | Lang et al., 2014; Tang et al., 2015; Wang et al., 2017 |  | 6082-66.7-06-1 | 6082-66.7-06-1 | underground mine |  |  |  |  | ore material | drill core | drill core | mineral separate | [5 empty] | mineralisation |  |  |  | pyrite, sphalerite, pyrrhotite, chalcopyrite, galena, quartz | Stage A: pyrite + sericite; Stage B: sphalerite + pyrrhotite + chalcopyrite + galena + quartz; Stage C: actinolite + epidote + chlorite + magnetite + quartz | polymetallic veins crosscutting porphyry-stage veins and alteration zones | Z3 |  |  |  | actinolite, epidote, chlorite, magnetite, sericite, calcite, acanthite-argentite, pyrargyrite, hessite, electrum | carbon-coated thin sections; polished sections | SEM-EDS, EMPA, LA-ICPMS, SIMS | JEOL IT300HR scanning electron microscope equipped with secondary electron, backscattered electron (BSE), and energy dispersive X-ray spectrometry (EDS) detectors; TESCAN MIRA3 field-emission scanning electron microprobe (FE-SEM) equipped with a panchromatic cathodoluminescence (CL) detector; TESCAN Integrated Mineral Analyzer (TIMA) system with a Mira-3 scanning electron microscope with four EDS (EDAX Element 30) detectors; JEOL JXA-8230 electron microprobe | Wuhan Sample Solution Analytical Technology Co., Ltd., Wuhan, China; Tuoyan Analytical Technology Co., Ltd., Guangzhou, China; Nanjing Hongchuang Geological Exploration Technology Service Co., Ltd., Nanjing, China | SEM: accelerating voltage of 15–20 kV, emission current of ~80 μA, takeoff angle ~35°, 4 μm to 5 μm beam diameter, working distance of ~10 mm; SEM-CL: acceleration voltage of 10 kV, beam current of 15 nA; TIMA: accelerating voltage of 25 kV, probe current of 9 nA, working distance of 15 mm, pixel spacing 3 μm, dot spacing 9 μm; EPMA: beam current not fully stated in excerpt |  | 93.0274 | [13 empty] | 0.35391 | [5 empty] | 8.0088 | [9 empty] | 0.14527 |  | 438587.7328 | [23 empty] | 11.9422 | [13 empty] | 7.3161 | [15 empty] | 14.1276 |  | 15.5962 | [19 empty] | 56.9089 | [5 empty] | 7.902 | [11 empty] | 3.6356 |  | 0.042885 | [13 empty] | 663.4814 |  |  |  |  | 2025 | Xinghai Lang et al., Polymetallic veins—a possible bridge between porphyry and intermediate-sulfidation deposits, Geological Society of America Bulletin, v. 136, doi:10.1130/B38406.1 |  | CHN | Tibet
| No. 1 porphyry Cu-Au deposit (Xietongmen deposit), Xiongcun ore district | No. 1 deposit, Xiongcun ore district | Magmatic hydrothermal | Porphyry | Cu-Au porphyry | Cu, Au | Zn, Ag, Pb | Cu, Au, Zn, Ag, Pb | Lang et al., 2014; Tang et al., 2015; Wang et al., 2017 |  | 6082-66.7-08-1 | 6082-66.7-08-1 | underground mine |  |  |  |  | ore material | drill core | drill core | mineral separate | [5 empty] | mineralisation |  |  |  | pyrite, sphalerite, pyrrhotite, chalcopyrite, galena, quartz | Stage A: pyrite + sericite; Stage B: sphalerite + pyrrhotite + chalcopyrite + galena + quartz; Stage C: actinolite + epidote + chlorite + magnetite + quartz | polymetallic veins crosscutting porphyry-stage veins and alteration zones | Z3 |  |  |  | actinolite, epidote, chlorite, magnetite, sericite, calcite, acanthite-argentite, pyrargyrite, hessite, electrum | carbon-coated thin sections; polished sections | SEM-EDS, EMPA, LA-ICPMS, SIMS | JEOL IT300HR scanning electron microscope equipped with secondary electron, backscattered electron (BSE), and energy dispersive X-ray spectrometry (EDS) detectors; TESCAN MIRA3 field-emission scanning electron microprobe (FE-SEM) equipped with a panchromatic cathodoluminescence (CL) detector; TESCAN Integrated Mineral Analyzer (TIMA) system with a Mira-3 scanning electron microscope with four EDS (EDAX Element 30) detectors; JEOL JXA-8230 electron microprobe | Wuhan Sample Solution Analytical Technology Co., Ltd., Wuhan, China; Tuoyan Analytical Technology Co., Ltd., Guangzhou, China; Nanjing Hongchuang Geological Exploration Technology Service Co., Ltd., Nanjing, China | SEM: accelerating voltage of 15–20 kV, emission current of ~80 μA, takeoff angle ~35°, 4 μm to 5 μm beam diameter, working distance of ~10 mm; SEM-CL: acceleration voltage of 10 kV, beam current of 15 nA; TIMA: accelerating voltage of 25 kV, probe current of 9 nA, working distance of 15 mm, pixel spacing 3 μm, dot spacing 9 μm; EPMA: beam current not fully stated in excerpt |  | 120.3162 | [13 empty] | 0.3624 | [5 empty] | 7.0112 | [11 empty] | 450666.2963 | [23 empty] | 15.8788 | [13 empty] | 2.2353 | [15 empty] | 12.7891 |  | 16.1267 | [19 empty] | 56.9048 | [5 empty] | 7.1006 | [7 empty] | 0.65923 |  |  |  | 6.391 | [15 empty] | 701.5767 |  |  |  |  | 2025 | Xinghai Lang et al., Polymetallic veins—a possible bridge between porphyry and intermediate-sulfidation deposits, Geological Society of America Bulletin, v. 136, doi:10.1130/B38406.1 |  | CHN | Tibet
| No. 1 porphyry Cu-Au deposit (Xietongmen deposit), Xiongcun ore district | No. 1 deposit, Xiongcun ore district | Magmatic hydrothermal | Porphyry | Cu-Au porphyry | Cu, Au | Zn, Ag, Pb | Cu, Au, Zn, Ag, Pb | Lang et al., 2014; Tang et al., 2015; Wang et al., 2017 |  | Sphalerite-1 | Sphalerite-1 | underground mine |  |  |  |  | ore material | drill core | drill core | mineral separate | [5 empty] | mineralisation |  |  |  | pyrite, sphalerite, pyrrhotite, chalcopyrite, galena, quartz | Stage A: pyrite + sericite; Stage B: sphalerite + pyrrhotite + chalcopyrite + galena + quartz; Stage C: actinolite + epidote + chlorite + magnetite + quartz | polymetallic veins crosscutting porphyry-stage veins and alteration zones | stockwork veins, sheeted veins, open-space filling |  |  |  | actinolite, epidote, chlorite, magnetite, sericite, calcite, acanthite-argentite, pyrargyrite, hessite, electrum | carbon-coated thin sections; polished sections | SEM-EDS, EMPA, LA-ICPMS, SIMS | JEOL IT300HR scanning electron microscope equipped with secondary electron, backscattered electron (BSE), and energy dispersive X-ray spectrometry (EDS) detectors; TESCAN MIRA3 field-emission scanning electron microprobe (FE-SEM) equipped with a panchromatic cathodoluminescence (CL) detector; TESCAN Integrated Mineral Analyzer (TIMA) system with a Mira-3 scanning electron microscope with four EDS (EDAX Element 30) detectors; JEOL JXA-8230 electron microprobe | Wuhan Sample Solution Analytical Technology Co., Ltd., Wuhan, China; Tuoyan Analytical Technology Co., Ltd., Guangzhou, China; Nanjing Hongchuang Geological Exploration Technology Service Co., Ltd., Nanjing, China | SEM: accelerating voltage of 15–20 kV, emission current of ~80 μA, takeoff angle ~35°, 4 μm to 5 μm beam diameter, working distance of ~10 mm; SEM-CL: acceleration voltage of 10 kV, beam current of 15 nA; TIMA: accelerating voltage of 25 kV, probe current of 9 nA, working distance of 15 mm, pixel spacing 3 μm, dot spacing 9 μm; EPMA: beam current not fully stated in excerpt | [148 empty] | 2025 | Xinghai Lang et al., Polymetallic veins—a possible bridge between porphyry and intermediate-sulfidation deposits, Geological Society of America Bulletin, v. 136, doi:10.1130/B38406.1 |  | CHN | Tibet
| No. 1 porphyry Cu-Au deposit (Xietongmen deposit), Xiongcun ore district | No. 1 deposit, Xiongcun ore district | Magmatic hydrothermal | Porphyry | Cu-Au porphyry | Cu, Au | Zn, Ag, Pb | Cu, Au, Zn, Ag, Pb | Lang et al., 2014; Tang et al., 2015; Wang et al., 2017 |  | 5015-282.5-10-1 | 5015-282.5-10-1 | underground mine |  |  |  |  | ore material | drill core | drill core | mineral separate | [5 empty] | mineralisation |  |  |  | pyrite, sphalerite, pyrrhotite, chalcopyrite, galena, quartz | Stage A: pyrite + sericite; Stage B: sphalerite + pyrrhotite + chalcopyrite + galena + quartz; Stage C: actinolite + epidote + chlorite + magnetite + quartz | polymetallic veins crosscutting porphyry-stage veins and alteration zones | Z1 |  |  |  | actinolite, epidote, chlorite, magnetite, sericite, calcite, acanthite-argentite, pyrargyrite, hessite, electrum | carbon-coated thin sections; polished sections | SEM-EDS, EMPA, LA-ICPMS, SIMS | JEOL IT300HR scanning electron microscope equipped with secondary electron, backscattered electron (BSE), and energy dispersive X-ray spectrometry (EDS) detectors; TESCAN MIRA3 field-emission scanning electron microprobe (FE-SEM) equipped with a panchromatic cathodoluminescence (CL) detector; TESCAN Integrated Mineral Analyzer (TIMA) system with a Mira-3 scanning electron microscope with four EDS (EDAX Element 30) detectors; JEOL JXA-8230 electron microprobe | Wuhan Sample Solution Analytical Technology Co., Ltd., Wuhan, China; Tuoyan Analytical Technology Co., Ltd., Guangzhou, China; Nanjing Hongchuang Geological Exploration Technology Service Co., Ltd., Nanjing, China | SEM: accelerating voltage of 15–20 kV, emission current of ~80 μA, takeoff angle ~35°, 4 μm to 5 μm beam diameter, working distance of ~10 mm; SEM-CL: acceleration voltage of 10 kV, beam current of 15 nA; TIMA: accelerating voltage of 25 kV, probe current of 9 nA, working distance of 15 mm, pixel spacing 3 μm, dot spacing 9 μm; EPMA: beam current not fully stated in excerpt |  | 10.7272 | [19 empty] | 5184.3362 | [11 empty] | 14.9225 | [11 empty] | 0.23211 | [7 empty] | 12.7456 |  |  |  | 9.5064 | [13 empty] | 450.8338 | [15 empty] | 0.91805 | [21 empty] | 39.4409 | [17 empty] | 3.8427 | [15 empty] | 642810 |  |  |  |  | 2025 | Xinghai Lang et al., Polymetallic veins—a possible bridge between porphyry and intermediate-sulfidation deposits, Geological Society of America Bulletin, v. 136, doi:10.1130/B38406.1 |  | CHN | Tibet
| No. 1 porphyry Cu-Au deposit (Xietongmen deposit), Xiongcun ore district | No. 1 deposit, Xiongcun ore district | Magmatic hydrothermal | Porphyry | Cu-Au porphyry | Cu, Au | Zn, Ag, Pb | Cu, Au, Zn, Ag, Pb | Lang et al., 2014; Tang et al., 2015; Wang et al., 2017 |  | 5015-282.5-11-1 | 5015-282.5-11-1 | underground mine |  |  |  |  | ore material | drill core | drill core | mineral separate | [5 empty] | mineralisation |  |  |  | pyrite, sphalerite, pyrrhotite, chalcopyrite, galena, quartz | Stage A: pyrite + sericite; Stage B: sphalerite + pyrrhotite + chalcopyrite + galena + quartz; Stage C: actinolite + epidote + chlorite + magnetite + quartz | polymetallic veins crosscutting porphyry-stage veins and alteration zones | Z1 |  |  |  | actinolite, epidote, chlorite, magnetite, sericite, calcite, acanthite-argentite, pyrargyrite, hessite, electrum | carbon-coated thin sections; polished sections | SEM-EDS, EMPA, LA-ICPMS, SIMS | JEOL IT300HR scanning electron microscope equipped with secondary electron, backscattered electron (BSE), and energy dispersive X-ray spectrometry (EDS) detectors; TESCAN MIRA3 field-emission scanning electron microprobe (FE-SEM) equipped with a panchromatic cathodoluminescence (CL) detector; TESCAN Integrated Mineral Analyzer (TIMA) system with a Mira-3 scanning electron microscope with four EDS (EDAX Element 30) detectors; JEOL JXA-8230 electron microprobe | Wuhan Sample Solution Analytical Technology Co., Ltd., Wuhan, China; Tuoyan Analytical Technology Co., Ltd., Guangzhou, China; Nanjing Hongchuang Geological Exploration Technology Service Co., Ltd., Nanjing, China | SEM: accelerating voltage of 15–20 kV, emission current of ~80 μA, takeoff angle ~35°, 4 μm to 5 μm beam diameter, working distance of ~10 mm; SEM-CL: acceleration voltage of 10 kV, beam current of 15 nA; TIMA: accelerating voltage of 25 kV, probe current of 9 nA, working distance of 15 mm, pixel spacing 3 μm, dot spacing 9 μm; EPMA: beam current not fully stated in excerpt |  | 21.5358 | [13 empty] | 0.01455 | [5 empty] | 5144.2183 | [11 empty] | 34.7108 | [11 empty] | 0.59572 | [7 empty] | 12.6916 |  |  |  | 32.9146 | [13 empty] | 524.0127 | [15 empty] | 4.4644 | [21 empty] | 48.292 | [17 empty] | 3.1017 | [15 empty] | 641720 |  |  |  |  | 2025 | Xinghai Lang et al., Polymetallic veins—a possible bridge between porphyry and intermediate-sulfidation deposits, Geological Society of America Bulletin, v. 136, doi:10.1130/B38406.1 |  | CHN | Tibet
| No. 1 porphyry Cu-Au deposit (Xietongmen deposit), Xiongcun ore district | No. 1 deposit, Xiongcun ore district | Magmatic hydrothermal | Porphyry | Cu-Au porphyry | Cu, Au | Zn, Ag, Pb | Cu, Au, Zn, Ag, Pb | Lang et al., 2014; Tang et al., 2015; Wang et al., 2017 |  | 5015-282.5-15-1 | 5015-282.5-15-1 | underground mine |  |  |  |  | ore material | drill core | drill core | mineral separate | [5 empty] | mineralisation |  |  |  | pyrite, sphalerite, pyrrhotite, chalcopyrite, galena, quartz | Stage A: pyrite + sericite; Stage B: sphalerite + pyrrhotite + chalcopyrite + galena + quartz; Stage C: actinolite + epidote + chlorite + magnetite + quartz | polymetallic veins crosscutting porphyry-stage veins and alteration zones | Z1 |  |  |  | actinolite, epidote, chlorite, magnetite, sericite, calcite, acanthite-argentite, pyrargyrite, hessite, electrum | carbon-coated thin sections; polished sections | SEM-EDS, EMPA, LA-ICPMS, SIMS | JEOL IT300HR scanning electron microscope equipped with secondary electron, backscattered electron (BSE), and energy dispersive X-ray spectrometry (EDS) detectors; TESCAN MIRA3 field-emission scanning electron microprobe (FE-SEM) equipped with a panchromatic cathodoluminescence (CL) detector; TESCAN Integrated Mineral Analyzer (TIMA) system with a Mira-3 scanning electron microscope with four EDS (EDAX Element 30) detectors; JEOL JXA-8230 electron microprobe | Wuhan Sample Solution Analytical Technology Co., Ltd., Wuhan, China; Tuoyan Analytical Technology Co., Ltd., Guangzhou, China; Nanjing Hongchuang Geological Exploration Technology Service Co., Ltd., Nanjing, China | SEM: accelerating voltage of 15–20 kV, emission current of ~80 μA, takeoff angle ~35°, 4 μm to 5 μm beam diameter, working distance of ~10 mm; SEM-CL: acceleration voltage of 10 kV, beam current of 15 nA; TIMA: accelerating voltage of 25 kV, probe current of 9 nA, working distance of 15 mm, pixel spacing 3 μm, dot spacing 9 μm; EPMA: beam current not fully stated in excerpt |  | 13.3935 | [19 empty] | 4914.904 | [11 empty] | 21.5567 | [11 empty] | 0.3826 | [7 empty] | 14.4643 |  |  |  | 13.9096 | [13 empty] | 599.1009 | [15 empty] | 0.3179 | [21 empty] | 44.4296 | [17 empty] | 4.1485 | [15 empty] | 642990 |  |  |  |  | 2025 | Xinghai Lang et al., Polymetallic veins—a possible bridge between porphyry and intermediate-sulfidation deposits, Geological Society of America Bulletin, v. 136, doi:10.1130/B38406.1 |  | CHN | Tibet
| No. 1 porphyry Cu-Au deposit (Xietongmen deposit), Xiongcun ore district | No. 1 deposit, Xiongcun ore district | Magmatic hydrothermal | Porphyry | Cu-Au porphyry | Cu, Au | Zn, Ag, Pb | Cu, Au, Zn, Ag, Pb | Lang et al., 2014; Tang et al., 2015; Wang et al., 2017 |  | 5015-282.5-16-1 | 5015-282.5-16-1 | underground mine |  |  |  |  | ore material | drill core | drill core | mineral separate | [5 empty] | mineralisation |  |  |  | pyrite, sphalerite, pyrrhotite, chalcopyrite, galena, quartz | Stage A: pyrite + sericite; Stage B: sphalerite + pyrrhotite + chalcopyrite + galena + quartz; Stage C: actinolite + epidote + chlorite + magnetite + quartz | polymetallic veins crosscutting porphyry-stage veins and alteration zones | Z1 |  |  |  | actinolite, epidote, chlorite, magnetite, sericite, calcite, acanthite-argentite, pyrargyrite, hessite, electrum | carbon-coated thin sections; polished sections | SEM-EDS, EMPA, LA-ICPMS, SIMS | JEOL IT300HR scanning electron microscope equipped with secondary electron, backscattered electron (BSE), and energy dispersive X-ray spectrometry (EDS) detectors; TESCAN MIRA3 field-emission scanning electron microprobe (FE-SEM) equipped with a panchromatic cathodoluminescence (CL) detector; TESCAN Integrated Mineral Analyzer (TIMA) system with a Mira-3 scanning electron microscope with four EDS (EDAX Element 30) detectors; JEOL JXA-8230 electron microprobe | Wuhan Sample Solution Analytical Technology Co., Ltd., Wuhan, China; Tuoyan Analytical Technology Co., Ltd., Guangzhou, China; Nanjing Hongchuang Geological Exploration Technology Service Co., Ltd., Nanjing, China | SEM: accelerating voltage of 15–20 kV, emission current of ~80 μA, takeoff angle ~35°, 4 μm to 5 μm beam diameter, working distance of ~10 mm; SEM-CL: acceleration voltage of 10 kV, beam current of 15 nA; TIMA: accelerating voltage of 25 kV, probe current of 9 nA, working distance of 15 mm, pixel spacing 3 μm, dot spacing 9 μm; EPMA: beam current not fully stated in excerpt |  | 47.6366 | [13 empty] | 0.12446 | [5 empty] | 4845.9716 | [11 empty] | 47.4653 | [11 empty] | 0.19815 | [7 empty] | 12.2086 |  |  |  | 26.5823 | [13 empty] | 549.2907 | [15 empty] | 3.5095 | [17 empty] | 1.6126 |  |  |  | 33.2156 | [17 empty] | 4.58 | [15 empty] | 645020 |  |  |  |  | 2025 | Xinghai Lang et al., Polymetallic veins—a possible bridge between porphyry and intermediate-sulfidation deposits, Geological Society of America Bulletin, v. 136, doi:10.1130/B38406.1 |  | CHN | Tibet
| No. 1 porphyry Cu-Au deposit (Xietongmen deposit), Xiongcun ore district | No. 1 deposit, Xiongcun ore district | Magmatic hydrothermal | Porphyry | Cu-Au porphyry | Cu, Au | Zn, Ag, Pb | Cu, Au, Zn, Ag, Pb | Lang et al., 2014; Tang et al., 2015; Wang et al., 2017 |  | 5015-282.5-18-1 | 5015-282.5-18-1 | underground mine |  |  |  |  | ore material | drill core | drill core | mineral separate | [5 empty] | mineralisation |  |  |  | pyrite, sphalerite, pyrrhotite, chalcopyrite, galena, quartz | Stage A: pyrite + sericite; Stage B: sphalerite + pyrrhotite + chalcopyrite + galena + quartz; Stage C: actinolite + epidote + chlorite + magnetite + quartz | polymetallic veins crosscutting porphyry-stage veins and alteration zones | Z1 |  |  |  | actinolite, epidote, chlorite, magnetite, sericite, calcite, acanthite-argentite, pyrargyrite, hessite, electrum | carbon-coated thin sections; polished sections | SEM-EDS, EMPA, LA-ICPMS, SIMS | JEOL IT300HR scanning electron microscope equipped with secondary electron, backscattered electron (BSE), and energy dispersive X-ray spectrometry (EDS) detectors; TESCAN MIRA3 field-emission scanning electron microprobe (FE-SEM) equipped with a panchromatic cathodoluminescence (CL) detector; TESCAN Integrated Mineral Analyzer (TIMA) system with a Mira-3 scanning electron microscope with four EDS (EDAX Element 30) detectors; JEOL JXA-8230 electron microprobe | Wuhan Sample Solution Analytical Technology Co., Ltd., Wuhan, China; Tuoyan Analytical Technology Co., Ltd., Guangzhou, China; Nanjing Hongchuang Geological Exploration Technology Service Co., Ltd., Nanjing, China | SEM: accelerating voltage of 15–20 kV, emission current of ~80 μA, takeoff angle ~35°, 4 μm to 5 μm beam diameter, working distance of ~10 mm; SEM-CL: acceleration voltage of 10 kV, beam current of 15 nA; TIMA: accelerating voltage of 25 kV, probe current of 9 nA, working distance of 15 mm, pixel spacing 3 μm, dot spacing 9 μm; EPMA: beam current not fully stated in excerpt |  | 3.4764 | [13 empty] | 0.011032 | [5 empty] | 4443.8545 | [11 empty] | 11.4676 | [11 empty] | 0.086248 | [7 empty] | 11.2047 |  |  |  | 10.7971 | [13 empty] | 473.6841 | [15 empty] | 0.46458 | [21 empty] | 31.0336 | [17 empty] | 3.5289 | [15 empty] | 614660 |  |  |  |  | 2025 | Xinghai Lang et al., Polymetallic veins—a possible bridge between porphyry and intermediate-sulfidation deposits, Geological Society of America Bulletin, v. 136, doi:10.1130/B38406.1 |  | CHN | Tibet
| No. 1 porphyry Cu-Au deposit (Xietongmen deposit), Xiongcun ore district | No. 1 deposit, Xiongcun ore district | Magmatic hydrothermal | Porphyry | Cu-Au porphyry | Cu, Au | Zn, Ag, Pb | Cu, Au, Zn, Ag, Pb | Lang et al., 2014; Tang et al., 2015; Wang et al., 2017 |  | 5015-282.5-19-1 | 5015-282.5-19-1 | underground mine |  |  |  |  | ore material | drill core | drill core | mineral separate | [5 empty] | mineralisation |  |  |  | pyrite, sphalerite, pyrrhotite, chalcopyrite, galena, quartz | Stage A: pyrite + sericite; Stage B: sphalerite + pyrrhotite + chalcopyrite + galena + quartz; Stage C: actinolite + epidote + chlorite + magnetite + quartz | polymetallic veins crosscutting porphyry-stage veins and alteration zones | Z1 |  |  |  | actinolite, epidote, chlorite, magnetite, sericite, calcite, acanthite-argentite, pyrargyrite, hessite, electrum | carbon-coated thin sections; polished sections | SEM-EDS, EMPA, LA-ICPMS, SIMS | JEOL IT300HR scanning electron microscope equipped with secondary electron, backscattered electron (BSE), and energy dispersive X-ray spectrometry (EDS) detectors; TESCAN MIRA3 field-emission scanning electron microprobe (FE-SEM) equipped with a panchromatic cathodoluminescence (CL) detector; TESCAN Integrated Mineral Analyzer (TIMA) system with a Mira-3 scanning electron microscope with four EDS (EDAX Element 30) detectors; JEOL JXA-8230 electron microprobe | Wuhan Sample Solution Analytical Technology Co., Ltd., Wuhan, China; Tuoyan Analytical Technology Co., Ltd., Guangzhou, China; Nanjing Hongchuang Geological Exploration Technology Service Co., Ltd., Nanjing, China | SEM: accelerating voltage of 15–20 kV, emission current of ~80 μA, takeoff angle ~35°, 4 μm to 5 μm beam diameter, working distance of ~10 mm; SEM-CL: acceleration voltage of 10 kV, beam current of 15 nA; TIMA: accelerating voltage of 25 kV, probe current of 9 nA, working distance of 15 mm, pixel spacing 3 μm, dot spacing 9 μm; EPMA: beam current not fully stated in excerpt |  | 11.6992 | [13 empty] | 0.025884 | [5 empty] | 4328.6759 | [11 empty] | 20.8422 | [19 empty] | 9.8578 |  |  |  | 22.465 | [13 empty] | 473.4383 | [15 empty] | 1.6131 | [21 empty] | 42.7333 | [17 empty] | 2.4558 | [15 empty] | 636850 |  |  |  |  | 2025 | Xinghai Lang et al., Polymetallic veins—a possible bridge between porphyry and intermediate-sulfidation deposits, Geological Society of America Bulletin, v. 136, doi:10.1130/B38406.1 |  | CHN | Tibet
| No. 1 porphyry Cu-Au deposit (Xietongmen deposit), Xiongcun ore district | No. 1 deposit, Xiongcun ore district | Magmatic hydrothermal | Porphyry | Cu-Au porphyry | Cu, Au | Zn, Ag, Pb | Cu, Au, Zn, Ag, Pb | Lang et al., 2014; Tang et al., 2015; Wang et al., 2017 |  | 5027-337-02-1 | 5027-337-02-1 | underground mine |  |  |  |  | ore material | drill core | drill core | mineral separate | [5 empty] | mineralisation |  |  |  | pyrite, sphalerite, pyrrhotite, chalcopyrite, galena, quartz | Stage A: pyrite + sericite; Stage B: sphalerite + pyrrhotite + chalcopyrite + galena + quartz; Stage C: actinolite + epidote + chlorite + magnetite + quartz | polymetallic veins crosscutting porphyry-stage veins and alteration zones | Z1 |  |  |  | actinolite, epidote, chlorite, magnetite, sericite, calcite, acanthite-argentite, pyrargyrite, hessite, electrum | carbon-coated thin sections; polished sections | SEM-EDS, EMPA, LA-ICPMS, SIMS | JEOL IT300HR scanning electron microscope equipped with secondary electron, backscattered electron (BSE), and energy dispersive X-ray spectrometry (EDS) detectors; TESCAN MIRA3 field-emission scanning electron microprobe (FE-SEM) equipped with a panchromatic cathodoluminescence (CL) detector; TESCAN Integrated Mineral Analyzer (TIMA) system with a Mira-3 scanning electron microscope with four EDS (EDAX Element 30) detectors; JEOL JXA-8230 electron microprobe | Wuhan Sample Solution Analytical Technology Co., Ltd., Wuhan, China; Tuoyan Analytical Technology Co., Ltd., Guangzhou, China; Nanjing Hongchuang Geological Exploration Technology Service Co., Ltd., Nanjing, China | SEM: accelerating voltage of 15–20 kV, emission current of ~80 μA, takeoff angle ~35°, 4 μm to 5 μm beam diameter, working distance of ~10 mm; SEM-CL: acceleration voltage of 10 kV, beam current of 15 nA; TIMA: accelerating voltage of 25 kV, probe current of 9 nA, working distance of 15 mm, pixel spacing 3 μm, dot spacing 9 μm; EPMA: beam current not fully stated in excerpt |  | 84.7731 | [13 empty] | 1.1536 | [5 empty] | 4181.0144 | [9 empty] | 0.1236 |  | 10900.9676 | [11 empty] | 7.4459 |  |  |  | 1.1456 |  |  |  | 3.0387 |  |  |  | 17.4707 | [13 empty] | 697.2964 | [15 empty] | 57.375 |  | 0.29367 | [15 empty] | 2.7404 |  |  |  | 94.8937 | [5 empty] | 11.3775 | [11 empty] | 2.5881 |  | 0.16754 | [13 empty] | 599230 |  |  |  |  | 2025 | Xinghai Lang et al., Polymetallic veins—a possible bridge between porphyry and intermediate-sulfidation deposits, Geological Society of America Bulletin, v. 136, doi:10.1130/B38406.1 |  | CHN | Tibet
| No. 1 porphyry Cu-Au deposit (Xietongmen deposit), Xiongcun ore district | No. 1 deposit, Xiongcun ore district | Magmatic hydrothermal | Porphyry | Cu-Au porphyry | Cu, Au | Zn, Ag, Pb | Cu, Au, Zn, Ag, Pb | Lang et al., 2014; Tang et al., 2015; Wang et al., 2017 |  | 5027-337-04-1 | 5027-337-04-1 | underground mine |  |  |  |  | ore material | drill core | drill core | mineral separate | [5 empty] | mineralisation |  |  |  | pyrite, sphalerite, pyrrhotite, chalcopyrite, galena, quartz | Stage A: pyrite + sericite; Stage B: sphalerite + pyrrhotite + chalcopyrite + galena + quartz; Stage C: actinolite + epidote + chlorite + magnetite + quartz | polymetallic veins crosscutting porphyry-stage veins and alteration zones | Z1 |  |  |  | actinolite, epidote, chlorite, magnetite, sericite, calcite, acanthite-argentite, pyrargyrite, hessite, electrum | carbon-coated thin sections; polished sections | SEM-EDS, EMPA, LA-ICPMS, SIMS | JEOL IT300HR scanning electron microscope equipped with secondary electron, backscattered electron (BSE), and energy dispersive X-ray spectrometry (EDS) detectors; TESCAN MIRA3 field-emission scanning electron microprobe (FE-SEM) equipped with a panchromatic cathodoluminescence (CL) detector; TESCAN Integrated Mineral Analyzer (TIMA) system with a Mira-3 scanning electron microscope with four EDS (EDAX Element 30) detectors; JEOL JXA-8230 electron microprobe | Wuhan Sample Solution Analytical Technology Co., Ltd., Wuhan, China; Tuoyan Analytical Technology Co., Ltd., Guangzhou, China; Nanjing Hongchuang Geological Exploration Technology Service Co., Ltd., Nanjing, China | SEM: accelerating voltage of 15–20 kV, emission current of ~80 μA, takeoff angle ~35°, 4 μm to 5 μm beam diameter, working distance of ~10 mm; SEM-CL: acceleration voltage of 10 kV, beam current of 15 nA; TIMA: accelerating voltage of 25 kV, probe current of 9 nA, working distance of 15 mm, pixel spacing 3 μm, dot spacing 9 μm; EPMA: beam current not fully stated in excerpt |  | 47.2506 | [13 empty] | 0.41922 | [5 empty] | 4775.5995 | [11 empty] | 31860.3111 | [11 empty] | 6.6796 |  |  |  | 1.6883 |  |  |  | 2.9419 |  |  |  | 11.9674 | [13 empty] | 1022.1717 | [15 empty] | 17.3671 |  | 1.3399 | [15 empty] | 0.78803 |  |  |  | 109.8055 | [5 empty] | 5.2326 | [11 empty] | 2.5904 |  | 0.017589 | [13 empty] | 586290 |  |  |  |  | 2025 | Xinghai Lang et al., Polymetallic veins—a possible bridge between porphyry and intermediate-sulfidation deposits, Geological Society of America Bulletin, v. 136, doi:10.1130/B38406.1 |  | CHN | Tibet
| No. 1 porphyry Cu-Au deposit (Xietongmen deposit), Xiongcun ore district | No. 1 deposit, Xiongcun ore district | Magmatic hydrothermal | Porphyry | Cu-Au porphyry | Cu, Au | Zn, Ag, Pb | Cu, Au, Zn, Ag, Pb | Lang et al., 2014; Tang et al., 2015; Wang et al., 2017 |  | 5027-337-09-1 | 5027-337-09-1 | underground mine |  |  |  |  | ore material | drill core | drill core | mineral separate | [5 empty] | mineralisation |  |  |  | pyrite, sphalerite, pyrrhotite, chalcopyrite, galena, quartz | Stage A: pyrite + sericite; Stage B: sphalerite + pyrrhotite + chalcopyrite + galena + quartz; Stage C: actinolite + epidote + chlorite + magnetite + quartz | polymetallic veins crosscutting porphyry-stage veins and alteration zones | Z1 |  |  |  | actinolite, epidote, chlorite, magnetite, sericite, calcite, acanthite-argentite, pyrargyrite, hessite, electrum | carbon-coated thin sections; polished sections | SEM-EDS, EMPA, LA-ICPMS, SIMS | JEOL IT300HR scanning electron microscope equipped with secondary electron, backscattered electron (BSE), and energy dispersive X-ray spectrometry (EDS) detectors; TESCAN MIRA3 field-emission scanning electron microprobe (FE-SEM) equipped with a panchromatic cathodoluminescence (CL) detector; TESCAN Integrated Mineral Analyzer (TIMA) system with a Mira-3 scanning electron microscope with four EDS (EDAX Element 30) detectors; JEOL JXA-8230 electron microprobe | Wuhan Sample Solution Analytical Technology Co., Ltd., Wuhan, China; Tuoyan Analytical Technology Co., Ltd., Guangzhou, China; Nanjing Hongchuang Geological Exploration Technology Service Co., Ltd., Nanjing, China | SEM: accelerating voltage of 15–20 kV, emission current of ~80 μA, takeoff angle ~35°, 4 μm to 5 μm beam diameter, working distance of ~10 mm; SEM-CL: acceleration voltage of 10 kV, beam current of 15 nA; TIMA: accelerating voltage of 25 kV, probe current of 9 nA, working distance of 15 mm, pixel spacing 3 μm, dot spacing 9 μm; EPMA: beam current not fully stated in excerpt |  | 45.2844 | [13 empty] | 0.3987 | [5 empty] | 4838.1067 | [11 empty] | 30677.7236 | [11 empty] | 9.4597 |  |  |  | 1.326 |  |  |  | 2.9669 |  |  |  | 9.1926 | [13 empty] | 1584.6856 | [15 empty] | 14.8844 |  | 1.2253 | [15 empty] | 0.87512 |  |  |  | 86.3982 | [5 empty] | 5.3491 | [11 empty] | 3.4777 |  | 0.018082 | [13 empty] | 577750 |  |  |  |  | 2025 | Xinghai Lang et al., Polymetallic veins—a possible bridge between porphyry and intermediate-sulfidation deposits, Geological Society of America Bulletin, v. 136, doi:10.1130/B38406.1 |  | CHN | Tibet
| No. 1 porphyry Cu-Au deposit (Xietongmen deposit), Xiongcun ore district | No. 1 deposit, Xiongcun ore district | Magmatic hydrothermal | Porphyry | Cu-Au porphyry | Cu, Au | Zn, Ag, Pb | Cu, Au, Zn, Ag, Pb | Lang et al., 2014; Tang et al., 2015; Wang et al., 2017 |  | 5027-337-11-1 | 5027-337-11-1 | underground mine |  |  |  |  | ore material | drill core | drill core | mineral separate | [5 empty] | mineralisation |  |  |  | pyrite, sphalerite, pyrrhotite, chalcopyrite, galena, quartz | Stage A: pyrite + sericite; Stage B: sphalerite + pyrrhotite + chalcopyrite + galena + quartz; Stage C: actinolite + epidote + chlorite + magnetite + quartz | polymetallic veins crosscutting porphyry-stage veins and alteration zones | Z1 |  |  |  | actinolite, epidote, chlorite, magnetite, sericite, calcite, acanthite-argentite, pyrargyrite, hessite, electrum | carbon-coated thin sections; polished sections | SEM-EDS, EMPA, LA-ICPMS, SIMS | JEOL IT300HR scanning electron microscope equipped with secondary electron, backscattered electron (BSE), and energy dispersive X-ray spectrometry (EDS) detectors; TESCAN MIRA3 field-emission scanning electron microprobe (FE-SEM) equipped with a panchromatic cathodoluminescence (CL) detector; TESCAN Integrated Mineral Analyzer (TIMA) system with a Mira-3 scanning electron microscope with four EDS (EDAX Element 30) detectors; JEOL JXA-8230 electron microprobe | Wuhan Sample Solution Analytical Technology Co., Ltd., Wuhan, China; Tuoyan Analytical Technology Co., Ltd., Guangzhou, China; Nanjing Hongchuang Geological Exploration Technology Service Co., Ltd., Nanjing, China | SEM: accelerating voltage of 15–20 kV, emission current of ~80 μA, takeoff angle ~35°, 4 μm to 5 μm beam diameter, working distance of ~10 mm; SEM-CL: acceleration voltage of 10 kV, beam current of 15 nA; TIMA: accelerating voltage of 25 kV, probe current of 9 nA, working distance of 15 mm, pixel spacing 3 μm, dot spacing 9 μm; EPMA: beam current not fully stated in excerpt |  | 47.3446 | [13 empty] | 0.43273 | [5 empty] | 4818.2395 | [11 empty] | 25445.3058 | [11 empty] | 7.3097 |  |  |  | 0.88435 |  |  |  | 2.7414 |  |  |  | 10.3502 | [13 empty] | 1761.1864 | [15 empty] | 17.1816 |  | 0.63693 | [15 empty] | 0.67915 |  |  |  | 84.6921 | [5 empty] | 6.4856 | [11 empty] | 3.6105 |  | 0.014869 | [13 empty] | 580940 |  |  |  |  | 2025 | Xinghai Lang et al., Polymetallic veins—a possible bridge between porphyry and intermediate-sulfidation deposits, Geological Society of America Bulletin, v. 136, doi:10.1130/B38406.1 |  | CHN | Tibet
| No. 1 porphyry Cu-Au deposit (Xietongmen deposit), Xiongcun ore district | No. 1 deposit, Xiongcun ore district | Magmatic hydrothermal | Porphyry | Cu-Au porphyry | Cu, Au | Zn, Ag, Pb | Cu, Au, Zn, Ag, Pb | Lang et al., 2014; Tang et al., 2015; Wang et al., 2017 |  | 5027-337-16-1 | 5027-337-16-1 | underground mine |  |  |  |  | ore material | drill core | drill core | mineral separate | [5 empty] | mineralisation |  |  |  | pyrite, sphalerite, pyrrhotite, chalcopyrite, galena, quartz | Stage A: pyrite + sericite; Stage B: sphalerite + pyrrhotite + chalcopyrite + galena + quartz; Stage C: actinolite + epidote + chlorite + magnetite + quartz | polymetallic veins crosscutting porphyry-stage veins and alteration zones | Z1 |  |  |  | actinolite, epidote, chlorite, magnetite, sericite, calcite, acanthite-argentite, pyrargyrite, hessite, electrum | carbon-coated thin sections; polished sections | SEM-EDS, EMPA, LA-ICPMS, SIMS | JEOL IT300HR scanning electron microscope equipped with secondary electron, backscattered electron (BSE), and energy dispersive X-ray spectrometry (EDS) detectors; TESCAN MIRA3 field-emission scanning electron microprobe (FE-SEM) equipped with a panchromatic cathodoluminescence (CL) detector; TESCAN Integrated Mineral Analyzer (TIMA) system with a Mira-3 scanning electron microscope with four EDS (EDAX Element 30) detectors; JEOL JXA-8230 electron microprobe | Wuhan Sample Solution Analytical Technology Co., Ltd., Wuhan, China; Tuoyan Analytical Technology Co., Ltd., Guangzhou, China; Nanjing Hongchuang Geological Exploration Technology Service Co., Ltd., Nanjing, China | SEM: accelerating voltage of 15–20 kV, emission current of ~80 μA, takeoff angle ~35°, 4 μm to 5 μm beam diameter, working distance of ~10 mm; SEM-CL: acceleration voltage of 10 kV, beam current of 15 nA; TIMA: accelerating voltage of 25 kV, probe current of 9 nA, working distance of 15 mm, pixel spacing 3 μm, dot spacing 9 μm; EPMA: beam current not fully stated in excerpt |  | 62.5417 | [13 empty] | 1.455 | [5 empty] | 5057.2816 | [11 empty] | 32154.9255 | [11 empty] | 8.8726 |  |  |  | 1.0508 |  |  |  | 2.6872 |  |  |  | 10.6291 | [13 empty] | 811.2733 | [15 empty] | 23.6947 |  | 1.0413 | [15 empty] | 1.0176 |  |  |  | 105.2902 | [5 empty] | 3.1056 | [11 empty] | 2.7207 |  | 0.026003 | [13 empty] | 567840 |  |  |  |  | 2025 | Xinghai Lang et al., Polymetallic veins—a possible bridge between porphyry and intermediate-sulfidation deposits, Geological Society of America Bulletin, v. 136, doi:10.1130/B38406.1 |  | CHN | Tibet
| No. 1 porphyry Cu-Au deposit (Xietongmen deposit), Xiongcun ore district | No. 1 deposit, Xiongcun ore district | Magmatic hydrothermal | Porphyry | Cu-Au porphyry | Cu, Au | Zn, Ag, Pb | Cu, Au, Zn, Ag, Pb | Lang et al., 2014; Tang et al., 2015; Wang et al., 2017 |  | 5018-58.3-02-1 | 5018-58.3-02-1 | underground mine |  |  |  |  | ore material | drill core | drill core | mineral separate | [5 empty] | mineralisation |  |  |  | pyrite, sphalerite, pyrrhotite, chalcopyrite, galena, quartz | Stage A: pyrite + sericite; Stage B: sphalerite + pyrrhotite + chalcopyrite + galena + quartz; Stage C: actinolite + epidote + chlorite + magnetite + quartz | polymetallic veins crosscutting porphyry-stage veins and alteration zones | Z1 |  |  |  | actinolite, epidote, chlorite, magnetite, sericite, calcite, acanthite-argentite, pyrargyrite, hessite, electrum | carbon-coated thin sections; polished sections | SEM-EDS, EMPA, LA-ICPMS, SIMS | JEOL IT300HR scanning electron microscope equipped with secondary electron, backscattered electron (BSE), and energy dispersive X-ray spectrometry (EDS) detectors; TESCAN MIRA3 field-emission scanning electron microprobe (FE-SEM) equipped with a panchromatic cathodoluminescence (CL) detector; TESCAN Integrated Mineral Analyzer (TIMA) system with a Mira-3 scanning electron microscope with four EDS (EDAX Element 30) detectors; JEOL JXA-8230 electron microprobe | Wuhan Sample Solution Analytical Technology Co., Ltd., Wuhan, China; Tuoyan Analytical Technology Co., Ltd., Guangzhou, China; Nanjing Hongchuang Geological Exploration Technology Service Co., Ltd., Nanjing, China | SEM: accelerating voltage of 15–20 kV, emission current of ~80 μA, takeoff angle ~35°, 4 μm to 5 μm beam diameter, working distance of ~10 mm; SEM-CL: acceleration voltage of 10 kV, beam current of 15 nA; TIMA: accelerating voltage of 25 kV, probe current of 9 nA, working distance of 15 mm, pixel spacing 3 μm, dot spacing 9 μm; EPMA: beam current not fully stated in excerpt |  | 9.727 | [13 empty] | 0.13134 | [5 empty] | 4445.6352 | [11 empty] | 856.1687 | [11 empty] | 5.8884 |  |  |  | 0.55638 |  |  |  | 6.5522 |  |  |  | 3.6837 | [13 empty] | 4011.9558 | [15 empty] | 16.0022 | [17 empty] | 0.45864 |  |  |  | 73.9461 | [5 empty] | 0.54534 | [11 empty] | 3.7067 | [15 empty] | 604030 |  |  |  |  | 2025 | Xinghai Lang et al., Polymetallic veins—a possible bridge between porphyry and intermediate-sulfidation deposits, Geological Society of America Bulletin, v. 136, doi:10.1130/B38406.1 |  | CHN | Tibet
| No. 1 porphyry Cu-Au deposit (Xietongmen deposit), Xiongcun ore district | No. 1 deposit, Xiongcun ore district | Magmatic hydrothermal | Porphyry | Cu-Au porphyry | Cu, Au | Zn, Ag, Pb | Cu, Au, Zn, Ag, Pb | Lang et al., 2014; Tang et al., 2015; Wang et al., 2017 |  | 5018-58.3-03-1 | 5018-58.3-03-1 | underground mine |  |  |  |  | ore material | drill core | drill core | mineral separate | [5 empty] | mineralisation |  |  |  | pyrite, sphalerite, pyrrhotite, chalcopyrite, galena, quartz | Stage A: pyrite + sericite; Stage B: sphalerite + pyrrhotite + chalcopyrite + galena + quartz; Stage C: actinolite + epidote + chlorite + magnetite + quartz | polymetallic veins crosscutting porphyry-stage veins and alteration zones | Z1 |  |  |  | actinolite, epidote, chlorite, magnetite, sericite, calcite, acanthite-argentite, pyrargyrite, hessite, electrum | carbon-coated thin sections; polished sections | SEM-EDS, EMPA, LA-ICPMS, SIMS | JEOL IT300HR scanning electron microscope equipped with secondary electron, backscattered electron (BSE), and energy dispersive X-ray spectrometry (EDS) detectors; TESCAN MIRA3 field-emission scanning electron microprobe (FE-SEM) equipped with a panchromatic cathodoluminescence (CL) detector; TESCAN Integrated Mineral Analyzer (TIMA) system with a Mira-3 scanning electron microscope with four EDS (EDAX Element 30) detectors; JEOL JXA-8230 electron microprobe | Wuhan Sample Solution Analytical Technology Co., Ltd., Wuhan, China; Tuoyan Analytical Technology Co., Ltd., Guangzhou, China; Nanjing Hongchuang Geological Exploration Technology Service Co., Ltd., Nanjing, China | SEM: accelerating voltage of 15–20 kV, emission current of ~80 μA, takeoff angle ~35°, 4 μm to 5 μm beam diameter, working distance of ~10 mm; SEM-CL: acceleration voltage of 10 kV, beam current of 15 nA; TIMA: accelerating voltage of 25 kV, probe current of 9 nA, working distance of 15 mm, pixel spacing 3 μm, dot spacing 9 μm; EPMA: beam current not fully stated in excerpt |  | 4.1698 | [13 empty] | 0.034174 | [5 empty] | 4697.1629 | [11 empty] | 319.492 | [11 empty] | 3.0758 |  |  |  | 0.89406 |  |  |  | 8.2398 |  |  |  | 3.6072 | [13 empty] | 3070.9753 | [15 empty] | 4.3393 | [19 empty] | 0.50584 |  | 65.5316 | [5 empty] | 1.1339 | [11 empty] | 2.938 | [15 empty] | 608240 |  |  |  |  | 2025 | Xinghai Lang et al., Polymetallic veins—a possible bridge between porphyry and intermediate-sulfidation deposits, Geological Society of America Bulletin, v. 136, doi:10.1130/B38406.1 |  | CHN | Tibet
| No. 1 porphyry Cu-Au deposit (Xietongmen deposit), Xiongcun ore district | No. 1 deposit, Xiongcun ore district | Magmatic hydrothermal | Porphyry | Cu-Au porphyry | Cu, Au | Zn, Ag, Pb | Cu, Au, Zn, Ag, Pb | Lang et al., 2014; Tang et al., 2015; Wang et al., 2017 |  | 5018-58.3-05-1 | 5018-58.3-05-1 | underground mine |  |  |  |  | ore material | drill core | drill core | mineral separate | [5 empty] | mineralisation |  |  |  | pyrite, sphalerite, pyrrhotite, chalcopyrite, galena, quartz | Stage A: pyrite + sericite; Stage B: sphalerite + pyrrhotite + chalcopyrite + galena + quartz; Stage C: actinolite + epidote + chlorite + magnetite + quartz | polymetallic veins crosscutting porphyry-stage veins and alteration zones | Z1 |  |  |  | actinolite, epidote, chlorite, magnetite, sericite, calcite, acanthite-argentite, pyrargyrite, hessite, electrum | carbon-coated thin sections; polished sections | SEM-EDS, EMPA, LA-ICPMS, SIMS | JEOL IT300HR scanning electron microscope equipped with secondary electron, backscattered electron (BSE), and energy dispersive X-ray spectrometry (EDS) detectors; TESCAN MIRA3 field-emission scanning electron microprobe (FE-SEM) equipped with a panchromatic cathodoluminescence (CL) detector; TESCAN Integrated Mineral Analyzer (TIMA) system with a Mira-3 scanning electron microscope with four EDS (EDAX Element 30) detectors; JEOL JXA-8230 electron microprobe | Wuhan Sample Solution Analytical Technology Co., Ltd., Wuhan, China; Tuoyan Analytical Technology Co., Ltd., Guangzhou, China; Nanjing Hongchuang Geological Exploration Technology Service Co., Ltd., Nanjing, China | SEM: accelerating voltage of 15–20 kV, emission current of ~80 μA, takeoff angle ~35°, 4 μm to 5 μm beam diameter, working distance of ~10 mm; SEM-CL: acceleration voltage of 10 kV, beam current of 15 nA; TIMA: accelerating voltage of 25 kV, probe current of 9 nA, working distance of 15 mm, pixel spacing 3 μm, dot spacing 9 μm; EPMA: beam current not fully stated in excerpt |  | 6.5747 | [13 empty] | 0.052591 | [5 empty] | 4377.4449 | [9 empty] | 0.17161 |  | 56.0443 | [11 empty] | 7.3009 |  |  |  | 0.68746 |  |  |  | 7.3297 |  |  |  | 3.7653 | [13 empty] | 3686.4675 | [15 empty] | 4.63 | [19 empty] | 1.7515 |  | 69.4616 | [5 empty] | 0.99317 | [11 empty] | 93.3186 |  | 0.049461 | [5 empty] | 3.1746 |  | 0.1956 | [5 empty] | 612000 |  |  |  |  | 2025 | Xinghai Lang et al., Polymetallic veins—a possible bridge between porphyry and intermediate-sulfidation deposits, Geological Society of America Bulletin, v. 136, doi:10.1130/B38406.1 |  | CHN | Tibet
| No. 1 porphyry Cu-Au deposit (Xietongmen deposit), Xiongcun ore district | No. 1 deposit, Xiongcun ore district | Magmatic hydrothermal | Porphyry | Cu-Au porphyry | Cu, Au | Zn, Ag, Pb | Cu, Au, Zn, Ag, Pb | Lang et al., 2014; Tang et al., 2015; Wang et al., 2017 |  | 5018-58.3-07-1 | 5018-58.3-07-1 | underground mine |  |  |  |  | ore material | drill core | drill core | mineral separate | [5 empty] | mineralisation |  |  |  | pyrite, sphalerite, pyrrhotite, chalcopyrite, galena, quartz | Stage A: pyrite + sericite; Stage B: sphalerite + pyrrhotite + chalcopyrite + galena + quartz; Stage C: actinolite + epidote + chlorite + magnetite + quartz | polymetallic veins crosscutting porphyry-stage veins and alteration zones | Z1 |  |  |  | actinolite, epidote, chlorite, magnetite, sericite, calcite, acanthite-argentite, pyrargyrite, hessite, electrum | carbon-coated thin sections; polished sections | SEM-EDS, EMPA, LA-ICPMS, SIMS | JEOL IT300HR scanning electron microscope equipped with secondary electron, backscattered electron (BSE), and energy dispersive X-ray spectrometry (EDS) detectors; TESCAN MIRA3 field-emission scanning electron microprobe (FE-SEM) equipped with a panchromatic cathodoluminescence (CL) detector; TESCAN Integrated Mineral Analyzer (TIMA) system with a Mira-3 scanning electron microscope with four EDS (EDAX Element 30) detectors; JEOL JXA-8230 electron microprobe | Wuhan Sample Solution Analytical Technology Co., Ltd., Wuhan, China; Tuoyan Analytical Technology Co., Ltd., Guangzhou, China; Nanjing Hongchuang Geological Exploration Technology Service Co., Ltd., Nanjing, China | SEM: accelerating voltage of 15–20 kV, emission current of ~80 μA, takeoff angle ~35°, 4 μm to 5 μm beam diameter, working distance of ~10 mm; SEM-CL: acceleration voltage of 10 kV, beam current of 15 nA; TIMA: accelerating voltage of 25 kV, probe current of 9 nA, working distance of 15 mm, pixel spacing 3 μm, dot spacing 9 μm; EPMA: beam current not fully stated in excerpt |  | 9.3002 | [13 empty] | 0.078709 | [5 empty] | 4707.1693 | [11 empty] | 320.5344 | [11 empty] | 7.1762 |  |  |  | 0.71783 |  |  |  | 7.4634 |  |  |  | 3.8659 | [13 empty] | 3571.7234 | [15 empty] | 8.4647 | [17 empty] | 0.57183 |  | 0.60442 |  | 69.8664 | [5 empty] | 0.41837 | [11 empty] | 2.5086 | [15 empty] | 613380 |  |  |  |  | 2025 | Xinghai Lang et al., Polymetallic veins—a possible bridge between porphyry and intermediate-sulfidation deposits, Geological Society of America Bulletin, v. 136, doi:10.1130/B38406.1 |  | CHN | Tibet
| No. 1 porphyry Cu-Au deposit (Xietongmen deposit), Xiongcun ore district | No. 1 deposit, Xiongcun ore district | Magmatic hydrothermal | Porphyry | Cu-Au porphyry | Cu, Au | Zn, Ag, Pb | Cu, Au, Zn, Ag, Pb | Lang et al., 2014; Tang et al., 2015; Wang et al., 2017 |  | 5018-58.3-11-1 | 5018-58.3-11-1 | underground mine |  |  |  |  | ore material | drill core | drill core | mineral separate | [5 empty] | mineralisation |  |  |  | pyrite, sphalerite, pyrrhotite, chalcopyrite, galena, quartz | Stage A: pyrite + sericite; Stage B: sphalerite + pyrrhotite + chalcopyrite + galena + quartz; Stage C: actinolite + epidote + chlorite + magnetite + quartz | polymetallic veins crosscutting porphyry-stage veins and alteration zones | Z1 |  |  |  | actinolite, epidote, chlorite, magnetite, sericite, calcite, acanthite-argentite, pyrargyrite, hessite, electrum | carbon-coated thin sections; polished sections | SEM-EDS, EMPA, LA-ICPMS, SIMS | JEOL IT300HR scanning electron microscope equipped with secondary electron, backscattered electron (BSE), and energy dispersive X-ray spectrometry (EDS) detectors; TESCAN MIRA3 field-emission scanning electron microprobe (FE-SEM) equipped with a panchromatic cathodoluminescence (CL) detector; TESCAN Integrated Mineral Analyzer (TIMA) system with a Mira-3 scanning electron microscope with four EDS (EDAX Element 30) detectors; JEOL JXA-8230 electron microprobe | Wuhan Sample Solution Analytical Technology Co., Ltd., Wuhan, China; Tuoyan Analytical Technology Co., Ltd., Guangzhou, China; Nanjing Hongchuang Geological Exploration Technology Service Co., Ltd., Nanjing, China | SEM: accelerating voltage of 15–20 kV, emission current of ~80 μA, takeoff angle ~35°, 4 μm to 5 μm beam diameter, working distance of ~10 mm; SEM-CL: acceleration voltage of 10 kV, beam current of 15 nA; TIMA: accelerating voltage of 25 kV, probe current of 9 nA, working distance of 15 mm, pixel spacing 3 μm, dot spacing 9 μm; EPMA: beam current not fully stated in excerpt |  | 7.9901 | [13 empty] | 0.091985 | [5 empty] | 5103.4893 | [11 empty] | 46.7751 | [11 empty] | 3.4279 |  |  |  | 0.6099 |  |  |  | 9.1348 |  |  |  | 3.8894 | [13 empty] | 3952.7331 | [15 empty] | 10.7554 | [21 empty] | 73.6791 | [5 empty] | 0.89164 | [11 empty] | 2.3009 | [15 empty] | 618410 |  |  |  |  | 2025 | Xinghai Lang et al., Polymetallic veins—a possible bridge between porphyry and intermediate-sulfidation deposits, Geological Society of America Bulletin, v. 136, doi:10.1130/B38406.1 |  | CHN | Tibet
| No. 1 porphyry Cu-Au deposit (Xietongmen deposit), Xiongcun ore district | No. 1 deposit, Xiongcun ore district | Magmatic hydrothermal | Porphyry | Cu-Au porphyry | Cu, Au | Zn, Ag, Pb | Cu, Au, Zn, Ag, Pb | Lang et al., 2014; Tang et al., 2015; Wang et al., 2017 |  | 5056-170.4-03-1 | 5056-170.4-03-1 | underground mine |  |  |  |  | ore material | drill core | drill core | mineral separate | [5 empty] | mineralisation |  |  |  | pyrite, sphalerite, pyrrhotite, chalcopyrite, galena, quartz | Stage A: pyrite + sericite; Stage B: sphalerite + pyrrhotite + chalcopyrite + galena + quartz; Stage C: actinolite + epidote + chlorite + magnetite + quartz | polymetallic veins crosscutting porphyry-stage veins and alteration zones | Z2 |  |  |  | actinolite, epidote, chlorite, magnetite, sericite, calcite, acanthite-argentite, pyrargyrite, hessite, electrum | carbon-coated thin sections; polished sections | SEM-EDS, EMPA, LA-ICPMS, SIMS | JEOL IT300HR scanning electron microscope equipped with secondary electron, backscattered electron (BSE), and energy dispersive X-ray spectrometry (EDS) detectors; TESCAN MIRA3 field-emission scanning electron microprobe (FE-SEM) equipped with a panchromatic cathodoluminescence (CL) detector; TESCAN Integrated Mineral Analyzer (TIMA) system with a Mira-3 scanning electron microscope with four EDS (EDAX Element 30) detectors; JEOL JXA-8230 electron microprobe | Wuhan Sample Solution Analytical Technology Co., Ltd., Wuhan, China; Tuoyan Analytical Technology Co., Ltd., Guangzhou, China; Nanjing Hongchuang Geological Exploration Technology Service Co., Ltd., Nanjing, China | SEM: accelerating voltage of 15–20 kV, emission current of ~80 μA, takeoff angle ~35°, 4 μm to 5 μm beam diameter, working distance of ~10 mm; SEM-CL: acceleration voltage of 10 kV, beam current of 15 nA; TIMA: accelerating voltage of 25 kV, probe current of 9 nA, working distance of 15 mm, pixel spacing 3 μm, dot spacing 9 μm; EPMA: beam current not fully stated in excerpt |  | 17.8654 | [13 empty] | 0.15661 | [5 empty] | 4042.0017 | [9 empty] | 0.006279 |  | 116.9652 | [11 empty] | 3.4538 |  |  |  | 0.60575 |  |  |  | 5.9343 |  |  |  | 54.4945 | [13 empty] | 1185.684 |  | 135.627 | [13 empty] | 2.6041 | [21 empty] | 21.5429 | [5 empty] | 2.2736 | [11 empty] | 4.0716 |  | 0.01764 | [13 empty] | 636460 |  |  |  |  | 2025 | Xinghai Lang et al., Polymetallic veins—a possible bridge between porphyry and intermediate-sulfidation deposits, Geological Society of America Bulletin, v. 136, doi:10.1130/B38406.1 |  | CHN | Tibet
| No. 1 porphyry Cu-Au deposit (Xietongmen deposit), Xiongcun ore district | No. 1 deposit, Xiongcun ore district | Magmatic hydrothermal | Porphyry | Cu-Au porphyry | Cu, Au | Zn, Ag, Pb | Cu, Au, Zn, Ag, Pb | Lang et al., 2014; Tang et al., 2015; Wang et al., 2017 |  | 5056-170.4-05-1 | 5056-170.4-05-1 | underground mine |  |  |  |  | ore material | drill core | drill core | mineral separate | [5 empty] | mineralisation |  |  |  | pyrite, sphalerite, pyrrhotite, chalcopyrite, galena, quartz | Stage A: pyrite + sericite; Stage B: sphalerite + pyrrhotite + chalcopyrite + galena + quartz; Stage C: actinolite + epidote + chlorite + magnetite + quartz | polymetallic veins crosscutting porphyry-stage veins and alteration zones | Z2 |  |  |  | actinolite, epidote, chlorite, magnetite, sericite, calcite, acanthite-argentite, pyrargyrite, hessite, electrum | carbon-coated thin sections; polished sections | SEM-EDS, EMPA, LA-ICPMS, SIMS | JEOL IT300HR scanning electron microscope equipped with secondary electron, backscattered electron (BSE), and energy dispersive X-ray spectrometry (EDS) detectors; TESCAN MIRA3 field-emission scanning electron microprobe (FE-SEM) equipped with a panchromatic cathodoluminescence (CL) detector; TESCAN Integrated Mineral Analyzer (TIMA) system with a Mira-3 scanning electron microscope with four EDS (EDAX Element 30) detectors; JEOL JXA-8230 electron microprobe | Wuhan Sample Solution Analytical Technology Co., Ltd., Wuhan, China; Tuoyan Analytical Technology Co., Ltd., Guangzhou, China; Nanjing Hongchuang Geological Exploration Technology Service Co., Ltd., Nanjing, China | SEM: accelerating voltage of 15–20 kV, emission current of ~80 μA, takeoff angle ~35°, 4 μm to 5 μm beam diameter, working distance of ~10 mm; SEM-CL: acceleration voltage of 10 kV, beam current of 15 nA; TIMA: accelerating voltage of 25 kV, probe current of 9 nA, working distance of 15 mm, pixel spacing 3 μm, dot spacing 9 μm; EPMA: beam current not fully stated in excerpt |  | 11.171 | [13 empty] | 0.011284 | [5 empty] | 4005.9459 | [11 empty] | 114.9965 | [11 empty] | 4.1521 | [7 empty] | 5.7568 |  |  |  | 46.9465 | [13 empty] | 1422.7888 | [15 empty] | 0.20637 | [21 empty] | 20.2792 | [5 empty] | 0.73247 | [11 empty] | 1.9491 | [15 empty] | 638660 |  |  |  |  | 2025 | Xinghai Lang et al., Polymetallic veins—a possible bridge between porphyry and intermediate-sulfidation deposits, Geological Society of America Bulletin, v. 136, doi:10.1130/B38406.1 |  | CHN | Tibet
| No. 1 porphyry Cu-Au deposit (Xietongmen deposit), Xiongcun ore district | No. 1 deposit, Xiongcun ore district | Magmatic hydrothermal | Porphyry | Cu-Au porphyry | Cu, Au | Zn, Ag, Pb | Cu, Au, Zn, Ag, Pb | Lang et al., 2014; Tang et al., 2015; Wang et al., 2017 |  | 5056-170.4-07-1 | 5056-170.4-07-1 | underground mine |  |  |  |  | ore material | drill core | drill core | mineral separate | [5 empty] | mineralisation |  |  |  | pyrite, sphalerite, pyrrhotite, chalcopyrite, galena, quartz | Stage A: pyrite + sericite; Stage B: sphalerite + pyrrhotite + chalcopyrite + galena + quartz; Stage C: actinolite + epidote + chlorite + magnetite + quartz | polymetallic veins crosscutting porphyry-stage veins and alteration zones | Z2 |  |  |  | actinolite, epidote, chlorite, magnetite, sericite, calcite, acanthite-argentite, pyrargyrite, hessite, electrum | carbon-coated thin sections; polished sections | SEM-EDS, EMPA, LA-ICPMS, SIMS | JEOL IT300HR scanning electron microscope equipped with secondary electron, backscattered electron (BSE), and energy dispersive X-ray spectrometry (EDS) detectors; TESCAN MIRA3 field-emission scanning electron microprobe (FE-SEM) equipped with a panchromatic cathodoluminescence (CL) detector; TESCAN Integrated Mineral Analyzer (TIMA) system with a Mira-3 scanning electron microscope with four EDS (EDAX Element 30) detectors; JEOL JXA-8230 electron microprobe | Wuhan Sample Solution Analytical Technology Co., Ltd., Wuhan, China; Tuoyan Analytical Technology Co., Ltd., Guangzhou, China; Nanjing Hongchuang Geological Exploration Technology Service Co., Ltd., Nanjing, China | SEM: accelerating voltage of 15–20 kV, emission current of ~80 μA, takeoff angle ~35°, 4 μm to 5 μm beam diameter, working distance of ~10 mm; SEM-CL: acceleration voltage of 10 kV, beam current of 15 nA; TIMA: accelerating voltage of 25 kV, probe current of 9 nA, working distance of 15 mm, pixel spacing 3 μm, dot spacing 9 μm; EPMA: beam current not fully stated in excerpt |  | 11.3937 | [13 empty] | 0.031911 | [5 empty] | 3851.023 | [11 empty] | 124.2358 | [11 empty] | 3.8845 | [7 empty] | 5.586 |  |  |  | 44.9523 | [13 empty] | 1300.8651 | [15 empty] | 0.92763 | [21 empty] | 19.3814 | [17 empty] | 2.8027 | [15 empty] | 636130 |  |  |  |  | 2025 | Xinghai Lang et al., Polymetallic veins—a possible bridge between porphyry and intermediate-sulfidation deposits, Geological Society of America Bulletin, v. 136, doi:10.1130/B38406.1 |  | CHN | Tibet
| No. 1 porphyry Cu-Au deposit (Xietongmen deposit), Xiongcun ore district | No. 1 deposit, Xiongcun ore district | Magmatic hydrothermal | Porphyry | Cu-Au porphyry | Cu, Au | Zn, Ag, Pb | Cu, Au, Zn, Ag, Pb | Lang et al., 2014; Tang et al., 2015; Wang et al., 2017 |  | 5056-170.4-11-1 | 5056-170.4-11-1 | underground mine |  |  |  |  | ore material | drill core | drill core | mineral separate | [5 empty] | mineralisation |  |  |  | pyrite, sphalerite, pyrrhotite, chalcopyrite, galena, quartz | Stage A: pyrite + sericite; Stage B: sphalerite + pyrrhotite + chalcopyrite + galena + quartz; Stage C: actinolite + epidote + chlorite + magnetite + quartz | polymetallic veins crosscutting porphyry-stage veins and alteration zones | Z2 |  |  |  | actinolite, epidote, chlorite, magnetite, sericite, calcite, acanthite-argentite, pyrargyrite, hessite, electrum | carbon-coated thin sections; polished sections | SEM-EDS, EMPA, LA-ICPMS, SIMS | JEOL IT300HR scanning electron microscope equipped with secondary electron, backscattered electron (BSE), and energy dispersive X-ray spectrometry (EDS) detectors; TESCAN MIRA3 field-emission scanning electron microprobe (FE-SEM) equipped with a panchromatic cathodoluminescence (CL) detector; TESCAN Integrated Mineral Analyzer (TIMA) system with a Mira-3 scanning electron microscope with four EDS (EDAX Element 30) detectors; JEOL JXA-8230 electron microprobe | Wuhan Sample Solution Analytical Technology Co., Ltd., Wuhan, China; Tuoyan Analytical Technology Co., Ltd., Guangzhou, China; Nanjing Hongchuang Geological Exploration Technology Service Co., Ltd., Nanjing, China | SEM: accelerating voltage of 15–20 kV, emission current of ~80 μA, takeoff angle ~35°, 4 μm to 5 μm beam diameter, working distance of ~10 mm; SEM-CL: acceleration voltage of 10 kV, beam current of 15 nA; TIMA: accelerating voltage of 25 kV, probe current of 9 nA, working distance of 15 mm, pixel spacing 3 μm, dot spacing 9 μm; EPMA: beam current not fully stated in excerpt |  | 7.3533 | [13 empty] | 0.00505 | [5 empty] | 3977.6031 | [11 empty] | 70.3979 | [11 empty] | 3.952 | [7 empty] | 5.4682 |  |  |  | 44.3372 | [13 empty] | 1469.8553 | [15 empty] | 0.38512 | [21 empty] | 21.2342 | [17 empty] | 2.9658 | [15 empty] | 636490 |  |  |  |  | 2025 | Xinghai Lang et al., Polymetallic veins—a possible bridge between porphyry and intermediate-sulfidation deposits, Geological Society of America Bulletin, v. 136, doi:10.1130/B38406.1 |  | CHN | Tibet
| No. 1 porphyry Cu-Au deposit (Xietongmen deposit), Xiongcun ore district | No. 1 deposit, Xiongcun ore district | Magmatic hydrothermal | Porphyry | Cu-Au porphyry | Cu, Au | Zn, Ag, Pb | Cu, Au, Zn, Ag, Pb | Lang et al., 2014; Tang et al., 2015; Wang et al., 2017 |  | 5056-170.4-13-1 | 5056-170.4-13-1 | underground mine |  |  |  |  | ore material | drill core | drill core | mineral separate | [5 empty] | mineralisation |  |  |  | pyrite, sphalerite, pyrrhotite, chalcopyrite, galena, quartz | Stage A: pyrite + sericite; Stage B: sphalerite + pyrrhotite + chalcopyrite + galena + quartz; Stage C: actinolite + epidote + chlorite + magnetite + quartz | polymetallic veins crosscutting porphyry-stage veins and alteration zones | Z2 |  |  |  | actinolite, epidote, chlorite, magnetite, sericite, calcite, acanthite-argentite, pyrargyrite, hessite, electrum | carbon-coated thin sections; polished sections | SEM-EDS, EMPA, LA-ICPMS, SIMS | JEOL IT300HR scanning electron microscope equipped with secondary electron, backscattered electron (BSE), and energy dispersive X-ray spectrometry (EDS) detectors; TESCAN MIRA3 field-emission scanning electron microprobe (FE-SEM) equipped with a panchromatic cathodoluminescence (CL) detector; TESCAN Integrated Mineral Analyzer (TIMA) system with a Mira-3 scanning electron microscope with four EDS (EDAX Element 30) detectors; JEOL JXA-8230 electron microprobe | Wuhan Sample Solution Analytical Technology Co., Ltd., Wuhan, China; Tuoyan Analytical Technology Co., Ltd., Guangzhou, China; Nanjing Hongchuang Geological Exploration Technology Service Co., Ltd., Nanjing, China | SEM: accelerating voltage of 15–20 kV, emission current of ~80 μA, takeoff angle ~35°, 4 μm to 5 μm beam diameter, working distance of ~10 mm; SEM-CL: acceleration voltage of 10 kV, beam current of 15 nA; TIMA: accelerating voltage of 25 kV, probe current of 9 nA, working distance of 15 mm, pixel spacing 3 μm, dot spacing 9 μm; EPMA: beam current not fully stated in excerpt |  | 15.8005 | [13 empty] | 0.005322 | [5 empty] | 3818.1863 | [11 empty] | 82.0491 | [11 empty] | 2.5194 | [7 empty] | 5.0824 |  |  |  | 43.2413 | [13 empty] | 1166.156 | [15 empty] | 0.76972 | [21 empty] | 20.6682 | [17 empty] | 3.1821 | [15 empty] | 643710 |  |  |  |  | 2025 | Xinghai Lang et al., Polymetallic veins—a possible bridge between porphyry and intermediate-sulfidation deposits, Geological Society of America Bulletin, v. 136, doi:10.1130/B38406.1 |  | CHN | Tibet
| No. 1 porphyry Cu-Au deposit (Xietongmen deposit), Xiongcun ore district | No. 1 deposit, Xiongcun ore district | Magmatic hydrothermal | Porphyry | Cu-Au porphyry | Cu, Au | Zn, Ag, Pb | Cu, Au, Zn, Ag, Pb | Lang et al., 2014; Tang et al., 2015; Wang et al., 2017 |  | 5056-170.4-15-1 | 5056-170.4-15-1 | underground mine |  |  |  |  | ore material | drill core | drill core | mineral separate | [5 empty] | mineralisation |  |  |  | pyrite, sphalerite, pyrrhotite, chalcopyrite, galena, quartz | Stage A: pyrite + sericite; Stage B: sphalerite + pyrrhotite + chalcopyrite + galena + quartz; Stage C: actinolite + epidote + chlorite + magnetite + quartz | polymetallic veins crosscutting porphyry-stage veins and alteration zones | Z2 |  |  |  | actinolite, epidote, chlorite, magnetite, sericite, calcite, acanthite-argentite, pyrargyrite, hessite, electrum | carbon-coated thin sections; polished sections | SEM-EDS, EMPA, LA-ICPMS, SIMS | JEOL IT300HR scanning electron microscope equipped with secondary electron, backscattered electron (BSE), and energy dispersive X-ray spectrometry (EDS) detectors; TESCAN MIRA3 field-emission scanning electron microprobe (FE-SEM) equipped with a panchromatic cathodoluminescence (CL) detector; TESCAN Integrated Mineral Analyzer (TIMA) system with a Mira-3 scanning electron microscope with four EDS (EDAX Element 30) detectors; JEOL JXA-8230 electron microprobe | Wuhan Sample Solution Analytical Technology Co., Ltd., Wuhan, China; Tuoyan Analytical Technology Co., Ltd., Guangzhou, China; Nanjing Hongchuang Geological Exploration Technology Service Co., Ltd., Nanjing, China | SEM: accelerating voltage of 15–20 kV, emission current of ~80 μA, takeoff angle ~35°, 4 μm to 5 μm beam diameter, working distance of ~10 mm; SEM-CL: acceleration voltage of 10 kV, beam current of 15 nA; TIMA: accelerating voltage of 25 kV, probe current of 9 nA, working distance of 15 mm, pixel spacing 3 μm, dot spacing 9 μm; EPMA: beam current not fully stated in excerpt |  | 26.0428 | [13 empty] | 0.12358 | [5 empty] | 3857.3669 | [11 empty] | 94.5535 | [11 empty] | 3.5302 | [7 empty] | 5.2714 |  |  |  | 40.2292 | [13 empty] | 1309.9925 | [15 empty] | 12.7697 | [21 empty] | 22.252 | [5 empty] | 3.0673 | [11 empty] | 3.0941 |  | 0.026502 | [13 empty] | 643230 |  |  |  |  | 2025 | Xinghai Lang et al., Polymetallic veins—a possible bridge between porphyry and intermediate-sulfidation deposits, Geological Society of America Bulletin, v. 136, doi:10.1130/B38406.1 |  | CHN | Tibet
| No. 1 porphyry Cu-Au deposit (Xietongmen deposit), Xiongcun ore district | No. 1 deposit, Xiongcun ore district | Magmatic hydrothermal | Porphyry | Cu-Au porphyry | Cu, Au | Zn, Ag, Pb | Cu, Au, Zn, Ag, Pb | Lang et al., 2014; Tang et al., 2015; Wang et al., 2017 |  | 6073-93.7-02-1 | 6073-93.7-02-1 | underground mine |  |  |  |  | ore material | drill core | drill core | mineral separate | [5 empty] | mineralisation |  |  |  | pyrite, sphalerite, pyrrhotite, chalcopyrite, galena, quartz | Stage A: pyrite + sericite; Stage B: sphalerite + pyrrhotite + chalcopyrite + galena + quartz; Stage C: actinolite + epidote + chlorite + magnetite + quartz | polymetallic veins crosscutting porphyry-stage veins and alteration zones | Z2 |  |  |  | actinolite, epidote, chlorite, magnetite, sericite, calcite, acanthite-argentite, pyrargyrite, hessite, electrum | carbon-coated thin sections; polished sections | SEM-EDS, EMPA, LA-ICPMS, SIMS | JEOL IT300HR scanning electron microscope equipped with secondary electron, backscattered electron (BSE), and energy dispersive X-ray spectrometry (EDS) detectors; TESCAN MIRA3 field-emission scanning electron microprobe (FE-SEM) equipped with a panchromatic cathodoluminescence (CL) detector; TESCAN Integrated Mineral Analyzer (TIMA) system with a Mira-3 scanning electron microscope with four EDS (EDAX Element 30) detectors; JEOL JXA-8230 electron microprobe | Wuhan Sample Solution Analytical Technology Co., Ltd., Wuhan, China; Tuoyan Analytical Technology Co., Ltd., Guangzhou, China; Nanjing Hongchuang Geological Exploration Technology Service Co., Ltd., Nanjing, China | SEM: accelerating voltage of 15–20 kV, emission current of ~80 μA, takeoff angle ~35°, 4 μm to 5 μm beam diameter, working distance of ~10 mm; SEM-CL: acceleration voltage of 10 kV, beam current of 15 nA; TIMA: accelerating voltage of 25 kV, probe current of 9 nA, working distance of 15 mm, pixel spacing 3 μm, dot spacing 9 μm; EPMA: beam current not fully stated in excerpt |  | 14.5356 | [13 empty] | 0.21699 | [5 empty] | 5168.0383 | [5 empty] | 2.5122 |  |  |  | 0.046478 |  | 575.6484 | [11 empty] | 0.41726 | [7 empty] | 3.3473 |  |  |  | 16.77 | [13 empty] | 6182.0287 | [9 empty] | 0.20333 | [5 empty] | 12.1115 | [21 empty] | 8.0856 | [5 empty] | 0.61719 | [11 empty] | 2.7797 |  | 0.01113 | [13 empty] | 556870 |  |  |  |  | 2025 | Xinghai Lang et al., Polymetallic veins—a possible bridge between porphyry and intermediate-sulfidation deposits, Geological Society of America Bulletin, v. 136, doi:10.1130/B38406.1 |  | CHN | Tibet
| No. 1 porphyry Cu-Au deposit (Xietongmen deposit), Xiongcun ore district | No. 1 deposit, Xiongcun ore district | Magmatic hydrothermal | Porphyry | Cu-Au porphyry | Cu, Au | Zn, Ag, Pb | Cu, Au, Zn, Ag, Pb | Lang et al., 2014; Tang et al., 2015; Wang et al., 2017 |  | 6073-93.7-03-1 | 6073-93.7-03-1 | underground mine |  |  |  |  | ore material | drill core | drill core | mineral separate | [5 empty] | mineralisation |  |  |  | pyrite, sphalerite, pyrrhotite, chalcopyrite, galena, quartz | Stage A: pyrite + sericite; Stage B: sphalerite + pyrrhotite + chalcopyrite + galena + quartz; Stage C: actinolite + epidote + chlorite + magnetite + quartz | polymetallic veins crosscutting porphyry-stage veins and alteration zones | Z2 |  |  |  | actinolite, epidote, chlorite, magnetite, sericite, calcite, acanthite-argentite, pyrargyrite, hessite, electrum | carbon-coated thin sections; polished sections | SEM-EDS, EMPA, LA-ICPMS, SIMS | JEOL IT300HR scanning electron microscope equipped with secondary electron, backscattered electron (BSE), and energy dispersive X-ray spectrometry (EDS) detectors; TESCAN MIRA3 field-emission scanning electron microprobe (FE-SEM) equipped with a panchromatic cathodoluminescence (CL) detector; TESCAN Integrated Mineral Analyzer (TIMA) system with a Mira-3 scanning electron microscope with four EDS (EDAX Element 30) detectors; JEOL JXA-8230 electron microprobe | Wuhan Sample Solution Analytical Technology Co., Ltd., Wuhan, China; Tuoyan Analytical Technology Co., Ltd., Guangzhou, China; Nanjing Hongchuang Geological Exploration Technology Service Co., Ltd., Nanjing, China | SEM: accelerating voltage of 15–20 kV, emission current of ~80 μA, takeoff angle ~35°, 4 μm to 5 μm beam diameter, working distance of ~10 mm; SEM-CL: acceleration voltage of 10 kV, beam current of 15 nA; TIMA: accelerating voltage of 25 kV, probe current of 9 nA, working distance of 15 mm, pixel spacing 3 μm, dot spacing 9 μm; EPMA: beam current not fully stated in excerpt |  | 19.2136 | [5 empty] | 0.025705 | [7 empty] | 0.31318 | [5 empty] | 5044.2667 | [5 empty] | 2.2291 | [5 empty] | 74.0859 | [11 empty] | 0.5715 | [7 empty] | 3.3723 |  |  |  | 17.9854 | [13 empty] | 5399.6428 | [9 empty] | 1.9891 | [5 empty] | 15.8961 | [21 empty] | 7.3192 | [5 empty] | 0.80588 | [11 empty] | 2.8904 | [15 empty] | 562570 |  |  |  |  | 2025 | Xinghai Lang et al., Polymetallic veins—a possible bridge between porphyry and intermediate-sulfidation deposits, Geological Society of America Bulletin, v. 136, doi:10.1130/B38406.1 |  | CHN | Tibet
| No. 1 porphyry Cu-Au deposit (Xietongmen deposit), Xiongcun ore district | No. 1 deposit, Xiongcun ore district | Magmatic hydrothermal | Porphyry | Cu-Au porphyry | Cu, Au | Zn, Ag, Pb | Cu, Au, Zn, Ag, Pb | Lang et al., 2014; Tang et al., 2015; Wang et al., 2017 |  | 6073-93.7-10-1 | 6073-93.7-10-1 | underground mine |  |  |  |  | ore material | drill core | drill core | mineral separate | [5 empty] | mineralisation |  |  |  | pyrite, sphalerite, pyrrhotite, chalcopyrite, galena, quartz | Stage A: pyrite + sericite; Stage B: sphalerite + pyrrhotite + chalcopyrite + galena + quartz; Stage C: actinolite + epidote + chlorite + magnetite + quartz | polymetallic veins crosscutting porphyry-stage veins and alteration zones | Z2 |  |  |  | actinolite, epidote, chlorite, magnetite, sericite, calcite, acanthite-argentite, pyrargyrite, hessite, electrum | carbon-coated thin sections; polished sections | SEM-EDS, EMPA, LA-ICPMS, SIMS | JEOL IT300HR scanning electron microscope equipped with secondary electron, backscattered electron (BSE), and energy dispersive X-ray spectrometry (EDS) detectors; TESCAN MIRA3 field-emission scanning electron microprobe (FE-SEM) equipped with a panchromatic cathodoluminescence (CL) detector; TESCAN Integrated Mineral Analyzer (TIMA) system with a Mira-3 scanning electron microscope with four EDS (EDAX Element 30) detectors; JEOL JXA-8230 electron microprobe | Wuhan Sample Solution Analytical Technology Co., Ltd., Wuhan, China; Tuoyan Analytical Technology Co., Ltd., Guangzhou, China; Nanjing Hongchuang Geological Exploration Technology Service Co., Ltd., Nanjing, China | SEM: accelerating voltage of 15–20 kV, emission current of ~80 μA, takeoff angle ~35°, 4 μm to 5 μm beam diameter, working distance of ~10 mm; SEM-CL: acceleration voltage of 10 kV, beam current of 15 nA; TIMA: accelerating voltage of 25 kV, probe current of 9 nA, working distance of 15 mm, pixel spacing 3 μm, dot spacing 9 μm; EPMA: beam current not fully stated in excerpt |  | 9.3852 | [13 empty] | 0.11205 | [5 empty] | 5680.4071 | [5 empty] | 3.1581 | [5 empty] | 35.3624 | [11 empty] | 0.54091 | [7 empty] | 3.4807 |  |  |  | 19.3499 | [13 empty] | 5751.6821 | [15 empty] | 9.0018 | [21 empty] | 16.7789 | [17 empty] | 3.0641 | [15 empty] | 554360 |  |  |  |  | 2025 | Xinghai Lang et al., Polymetallic veins—a possible bridge between porphyry and intermediate-sulfidation deposits, Geological Society of America Bulletin, v. 136, doi:10.1130/B38406.1 |  | CHN | Tibet
| No. 1 porphyry Cu-Au deposit (Xietongmen deposit), Xiongcun ore district | No. 1 deposit, Xiongcun ore district | Magmatic hydrothermal | Porphyry | Cu-Au porphyry | Cu, Au | Zn, Ag, Pb | Cu, Au, Zn, Ag, Pb | Lang et al., 2014; Tang et al., 2015; Wang et al., 2017 |  | 6073-93.7-11-1 | 6073-93.7-11-1 | underground mine |  |  |  |  | ore material | drill core | drill core | mineral separate | [5 empty] | mineralisation |  |  |  | pyrite, sphalerite, pyrrhotite, chalcopyrite, galena, quartz | Stage A: pyrite + sericite; Stage B: sphalerite + pyrrhotite + chalcopyrite + galena + quartz; Stage C: actinolite + epidote + chlorite + magnetite + quartz | polymetallic veins crosscutting porphyry-stage veins and alteration zones | Z2 |  |  |  | actinolite, epidote, chlorite, magnetite, sericite, calcite, acanthite-argentite, pyrargyrite, hessite, electrum | carbon-coated thin sections; polished sections | SEM-EDS, EMPA, LA-ICPMS, SIMS | JEOL IT300HR scanning electron microscope equipped with secondary electron, backscattered electron (BSE), and energy dispersive X-ray spectrometry (EDS) detectors; TESCAN MIRA3 field-emission scanning electron microprobe (FE-SEM) equipped with a panchromatic cathodoluminescence (CL) detector; TESCAN Integrated Mineral Analyzer (TIMA) system with a Mira-3 scanning electron microscope with four EDS (EDAX Element 30) detectors; JEOL JXA-8230 electron microprobe | Wuhan Sample Solution Analytical Technology Co., Ltd., Wuhan, China; Tuoyan Analytical Technology Co., Ltd., Guangzhou, China; Nanjing Hongchuang Geological Exploration Technology Service Co., Ltd., Nanjing, China | SEM: accelerating voltage of 15–20 kV, emission current of ~80 μA, takeoff angle ~35°, 4 μm to 5 μm beam diameter, working distance of ~10 mm; SEM-CL: acceleration voltage of 10 kV, beam current of 15 nA; TIMA: accelerating voltage of 25 kV, probe current of 9 nA, working distance of 15 mm, pixel spacing 3 μm, dot spacing 9 μm; EPMA: beam current not fully stated in excerpt |  | 18.5127 | [13 empty] | 0.19603 | [5 empty] | 5057.6076 | [5 empty] | 1.811 | [5 empty] | 1172.5157 | [11 empty] | 0.6339 | [7 empty] | 3.037 |  |  |  | 18.8844 | [13 empty] | 5651.0351 | [9 empty] | 0.94255 | [5 empty] | 13.5046 | [21 empty] | 8.2934 | [17 empty] | 2.939 | [7 empty] | 0.11999 | [7 empty] | 506720 |  |  |  |  | 2025 | Xinghai Lang et al., Polymetallic veins—a possible bridge between porphyry and intermediate-sulfidation deposits, Geological Society of America Bulletin, v. 136, doi:10.1130/B38406.1 |  | CHN | Tibet
| No. 1 porphyry Cu-Au deposit (Xietongmen deposit), Xiongcun ore district | No. 1 deposit, Xiongcun ore district | Magmatic hydrothermal | Porphyry | Cu-Au porphyry | Cu, Au | Zn, Ag, Pb | Cu, Au, Zn, Ag, Pb | Lang et al., 2014; Tang et al., 2015; Wang et al., 2017 |  | 6073-93.7-18-1 | 6073-93.7-18-1 | underground mine |  |  |  |  | ore material | drill core | drill core | mineral separate | [5 empty] | mineralisation |  |  |  | pyrite, sphalerite, pyrrhotite, chalcopyrite, galena, quartz | Stage A: pyrite + sericite; Stage B: sphalerite + pyrrhotite + chalcopyrite + galena + quartz; Stage C: actinolite + epidote + chlorite + magnetite + quartz | polymetallic veins crosscutting porphyry-stage veins and alteration zones | Z2 |  |  |  | actinolite, epidote, chlorite, magnetite, sericite, calcite, acanthite-argentite, pyrargyrite, hessite, electrum | carbon-coated thin sections; polished sections | SEM-EDS, EMPA, LA-ICPMS, SIMS | JEOL IT300HR scanning electron microscope equipped with secondary electron, backscattered electron (BSE), and energy dispersive X-ray spectrometry (EDS) detectors; TESCAN MIRA3 field-emission scanning electron microprobe (FE-SEM) equipped with a panchromatic cathodoluminescence (CL) detector; TESCAN Integrated Mineral Analyzer (TIMA) system with a Mira-3 scanning electron microscope with four EDS (EDAX Element 30) detectors; JEOL JXA-8230 electron microprobe | Wuhan Sample Solution Analytical Technology Co., Ltd., Wuhan, China; Tuoyan Analytical Technology Co., Ltd., Guangzhou, China; Nanjing Hongchuang Geological Exploration Technology Service Co., Ltd., Nanjing, China | SEM: accelerating voltage of 15–20 kV, emission current of ~80 μA, takeoff angle ~35°, 4 μm to 5 μm beam diameter, working distance of ~10 mm; SEM-CL: acceleration voltage of 10 kV, beam current of 15 nA; TIMA: accelerating voltage of 25 kV, probe current of 9 nA, working distance of 15 mm, pixel spacing 3 μm, dot spacing 9 μm; EPMA: beam current not fully stated in excerpt |  | 32.104 | [13 empty] | 0.1144 | [5 empty] | 5768.0391 | [5 empty] | 7.6688 | [5 empty] | 8334.2911 | [11 empty] | 0.65294 | [7 empty] | 2.8236 |  |  |  | 24.9157 | [13 empty] | 6257.9608 | [15 empty] | 7.4759 |  | 0.29374 | [19 empty] | 11.355 | [17 empty] | 3.9713 | [15 empty] | 562080 |  |  |  |  | 2025 | Xinghai Lang et al., Polymetallic veins—a possible bridge between porphyry and intermediate-sulfidation deposits, Geological Society of America Bulletin, v. 136, doi:10.1130/B38406.1 |  | CHN | Tibet
| No. 1 porphyry Cu-Au deposit (Xietongmen deposit), Xiongcun ore district | No. 1 deposit, Xiongcun ore district | Magmatic hydrothermal | Porphyry | Cu-Au porphyry | Cu, Au | Zn, Ag, Pb | Cu, Au, Zn, Ag, Pb | Lang et al., 2014; Tang et al., 2015; Wang et al., 2017 |  | 6073-93.7-19-1 | 6073-93.7-19-1 | underground mine |  |  |  |  | ore material | drill core | drill core | mineral separate | [5 empty] | mineralisation |  |  |  | pyrite, sphalerite, pyrrhotite, chalcopyrite, galena, quartz | Stage A: pyrite + sericite; Stage B: sphalerite + pyrrhotite + chalcopyrite + galena + quartz; Stage C: actinolite + epidote + chlorite + magnetite + quartz | polymetallic veins crosscutting porphyry-stage veins and alteration zones | Z2 |  |  |  | actinolite, epidote, chlorite, magnetite, sericite, calcite, acanthite-argentite, pyrargyrite, hessite, electrum | carbon-coated thin sections; polished sections | SEM-EDS, EMPA, LA-ICPMS, SIMS | JEOL IT300HR scanning electron microscope equipped with secondary electron, backscattered electron (BSE), and energy dispersive X-ray spectrometry (EDS) detectors; TESCAN MIRA3 field-emission scanning electron microprobe (FE-SEM) equipped with a panchromatic cathodoluminescence (CL) detector; TESCAN Integrated Mineral Analyzer (TIMA) system with a Mira-3 scanning electron microscope with four EDS (EDAX Element 30) detectors; JEOL JXA-8230 electron microprobe | Wuhan Sample Solution Analytical Technology Co., Ltd., Wuhan, China; Tuoyan Analytical Technology Co., Ltd., Guangzhou, China; Nanjing Hongchuang Geological Exploration Technology Service Co., Ltd., Nanjing, China | SEM: accelerating voltage of 15–20 kV, emission current of ~80 μA, takeoff angle ~35°, 4 μm to 5 μm beam diameter, working distance of ~10 mm; SEM-CL: acceleration voltage of 10 kV, beam current of 15 nA; TIMA: accelerating voltage of 25 kV, probe current of 9 nA, working distance of 15 mm, pixel spacing 3 μm, dot spacing 9 μm; EPMA: beam current not fully stated in excerpt |  | 75.2166 | [13 empty] | 0.66426 | [5 empty] | 5533.2745 | [5 empty] | 5.3621 | [5 empty] | 22662.2812 | [11 empty] | 0.40377 | [7 empty] | 2.5556 |  |  |  | 25.4234 | [13 empty] | 4288.967 | [9 empty] | 0.65537 | [5 empty] | 41.8059 |  | 0.53873 | [15 empty] | 0.79531 |  |  |  | 12.2182 | [5 empty] | 1.3673 | [11 empty] | 2.2688 |  | 0.003145 | [13 empty] | 574470 |  |  |  |  | 2025 | Xinghai Lang et al., Polymetallic veins—a possible bridge between porphyry and intermediate-sulfidation deposits, Geological Society of America Bulletin, v. 136, doi:10.1130/B38406.1 |  | CHN | Tibet
| No. 1 porphyry Cu-Au deposit (Xietongmen deposit), Xiongcun ore district | No. 1 deposit, Xiongcun ore district | Magmatic hydrothermal | Porphyry | Cu-Au porphyry | Cu, Au | Zn, Ag, Pb | Cu, Au, Zn, Ag, Pb | Lang et al., 2014; Tang et al., 2015; Wang et al., 2017 |  | 6190-178.8-01-1 | 6190-178.8-01-1 | underground mine |  |  |  |  | ore material | drill core | drill core | mineral separate | [5 empty] | mineralisation |  |  |  | pyrite, sphalerite, pyrrhotite, chalcopyrite, galena, quartz | Stage A: pyrite + sericite; Stage B: sphalerite + pyrrhotite + chalcopyrite + galena + quartz; Stage C: actinolite + epidote + chlorite + magnetite + quartz | polymetallic veins crosscutting porphyry-stage veins and alteration zones | Z3 |  |  |  | actinolite, epidote, chlorite, magnetite, sericite, calcite, acanthite-argentite, pyrargyrite, hessite, electrum | carbon-coated thin sections; polished sections | SEM-EDS, EMPA, LA-ICPMS, SIMS | JEOL IT300HR scanning electron microscope equipped with secondary electron, backscattered electron (BSE), and energy dispersive X-ray spectrometry (EDS) detectors; TESCAN MIRA3 field-emission scanning electron microprobe (FE-SEM) equipped with a panchromatic cathodoluminescence (CL) detector; TESCAN Integrated Mineral Analyzer (TIMA) system with a Mira-3 scanning electron microscope with four EDS (EDAX Element 30) detectors; JEOL JXA-8230 electron microprobe | Wuhan Sample Solution Analytical Technology Co., Ltd., Wuhan, China; Tuoyan Analytical Technology Co., Ltd., Guangzhou, China; Nanjing Hongchuang Geological Exploration Technology Service Co., Ltd., Nanjing, China | SEM: accelerating voltage of 15–20 kV, emission current of ~80 μA, takeoff angle ~35°, 4 μm to 5 μm beam diameter, working distance of ~10 mm; SEM-CL: acceleration voltage of 10 kV, beam current of 15 nA; TIMA: accelerating voltage of 25 kV, probe current of 9 nA, working distance of 15 mm, pixel spacing 3 μm, dot spacing 9 μm; EPMA: beam current not fully stated in excerpt |  | 3.3015 | [19 empty] | 3151.1844 | [11 empty] | 73.8633 | [11 empty] | 4.8594 | [7 empty] | 14.8215 |  |  |  | 22.4466 | [13 empty] | 4880.9035 | [37 empty] | 27.5266 | [5 empty] | 0.44415 | [11 empty] | 3.1238 | [15 empty] | 577200 |  |  |  |  | 2025 | Xinghai Lang et al., Polymetallic veins—a possible bridge between porphyry and intermediate-sulfidation deposits, Geological Society of America Bulletin, v. 136, doi:10.1130/B38406.1 |  | CHN | Tibet
| No. 1 porphyry Cu-Au deposit (Xietongmen deposit), Xiongcun ore district | No. 1 deposit, Xiongcun ore district | Magmatic hydrothermal | Porphyry | Cu-Au porphyry | Cu, Au | Zn, Ag, Pb | Cu, Au, Zn, Ag, Pb | Lang et al., 2014; Tang et al., 2015; Wang et al., 2017 |  | 6190-178.8-05-1 | 6190-178.8-05-1 | underground mine |  |  |  |  | ore material | drill core | drill core | mineral separate | [5 empty] | mineralisation |  |  |  | pyrite, sphalerite, pyrrhotite, chalcopyrite, galena, quartz | Stage A: pyrite + sericite; Stage B: sphalerite + pyrrhotite + chalcopyrite + galena + quartz; Stage C: actinolite + epidote + chlorite + magnetite + quartz | polymetallic veins crosscutting porphyry-stage veins and alteration zones | Z3 |  |  |  | actinolite, epidote, chlorite, magnetite, sericite, calcite, acanthite-argentite, pyrargyrite, hessite, electrum | carbon-coated thin sections; polished sections | SEM-EDS, EMPA, LA-ICPMS, SIMS | JEOL IT300HR scanning electron microscope equipped with secondary electron, backscattered electron (BSE), and energy dispersive X-ray spectrometry (EDS) detectors; TESCAN MIRA3 field-emission scanning electron microprobe (FE-SEM) equipped with a panchromatic cathodoluminescence (CL) detector; TESCAN Integrated Mineral Analyzer (TIMA) system with a Mira-3 scanning electron microscope with four EDS (EDAX Element 30) detectors; JEOL JXA-8230 electron microprobe | Wuhan Sample Solution Analytical Technology Co., Ltd., Wuhan, China; Tuoyan Analytical Technology Co., Ltd., Guangzhou, China; Nanjing Hongchuang Geological Exploration Technology Service Co., Ltd., Nanjing, China | SEM: accelerating voltage of 15–20 kV, emission current of ~80 μA, takeoff angle ~35°, 4 μm to 5 μm beam diameter, working distance of ~10 mm; SEM-CL: acceleration voltage of 10 kV, beam current of 15 nA; TIMA: accelerating voltage of 25 kV, probe current of 9 nA, working distance of 15 mm, pixel spacing 3 μm, dot spacing 9 μm; EPMA: beam current not fully stated in excerpt |  | 4.9721 | [13 empty] | 0.002406 | [5 empty] | 3115.1382 | [11 empty] | 665.978 | [11 empty] | 7.0453 | [7 empty] | 13.1302 |  |  |  | 22.7716 | [13 empty] | 4692.2398 | [15 empty] | 2.1387 | [17 empty] | 0.45386 |  |  |  | 35.979 | [5 empty] | 0.38834 | [11 empty] | 2.884 | [15 empty] | 576450 |  |  |  |  | 2025 | Xinghai Lang et al., Polymetallic veins—a possible bridge between porphyry and intermediate-sulfidation deposits, Geological Society of America Bulletin, v. 136, doi:10.1130/B38406.1 |  | CHN | Tibet
| No. 1 porphyry Cu-Au deposit (Xietongmen deposit), Xiongcun ore district | No. 1 deposit, Xiongcun ore district | Magmatic hydrothermal | Porphyry | Cu-Au porphyry | Cu, Au | Zn, Ag, Pb | Cu, Au, Zn, Ag, Pb | Lang et al., 2014; Tang et al., 2015; Wang et al., 2017 |  | 6190-178.8-07-1 | 6190-178.8-07-1 | underground mine |  |  |  |  | ore material | drill core | drill core | mineral separate | [5 empty] | mineralisation |  |  |  | pyrite, sphalerite, pyrrhotite, chalcopyrite, galena, quartz | Stage A: pyrite + sericite; Stage B: sphalerite + pyrrhotite + chalcopyrite + galena + quartz; Stage C: actinolite + epidote + chlorite + magnetite + quartz | polymetallic veins crosscutting porphyry-stage veins and alteration zones | Z3 |  |  |  | actinolite, epidote, chlorite, magnetite, sericite, calcite, acanthite-argentite, pyrargyrite, hessite, electrum | carbon-coated thin sections; polished sections | SEM-EDS, EMPA, LA-ICPMS, SIMS | JEOL IT300HR scanning electron microscope equipped with secondary electron, backscattered electron (BSE), and energy dispersive X-ray spectrometry (EDS) detectors; TESCAN MIRA3 field-emission scanning electron microprobe (FE-SEM) equipped with a panchromatic cathodoluminescence (CL) detector; TESCAN Integrated Mineral Analyzer (TIMA) system with a Mira-3 scanning electron microscope with four EDS (EDAX Element 30) detectors; JEOL JXA-8230 electron microprobe | Wuhan Sample Solution Analytical Technology Co., Ltd., Wuhan, China; Tuoyan Analytical Technology Co., Ltd., Guangzhou, China; Nanjing Hongchuang Geological Exploration Technology Service Co., Ltd., Nanjing, China | SEM: accelerating voltage of 15–20 kV, emission current of ~80 μA, takeoff angle ~35°, 4 μm to 5 μm beam diameter, working distance of ~10 mm; SEM-CL: acceleration voltage of 10 kV, beam current of 15 nA; TIMA: accelerating voltage of 25 kV, probe current of 9 nA, working distance of 15 mm, pixel spacing 3 μm, dot spacing 9 μm; EPMA: beam current not fully stated in excerpt |  | 5.0832 | [19 empty] | 3299.3189 | [11 empty] | 116.7624 | [11 empty] | 10.9651 | [7 empty] | 15.4944 |  |  |  | 25.8878 | [13 empty] | 4767.5045 | [15 empty] | 0.99377 | [17 empty] | 0.27799 |  |  |  | 35.8408 | [5 empty] | 0.36112 | [27 empty] | 578750 |  |  |  |  | 2025 | Xinghai Lang et al., Polymetallic veins—a possible bridge between porphyry and intermediate-sulfidation deposits, Geological Society of America Bulletin, v. 136, doi:10.1130/B38406.1 |  | CHN | Tibet
| No. 1 porphyry Cu-Au deposit (Xietongmen deposit), Xiongcun ore district | No. 1 deposit, Xiongcun ore district | Magmatic hydrothermal | Porphyry | Cu-Au porphyry | Cu, Au | Zn, Ag, Pb | Cu, Au, Zn, Ag, Pb | Lang et al., 2014; Tang et al., 2015; Wang et al., 2017 |  | 6190-178.8-11-1 | 6190-178.8-11-1 | underground mine |  |  |  |  | ore material | drill core | drill core | mineral separate | [5 empty] | mineralisation |  |  |  | pyrite, sphalerite, pyrrhotite, chalcopyrite, galena, quartz | Stage A: pyrite + sericite; Stage B: sphalerite + pyrrhotite + chalcopyrite + galena + quartz; Stage C: actinolite + epidote + chlorite + magnetite + quartz | polymetallic veins crosscutting porphyry-stage veins and alteration zones | Z3 |  |  |  | actinolite, epidote, chlorite, magnetite, sericite, calcite, acanthite-argentite, pyrargyrite, hessite, electrum | carbon-coated thin sections; polished sections | SEM-EDS, EMPA, LA-ICPMS, SIMS | JEOL IT300HR scanning electron microscope equipped with secondary electron, backscattered electron (BSE), and energy dispersive X-ray spectrometry (EDS) detectors; TESCAN MIRA3 field-emission scanning electron microprobe (FE-SEM) equipped with a panchromatic cathodoluminescence (CL) detector; TESCAN Integrated Mineral Analyzer (TIMA) system with a Mira-3 scanning electron microscope with four EDS (EDAX Element 30) detectors; JEOL JXA-8230 electron microprobe | Wuhan Sample Solution Analytical Technology Co., Ltd., Wuhan, China; Tuoyan Analytical Technology Co., Ltd., Guangzhou, China; Nanjing Hongchuang Geological Exploration Technology Service Co., Ltd., Nanjing, China | SEM: accelerating voltage of 15–20 kV, emission current of ~80 μA, takeoff angle ~35°, 4 μm to 5 μm beam diameter, working distance of ~10 mm; SEM-CL: acceleration voltage of 10 kV, beam current of 15 nA; TIMA: accelerating voltage of 25 kV, probe current of 9 nA, working distance of 15 mm, pixel spacing 3 μm, dot spacing 9 μm; EPMA: beam current not fully stated in excerpt |  | 38.3034 | [13 empty] | 0.013781 | [5 empty] | 3219.8405 | [11 empty] | 12381.562 | [11 empty] | 5.9267 | [7 empty] | 12.4761 |  |  |  | 25.0771 | [13 empty] | 4483.1482 | [15 empty] | 13.5409 |  | 0.35429 | [15 empty] | 5.7761 |  |  |  | 40.5942 | [5 empty] | 0.56536 | [11 empty] | 2.7821 |  | 0.004397 | [13 empty] | 580450 |  |  |  |  | 2025 | Xinghai Lang et al., Polymetallic veins—a possible bridge between porphyry and intermediate-sulfidation deposits, Geological Society of America Bulletin, v. 136, doi:10.1130/B38406.1 |  | CHN | Tibet
| No. 1 porphyry Cu-Au deposit (Xietongmen deposit), Xiongcun ore district | No. 1 deposit, Xiongcun ore district | Magmatic hydrothermal | Porphyry | Cu-Au porphyry | Cu, Au | Zn, Ag, Pb | Cu, Au, Zn, Ag, Pb | Lang et al., 2014; Tang et al., 2015; Wang et al., 2017 |  | 6190-178.8-14-1 | 6190-178.8-14-1 | underground mine |  |  |  |  | ore material | drill core | drill core | mineral separate | [5 empty] | mineralisation |  |  |  | pyrite, sphalerite, pyrrhotite, chalcopyrite, galena, quartz | Stage A: pyrite + sericite; Stage B: sphalerite + pyrrhotite + chalcopyrite + galena + quartz; Stage C: actinolite + epidote + chlorite + magnetite + quartz | polymetallic veins crosscutting porphyry-stage veins and alteration zones | Z3 |  |  |  | actinolite, epidote, chlorite, magnetite, sericite, calcite, acanthite-argentite, pyrargyrite, hessite, electrum | carbon-coated thin sections; polished sections | SEM-EDS, EMPA, LA-ICPMS, SIMS | JEOL IT300HR scanning electron microscope equipped with secondary electron, backscattered electron (BSE), and energy dispersive X-ray spectrometry (EDS) detectors; TESCAN MIRA3 field-emission scanning electron microprobe (FE-SEM) equipped with a panchromatic cathodoluminescence (CL) detector; TESCAN Integrated Mineral Analyzer (TIMA) system with a Mira-3 scanning electron microscope with four EDS (EDAX Element 30) detectors; JEOL JXA-8230 electron microprobe | Wuhan Sample Solution Analytical Technology Co., Ltd., Wuhan, China; Tuoyan Analytical Technology Co., Ltd., Guangzhou, China; Nanjing Hongchuang Geological Exploration Technology Service Co., Ltd., Nanjing, China | SEM: accelerating voltage of 15–20 kV, emission current of ~80 μA, takeoff angle ~35°, 4 μm to 5 μm beam diameter, working distance of ~10 mm; SEM-CL: acceleration voltage of 10 kV, beam current of 15 nA; TIMA: accelerating voltage of 25 kV, probe current of 9 nA, working distance of 15 mm, pixel spacing 3 μm, dot spacing 9 μm; EPMA: beam current not fully stated in excerpt |  | 3.3284 | [19 empty] | 3404.6935 | [11 empty] | 60.9117 | [11 empty] | 4.6688 | [7 empty] | 16.9367 |  |  |  | 24.6611 | [13 empty] | 4918.8192 | [37 empty] | 35.3308 | [33 empty] | 559080 |  |  |  |  | 2025 | Xinghai Lang et al., Polymetallic veins—a possible bridge between porphyry and intermediate-sulfidation deposits, Geological Society of America Bulletin, v. 136, doi:10.1130/B38406.1 |  | CHN | Tibet
| No. 1 porphyry Cu-Au deposit (Xietongmen deposit), Xiongcun ore district | No. 1 deposit, Xiongcun ore district | Magmatic hydrothermal | Porphyry | Cu-Au porphyry | Cu, Au | Zn, Ag, Pb | Cu, Au, Zn, Ag, Pb | Lang et al., 2014; Tang et al., 2015; Wang et al., 2017 |  | 6190-178.8-15-1 | 6190-178.8-15-1 | underground mine |  |  |  |  | ore material | drill core | drill core | mineral separate | [5 empty] | mineralisation |  |  |  | pyrite, sphalerite, pyrrhotite, chalcopyrite, galena, quartz | Stage A: pyrite + sericite; Stage B: sphalerite + pyrrhotite + chalcopyrite + galena + quartz; Stage C: actinolite + epidote + chlorite + magnetite + quartz | polymetallic veins crosscutting porphyry-stage veins and alteration zones | Z3 |  |  |  | actinolite, epidote, chlorite, magnetite, sericite, calcite, acanthite-argentite, pyrargyrite, hessite, electrum | carbon-coated thin sections; polished sections | SEM-EDS, EMPA, LA-ICPMS, SIMS | JEOL IT300HR scanning electron microscope equipped with secondary electron, backscattered electron (BSE), and energy dispersive X-ray spectrometry (EDS) detectors; TESCAN MIRA3 field-emission scanning electron microprobe (FE-SEM) equipped with a panchromatic cathodoluminescence (CL) detector; TESCAN Integrated Mineral Analyzer (TIMA) system with a Mira-3 scanning electron microscope with four EDS (EDAX Element 30) detectors; JEOL JXA-8230 electron microprobe | Wuhan Sample Solution Analytical Technology Co., Ltd., Wuhan, China; Tuoyan Analytical Technology Co., Ltd., Guangzhou, China; Nanjing Hongchuang Geological Exploration Technology Service Co., Ltd., Nanjing, China | SEM: accelerating voltage of 15–20 kV, emission current of ~80 μA, takeoff angle ~35°, 4 μm to 5 μm beam diameter, working distance of ~10 mm; SEM-CL: acceleration voltage of 10 kV, beam current of 15 nA; TIMA: accelerating voltage of 25 kV, probe current of 9 nA, working distance of 15 mm, pixel spacing 3 μm, dot spacing 9 μm; EPMA: beam current not fully stated in excerpt |  | 23.7214 | [13 empty] | 0.004501 | [5 empty] | 3543.414 | [11 empty] | 9352.3411 | [11 empty] | 4.5579 | [7 empty] | 15.5043 |  |  |  | 26.8874 | [13 empty] | 4496.2187 | [15 empty] | 4.2802 |  | 0.27467 | [15 empty] | 3.2898 |  |  |  | 34.6754 | [33 empty] | 569010 |  |  |  |  | 2025 | Xinghai Lang et al., Polymetallic veins—a possible bridge between porphyry and intermediate-sulfidation deposits, Geological Society of America Bulletin, v. 136, doi:10.1130/B38406.1 |  | CHN | Tibet
| No. 1 porphyry Cu-Au deposit (Xietongmen deposit), Xiongcun ore district | No. 1 deposit, Xiongcun ore district | Magmatic hydrothermal | Porphyry | Cu-Au porphyry | Cu, Au | Zn, Ag, Pb | Cu, Au, Zn, Ag, Pb | Lang et al., 2014; Tang et al., 2015; Wang et al., 2017 |  | 6074-118.4-02-1 | 6074-118.4-02-1 | underground mine |  |  |  |  | ore material | drill core | drill core | mineral separate | [5 empty] | mineralisation |  |  |  | pyrite, sphalerite, pyrrhotite, chalcopyrite, galena, quartz | Stage A: pyrite + sericite; Stage B: sphalerite + pyrrhotite + chalcopyrite + galena + quartz; Stage C: actinolite + epidote + chlorite + magnetite + quartz | polymetallic veins crosscutting porphyry-stage veins and alteration zones | Z3 |  |  |  | actinolite, epidote, chlorite, magnetite, sericite, calcite, acanthite-argentite, pyrargyrite, hessite, electrum | carbon-coated thin sections; polished sections | SEM-EDS, EMPA, LA-ICPMS, SIMS | JEOL IT300HR scanning electron microscope equipped with secondary electron, backscattered electron (BSE), and energy dispersive X-ray spectrometry (EDS) detectors; TESCAN MIRA3 field-emission scanning electron microprobe (FE-SEM) equipped with a panchromatic cathodoluminescence (CL) detector; TESCAN Integrated Mineral Analyzer (TIMA) system with a Mira-3 scanning electron microscope with four EDS (EDAX Element 30) detectors; JEOL JXA-8230 electron microprobe | Wuhan Sample Solution Analytical Technology Co., Ltd., Wuhan, China; Tuoyan Analytical Technology Co., Ltd., Guangzhou, China; Nanjing Hongchuang Geological Exploration Technology Service Co., Ltd., Nanjing, China | SEM: accelerating voltage of 15–20 kV, emission current of ~80 μA, takeoff angle ~35°, 4 μm to 5 μm beam diameter, working distance of ~10 mm; SEM-CL: acceleration voltage of 10 kV, beam current of 15 nA; TIMA: accelerating voltage of 25 kV, probe current of 9 nA, working distance of 15 mm, pixel spacing 3 μm, dot spacing 9 μm; EPMA: beam current not fully stated in excerpt |  | 20.8083 | [13 empty] | 0.061008 | [5 empty] | 5066.6743 | [5 empty] | 0.30062 | [5 empty] | 25.5181 | [11 empty] | 0.085986 |  |  |  | 0.43187 |  |  |  | 5.8373 |  |  |  | 0.88013 | [13 empty] | 1122.3525 | [15 empty] | 21.0528 | [17 empty] | 1.5366 |  |  |  | 35.4776 | [5 empty] | 0.51118 | [7 empty] | 0.58052 |  |  |  | 2.8982 |  | 0.014978 | [13 empty] | 637680 |  |  |  |  | 2025 | Xinghai Lang et al., Polymetallic veins—a possible bridge between porphyry and intermediate-sulfidation deposits, Geological Society of America Bulletin, v. 136, doi:10.1130/B38406.1 |  | CHN | Tibet
| No. 1 porphyry Cu-Au deposit (Xietongmen deposit), Xiongcun ore district | No. 1 deposit, Xiongcun ore district | Magmatic hydrothermal | Porphyry | Cu-Au porphyry | Cu, Au | Zn, Ag, Pb | Cu, Au, Zn, Ag, Pb | Lang et al., 2014; Tang et al., 2015; Wang et al., 2017 |  | 6074-118.4-03-1 | 6074-118.4-03-1 | underground mine |  |  |  |  | ore material | drill core | drill core | mineral separate | [5 empty] | mineralisation |  |  |  | pyrite, sphalerite, pyrrhotite, chalcopyrite, galena, quartz | Stage A: pyrite + sericite; Stage B: sphalerite + pyrrhotite + chalcopyrite + galena + quartz; Stage C: actinolite + epidote + chlorite + magnetite + quartz | polymetallic veins crosscutting porphyry-stage veins and alteration zones | Z3 |  |  |  | actinolite, epidote, chlorite, magnetite, sericite, calcite, acanthite-argentite, pyrargyrite, hessite, electrum | carbon-coated thin sections; polished sections | SEM-EDS, EMPA, LA-ICPMS, SIMS | JEOL IT300HR scanning electron microscope equipped with secondary electron, backscattered electron (BSE), and energy dispersive X-ray spectrometry (EDS) detectors; TESCAN MIRA3 field-emission scanning electron microprobe (FE-SEM) equipped with a panchromatic cathodoluminescence (CL) detector; TESCAN Integrated Mineral Analyzer (TIMA) system with a Mira-3 scanning electron microscope with four EDS (EDAX Element 30) detectors; JEOL JXA-8230 electron microprobe | Wuhan Sample Solution Analytical Technology Co., Ltd., Wuhan, China; Tuoyan Analytical Technology Co., Ltd., Guangzhou, China; Nanjing Hongchuang Geological Exploration Technology Service Co., Ltd., Nanjing, China | SEM: accelerating voltage of 15–20 kV, emission current of ~80 μA, takeoff angle ~35°, 4 μm to 5 μm beam diameter, working distance of ~10 mm; SEM-CL: acceleration voltage of 10 kV, beam current of 15 nA; TIMA: accelerating voltage of 25 kV, probe current of 9 nA, working distance of 15 mm, pixel spacing 3 μm, dot spacing 9 μm; EPMA: beam current not fully stated in excerpt |  | 5.9692 | [13 empty] | 0.004709 | [5 empty] | 5539.1221 | [11 empty] | 50.4768 | [11 empty] | 3.1457 | [7 empty] | 5.6419 |  |  |  | 1.1043 | [13 empty] | 2967.0459 |  | 52.5783 | [13 empty] | 2.3825 | [21 empty] | 24.9779 | [17 empty] | 2.8458 | [15 empty] | 627530 |  |  |  |  | 2025 | Xinghai Lang et al., Polymetallic veins—a possible bridge between porphyry and intermediate-sulfidation deposits, Geological Society of America Bulletin, v. 136, doi:10.1130/B38406.1 |  | CHN | Tibet
| No. 1 porphyry Cu-Au deposit (Xietongmen deposit), Xiongcun ore district | No. 1 deposit, Xiongcun ore district | Magmatic hydrothermal | Porphyry | Cu-Au porphyry | Cu, Au | Zn, Ag, Pb | Cu, Au, Zn, Ag, Pb | Lang et al., 2014; Tang et al., 2015; Wang et al., 2017 |  | 6074-118.4-07-1 | 6074-118.4-07-1 | underground mine |  |  |  |  | ore material | drill core | drill core | mineral separate | [5 empty] | mineralisation |  |  |  | pyrite, sphalerite, pyrrhotite, chalcopyrite, galena, quartz | Stage A: pyrite + sericite; Stage B: sphalerite + pyrrhotite + chalcopyrite + galena + quartz; Stage C: actinolite + epidote + chlorite + magnetite + quartz | polymetallic veins crosscutting porphyry-stage veins and alteration zones | Z3 |  |  |  | actinolite, epidote, chlorite, magnetite, sericite, calcite, acanthite-argentite, pyrargyrite, hessite, electrum | carbon-coated thin sections; polished sections | SEM-EDS, EMPA, LA-ICPMS, SIMS | JEOL IT300HR scanning electron microscope equipped with secondary electron, backscattered electron (BSE), and energy dispersive X-ray spectrometry (EDS) detectors; TESCAN MIRA3 field-emission scanning electron microprobe (FE-SEM) equipped with a panchromatic cathodoluminescence (CL) detector; TESCAN Integrated Mineral Analyzer (TIMA) system with a Mira-3 scanning electron microscope with four EDS (EDAX Element 30) detectors; JEOL JXA-8230 electron microprobe | Wuhan Sample Solution Analytical Technology Co., Ltd., Wuhan, China; Tuoyan Analytical Technology Co., Ltd., Guangzhou, China; Nanjing Hongchuang Geological Exploration Technology Service Co., Ltd., Nanjing, China | SEM: accelerating voltage of 15–20 kV, emission current of ~80 μA, takeoff angle ~35°, 4 μm to 5 μm beam diameter, working distance of ~10 mm; SEM-CL: acceleration voltage of 10 kV, beam current of 15 nA; TIMA: accelerating voltage of 25 kV, probe current of 9 nA, working distance of 15 mm, pixel spacing 3 μm, dot spacing 9 μm; EPMA: beam current not fully stated in excerpt |  | 5.8043 | [19 empty] | 5452.4155 | [11 empty] | 70.287 | [11 empty] | 3.129 | [7 empty] | 4.5973 |  |  |  | 1.046 | [13 empty] | 3326.2463 | [15 empty] | 1.8752 | [21 empty] | 24.2443 | [17 empty] | 3.1766 | [15 empty] | 633180 |  |  |  |  | 2025 | Xinghai Lang et al., Polymetallic veins—a possible bridge between porphyry and intermediate-sulfidation deposits, Geological Society of America Bulletin, v. 136, doi:10.1130/B38406.1 |  | CHN | Tibet
| No. 1 porphyry Cu-Au deposit (Xietongmen deposit), Xiongcun ore district | No. 1 deposit, Xiongcun ore district | Magmatic hydrothermal | Porphyry | Cu-Au porphyry | Cu, Au | Zn, Ag, Pb | Cu, Au, Zn, Ag, Pb | Lang et al., 2014; Tang et al., 2015; Wang et al., 2017 |  | 6074-118.4-09-1 | 6074-118.4-09-1 | underground mine |  |  |  |  | ore material | drill core | drill core | mineral separate | [5 empty] | mineralisation |  |  |  | pyrite, sphalerite, pyrrhotite, chalcopyrite, galena, quartz | Stage A: pyrite + sericite; Stage B: sphalerite + pyrrhotite + chalcopyrite + galena + quartz; Stage C: actinolite + epidote + chlorite + magnetite + quartz | polymetallic veins crosscutting porphyry-stage veins and alteration zones | Z3 |  |  |  | actinolite, epidote, chlorite, magnetite, sericite, calcite, acanthite-argentite, pyrargyrite, hessite, electrum | carbon-coated thin sections; polished sections | SEM-EDS, EMPA, LA-ICPMS, SIMS | JEOL IT300HR scanning electron microscope equipped with secondary electron, backscattered electron (BSE), and energy dispersive X-ray spectrometry (EDS) detectors; TESCAN MIRA3 field-emission scanning electron microprobe (FE-SEM) equipped with a panchromatic cathodoluminescence (CL) detector; TESCAN Integrated Mineral Analyzer (TIMA) system with a Mira-3 scanning electron microscope with four EDS (EDAX Element 30) detectors; JEOL JXA-8230 electron microprobe | Wuhan Sample Solution Analytical Technology Co., Ltd., Wuhan, China; Tuoyan Analytical Technology Co., Ltd., Guangzhou, China; Nanjing Hongchuang Geological Exploration Technology Service Co., Ltd., Nanjing, China | SEM: accelerating voltage of 15–20 kV, emission current of ~80 μA, takeoff angle ~35°, 4 μm to 5 μm beam diameter, working distance of ~10 mm; SEM-CL: acceleration voltage of 10 kV, beam current of 15 nA; TIMA: accelerating voltage of 25 kV, probe current of 9 nA, working distance of 15 mm, pixel spacing 3 μm, dot spacing 9 μm; EPMA: beam current not fully stated in excerpt |  | 5.9746 | [19 empty] | 5764.5444 | [11 empty] | 67.2485 | [11 empty] | 3.3587 | [7 empty] | 4.8185 |  |  |  | 1.0242 | [13 empty] | 3286.4168 | [15 empty] | 2.2408 | [21 empty] | 23.7038 | [5 empty] | 0.62997 | [11 empty] | 4.8794 | [15 empty] | 632340 |  |  |  |  | 2025 | Xinghai Lang et al., Polymetallic veins—a possible bridge between porphyry and intermediate-sulfidation deposits, Geological Society of America Bulletin, v. 136, doi:10.1130/B38406.1 |  | CHN | Tibet
| No. 1 porphyry Cu-Au deposit (Xietongmen deposit), Xiongcun ore district | No. 1 deposit, Xiongcun ore district | Magmatic hydrothermal | Porphyry | Cu-Au porphyry | Cu, Au | Zn, Ag, Pb | Cu, Au, Zn, Ag, Pb | Lang et al., 2014; Tang et al., 2015; Wang et al., 2017 |  | 6074-118.4-11-1 | 6074-118.4-11-1 | underground mine |  |  |  |  | ore material | drill core | drill core | mineral separate | [5 empty] | mineralisation |  |  |  | pyrite, sphalerite, pyrrhotite, chalcopyrite, galena, quartz | Stage A: pyrite + sericite; Stage B: sphalerite + pyrrhotite + chalcopyrite + galena + quartz; Stage C: actinolite + epidote + chlorite + magnetite + quartz | polymetallic veins crosscutting porphyry-stage veins and alteration zones | Z3 |  |  |  | actinolite, epidote, chlorite, magnetite, sericite, calcite, acanthite-argentite, pyrargyrite, hessite, electrum | carbon-coated thin sections; polished sections | SEM-EDS, EMPA, LA-ICPMS, SIMS | JEOL IT300HR scanning electron microscope equipped with secondary electron, backscattered electron (BSE), and energy dispersive X-ray spectrometry (EDS) detectors; TESCAN MIRA3 field-emission scanning electron microprobe (FE-SEM) equipped with a panchromatic cathodoluminescence (CL) detector; TESCAN Integrated Mineral Analyzer (TIMA) system with a Mira-3 scanning electron microscope with four EDS (EDAX Element 30) detectors; JEOL JXA-8230 electron microprobe | Wuhan Sample Solution Analytical Technology Co., Ltd., Wuhan, China; Tuoyan Analytical Technology Co., Ltd., Guangzhou, China; Nanjing Hongchuang Geological Exploration Technology Service Co., Ltd., Nanjing, China | SEM: accelerating voltage of 15–20 kV, emission current of ~80 μA, takeoff angle ~35°, 4 μm to 5 μm beam diameter, working distance of ~10 mm; SEM-CL: acceleration voltage of 10 kV, beam current of 15 nA; TIMA: accelerating voltage of 25 kV, probe current of 9 nA, working distance of 15 mm, pixel spacing 3 μm, dot spacing 9 μm; EPMA: beam current not fully stated in excerpt |  | 6.5279 | [19 empty] | 5646.7908 | [11 empty] | 73.6774 | [11 empty] | 3.2519 |  |  |  | 0.43136 |  |  |  | 4.3493 |  |  |  | 0.87816 | [13 empty] | 3701.0927 | [15 empty] | 0.69443 | [21 empty] | 23.5712 | [5 empty] | 0.64795 | [11 empty] | 4.0725 | [15 empty] | 625350 |  |  |  |  | 2025 | Xinghai Lang et al., Polymetallic veins—a possible bridge between porphyry and intermediate-sulfidation deposits, Geological Society of America Bulletin, v. 136, doi:10.1130/B38406.1 |  | CHN | Tibet
| No. 1 porphyry Cu-Au deposit (Xietongmen deposit), Xiongcun ore district | No. 1 deposit, Xiongcun ore district | Magmatic hydrothermal | Porphyry | Cu-Au porphyry | Cu, Au | Zn, Ag, Pb | Cu, Au, Zn, Ag, Pb | Lang et al., 2014; Tang et al., 2015; Wang et al., 2017 |  | 6074-118.4-13-1 | 6074-118.4-13-1 | underground mine |  |  |  |  | ore material | drill core | drill core | mineral separate | [5 empty] | mineralisation |  |  |  | pyrite, sphalerite, pyrrhotite, chalcopyrite, galena, quartz | Stage A: pyrite + sericite; Stage B: sphalerite + pyrrhotite + chalcopyrite + galena + quartz; Stage C: actinolite + epidote + chlorite + magnetite + quartz | polymetallic veins crosscutting porphyry-stage veins and alteration zones | Z3 |  |  |  | actinolite, epidote, chlorite, magnetite, sericite, calcite, acanthite-argentite, pyrargyrite, hessite, electrum | carbon-coated thin sections; polished sections | SEM-EDS, EMPA, LA-ICPMS, SIMS | JEOL IT300HR scanning electron microscope equipped with secondary electron, backscattered electron (BSE), and energy dispersive X-ray spectrometry (EDS) detectors; TESCAN MIRA3 field-emission scanning electron microprobe (FE-SEM) equipped with a panchromatic cathodoluminescence (CL) detector; TESCAN Integrated Mineral Analyzer (TIMA) system with a Mira-3 scanning electron microscope with four EDS (EDAX Element 30) detectors; JEOL JXA-8230 electron microprobe | Wuhan Sample Solution Analytical Technology Co., Ltd., Wuhan, China; Tuoyan Analytical Technology Co., Ltd., Guangzhou, China; Nanjing Hongchuang Geological Exploration Technology Service Co., Ltd., Nanjing, China | SEM: accelerating voltage of 15–20 kV, emission current of ~80 μA, takeoff angle ~35°, 4 μm to 5 μm beam diameter, working distance of ~10 mm; SEM-CL: acceleration voltage of 10 kV, beam current of 15 nA; TIMA: accelerating voltage of 25 kV, probe current of 9 nA, working distance of 15 mm, pixel spacing 3 μm, dot spacing 9 μm; EPMA: beam current not fully stated in excerpt |  | 5.9215 | [19 empty] | 5084.9237 | [11 empty] | 61.7171 | [11 empty] | 3.3432 |  |  |  | 0.43588 |  |  |  | 4.2521 |  |  |  | 0.94487 | [13 empty] | 3137.2835 | [15 empty] | 0.84804 | [21 empty] | 24.662 | [17 empty] | 4.5131 | [15 empty] | 636080 |  |  |  |  | 2025 | Xinghai Lang et al., Polymetallic veins—a possible bridge between porphyry and intermediate-sulfidation deposits, Geological Society of America Bulletin, v. 136, doi:10.1130/B38406.1 |  | CHN | Tibet
| No. 1 porphyry Cu-Au deposit (Xietongmen deposit), Xiongcun ore district | No. 1 deposit, Xiongcun ore district | Magmatic hydrothermal | Porphyry | Cu-Au porphyry | Cu, Au | Zn, Ag, Pb | Cu, Au, Zn, Ag, Pb | Lang et al., 2014; Tang et al., 2015; Wang et al., 2017 |  | 6067-156.4-03-1 | 6067-156.4-03-1 | underground mine |  |  |  |  | ore material | drill core | drill core | mineral separate | [5 empty] | mineralisation |  |  |  | pyrite, sphalerite, pyrrhotite, chalcopyrite, galena, quartz | Stage A: pyrite + sericite; Stage B: sphalerite + pyrrhotite + chalcopyrite + galena + quartz; Stage C: actinolite + epidote + chlorite + magnetite + quartz | polymetallic veins crosscutting porphyry-stage veins and alteration zones | Z3 |  |  |  | actinolite, epidote, chlorite, magnetite, sericite, calcite, acanthite-argentite, pyrargyrite, hessite, electrum | carbon-coated thin sections; polished sections | SEM-EDS, EMPA, LA-ICPMS, SIMS | JEOL IT300HR scanning electron microscope equipped with secondary electron, backscattered electron (BSE), and energy dispersive X-ray spectrometry (EDS) detectors; TESCAN MIRA3 field-emission scanning electron microprobe (FE-SEM) equipped with a panchromatic cathodoluminescence (CL) detector; TESCAN Integrated Mineral Analyzer (TIMA) system with a Mira-3 scanning electron microscope with four EDS (EDAX Element 30) detectors; JEOL JXA-8230 electron microprobe | Wuhan Sample Solution Analytical Technology Co., Ltd., Wuhan, China; Tuoyan Analytical Technology Co., Ltd., Guangzhou, China; Nanjing Hongchuang Geological Exploration Technology Service Co., Ltd., Nanjing, China | SEM: accelerating voltage of 15–20 kV, emission current of ~80 μA, takeoff angle ~35°, 4 μm to 5 μm beam diameter, working distance of ~10 mm; SEM-CL: acceleration voltage of 10 kV, beam current of 15 nA; TIMA: accelerating voltage of 25 kV, probe current of 9 nA, working distance of 15 mm, pixel spacing 3 μm, dot spacing 9 μm; EPMA: beam current not fully stated in excerpt |  | 24.8342 | [13 empty] | 0.17974 | [5 empty] | 5039.4681 | [11 empty] | 1149.5568 | [11 empty] | 12.787 | [7 empty] | 4.7818 |  |  |  | 4.4594 | [13 empty] | 3264.3626 | [15 empty] | 27.9726 | [21 empty] | 27.8042 | [5 empty] | 5.734 | [27 empty] | 617420 |  |  |  |  | 2025 | Xinghai Lang et al., Polymetallic veins—a possible bridge between porphyry and intermediate-sulfidation deposits, Geological Society of America Bulletin, v. 136, doi:10.1130/B38406.1 |  | CHN | Tibet
| No. 1 porphyry Cu-Au deposit (Xietongmen deposit), Xiongcun ore district | No. 1 deposit, Xiongcun ore district | Magmatic hydrothermal | Porphyry | Cu-Au porphyry | Cu, Au | Zn, Ag, Pb | Cu, Au, Zn, Ag, Pb | Lang et al., 2014; Tang et al., 2015; Wang et al., 2017 |  | 6067-156.4-05-1 | 6067-156.4-05-1 | underground mine |  |  |  |  | ore material | drill core | drill core | mineral separate | [5 empty] | mineralisation |  |  |  | pyrite, sphalerite, pyrrhotite, chalcopyrite, galena, quartz | Stage A: pyrite + sericite; Stage B: sphalerite + pyrrhotite + chalcopyrite + galena + quartz; Stage C: actinolite + epidote + chlorite + magnetite + quartz | polymetallic veins crosscutting porphyry-stage veins and alteration zones | Z3 |  |  |  | actinolite, epidote, chlorite, magnetite, sericite, calcite, acanthite-argentite, pyrargyrite, hessite, electrum | carbon-coated thin sections; polished sections | SEM-EDS, EMPA, LA-ICPMS, SIMS | JEOL IT300HR scanning electron microscope equipped with secondary electron, backscattered electron (BSE), and energy dispersive X-ray spectrometry (EDS) detectors; TESCAN MIRA3 field-emission scanning electron microprobe (FE-SEM) equipped with a panchromatic cathodoluminescence (CL) detector; TESCAN Integrated Mineral Analyzer (TIMA) system with a Mira-3 scanning electron microscope with four EDS (EDAX Element 30) detectors; JEOL JXA-8230 electron microprobe | Wuhan Sample Solution Analytical Technology Co., Ltd., Wuhan, China; Tuoyan Analytical Technology Co., Ltd., Guangzhou, China; Nanjing Hongchuang Geological Exploration Technology Service Co., Ltd., Nanjing, China | SEM: accelerating voltage of 15–20 kV, emission current of ~80 μA, takeoff angle ~35°, 4 μm to 5 μm beam diameter, working distance of ~10 mm; SEM-CL: acceleration voltage of 10 kV, beam current of 15 nA; TIMA: accelerating voltage of 25 kV, probe current of 9 nA, working distance of 15 mm, pixel spacing 3 μm, dot spacing 9 μm; EPMA: beam current not fully stated in excerpt |  | 15.1357 | [13 empty] | 0.046131 | [5 empty] | 5156.3017 | [11 empty] | 548.2287 | [11 empty] | 12.5558 | [7 empty] | 4.8284 |  |  |  | 5.1495 | [13 empty] | 3552.2013 | [15 empty] | 9.6303 | [21 empty] | 26.3329 | [5 empty] | 1.284 | [27 empty] | 618950 |  |  |  |  | 2025 | Xinghai Lang et al., Polymetallic veins—a possible bridge between porphyry and intermediate-sulfidation deposits, Geological Society of America Bulletin, v. 136, doi:10.1130/B38406.1 |  | CHN | Tibet
| No. 1 porphyry Cu-Au deposit (Xietongmen deposit), Xiongcun ore district | No. 1 deposit, Xiongcun ore district | Magmatic hydrothermal | Porphyry | Cu-Au porphyry | Cu, Au | Zn, Ag, Pb | Cu, Au, Zn, Ag, Pb | Lang et al., 2014; Tang et al., 2015; Wang et al., 2017 |  | 6067-156.4-09-1 | 6067-156.4-09-1 | underground mine |  |  |  |  | ore material | drill core | drill core | mineral separate | [5 empty] | mineralisation |  |  |  | pyrite, sphalerite, pyrrhotite, chalcopyrite, galena, quartz | Stage A: pyrite + sericite; Stage B: sphalerite + pyrrhotite + chalcopyrite + galena + quartz; Stage C: actinolite + epidote + chlorite + magnetite + quartz | polymetallic veins crosscutting porphyry-stage veins and alteration zones | Z3 |  |  |  | actinolite, epidote, chlorite, magnetite, sericite, calcite, acanthite-argentite, pyrargyrite, hessite, electrum | carbon-coated thin sections; polished sections | SEM-EDS, EMPA, LA-ICPMS, SIMS | JEOL IT300HR scanning electron microscope equipped with secondary electron, backscattered electron (BSE), and energy dispersive X-ray spectrometry (EDS) detectors; TESCAN MIRA3 field-emission scanning electron microprobe (FE-SEM) equipped with a panchromatic cathodoluminescence (CL) detector; TESCAN Integrated Mineral Analyzer (TIMA) system with a Mira-3 scanning electron microscope with four EDS (EDAX Element 30) detectors; JEOL JXA-8230 electron microprobe | Wuhan Sample Solution Analytical Technology Co., Ltd., Wuhan, China; Tuoyan Analytical Technology Co., Ltd., Guangzhou, China; Nanjing Hongchuang Geological Exploration Technology Service Co., Ltd., Nanjing, China | SEM: accelerating voltage of 15–20 kV, emission current of ~80 μA, takeoff angle ~35°, 4 μm to 5 μm beam diameter, working distance of ~10 mm; SEM-CL: acceleration voltage of 10 kV, beam current of 15 nA; TIMA: accelerating voltage of 25 kV, probe current of 9 nA, working distance of 15 mm, pixel spacing 3 μm, dot spacing 9 μm; EPMA: beam current not fully stated in excerpt |  | 9.8546 | [13 empty] | 0.003863 | [5 empty] | 5041.4783 | [11 empty] | 65.0489 | [11 empty] | 13.6896 | [7 empty] | 4.7519 |  |  |  | 4.8607 | [13 empty] | 4226.3513 | [15 empty] | 5.3279 | [21 empty] | 28.2394 | [5 empty] | 1.2017 | [11 empty] | 2.241 | [15 empty] | 619960 |  |  |  |  | 2025 | Xinghai Lang et al., Polymetallic veins—a possible bridge between porphyry and intermediate-sulfidation deposits, Geological Society of America Bulletin, v. 136, doi:10.1130/B38406.1 |  | CHN | Tibet
| No. 1 porphyry Cu-Au deposit (Xietongmen deposit), Xiongcun ore district | No. 1 deposit, Xiongcun ore district | Magmatic hydrothermal | Porphyry | Cu-Au porphyry | Cu, Au | Zn, Ag, Pb | Cu, Au, Zn, Ag, Pb | Lang et al., 2014; Tang et al., 2015; Wang et al., 2017 |  | 6067-156.4-10-1 | 6067-156.4-10-1 | underground mine |  |  |  |  | ore material | drill core | drill core | mineral separate | [5 empty] | mineralisation |  |  |  | pyrite, sphalerite, pyrrhotite, chalcopyrite, galena, quartz | Stage A: pyrite + sericite; Stage B: sphalerite + pyrrhotite + chalcopyrite + galena + quartz; Stage C: actinolite + epidote + chlorite + magnetite + quartz | polymetallic veins crosscutting porphyry-stage veins and alteration zones | Z3 |  |  |  | actinolite, epidote, chlorite, magnetite, sericite, calcite, acanthite-argentite, pyrargyrite, hessite, electrum | carbon-coated thin sections; polished sections | SEM-EDS, EMPA, LA-ICPMS, SIMS | JEOL IT300HR scanning electron microscope equipped with secondary electron, backscattered electron (BSE), and energy dispersive X-ray spectrometry (EDS) detectors; TESCAN MIRA3 field-emission scanning electron microprobe (FE-SEM) equipped with a panchromatic cathodoluminescence (CL) detector; TESCAN Integrated Mineral Analyzer (TIMA) system with a Mira-3 scanning electron microscope with four EDS (EDAX Element 30) detectors; JEOL JXA-8230 electron microprobe | Wuhan Sample Solution Analytical Technology Co., Ltd., Wuhan, China; Tuoyan Analytical Technology Co., Ltd., Guangzhou, China; Nanjing Hongchuang Geological Exploration Technology Service Co., Ltd., Nanjing, China | SEM: accelerating voltage of 15–20 kV, emission current of ~80 μA, takeoff angle ~35°, 4 μm to 5 μm beam diameter, working distance of ~10 mm; SEM-CL: acceleration voltage of 10 kV, beam current of 15 nA; TIMA: accelerating voltage of 25 kV, probe current of 9 nA, working distance of 15 mm, pixel spacing 3 μm, dot spacing 9 μm; EPMA: beam current not fully stated in excerpt |  | 13.6538 | [19 empty] | 5032.3428 | [11 empty] | 94.772 | [11 empty] | 15.4703 | [7 empty] | 4.7649 |  |  |  | 3.4305 | [13 empty] | 4448.9636 | [15 empty] | 4.6809 | [21 empty] | 32.1686 | [5 empty] | 4.584 | [11 empty] | 2.3279 | [15 empty] | 616470 |  |  |  |  | 2025 | Xinghai Lang et al., Polymetallic veins—a possible bridge between porphyry and intermediate-sulfidation deposits, Geological Society of America Bulletin, v. 136, doi:10.1130/B38406.1 |  | CHN | Tibet
| No. 1 porphyry Cu-Au deposit (Xietongmen deposit), Xiongcun ore district | No. 1 deposit, Xiongcun ore district | Magmatic hydrothermal | Porphyry | Cu-Au porphyry | Cu, Au | Zn, Ag, Pb | Cu, Au, Zn, Ag, Pb | Lang et al., 2014; Tang et al., 2015; Wang et al., 2017 |  | 6067-156.4-13-1 | 6067-156.4-13-1 | underground mine |  |  |  |  | ore material | drill core | drill core | mineral separate | [5 empty] | mineralisation |  |  |  | pyrite, sphalerite, pyrrhotite, chalcopyrite, galena, quartz | Stage A: pyrite + sericite; Stage B: sphalerite + pyrrhotite + chalcopyrite + galena + quartz; Stage C: actinolite + epidote + chlorite + magnetite + quartz | polymetallic veins crosscutting porphyry-stage veins and alteration zones | Z3 |  |  |  | actinolite, epidote, chlorite, magnetite, sericite, calcite, acanthite-argentite, pyrargyrite, hessite, electrum | carbon-coated thin sections; polished sections | SEM-EDS, EMPA, LA-ICPMS, SIMS | JEOL IT300HR scanning electron microscope equipped with secondary electron, backscattered electron (BSE), and energy dispersive X-ray spectrometry (EDS) detectors; TESCAN MIRA3 field-emission scanning electron microprobe (FE-SEM) equipped with a panchromatic cathodoluminescence (CL) detector; TESCAN Integrated Mineral Analyzer (TIMA) system with a Mira-3 scanning electron microscope with four EDS (EDAX Element 30) detectors; JEOL JXA-8230 electron microprobe | Wuhan Sample Solution Analytical Technology Co., Ltd., Wuhan, China; Tuoyan Analytical Technology Co., Ltd., Guangzhou, China; Nanjing Hongchuang Geological Exploration Technology Service Co., Ltd., Nanjing, China | SEM: accelerating voltage of 15–20 kV, emission current of ~80 μA, takeoff angle ~35°, 4 μm to 5 μm beam diameter, working distance of ~10 mm; SEM-CL: acceleration voltage of 10 kV, beam current of 15 nA; TIMA: accelerating voltage of 25 kV, probe current of 9 nA, working distance of 15 mm, pixel spacing 3 μm, dot spacing 9 μm; EPMA: beam current not fully stated in excerpt |  | 23.1114 | [13 empty] | 0.046854 | [5 empty] | 5581.9996 | [11 empty] | 102.7311 | [11 empty] | 15.0545 | [7 empty] | 4.734 |  |  |  | 4.2987 | [13 empty] | 4129.0087 | [15 empty] | 15.1506 | [21 empty] | 28.8894 | [5 empty] | 3.0195 | [11 empty] | 2.9009 | [15 empty] | 618960 |  |  |  |  | 2025 | Xinghai Lang et al., Polymetallic veins—a possible bridge between porphyry and intermediate-sulfidation deposits, Geological Society of America Bulletin, v. 136, doi:10.1130/B38406.1 |  | CHN | Tibet
| No. 1 porphyry Cu-Au deposit (Xietongmen deposit), Xiongcun ore district | No. 1 deposit, Xiongcun ore district | Magmatic hydrothermal | Porphyry | Cu-Au porphyry | Cu, Au | Zn, Ag, Pb | Cu, Au, Zn, Ag, Pb | Lang et al., 2014; Tang et al., 2015; Wang et al., 2017 |  | Standard-1 | Standard-1 | underground mine |  |  |  |  | ore material | drill core | drill core | mineral separate | [5 empty] | mineralisation |  |  |  | pyrite, sphalerite, pyrrhotite, chalcopyrite, galena, quartz | Stage A: pyrite + sericite; Stage B: sphalerite + pyrrhotite + chalcopyrite + galena + quartz; Stage C: actinolite + epidote + chlorite + magnetite + quartz | polymetallic veins crosscutting porphyry-stage veins and alteration zones | stockwork veins, sheeted veins, open-space filling |  |  |  | actinolite, epidote, chlorite, magnetite, sericite, calcite, acanthite-argentite, pyrargyrite, hessite, electrum | carbon-coated thin sections; polished sections | SEM-EDS, EMPA, LA-ICPMS, SIMS | JEOL IT300HR scanning electron microscope equipped with secondary electron, backscattered electron (BSE), and energy dispersive X-ray spectrometry (EDS) detectors; TESCAN MIRA3 field-emission scanning electron microprobe (FE-SEM) equipped with a panchromatic cathodoluminescence (CL) detector; TESCAN Integrated Mineral Analyzer (TIMA) system with a Mira-3 scanning electron microscope with four EDS (EDAX Element 30) detectors; JEOL JXA-8230 electron microprobe | Wuhan Sample Solution Analytical Technology Co., Ltd., Wuhan, China; Tuoyan Analytical Technology Co., Ltd., Guangzhou, China; Nanjing Hongchuang Geological Exploration Technology Service Co., Ltd., Nanjing, China | SEM: accelerating voltage of 15–20 kV, emission current of ~80 μA, takeoff angle ~35°, 4 μm to 5 μm beam diameter, working distance of ~10 mm; SEM-CL: acceleration voltage of 10 kV, beam current of 15 nA; TIMA: accelerating voltage of 25 kV, probe current of 9 nA, working distance of 15 mm, pixel spacing 3 μm, dot spacing 9 μm; EPMA: beam current not fully stated in excerpt | [148 empty] | 2025 | Xinghai Lang et al., Polymetallic veins—a possible bridge between porphyry and intermediate-sulfidation deposits, Geological Society of America Bulletin, v. 136, doi:10.1130/B38406.1 |  | CHN | Tibet
| No. 1 porphyry Cu-Au deposit (Xietongmen deposit), Xiongcun ore district | No. 1 deposit, Xiongcun ore district | Magmatic hydrothermal | Porphyry | Cu-Au porphyry | Cu, Au | Zn, Ag, Pb | Cu, Au, Zn, Ag, Pb | Lang et al., 2014; Tang et al., 2015; Wang et al., 2017 |  | GSE-2G-1 | GSE-2G-1 | underground mine |  |  |  |  | ore material | drill core | drill core | mineral separate | [5 empty] | mineralisation |  |  |  | pyrite, sphalerite, pyrrhotite, chalcopyrite, galena, quartz | Stage A: pyrite + sericite; Stage B: sphalerite + pyrrhotite + chalcopyrite + galena + quartz; Stage C: actinolite + epidote + chlorite + magnetite + quartz | polymetallic veins crosscutting porphyry-stage veins and alteration zones | stockwork veins, sheeted veins, open-space filling |  |  |  | actinolite, epidote, chlorite, magnetite, sericite, calcite, acanthite-argentite, pyrargyrite, hessite, electrum | carbon-coated thin sections; polished sections | SEM-EDS, EMPA, LA-ICPMS, SIMS | JEOL IT300HR scanning electron microscope equipped with secondary electron, backscattered electron (BSE), and energy dispersive X-ray spectrometry (EDS) detectors; TESCAN MIRA3 field-emission scanning electron microprobe (FE-SEM) equipped with a panchromatic cathodoluminescence (CL) detector; TESCAN Integrated Mineral Analyzer (TIMA) system with a Mira-3 scanning electron microscope with four EDS (EDAX Element 30) detectors; JEOL JXA-8230 electron microprobe | Wuhan Sample Solution Analytical Technology Co., Ltd., Wuhan, China; Tuoyan Analytical Technology Co., Ltd., Guangzhou, China; Nanjing Hongchuang Geological Exploration Technology Service Co., Ltd., Nanjing, China | SEM: accelerating voltage of 15–20 kV, emission current of ~80 μA, takeoff angle ~35°, 4 μm to 5 μm beam diameter, working distance of ~10 mm; SEM-CL: acceleration voltage of 10 kV, beam current of 15 nA; TIMA: accelerating voltage of 25 kV, probe current of 9 nA, working distance of 15 mm, pixel spacing 3 μm, dot spacing 9 μm; EPMA: beam current not fully stated in excerpt |  | 225.4658 |  |  |  | 342.8601 |  | 8.2907 | [7 empty] | 305.6333 | [5 empty] | 256.7386 | [5 empty] | 360.3243 |  | 358.8413 |  | 290.9521 |  | 522.6862 | [11 empty] | 404.1259 |  |  |  | 371.3578 | [7 empty] | 380.3005 | [13 empty] | 531.3479 |  | 365.596 | [7 empty] | 410.2809 | [5 empty] | 374.2723 |  | 52.3524 | [15 empty] | 355.9275 |  | 365.7432 |  | 6.6464 | [5 empty] | 306.5282 | [7 empty] | 281.7208 |  |  |  | 14970.3653 |  | 6.0182 | [5 empty] | 391.3717 |  | 394.458 | [5 empty] | 452.5964 |  |  |  |  | 2025 | Xinghai Lang et al., Polymetallic veins—a possible bridge between porphyry and intermediate-sulfidation deposits, Geological Society of America Bulletin, v. 136, doi:10.1130/B38406.1 |  | CHN | Tibet
| No. 1 porphyry Cu-Au deposit (Xietongmen deposit), Xiongcun ore district | No. 1 deposit, Xiongcun ore district | Magmatic hydrothermal | Porphyry | Cu-Au porphyry | Cu, Au | Zn, Ag, Pb | Cu, Au, Zn, Ag, Pb | Lang et al., 2014; Tang et al., 2015; Wang et al., 2017 |  | GSE-2G-2 | GSE-2G-2 | underground mine |  |  |  |  | ore material | drill core | drill core | mineral separate | [5 empty] | mineralisation |  |  |  | pyrite, sphalerite, pyrrhotite, chalcopyrite, galena, quartz | Stage A: pyrite + sericite; Stage B: sphalerite + pyrrhotite + chalcopyrite + galena + quartz; Stage C: actinolite + epidote + chlorite + magnetite + quartz | polymetallic veins crosscutting porphyry-stage veins and alteration zones | stockwork veins, sheeted veins, open-space filling |  |  |  | actinolite, epidote, chlorite, magnetite, sericite, calcite, acanthite-argentite, pyrargyrite, hessite, electrum | carbon-coated thin sections; polished sections | SEM-EDS, EMPA, LA-ICPMS, SIMS | JEOL IT300HR scanning electron microscope equipped with secondary electron, backscattered electron (BSE), and energy dispersive X-ray spectrometry (EDS) detectors; TESCAN MIRA3 field-emission scanning electron microprobe (FE-SEM) equipped with a panchromatic cathodoluminescence (CL) detector; TESCAN Integrated Mineral Analyzer (TIMA) system with a Mira-3 scanning electron microscope with four EDS (EDAX Element 30) detectors; JEOL JXA-8230 electron microprobe | Wuhan Sample Solution Analytical Technology Co., Ltd., Wuhan, China; Tuoyan Analytical Technology Co., Ltd., Guangzhou, China; Nanjing Hongchuang Geological Exploration Technology Service Co., Ltd., Nanjing, China | SEM: accelerating voltage of 15–20 kV, emission current of ~80 μA, takeoff angle ~35°, 4 μm to 5 μm beam diameter, working distance of ~10 mm; SEM-CL: acceleration voltage of 10 kV, beam current of 15 nA; TIMA: accelerating voltage of 25 kV, probe current of 9 nA, working distance of 15 mm, pixel spacing 3 μm, dot spacing 9 μm; EPMA: beam current not fully stated in excerpt |  | 226.4366 |  |  |  | 332.6547 |  | 8.4621 | [7 empty] | 305.0333 | [5 empty] | 253.7987 | [5 empty] | 365.0212 |  | 354.533 |  | 291.7406 |  | 561.2677 | [11 empty] | 402.9149 |  |  |  | 371.4117 | [7 empty] | 381.1822 | [13 empty] | 539.0363 |  | 370.0539 | [7 empty] | 420.1117 | [5 empty] | 374.8815 |  | 37.8981 | [15 empty] | 360.2756 |  | 366.9426 |  | 11.4512 | [5 empty] | 313.8074 | [7 empty] | 280.0061 |  |  |  | 15074.7617 |  | 5.8991 | [5 empty] | 391.398 |  | 393.8862 | [5 empty] | 446.5464 |  |  |  |  | 2025 | Xinghai Lang et al., Polymetallic veins—a possible bridge between porphyry and intermediate-sulfidation deposits, Geological Society of America Bulletin, v. 136, doi:10.1130/B38406.1 |  | CHN | Tibet
| No. 1 porphyry Cu-Au deposit (Xietongmen deposit), Xiongcun ore district | No. 1 deposit, Xiongcun ore district | Magmatic hydrothermal | Porphyry | Cu-Au porphyry | Cu, Au | Zn, Ag, Pb | Cu, Au, Zn, Ag, Pb | Lang et al., 2014; Tang et al., 2015; Wang et al., 2017 |  | GSE-2G-3 | GSE-2G-3 | underground mine |  |  |  |  | ore material | drill core | drill core | mineral separate | [5 empty] | mineralisation |  |  |  | pyrite, sphalerite, pyrrhotite, chalcopyrite, galena, quartz | Stage A: pyrite + sericite; Stage B: sphalerite + pyrrhotite + chalcopyrite + galena + quartz; Stage C: actinolite + epidote + chlorite + magnetite + quartz | polymetallic veins crosscutting porphyry-stage veins and alteration zones | stockwork veins, sheeted veins, open-space filling |  |  |  | actinolite, epidote, chlorite, magnetite, sericite, calcite, acanthite-argentite, pyrargyrite, hessite, electrum | carbon-coated thin sections; polished sections | SEM-EDS, EMPA, LA-ICPMS, SIMS | JEOL IT300HR scanning electron microscope equipped with secondary electron, backscattered electron (BSE), and energy dispersive X-ray spectrometry (EDS) detectors; TESCAN MIRA3 field-emission scanning electron microprobe (FE-SEM) equipped with a panchromatic cathodoluminescence (CL) detector; TESCAN Integrated Mineral Analyzer (TIMA) system with a Mira-3 scanning electron microscope with four EDS (EDAX Element 30) detectors; JEOL JXA-8230 electron microprobe | Wuhan Sample Solution Analytical Technology Co., Ltd., Wuhan, China; Tuoyan Analytical Technology Co., Ltd., Guangzhou, China; Nanjing Hongchuang Geological Exploration Technology Service Co., Ltd., Nanjing, China | SEM: accelerating voltage of 15–20 kV, emission current of ~80 μA, takeoff angle ~35°, 4 μm to 5 μm beam diameter, working distance of ~10 mm; SEM-CL: acceleration voltage of 10 kV, beam current of 15 nA; TIMA: accelerating voltage of 25 kV, probe current of 9 nA, working distance of 15 mm, pixel spacing 3 μm, dot spacing 9 μm; EPMA: beam current not fully stated in excerpt |  | 228.1566 |  |  |  | 333.7062 |  | 9.0717 | [7 empty] | 306.8323 | [5 empty] | 257.3855 | [5 empty] | 368.5998 |  | 368.4585 |  | 294.2704 |  | 489.2074 | [11 empty] | 405.7685 |  |  |  | 378.1339 | [7 empty] | 382.0564 | [13 empty] | 541.4423 |  | 353.3095 | [7 empty] | 429.1201 | [5 empty] | 378.0579 |  | 53.8394 | [15 empty] | 358.0669 |  | 367.8143 |  | 9.8816 | [5 empty] | 303.9576 | [7 empty] | 286.5519 |  |  |  | 15024.3484 |  | 6.2013 | [5 empty] | 395.4944 |  | 398.6157 | [5 empty] | 451.2133 |  |  |  |  | 2025 | Xinghai Lang et al., Polymetallic veins—a possible bridge between porphyry and intermediate-sulfidation deposits, Geological Society of America Bulletin, v. 136, doi:10.1130/B38406.1 |  | CHN | Tibet
| No. 1 porphyry Cu-Au deposit (Xietongmen deposit), Xiongcun ore district | No. 1 deposit, Xiongcun ore district | Magmatic hydrothermal | Porphyry | Cu-Au porphyry | Cu, Au | Zn, Ag, Pb | Cu, Au, Zn, Ag, Pb | Lang et al., 2014; Tang et al., 2015; Wang et al., 2017 |  | GSE-2G-4 | GSE-2G-4 | underground mine |  |  |  |  | ore material | drill core | drill core | mineral separate | [5 empty] | mineralisation |  |  |  | pyrite, sphalerite, pyrrhotite, chalcopyrite, galena, quartz | Stage A: pyrite + sericite; Stage B: sphalerite + pyrrhotite + chalcopyrite + galena + quartz; Stage C: actinolite + epidote + chlorite + magnetite + quartz | polymetallic veins crosscutting porphyry-stage veins and alteration zones | stockwork veins, sheeted veins, open-space filling |  |  |  | actinolite, epidote, chlorite, magnetite, sericite, calcite, acanthite-argentite, pyrargyrite, hessite, electrum | carbon-coated thin sections; polished sections | SEM-EDS, EMPA, LA-ICPMS, SIMS | JEOL IT300HR scanning electron microscope equipped with secondary electron, backscattered electron (BSE), and energy dispersive X-ray spectrometry (EDS) detectors; TESCAN MIRA3 field-emission scanning electron microprobe (FE-SEM) equipped with a panchromatic cathodoluminescence (CL) detector; TESCAN Integrated Mineral Analyzer (TIMA) system with a Mira-3 scanning electron microscope with four EDS (EDAX Element 30) detectors; JEOL JXA-8230 electron microprobe | Wuhan Sample Solution Analytical Technology Co., Ltd., Wuhan, China; Tuoyan Analytical Technology Co., Ltd., Guangzhou, China; Nanjing Hongchuang Geological Exploration Technology Service Co., Ltd., Nanjing, China | SEM: accelerating voltage of 15–20 kV, emission current of ~80 μA, takeoff angle ~35°, 4 μm to 5 μm beam diameter, working distance of ~10 mm; SEM-CL: acceleration voltage of 10 kV, beam current of 15 nA; TIMA: accelerating voltage of 25 kV, probe current of 9 nA, working distance of 15 mm, pixel spacing 3 μm, dot spacing 9 μm; EPMA: beam current not fully stated in excerpt |  | 228.1645 |  |  |  | 330.3223 |  | 12.3668 | [7 empty] | 304.6133 | [5 empty] | 254.22 | [5 empty] | 368.8742 |  | 357.0859 |  | 291.6872 |  | 594.3093 | [11 empty] | 406.6196 |  |  |  | 371.9579 | [7 empty] | 383.3076 | [13 empty] | 539.2704 |  | 357.8325 | [7 empty] | 427.3283 | [5 empty] | 375.29 |  | 183.3447 | [15 empty] | 359.3257 |  | 366.6023 |  | 8.5648 | [5 empty] | 303.4715 | [7 empty] | 270.4165 |  |  |  | 15096.8072 |  | 6.1388 | [5 empty] | 396.4289 |  | 397.7602 | [5 empty] | 452.0176 |  |  |  |  | 2025 | Xinghai Lang et al., Polymetallic veins—a possible bridge between porphyry and intermediate-sulfidation deposits, Geological Society of America Bulletin, v. 136, doi:10.1130/B38406.1 |  | CHN | Tibet
| No. 1 porphyry Cu-Au deposit (Xietongmen deposit), Xiongcun ore district | No. 1 deposit, Xiongcun ore district | Magmatic hydrothermal | Porphyry | Cu-Au porphyry | Cu, Au | Zn, Ag, Pb | Cu, Au, Zn, Ag, Pb | Lang et al., 2014; Tang et al., 2015; Wang et al., 2017 |  | GSE-2G-5 | GSE-2G-5 | underground mine |  |  |  |  | ore material | drill core | drill core | mineral separate | [5 empty] | mineralisation |  |  |  | pyrite, sphalerite, pyrrhotite, chalcopyrite, galena, quartz | Stage A: pyrite + sericite; Stage B: sphalerite + pyrrhotite + chalcopyrite + galena + quartz; Stage C: actinolite + epidote + chlorite + magnetite + quartz | polymetallic veins crosscutting porphyry-stage veins and alteration zones | stockwork veins, sheeted veins, open-space filling |  |  |  | actinolite, epidote, chlorite, magnetite, sericite, calcite, acanthite-argentite, pyrargyrite, hessite, electrum | carbon-coated thin sections; polished sections | SEM-EDS, EMPA, LA-ICPMS, SIMS | JEOL IT300HR scanning electron microscope equipped with secondary electron, backscattered electron (BSE), and energy dispersive X-ray spectrometry (EDS) detectors; TESCAN MIRA3 field-emission scanning electron microprobe (FE-SEM) equipped with a panchromatic cathodoluminescence (CL) detector; TESCAN Integrated Mineral Analyzer (TIMA) system with a Mira-3 scanning electron microscope with four EDS (EDAX Element 30) detectors; JEOL JXA-8230 electron microprobe | Wuhan Sample Solution Analytical Technology Co., Ltd., Wuhan, China; Tuoyan Analytical Technology Co., Ltd., Guangzhou, China; Nanjing Hongchuang Geological Exploration Technology Service Co., Ltd., Nanjing, China | SEM: accelerating voltage of 15–20 kV, emission current of ~80 μA, takeoff angle ~35°, 4 μm to 5 μm beam diameter, working distance of ~10 mm; SEM-CL: acceleration voltage of 10 kV, beam current of 15 nA; TIMA: accelerating voltage of 25 kV, probe current of 9 nA, working distance of 15 mm, pixel spacing 3 μm, dot spacing 9 μm; EPMA: beam current not fully stated in excerpt |  | 224.3523 |  |  |  | 333.1148 |  | 12.2067 | [7 empty] | 304.9046 | [5 empty] | 257.8215 | [5 empty] | 365.6914 |  | 360.1152 |  | 293.0492 |  | 579.1234 | [11 empty] | 407.8728 |  |  |  | 370.5584 | [7 empty] | 380.1012 | [13 empty] | 536.2677 |  | 362.5767 | [7 empty] | 415.0686 | [5 empty] | 371.7826 |  | 232.4295 | [15 empty] | 354.5619 |  | 373.1227 |  | 13.804 | [5 empty] | 304.482 | [7 empty] | 280.9895 |  |  |  | 14890.7935 |  | 5.9429 | [5 empty] | 395.2218 |  | 389.3748 | [5 empty] | 450.4215 |  |  |  |  | 2025 | Xinghai Lang et al., Polymetallic veins—a possible bridge between porphyry and intermediate-sulfidation deposits, Geological Society of America Bulletin, v. 136, doi:10.1130/B38406.1 |  | CHN | Tibet
| No. 1 porphyry Cu-Au deposit (Xietongmen deposit), Xiongcun ore district | No. 1 deposit, Xiongcun ore district | Magmatic hydrothermal | Porphyry | Cu-Au porphyry | Cu, Au | Zn, Ag, Pb | Cu, Au, Zn, Ag, Pb | Lang et al., 2014; Tang et al., 2015; Wang et al., 2017 |  | GSE-2G-6 | GSE-2G-6 | underground mine |  |  |  |  | ore material | drill core | drill core | mineral separate | [5 empty] | mineralisation |  |  |  | pyrite, sphalerite, pyrrhotite, chalcopyrite, galena, quartz | Stage A: pyrite + sericite; Stage B: sphalerite + pyrrhotite + chalcopyrite + galena + quartz; Stage C: actinolite + epidote + chlorite + magnetite + quartz | polymetallic veins crosscutting porphyry-stage veins and alteration zones | stockwork veins, sheeted veins, open-space filling |  |  |  | actinolite, epidote, chlorite, magnetite, sericite, calcite, acanthite-argentite, pyrargyrite, hessite, electrum | carbon-coated thin sections; polished sections | SEM-EDS, EMPA, LA-ICPMS, SIMS | JEOL IT300HR scanning electron microscope equipped with secondary electron, backscattered electron (BSE), and energy dispersive X-ray spectrometry (EDS) detectors; TESCAN MIRA3 field-emission scanning electron microprobe (FE-SEM) equipped with a panchromatic cathodoluminescence (CL) detector; TESCAN Integrated Mineral Analyzer (TIMA) system with a Mira-3 scanning electron microscope with four EDS (EDAX Element 30) detectors; JEOL JXA-8230 electron microprobe | Wuhan Sample Solution Analytical Technology Co., Ltd., Wuhan, China; Tuoyan Analytical Technology Co., Ltd., Guangzhou, China; Nanjing Hongchuang Geological Exploration Technology Service Co., Ltd., Nanjing, China | SEM: accelerating voltage of 15–20 kV, emission current of ~80 μA, takeoff angle ~35°, 4 μm to 5 μm beam diameter, working distance of ~10 mm; SEM-CL: acceleration voltage of 10 kV, beam current of 15 nA; TIMA: accelerating voltage of 25 kV, probe current of 9 nA, working distance of 15 mm, pixel spacing 3 μm, dot spacing 9 μm; EPMA: beam current not fully stated in excerpt |  | 225.388 |  |  |  | 333.5603 |  | 8.9064 | [7 empty] | 300.7968 | [5 empty] | 251.8932 | [5 empty] | 362.6518 |  | 346.7913 |  | 293.6231 |  | 520.5627 | [11 empty] | 406.361 |  |  |  | 370.4733 | [7 empty] | 381.512 | [13 empty] | 533.0659 |  | 367.9687 | [7 empty] | 422.2994 | [5 empty] | 369.3772 |  | 33.4154 | [15 empty] | 348.5161 |  | 364.3628 |  | 11.9073 | [5 empty] | 304.713 | [7 empty] | 286.4289 |  |  |  | 14859.8162 |  | 6.0167 | [5 empty] | 395.9169 |  | 393.6263 | [5 empty] | 442.6423 |  |  |  |  | 2025 | Xinghai Lang et al., Polymetallic veins—a possible bridge between porphyry and intermediate-sulfidation deposits, Geological Society of America Bulletin, v. 136, doi:10.1130/B38406.1 |  | CHN | Tibet
| No. 1 porphyry Cu-Au deposit (Xietongmen deposit), Xiongcun ore district | No. 1 deposit, Xiongcun ore district | Magmatic hydrothermal | Porphyry | Cu-Au porphyry | Cu, Au | Zn, Ag, Pb | Cu, Au, Zn, Ag, Pb | Lang et al., 2014; Tang et al., 2015; Wang et al., 2017 |  | GSE-2G-7 | GSE-2G-7 | underground mine |  |  |  |  | ore material | drill core | drill core | mineral separate | [5 empty] | mineralisation |  |  |  | pyrite, sphalerite, pyrrhotite, chalcopyrite, galena, quartz | Stage A: pyrite + sericite; Stage B: sphalerite + pyrrhotite + chalcopyrite + galena + quartz; Stage C: actinolite + epidote + chlorite + magnetite + quartz | polymetallic veins crosscutting porphyry-stage veins and alteration zones | stockwork veins, sheeted veins, open-space filling |  |  |  | actinolite, epidote, chlorite, magnetite, sericite, calcite, acanthite-argentite, pyrargyrite, hessite, electrum | carbon-coated thin sections; polished sections | SEM-EDS, EMPA, LA-ICPMS, SIMS | JEOL IT300HR scanning electron microscope equipped with secondary electron, backscattered electron (BSE), and energy dispersive X-ray spectrometry (EDS) detectors; TESCAN MIRA3 field-emission scanning electron microprobe (FE-SEM) equipped with a panchromatic cathodoluminescence (CL) detector; TESCAN Integrated Mineral Analyzer (TIMA) system with a Mira-3 scanning electron microscope with four EDS (EDAX Element 30) detectors; JEOL JXA-8230 electron microprobe | Wuhan Sample Solution Analytical Technology Co., Ltd., Wuhan, China; Tuoyan Analytical Technology Co., Ltd., Guangzhou, China; Nanjing Hongchuang Geological Exploration Technology Service Co., Ltd., Nanjing, China | SEM: accelerating voltage of 15–20 kV, emission current of ~80 μA, takeoff angle ~35°, 4 μm to 5 μm beam diameter, working distance of ~10 mm; SEM-CL: acceleration voltage of 10 kV, beam current of 15 nA; TIMA: accelerating voltage of 25 kV, probe current of 9 nA, working distance of 15 mm, pixel spacing 3 μm, dot spacing 9 μm; EPMA: beam current not fully stated in excerpt |  | 228.7971 |  |  |  | 338.4291 |  | 11.585 | [7 empty] | 307.4048 | [5 empty] | 258.5195 | [5 empty] | 373.4354 |  | 370.1021 |  | 295.9001 |  | 376.1644 | [11 empty] | 407.0152 |  |  |  | 372.3732 | [7 empty] | 383.0544 | [13 empty] | 533.065 |  | 371.1027 | [7 empty] | 426.0556 | [5 empty] | 375.2437 |  | 249.0313 | [15 empty] | 357.3546 |  | 368.3455 |  | 8.8548 | [5 empty] | 305.8483 | [7 empty] | 279.6655 |  |  |  | 14937.0998 |  | 5.7684 | [5 empty] | 397.847 |  | 400.9969 | [5 empty] | 457.0398 |  |  |  |  | 2025 | Xinghai Lang et al., Polymetallic veins—a possible bridge between porphyry and intermediate-sulfidation deposits, Geological Society of America Bulletin, v. 136, doi:10.1130/B38406.1 |  | CHN | Tibet
| No. 1 porphyry Cu-Au deposit (Xietongmen deposit), Xiongcun ore district | No. 1 deposit, Xiongcun ore district | Magmatic hydrothermal | Porphyry | Cu-Au porphyry | Cu, Au | Zn, Ag, Pb | Cu, Au, Zn, Ag, Pb | Lang et al., 2014; Tang et al., 2015; Wang et al., 2017 |  | GSE-2G-8 | GSE-2G-8 | underground mine |  |  |  |  | ore material | drill core | drill core | mineral separate | [5 empty] | mineralisation |  |  |  | pyrite, sphalerite, pyrrhotite, chalcopyrite, galena, quartz | Stage A: pyrite + sericite; Stage B: sphalerite + pyrrhotite + chalcopyrite + galena + quartz; Stage C: actinolite + epidote + chlorite + magnetite + quartz | polymetallic veins crosscutting porphyry-stage veins and alteration zones | stockwork veins, sheeted veins, open-space filling |  |  |  | actinolite, epidote, chlorite, magnetite, sericite, calcite, acanthite-argentite, pyrargyrite, hessite, electrum | carbon-coated thin sections; polished sections | SEM-EDS, EMPA, LA-ICPMS, SIMS | JEOL IT300HR scanning electron microscope equipped with secondary electron, backscattered electron (BSE), and energy dispersive X-ray spectrometry (EDS) detectors; TESCAN MIRA3 field-emission scanning electron microprobe (FE-SEM) equipped with a panchromatic cathodoluminescence (CL) detector; TESCAN Integrated Mineral Analyzer (TIMA) system with a Mira-3 scanning electron microscope with four EDS (EDAX Element 30) detectors; JEOL JXA-8230 electron microprobe | Wuhan Sample Solution Analytical Technology Co., Ltd., Wuhan, China; Tuoyan Analytical Technology Co., Ltd., Guangzhou, China; Nanjing Hongchuang Geological Exploration Technology Service Co., Ltd., Nanjing, China | SEM: accelerating voltage of 15–20 kV, emission current of ~80 μA, takeoff angle ~35°, 4 μm to 5 μm beam diameter, working distance of ~10 mm; SEM-CL: acceleration voltage of 10 kV, beam current of 15 nA; TIMA: accelerating voltage of 25 kV, probe current of 9 nA, working distance of 15 mm, pixel spacing 3 μm, dot spacing 9 μm; EPMA: beam current not fully stated in excerpt |  | 224.3532 |  |  |  | 332.9044 |  | 9.6027 | [7 empty] | 307.1117 | [5 empty] | 259.0788 | [5 empty] | 361.2117 |  | 339.6123 |  | 295.5676 |  | 519.012 | [11 empty] | 401.0132 |  |  |  | 374.1267 | [7 empty] | 381.7878 | [13 empty] | 530.7578 |  | 360.3031 | [7 empty] | 411.4882 | [5 empty] | 380.8953 |  | 145.8147 | [15 empty] | 355.9895 |  | 363.5711 |  | 11.1453 | [5 empty] | 307.6314 | [7 empty] | 275.8445 |  |  |  | 14925.1341 |  | 5.801 | [5 empty] | 395.9679 |  | 396.8693 | [5 empty] | 442.9411 |  |  |  |  | 2025 | Xinghai Lang et al., Polymetallic veins—a possible bridge between porphyry and intermediate-sulfidation deposits, Geological Society of America Bulletin, v. 136, doi:10.1130/B38406.1 |  | CHN | Tibet
| No. 1 porphyry Cu-Au deposit (Xietongmen deposit), Xiongcun ore district | No. 1 deposit, Xiongcun ore district | Magmatic hydrothermal | Porphyry | Cu-Au porphyry | Cu, Au | Zn, Ag, Pb | Cu, Au, Zn, Ag, Pb | Lang et al., 2014; Tang et al., 2015; Wang et al., 2017 |  | GSE-2G-9 | GSE-2G-9 | underground mine |  |  |  |  | ore material | drill core | drill core | mineral separate | [5 empty] | mineralisation |  |  |  | pyrite, sphalerite, pyrrhotite, chalcopyrite, galena, quartz | Stage A: pyrite + sericite; Stage B: sphalerite + pyrrhotite + chalcopyrite + galena + quartz; Stage C: actinolite + epidote + chlorite + magnetite + quartz | polymetallic veins crosscutting porphyry-stage veins and alteration zones | stockwork veins, sheeted veins, open-space filling |  |  |  | actinolite, epidote, chlorite, magnetite, sericite, calcite, acanthite-argentite, pyrargyrite, hessite, electrum | carbon-coated thin sections; polished sections | SEM-EDS, EMPA, LA-ICPMS, SIMS | JEOL IT300HR scanning electron microscope equipped with secondary electron, backscattered electron (BSE), and energy dispersive X-ray spectrometry (EDS) detectors; TESCAN MIRA3 field-emission scanning electron microprobe (FE-SEM) equipped with a panchromatic cathodoluminescence (CL) detector; TESCAN Integrated Mineral Analyzer (TIMA) system with a Mira-3 scanning electron microscope with four EDS (EDAX Element 30) detectors; JEOL JXA-8230 electron microprobe | Wuhan Sample Solution Analytical Technology Co., Ltd., Wuhan, China; Tuoyan Analytical Technology Co., Ltd., Guangzhou, China; Nanjing Hongchuang Geological Exploration Technology Service Co., Ltd., Nanjing, China | SEM: accelerating voltage of 15–20 kV, emission current of ~80 μA, takeoff angle ~35°, 4 μm to 5 μm beam diameter, working distance of ~10 mm; SEM-CL: acceleration voltage of 10 kV, beam current of 15 nA; TIMA: accelerating voltage of 25 kV, probe current of 9 nA, working distance of 15 mm, pixel spacing 3 μm, dot spacing 9 μm; EPMA: beam current not fully stated in excerpt |  | 223.3699 |  |  |  | 335.4976 |  | 10.1253 | [7 empty] | 308.8729 | [5 empty] | 253.0131 | [5 empty] | 363.6352 |  | 350.5428 |  | 298.2393 |  | 585.9952 | [11 empty] | 406.4198 |  |  |  | 372.6784 | [7 empty] | 382.4105 | [13 empty] | 529.9747 |  | 365.4139 | [7 empty] | 428.5291 | [5 empty] | 379.9647 |  | 101.3519 | [15 empty] | 354.7777 |  | 372.6376 |  | 10.624 | [5 empty] | 308.1713 | [7 empty] | 287.7493 |  |  |  | 15080.6078 |  | 5.8745 | [5 empty] | 403.526 |  | 404.3561 | [5 empty] | 452.0841 |  |  |  |  | 2025 | Xinghai Lang et al., Polymetallic veins—a possible bridge between porphyry and intermediate-sulfidation deposits, Geological Society of America Bulletin, v. 136, doi:10.1130/B38406.1 |  | CHN | Tibet
| No. 1 porphyry Cu-Au deposit (Xietongmen deposit), Xiongcun ore district | No. 1 deposit, Xiongcun ore district | Magmatic hydrothermal | Porphyry | Cu-Au porphyry | Cu, Au | Zn, Ag, Pb | Cu, Au, Zn, Ag, Pb | Lang et al., 2014; Tang et al., 2015; Wang et al., 2017 |  | GSE-2G-10 | GSE-2G-10 | underground mine |  |  |  |  | ore material | drill core | drill core | mineral separate | [5 empty] | mineralisation |  |  |  | pyrite, sphalerite, pyrrhotite, chalcopyrite, galena, quartz | Stage A: pyrite + sericite; Stage B: sphalerite + pyrrhotite + chalcopyrite + galena + quartz; Stage C: actinolite + epidote + chlorite + magnetite + quartz | polymetallic veins crosscutting porphyry-stage veins and alteration zones | stockwork veins, sheeted veins, open-space filling |  |  |  | actinolite, epidote, chlorite, magnetite, sericite, calcite, acanthite-argentite, pyrargyrite, hessite, electrum | carbon-coated thin sections; polished sections | SEM-EDS, EMPA, LA-ICPMS, SIMS | JEOL IT300HR scanning electron microscope equipped with secondary electron, backscattered electron (BSE), and energy dispersive X-ray spectrometry (EDS) detectors; TESCAN MIRA3 field-emission scanning electron microprobe (FE-SEM) equipped with a panchromatic cathodoluminescence (CL) detector; TESCAN Integrated Mineral Analyzer (TIMA) system with a Mira-3 scanning electron microscope with four EDS (EDAX Element 30) detectors; JEOL JXA-8230 electron microprobe | Wuhan Sample Solution Analytical Technology Co., Ltd., Wuhan, China; Tuoyan Analytical Technology Co., Ltd., Guangzhou, China; Nanjing Hongchuang Geological Exploration Technology Service Co., Ltd., Nanjing, China | SEM: accelerating voltage of 15–20 kV, emission current of ~80 μA, takeoff angle ~35°, 4 μm to 5 μm beam diameter, working distance of ~10 mm; SEM-CL: acceleration voltage of 10 kV, beam current of 15 nA; TIMA: accelerating voltage of 25 kV, probe current of 9 nA, working distance of 15 mm, pixel spacing 3 μm, dot spacing 9 μm; EPMA: beam current not fully stated in excerpt |  | 221.485 |  |  |  | 331.7171 |  | 8.5184 | [7 empty] | 296.5505 | [5 empty] | 255.2854 | [5 empty] | 367.3636 |  | 334.7225 |  | 292.2264 |  | 539.0556 | [11 empty] | 400.3933 |  |  |  | 368.0233 | [7 empty] | 383.6125 | [13 empty] | 523.9709 |  | 356.1155 | [7 empty] | 410.1756 | [5 empty] | 365.5052 |  | 37.6221 | [15 empty] | 348.4842 |  | 373.0393 |  | 9.5283 | [5 empty] | 308.4836 | [7 empty] | 277.133 |  |  |  | 14832.0485 |  | 5.8452 | [5 empty] | 396.4831 |  | 392.1692 | [5 empty] | 443.2148 |  |  |  |  | 2025 | Xinghai Lang et al., Polymetallic veins—a possible bridge between porphyry and intermediate-sulfidation deposits, Geological Society of America Bulletin, v. 136, doi:10.1130/B38406.1 |  | CHN | Tibet
| No. 1 porphyry Cu-Au deposit (Xietongmen deposit), Xiongcun ore district | No. 1 deposit, Xiongcun ore district | Magmatic hydrothermal | Porphyry | Cu-Au porphyry | Cu, Au | Zn, Ag, Pb | Cu, Au, Zn, Ag, Pb | Lang et al., 2014; Tang et al., 2015; Wang et al., 2017 |  | GSE-2G-11 | GSE-2G-11 | underground mine |  |  |  |  | ore material | drill core | drill core | mineral separate | [5 empty] | mineralisation |  |  |  | pyrite, sphalerite, pyrrhotite, chalcopyrite, galena, quartz | Stage A: pyrite + sericite; Stage B: sphalerite + pyrrhotite + chalcopyrite + galena + quartz; Stage C: actinolite + epidote + chlorite + magnetite + quartz | polymetallic veins crosscutting porphyry-stage veins and alteration zones | stockwork veins, sheeted veins, open-space filling |  |  |  | actinolite, epidote, chlorite, magnetite, sericite, calcite, acanthite-argentite, pyrargyrite, hessite, electrum | carbon-coated thin sections; polished sections | SEM-EDS, EMPA, LA-ICPMS, SIMS | JEOL IT300HR scanning electron microscope equipped with secondary electron, backscattered electron (BSE), and energy dispersive X-ray spectrometry (EDS) detectors; TESCAN MIRA3 field-emission scanning electron microprobe (FE-SEM) equipped with a panchromatic cathodoluminescence (CL) detector; TESCAN Integrated Mineral Analyzer (TIMA) system with a Mira-3 scanning electron microscope with four EDS (EDAX Element 30) detectors; JEOL JXA-8230 electron microprobe | Wuhan Sample Solution Analytical Technology Co., Ltd., Wuhan, China; Tuoyan Analytical Technology Co., Ltd., Guangzhou, China; Nanjing Hongchuang Geological Exploration Technology Service Co., Ltd., Nanjing, China | SEM: accelerating voltage of 15–20 kV, emission current of ~80 μA, takeoff angle ~35°, 4 μm to 5 μm beam diameter, working distance of ~10 mm; SEM-CL: acceleration voltage of 10 kV, beam current of 15 nA; TIMA: accelerating voltage of 25 kV, probe current of 9 nA, working distance of 15 mm, pixel spacing 3 μm, dot spacing 9 μm; EPMA: beam current not fully stated in excerpt |  | 226.9081 |  |  |  | 336.3867 |  | 10.1221 | [7 empty] | 298.9732 | [5 empty] | 260.0365 | [5 empty] | 356.6662 |  | 343.9949 |  | 289.8544 |  | 441.0258 | [11 empty] | 399.5931 |  |  |  | 367.1209 | [7 empty] | 381.0344 | [13 empty] | 527.4598 |  | 357.547 | [7 empty] | 426.3411 | [5 empty] | 368.982 |  | 92.0349 | [15 empty] | 347.2721 |  | 365.993 |  | 12.7313 | [5 empty] | 302.9053 | [7 empty] | 272.942 |  |  |  | 14655.2318 |  | 5.7521 | [5 empty] | 394.042 |  | 393.9347 | [5 empty] | 448.4136 |  |  |  |  | 2025 | Xinghai Lang et al., Polymetallic veins—a possible bridge between porphyry and intermediate-sulfidation deposits, Geological Society of America Bulletin, v. 136, doi:10.1130/B38406.1 |  | CHN | Tibet
| No. 1 porphyry Cu-Au deposit (Xietongmen deposit), Xiongcun ore district | No. 1 deposit, Xiongcun ore district | Magmatic hydrothermal | Porphyry | Cu-Au porphyry | Cu, Au | Zn, Ag, Pb | Cu, Au, Zn, Ag, Pb | Lang et al., 2014; Tang et al., 2015; Wang et al., 2017 |  | GSE-2G-12 | GSE-2G-12 | underground mine |  |  |  |  | ore material | drill core | drill core | mineral separate | [5 empty] | mineralisation |  |  |  | pyrite, sphalerite, pyrrhotite, chalcopyrite, galena, quartz | Stage A: pyrite + sericite; Stage B: sphalerite + pyrrhotite + chalcopyrite + galena + quartz; Stage C: actinolite + epidote + chlorite + magnetite + quartz | polymetallic veins crosscutting porphyry-stage veins and alteration zones | stockwork veins, sheeted veins, open-space filling |  |  |  | actinolite, epidote, chlorite, magnetite, sericite, calcite, acanthite-argentite, pyrargyrite, hessite, electrum | carbon-coated thin sections; polished sections | SEM-EDS, EMPA, LA-ICPMS, SIMS | JEOL IT300HR scanning electron microscope equipped with secondary electron, backscattered electron (BSE), and energy dispersive X-ray spectrometry (EDS) detectors; TESCAN MIRA3 field-emission scanning electron microprobe (FE-SEM) equipped with a panchromatic cathodoluminescence (CL) detector; TESCAN Integrated Mineral Analyzer (TIMA) system with a Mira-3 scanning electron microscope with four EDS (EDAX Element 30) detectors; JEOL JXA-8230 electron microprobe | Wuhan Sample Solution Analytical Technology Co., Ltd., Wuhan, China; Tuoyan Analytical Technology Co., Ltd., Guangzhou, China; Nanjing Hongchuang Geological Exploration Technology Service Co., Ltd., Nanjing, China | SEM: accelerating voltage of 15–20 kV, emission current of ~80 μA, takeoff angle ~35°, 4 μm to 5 μm beam diameter, working distance of ~10 mm; SEM-CL: acceleration voltage of 10 kV, beam current of 15 nA; TIMA: accelerating voltage of 25 kV, probe current of 9 nA, working distance of 15 mm, pixel spacing 3 μm, dot spacing 9 μm; EPMA: beam current not fully stated in excerpt |  | 205.8402 |  |  |  | 332.8514 |  | 7.1427 | [7 empty] | 281.2264 | [5 empty] | 244.5922 | [5 empty] | 348.182 |  | 376.041 |  | 276.6283 |  | 473.3278 | [11 empty] | 381.2903 |  |  |  | 356.3676 |  |  |  | 2.4461 |  |  |  | 352.0409 | [13 empty] | 506.5065 |  | 343.2943 | [7 empty] | 404.5903 | [5 empty] | 348.1851 |  | 49.258 | [15 empty] | 335.229 |  | 348.3553 | [7 empty] | 279.8419 | [7 empty] | 248.1182 |  |  |  | 14525.7145 |  | 4.9504 | [5 empty] | 376.9144 |  | 377.2935 | [5 empty] | 458.6208 |  |  |  |  | 2025 | Xinghai Lang et al., Polymetallic veins—a possible bridge between porphyry and intermediate-sulfidation deposits, Geological Society of America Bulletin, v. 136, doi:10.1130/B38406.1 |  | CHN | Tibet
| No. 1 porphyry Cu-Au deposit (Xietongmen deposit), Xiongcun ore district | No. 1 deposit, Xiongcun ore district | Magmatic hydrothermal | Porphyry | Cu-Au porphyry | Cu, Au | Zn, Ag, Pb | Cu, Au, Zn, Ag, Pb | Lang et al., 2014; Tang et al., 2015; Wang et al., 2017 |  | GSE-2G-13 | GSE-2G-13 | underground mine |  |  |  |  | ore material | drill core | drill core | mineral separate | [5 empty] | mineralisation |  |  |  | pyrite, sphalerite, pyrrhotite, chalcopyrite, galena, quartz | Stage A: pyrite + sericite; Stage B: sphalerite + pyrrhotite + chalcopyrite + galena + quartz; Stage C: actinolite + epidote + chlorite + magnetite + quartz | polymetallic veins crosscutting porphyry-stage veins and alteration zones | stockwork veins, sheeted veins, open-space filling |  |  |  | actinolite, epidote, chlorite, magnetite, sericite, calcite, acanthite-argentite, pyrargyrite, hessite, electrum | carbon-coated thin sections; polished sections | SEM-EDS, EMPA, LA-ICPMS, SIMS | JEOL IT300HR scanning electron microscope equipped with secondary electron, backscattered electron (BSE), and energy dispersive X-ray spectrometry (EDS) detectors; TESCAN MIRA3 field-emission scanning electron microprobe (FE-SEM) equipped with a panchromatic cathodoluminescence (CL) detector; TESCAN Integrated Mineral Analyzer (TIMA) system with a Mira-3 scanning electron microscope with four EDS (EDAX Element 30) detectors; JEOL JXA-8230 electron microprobe | Wuhan Sample Solution Analytical Technology Co., Ltd., Wuhan, China; Tuoyan Analytical Technology Co., Ltd., Guangzhou, China; Nanjing Hongchuang Geological Exploration Technology Service Co., Ltd., Nanjing, China | SEM: accelerating voltage of 15–20 kV, emission current of ~80 μA, takeoff angle ~35°, 4 μm to 5 μm beam diameter, working distance of ~10 mm; SEM-CL: acceleration voltage of 10 kV, beam current of 15 nA; TIMA: accelerating voltage of 25 kV, probe current of 9 nA, working distance of 15 mm, pixel spacing 3 μm, dot spacing 9 μm; EPMA: beam current not fully stated in excerpt |  | 206.8557 |  |  |  | 317.9652 |  | 9.7725 | [7 empty] | 292.9627 | [5 empty] | 249.8737 | [5 empty] | 343.1631 |  | 314.9449 |  | 276.7736 |  | 484.2089 | [11 empty] | 385.8394 |  |  |  | 336.4169 | [7 empty] | 358.6996 | [13 empty] | 509.7281 |  | 331.6999 | [7 empty] | 434.0374 | [5 empty] | 358.4274 |  | 146.2731 | [15 empty] | 341.6594 |  | 347.6784 | [7 empty] | 286.7883 | [7 empty] | 266.3121 |  |  |  | 14554.517 |  | 4.9374 | [5 empty] | 379.8377 |  | 371.1936 | [5 empty] | 424.382 |  |  |  |  | 2025 | Xinghai Lang et al., Polymetallic veins—a possible bridge between porphyry and intermediate-sulfidation deposits, Geological Society of America Bulletin, v. 136, doi:10.1130/B38406.1 |  | CHN | Tibet
| No. 1 porphyry Cu-Au deposit (Xietongmen deposit), Xiongcun ore district | No. 1 deposit, Xiongcun ore district | Magmatic hydrothermal | Porphyry | Cu-Au porphyry | Cu, Au | Zn, Ag, Pb | Cu, Au, Zn, Ag, Pb | Lang et al., 2014; Tang et al., 2015; Wang et al., 2017 |  | GSE-2G-14 | GSE-2G-14 | underground mine |  |  |  |  | ore material | drill core | drill core | mineral separate | [5 empty] | mineralisation |  |  |  | pyrite, sphalerite, pyrrhotite, chalcopyrite, galena, quartz | Stage A: pyrite + sericite; Stage B: sphalerite + pyrrhotite + chalcopyrite + galena + quartz; Stage C: actinolite + epidote + chlorite + magnetite + quartz | polymetallic veins crosscutting porphyry-stage veins and alteration zones | stockwork veins, sheeted veins, open-space filling |  |  |  | actinolite, epidote, chlorite, magnetite, sericite, calcite, acanthite-argentite, pyrargyrite, hessite, electrum | carbon-coated thin sections; polished sections | SEM-EDS, EMPA, LA-ICPMS, SIMS | JEOL IT300HR scanning electron microscope equipped with secondary electron, backscattered electron (BSE), and energy dispersive X-ray spectrometry (EDS) detectors; TESCAN MIRA3 field-emission scanning electron microprobe (FE-SEM) equipped with a panchromatic cathodoluminescence (CL) detector; TESCAN Integrated Mineral Analyzer (TIMA) system with a Mira-3 scanning electron microscope with four EDS (EDAX Element 30) detectors; JEOL JXA-8230 electron microprobe | Wuhan Sample Solution Analytical Technology Co., Ltd., Wuhan, China; Tuoyan Analytical Technology Co., Ltd., Guangzhou, China; Nanjing Hongchuang Geological Exploration Technology Service Co., Ltd., Nanjing, China | SEM: accelerating voltage of 15–20 kV, emission current of ~80 μA, takeoff angle ~35°, 4 μm to 5 μm beam diameter, working distance of ~10 mm; SEM-CL: acceleration voltage of 10 kV, beam current of 15 nA; TIMA: accelerating voltage of 25 kV, probe current of 9 nA, working distance of 15 mm, pixel spacing 3 μm, dot spacing 9 μm; EPMA: beam current not fully stated in excerpt |  | 206.9078 |  |  |  | 314.8741 |  | 9.2603 | [7 empty] | 290.4233 | [5 empty] | 243.0904 | [5 empty] | 343.8965 |  | 312.7083 |  | 269.84 |  | 503.3461 | [11 empty] | 372.1772 |  |  |  | 344.1832 | [7 empty] | 351.505 | [13 empty] | 504.4727 |  | 336.1727 | [7 empty] | 401.5254 | [5 empty] | 354.0396 |  | 114.2065 | [15 empty] | 330.0547 |  | 341.8268 |  | 8.3432 | [5 empty] | 279.9977 | [7 empty] | 261.4528 |  |  |  | 14101.1916 |  | 5.0055 | [5 empty] | 373.2498 |  | 366.8756 | [5 empty] | 387.5241 |  |  |  |  | 2025 | Xinghai Lang et al., Polymetallic veins—a possible bridge between porphyry and intermediate-sulfidation deposits, Geological Society of America Bulletin, v. 136, doi:10.1130/B38406.1 |  | CHN | Tibet
| No. 1 porphyry Cu-Au deposit (Xietongmen deposit), Xiongcun ore district | No. 1 deposit, Xiongcun ore district | Magmatic hydrothermal | Porphyry | Cu-Au porphyry | Cu, Au | Zn, Ag, Pb | Cu, Au, Zn, Ag, Pb | Lang et al., 2014; Tang et al., 2015; Wang et al., 2017 |  | GSE-2G-15 | GSE-2G-15 | underground mine |  |  |  |  | ore material | drill core | drill core | mineral separate | [5 empty] | mineralisation |  |  |  | pyrite, sphalerite, pyrrhotite, chalcopyrite, galena, quartz | Stage A: pyrite + sericite; Stage B: sphalerite + pyrrhotite + chalcopyrite + galena + quartz; Stage C: actinolite + epidote + chlorite + magnetite + quartz | polymetallic veins crosscutting porphyry-stage veins and alteration zones | stockwork veins, sheeted veins, open-space filling |  |  |  | actinolite, epidote, chlorite, magnetite, sericite, calcite, acanthite-argentite, pyrargyrite, hessite, electrum | carbon-coated thin sections; polished sections | SEM-EDS, EMPA, LA-ICPMS, SIMS | JEOL IT300HR scanning electron microscope equipped with secondary electron, backscattered electron (BSE), and energy dispersive X-ray spectrometry (EDS) detectors; TESCAN MIRA3 field-emission scanning electron microprobe (FE-SEM) equipped with a panchromatic cathodoluminescence (CL) detector; TESCAN Integrated Mineral Analyzer (TIMA) system with a Mira-3 scanning electron microscope with four EDS (EDAX Element 30) detectors; JEOL JXA-8230 electron microprobe | Wuhan Sample Solution Analytical Technology Co., Ltd., Wuhan, China; Tuoyan Analytical Technology Co., Ltd., Guangzhou, China; Nanjing Hongchuang Geological Exploration Technology Service Co., Ltd., Nanjing, China | SEM: accelerating voltage of 15–20 kV, emission current of ~80 μA, takeoff angle ~35°, 4 μm to 5 μm beam diameter, working distance of ~10 mm; SEM-CL: acceleration voltage of 10 kV, beam current of 15 nA; TIMA: accelerating voltage of 25 kV, probe current of 9 nA, working distance of 15 mm, pixel spacing 3 μm, dot spacing 9 μm; EPMA: beam current not fully stated in excerpt |  | 204.176 |  |  |  | 305.5258 |  | 8.5924 | [7 empty] | 281.9668 | [5 empty] | 237.9732 | [5 empty] | 345.1542 |  | 348.6788 |  | 274.2257 |  | 504.9592 | [11 empty] | 372.562 |  |  |  | 342.6214 | [7 empty] | 355.3885 | [13 empty] | 501.7292 |  | 320.1318 | [7 empty] | 407.419 | [5 empty] | 339.2252 |  | 62.9186 | [15 empty] | 331.906 |  | 344.2707 |  | 9.3239 | [5 empty] | 283.6868 | [7 empty] | 253.1678 |  |  |  | 13915.9259 |  | 4.8652 | [5 empty] | 374.6804 |  | 362.8772 | [5 empty] | 371.7688 |  |  |  |  | 2025 | Xinghai Lang et al., Polymetallic veins—a possible bridge between porphyry and intermediate-sulfidation deposits, Geological Society of America Bulletin, v. 136, doi:10.1130/B38406.1 |  | CHN | Tibet
| No. 1 porphyry Cu-Au deposit (Xietongmen deposit), Xiongcun ore district | No. 1 deposit, Xiongcun ore district | Magmatic hydrothermal | Porphyry | Cu-Au porphyry | Cu, Au | Zn, Ag, Pb | Cu, Au, Zn, Ag, Pb | Lang et al., 2014; Tang et al., 2015; Wang et al., 2017 |  | GSE-2G-16 | GSE-2G-16 | underground mine |  |  |  |  | ore material | drill core | drill core | mineral separate | [5 empty] | mineralisation |  |  |  | pyrite, sphalerite, pyrrhotite, chalcopyrite, galena, quartz | Stage A: pyrite + sericite; Stage B: sphalerite + pyrrhotite + chalcopyrite + galena + quartz; Stage C: actinolite + epidote + chlorite + magnetite + quartz | polymetallic veins crosscutting porphyry-stage veins and alteration zones | stockwork veins, sheeted veins, open-space filling |  |  |  | actinolite, epidote, chlorite, magnetite, sericite, calcite, acanthite-argentite, pyrargyrite, hessite, electrum | carbon-coated thin sections; polished sections | SEM-EDS, EMPA, LA-ICPMS, SIMS | JEOL IT300HR scanning electron microscope equipped with secondary electron, backscattered electron (BSE), and energy dispersive X-ray spectrometry (EDS) detectors; TESCAN MIRA3 field-emission scanning electron microprobe (FE-SEM) equipped with a panchromatic cathodoluminescence (CL) detector; TESCAN Integrated Mineral Analyzer (TIMA) system with a Mira-3 scanning electron microscope with four EDS (EDAX Element 30) detectors; JEOL JXA-8230 electron microprobe | Wuhan Sample Solution Analytical Technology Co., Ltd., Wuhan, China; Tuoyan Analytical Technology Co., Ltd., Guangzhou, China; Nanjing Hongchuang Geological Exploration Technology Service Co., Ltd., Nanjing, China | SEM: accelerating voltage of 15–20 kV, emission current of ~80 μA, takeoff angle ~35°, 4 μm to 5 μm beam diameter, working distance of ~10 mm; SEM-CL: acceleration voltage of 10 kV, beam current of 15 nA; TIMA: accelerating voltage of 25 kV, probe current of 9 nA, working distance of 15 mm, pixel spacing 3 μm, dot spacing 9 μm; EPMA: beam current not fully stated in excerpt |  | 201.4178 |  |  |  | 287.6045 |  | 8.5926 | [7 empty] | 278.5843 | [5 empty] | 237.0893 | [5 empty] | 335.2791 |  | 318.7221 |  | 267.6484 |  | 517.053 | [11 empty] | 373.1951 |  |  |  | 343.5636 | [7 empty] | 348.0907 | [13 empty] | 496.8633 |  | 319.8362 | [7 empty] | 396.7367 | [5 empty] | 341.1929 |  | 120.3665 | [15 empty] | 324.4697 |  | 344.0216 |  | 12.379 | [5 empty] | 274.9882 | [7 empty] | 253.7832 |  |  |  | 13908.0449 |  | 4.8693 | [5 empty] | 367.0331 |  | 357.0353 | [5 empty] | 383.4287 |  |  |  |  | 2025 | Xinghai Lang et al., Polymetallic veins—a possible bridge between porphyry and intermediate-sulfidation deposits, Geological Society of America Bulletin, v. 136, doi:10.1130/B38406.1 |  | CHN | Tibet
| No. 1 porphyry Cu-Au deposit (Xietongmen deposit), Xiongcun ore district | No. 1 deposit, Xiongcun ore district | Magmatic hydrothermal | Porphyry | Cu-Au porphyry | Cu, Au | Zn, Ag, Pb | Cu, Au, Zn, Ag, Pb | Lang et al., 2014; Tang et al., 2015; Wang et al., 2017 |  | GSE-2G-17 | GSE-2G-17 | underground mine |  |  |  |  | ore material | drill core | drill core | mineral separate | [5 empty] | mineralisation |  |  |  | pyrite, sphalerite, pyrrhotite, chalcopyrite, galena, quartz | Stage A: pyrite + sericite; Stage B: sphalerite + pyrrhotite + chalcopyrite + galena + quartz; Stage C: actinolite + epidote + chlorite + magnetite + quartz | polymetallic veins crosscutting porphyry-stage veins and alteration zones | stockwork veins, sheeted veins, open-space filling |  |  |  | actinolite, epidote, chlorite, magnetite, sericite, calcite, acanthite-argentite, pyrargyrite, hessite, electrum | carbon-coated thin sections; polished sections | SEM-EDS, EMPA, LA-ICPMS, SIMS | JEOL IT300HR scanning electron microscope equipped with secondary electron, backscattered electron (BSE), and energy dispersive X-ray spectrometry (EDS) detectors; TESCAN MIRA3 field-emission scanning electron microprobe (FE-SEM) equipped with a panchromatic cathodoluminescence (CL) detector; TESCAN Integrated Mineral Analyzer (TIMA) system with a Mira-3 scanning electron microscope with four EDS (EDAX Element 30) detectors; JEOL JXA-8230 electron microprobe | Wuhan Sample Solution Analytical Technology Co., Ltd., Wuhan, China; Tuoyan Analytical Technology Co., Ltd., Guangzhou, China; Nanjing Hongchuang Geological Exploration Technology Service Co., Ltd., Nanjing, China | SEM: accelerating voltage of 15–20 kV, emission current of ~80 μA, takeoff angle ~35°, 4 μm to 5 μm beam diameter, working distance of ~10 mm; SEM-CL: acceleration voltage of 10 kV, beam current of 15 nA; TIMA: accelerating voltage of 25 kV, probe current of 9 nA, working distance of 15 mm, pixel spacing 3 μm, dot spacing 9 μm; EPMA: beam current not fully stated in excerpt |  | 200.4971 |  |  |  | 308.4501 |  | 7.7456 | [7 empty] | 267.7723 | [5 empty] | 238.5443 | [5 empty] | 338.8696 |  | 333.1527 |  | 266.7102 |  | 510.3579 | [11 empty] | 372.2618 |  |  |  | 341.2939 | [7 empty] | 346.8369 | [13 empty] | 492.5018 |  | 327.9885 | [7 empty] | 383.5291 | [5 empty] | 340.901 |  | 35.3477 | [15 empty] | 324.8273 |  | 340.3848 |  | 4.6064 | [5 empty] | 276.6932 | [7 empty] | 252.6072 |  |  |  | 13706.0052 |  | 4.8868 | [5 empty] | 368.6073 |  | 361.9079 | [5 empty] | 402.0311 |  |  |  |  | 2025 | Xinghai Lang et al., Polymetallic veins—a possible bridge between porphyry and intermediate-sulfidation deposits, Geological Society of America Bulletin, v. 136, doi:10.1130/B38406.1 |  | CHN | Tibet
| No. 1 porphyry Cu-Au deposit (Xietongmen deposit), Xiongcun ore district | No. 1 deposit, Xiongcun ore district | Magmatic hydrothermal | Porphyry | Cu-Au porphyry | Cu, Au | Zn, Ag, Pb | Cu, Au, Zn, Ag, Pb | Lang et al., 2014; Tang et al., 2015; Wang et al., 2017 |  | GSE-2G-18 | GSE-2G-18 | underground mine |  |  |  |  | ore material | drill core | drill core | mineral separate | [5 empty] | mineralisation |  |  |  | pyrite, sphalerite, pyrrhotite, chalcopyrite, galena, quartz | Stage A: pyrite + sericite; Stage B: sphalerite + pyrrhotite + chalcopyrite + galena + quartz; Stage C: actinolite + epidote + chlorite + magnetite + quartz | polymetallic veins crosscutting porphyry-stage veins and alteration zones | stockwork veins, sheeted veins, open-space filling |  |  |  | actinolite, epidote, chlorite, magnetite, sericite, calcite, acanthite-argentite, pyrargyrite, hessite, electrum | carbon-coated thin sections; polished sections | SEM-EDS, EMPA, LA-ICPMS, SIMS | JEOL IT300HR scanning electron microscope equipped with secondary electron, backscattered electron (BSE), and energy dispersive X-ray spectrometry (EDS) detectors; TESCAN MIRA3 field-emission scanning electron microprobe (FE-SEM) equipped with a panchromatic cathodoluminescence (CL) detector; TESCAN Integrated Mineral Analyzer (TIMA) system with a Mira-3 scanning electron microscope with four EDS (EDAX Element 30) detectors; JEOL JXA-8230 electron microprobe | Wuhan Sample Solution Analytical Technology Co., Ltd., Wuhan, China; Tuoyan Analytical Technology Co., Ltd., Guangzhou, China; Nanjing Hongchuang Geological Exploration Technology Service Co., Ltd., Nanjing, China | SEM: accelerating voltage of 15–20 kV, emission current of ~80 μA, takeoff angle ~35°, 4 μm to 5 μm beam diameter, working distance of ~10 mm; SEM-CL: acceleration voltage of 10 kV, beam current of 15 nA; TIMA: accelerating voltage of 25 kV, probe current of 9 nA, working distance of 15 mm, pixel spacing 3 μm, dot spacing 9 μm; EPMA: beam current not fully stated in excerpt |  | 203.3063 |  |  |  | 283.8805 |  | 7.8933 | [7 empty] | 274.5739 | [5 empty] | 225.7184 | [5 empty] | 327.8897 |  | 317.9851 |  | 262.0096 |  | 526.1793 | [11 empty] | 364.5201 |  |  |  | 335.7056 | [7 empty] | 347.22 | [13 empty] | 486.1361 |  | 325.0114 | [7 empty] | 384.1462 | [5 empty] | 341.5608 |  | 41.3669 | [15 empty] | 318.4578 |  | 345.1697 |  | 4.3659 | [5 empty] | 279.5417 | [7 empty] | 251.0745 |  |  |  | 13653.863 |  | 4.879 | [5 empty] | 366.8493 |  | 353.3322 | [5 empty] | 396.7509 |  |  |  |  | 2025 | Xinghai Lang et al., Polymetallic veins—a possible bridge between porphyry and intermediate-sulfidation deposits, Geological Society of America Bulletin, v. 136, doi:10.1130/B38406.1 |  | CHN | Tibet
| No. 1 porphyry Cu-Au deposit (Xietongmen deposit), Xiongcun ore district | No. 1 deposit, Xiongcun ore district | Magmatic hydrothermal | Porphyry | Cu-Au porphyry | Cu, Au | Zn, Ag, Pb | Cu, Au, Zn, Ag, Pb | Lang et al., 2014; Tang et al., 2015; Wang et al., 2017 |  | GSE-2G-19 | GSE-2G-19 | underground mine |  |  |  |  | ore material | drill core | drill core | mineral separate | [5 empty] | mineralisation |  |  |  | pyrite, sphalerite, pyrrhotite, chalcopyrite, galena, quartz | Stage A: pyrite + sericite; Stage B: sphalerite + pyrrhotite + chalcopyrite + galena + quartz; Stage C: actinolite + epidote + chlorite + magnetite + quartz | polymetallic veins crosscutting porphyry-stage veins and alteration zones | stockwork veins, sheeted veins, open-space filling |  |  |  | actinolite, epidote, chlorite, magnetite, sericite, calcite, acanthite-argentite, pyrargyrite, hessite, electrum | carbon-coated thin sections; polished sections | SEM-EDS, EMPA, LA-ICPMS, SIMS | JEOL IT300HR scanning electron microscope equipped with secondary electron, backscattered electron (BSE), and energy dispersive X-ray spectrometry (EDS) detectors; TESCAN MIRA3 field-emission scanning electron microprobe (FE-SEM) equipped with a panchromatic cathodoluminescence (CL) detector; TESCAN Integrated Mineral Analyzer (TIMA) system with a Mira-3 scanning electron microscope with four EDS (EDAX Element 30) detectors; JEOL JXA-8230 electron microprobe | Wuhan Sample Solution Analytical Technology Co., Ltd., Wuhan, China; Tuoyan Analytical Technology Co., Ltd., Guangzhou, China; Nanjing Hongchuang Geological Exploration Technology Service Co., Ltd., Nanjing, China | SEM: accelerating voltage of 15–20 kV, emission current of ~80 μA, takeoff angle ~35°, 4 μm to 5 μm beam diameter, working distance of ~10 mm; SEM-CL: acceleration voltage of 10 kV, beam current of 15 nA; TIMA: accelerating voltage of 25 kV, probe current of 9 nA, working distance of 15 mm, pixel spacing 3 μm, dot spacing 9 μm; EPMA: beam current not fully stated in excerpt |  | 197.7336 |  |  |  | 300.1992 |  | 8.7432 | [7 empty] | 271.5279 | [5 empty] | 236.667 | [5 empty] | 335.7359 |  | 292.556 |  | 262.7312 |  | 520.911 | [11 empty] | 359.1645 |  |  |  | 334.2612 | [7 empty] | 344.9358 | [13 empty] | 486.4111 |  | 328.3828 | [7 empty] | 384.3424 | [5 empty] | 336.8253 |  | 168.0969 | [15 empty] | 314.5178 |  | 343.9986 | [7 empty] | 284.4909 | [7 empty] | 247.3737 |  |  |  | 13477.1401 |  | 4.3955 | [5 empty] | 361.2413 |  | 357.7487 | [5 empty] | 411.4348 |  |  |  |  | 2025 | Xinghai Lang et al., Polymetallic veins—a possible bridge between porphyry and intermediate-sulfidation deposits, Geological Society of America Bulletin, v. 136, doi:10.1130/B38406.1 |  | CHN | Tibet
| No. 1 porphyry Cu-Au deposit (Xietongmen deposit), Xiongcun ore district | No. 1 deposit, Xiongcun ore district | Magmatic hydrothermal | Porphyry | Cu-Au porphyry | Cu, Au | Zn, Ag, Pb | Cu, Au, Zn, Ag, Pb | Lang et al., 2014; Tang et al., 2015; Wang et al., 2017 |  | SRM 610-1 | SRM 610-1 | underground mine |  |  |  |  | ore material | drill core | drill core | mineral separate | [5 empty] | mineralisation |  |  |  | pyrite, sphalerite, pyrrhotite, chalcopyrite, galena, quartz | Stage A: pyrite + sericite; Stage B: sphalerite + pyrrhotite + chalcopyrite + galena + quartz; Stage C: actinolite + epidote + chlorite + magnetite + quartz | polymetallic veins crosscutting porphyry-stage veins and alteration zones | stockwork veins, sheeted veins, open-space filling |  |  |  | actinolite, epidote, chlorite, magnetite, sericite, calcite, acanthite-argentite, pyrargyrite, hessite, electrum | carbon-coated thin sections; polished sections | SEM-EDS, EMPA, LA-ICPMS, SIMS | JEOL IT300HR scanning electron microscope equipped with secondary electron, backscattered electron (BSE), and energy dispersive X-ray spectrometry (EDS) detectors; TESCAN MIRA3 field-emission scanning electron microprobe (FE-SEM) equipped with a panchromatic cathodoluminescence (CL) detector; TESCAN Integrated Mineral Analyzer (TIMA) system with a Mira-3 scanning electron microscope with four EDS (EDAX Element 30) detectors; JEOL JXA-8230 electron microprobe | Wuhan Sample Solution Analytical Technology Co., Ltd., Wuhan, China; Tuoyan Analytical Technology Co., Ltd., Guangzhou, China; Nanjing Hongchuang Geological Exploration Technology Service Co., Ltd., Nanjing, China | SEM: accelerating voltage of 15–20 kV, emission current of ~80 μA, takeoff angle ~35°, 4 μm to 5 μm beam diameter, working distance of ~10 mm; SEM-CL: acceleration voltage of 10 kV, beam current of 15 nA; TIMA: accelerating voltage of 25 kV, probe current of 9 nA, working distance of 15 mm, pixel spacing 3 μm, dot spacing 9 μm; EPMA: beam current not fully stated in excerpt |  | 249.328 |  | 10271.2081 |  | 337.4019 |  | 23.1979 |  | 343.9763 |  | 425.3583 |  |  |  | 352.8015 |  |  |  | 82092.4412 |  | 272.7529 | [5 empty] | 405.0917 |  | 401.841 |  | 362.3033 |  | 563.4328 | [11 empty] | 437.1244 |  |  |  | 431.281 | [7 empty] | 426.9669 |  |  |  | 503.1755 |  |  |  | 458.689 |  |  |  | 486.0397 |  | 438.4288 |  | 407.1458 |  | 101992.0914 | [5 empty] | 456.8681 |  |  |  | 438.2812 |  | 416.7288 |  | 1.3597 | [5 empty] | 405.0278 | [9 empty] | 392.9598 |  | 456.6185 |  | 110.7216 |  | 327588.099 |  |  |  | 398.0606 |  | 507.3399 | [5 empty] | 304.2695 |  |  |  | 467.2515 |  | 57.7922 |  |  |  | 439.1584 |  | 448.1777 |  | 440.3699 | [5 empty] | 462.4163 |  |  |  |  | 2025 | Xinghai Lang et al., Polymetallic veins—a possible bridge between porphyry and intermediate-sulfidation deposits, Geological Society of America Bulletin, v. 136, doi:10.1130/B38406.1 |  | CHN | Tibet
| No. 1 porphyry Cu-Au deposit (Xietongmen deposit), Xiongcun ore district | No. 1 deposit, Xiongcun ore district | Magmatic hydrothermal | Porphyry | Cu-Au porphyry | Cu, Au | Zn, Ag, Pb | Cu, Au, Zn, Ag, Pb | Lang et al., 2014; Tang et al., 2015; Wang et al., 2017 |  | SRM 610-2 | SRM 610-2 | underground mine |  |  |  |  | ore material | drill core | drill core | mineral separate | [5 empty] | mineralisation |  |  |  | pyrite, sphalerite, pyrrhotite, chalcopyrite, galena, quartz | Stage A: pyrite + sericite; Stage B: sphalerite + pyrrhotite + chalcopyrite + galena + quartz; Stage C: actinolite + epidote + chlorite + magnetite + quartz | polymetallic veins crosscutting porphyry-stage veins and alteration zones | stockwork veins, sheeted veins, open-space filling |  |  |  | actinolite, epidote, chlorite, magnetite, sericite, calcite, acanthite-argentite, pyrargyrite, hessite, electrum | carbon-coated thin sections; polished sections | SEM-EDS, EMPA, LA-ICPMS, SIMS | JEOL IT300HR scanning electron microscope equipped with secondary electron, backscattered electron (BSE), and energy dispersive X-ray spectrometry (EDS) detectors; TESCAN MIRA3 field-emission scanning electron microprobe (FE-SEM) equipped with a panchromatic cathodoluminescence (CL) detector; TESCAN Integrated Mineral Analyzer (TIMA) system with a Mira-3 scanning electron microscope with four EDS (EDAX Element 30) detectors; JEOL JXA-8230 electron microprobe | Wuhan Sample Solution Analytical Technology Co., Ltd., Wuhan, China; Tuoyan Analytical Technology Co., Ltd., Guangzhou, China; Nanjing Hongchuang Geological Exploration Technology Service Co., Ltd., Nanjing, China | SEM: accelerating voltage of 15–20 kV, emission current of ~80 μA, takeoff angle ~35°, 4 μm to 5 μm beam diameter, working distance of ~10 mm; SEM-CL: acceleration voltage of 10 kV, beam current of 15 nA; TIMA: accelerating voltage of 25 kV, probe current of 9 nA, working distance of 15 mm, pixel spacing 3 μm, dot spacing 9 μm; EPMA: beam current not fully stated in excerpt |  | 252.1629 |  | 11001.0069 |  | 324.3413 |  | 24.2458 |  | 347.0713 |  | 476.861 |  |  |  | 363.7139 |  |  |  | 82078.4357 |  | 273.2638 | [5 empty] | 414.8057 |  | 407.413 |  | 368.2971 |  | 655.9105 | [11 empty] | 440.0416 |  |  |  | 431.38 | [7 empty] | 441.0678 |  |  |  | 560.0152 |  |  |  | 466.736 |  |  |  | 538.5616 |  | 448.5009 |  | 421.456 |  | 101377.904 | [5 empty] | 463.4516 |  |  |  | 453.0806 |  | 433.2012 |  | 1.6587 | [5 empty] | 406.6696 | [9 empty] | 403.8996 |  | 462.3344 |  | 111.9759 |  | 327129.0838 |  |  |  | 402.0062 |  | 508.5965 | [5 empty] | 303.1917 |  |  |  | 450.331 |  | 60.9672 |  |  |  | 440.902 |  | 451.2048 |  | 452.3651 | [5 empty] | 461.5529 |  |  |  |  | 2025 | Xinghai Lang et al., Polymetallic veins—a possible bridge between porphyry and intermediate-sulfidation deposits, Geological Society of America Bulletin, v. 136, doi:10.1130/B38406.1 |  | CHN | Tibet
| No. 1 porphyry Cu-Au deposit (Xietongmen deposit), Xiongcun ore district | No. 1 deposit, Xiongcun ore district | Magmatic hydrothermal | Porphyry | Cu-Au porphyry | Cu, Au | Zn, Ag, Pb | Cu, Au, Zn, Ag, Pb | Lang et al., 2014; Tang et al., 2015; Wang et al., 2017 |  | SRM 610-3 | SRM 610-3 | underground mine |  |  |  |  | ore material | drill core | drill core | mineral separate | [5 empty] | mineralisation |  |  |  | pyrite, sphalerite, pyrrhotite, chalcopyrite, galena, quartz | Stage A: pyrite + sericite; Stage B: sphalerite + pyrrhotite + chalcopyrite + galena + quartz; Stage C: actinolite + epidote + chlorite + magnetite + quartz | polymetallic veins crosscutting porphyry-stage veins and alteration zones | stockwork veins, sheeted veins, open-space filling |  |  |  | actinolite, epidote, chlorite, magnetite, sericite, calcite, acanthite-argentite, pyrargyrite, hessite, electrum | carbon-coated thin sections; polished sections | SEM-EDS, EMPA, LA-ICPMS, SIMS | JEOL IT300HR scanning electron microscope equipped with secondary electron, backscattered electron (BSE), and energy dispersive X-ray spectrometry (EDS) detectors; TESCAN MIRA3 field-emission scanning electron microprobe (FE-SEM) equipped with a panchromatic cathodoluminescence (CL) detector; TESCAN Integrated Mineral Analyzer (TIMA) system with a Mira-3 scanning electron microscope with four EDS (EDAX Element 30) detectors; JEOL JXA-8230 electron microprobe | Wuhan Sample Solution Analytical Technology Co., Ltd., Wuhan, China; Tuoyan Analytical Technology Co., Ltd., Guangzhou, China; Nanjing Hongchuang Geological Exploration Technology Service Co., Ltd., Nanjing, China | SEM: accelerating voltage of 15–20 kV, emission current of ~80 μA, takeoff angle ~35°, 4 μm to 5 μm beam diameter, working distance of ~10 mm; SEM-CL: acceleration voltage of 10 kV, beam current of 15 nA; TIMA: accelerating voltage of 25 kV, probe current of 9 nA, working distance of 15 mm, pixel spacing 3 μm, dot spacing 9 μm; EPMA: beam current not fully stated in excerpt |  | 252.4861 |  | 11001.0069 |  | 312.4372 |  | 23.8128 |  | 347.0713 |  | 476.861 |  |  |  | 357.9189 |  |  |  | 82078.4357 |  | 269.9687 | [5 empty] | 406.8413 |  | 394.3114 |  | 363.2477 |  | 540.762 | [11 empty] | 437.9856 |  |  |  | 422.5302 | [7 empty] | 430.3102 |  |  |  | 560.0152 |  |  |  | 466.736 |  |  |  | 538.5616 |  | 445.1908 |  | 415.8145 |  | 101377.904 | [5 empty] | 465.133 |  |  |  | 453.0806 |  | 427.8564 |  | 1.3012 | [5 empty] | 406.6696 | [9 empty] | 395.2353 |  | 450.579 |  | 111.7963 |  | 327129.0838 |  |  |  | 399.6325 |  | 508.5965 | [5 empty] | 300.8333 |  |  |  | 479.8961 |  | 59.6337 |  |  |  | 440.902 |  | 452.3216 |  | 444.9438 | [5 empty] | 460.262 |  |  |  |  | 2025 | Xinghai Lang et al., Polymetallic veins—a possible bridge between porphyry and intermediate-sulfidation deposits, Geological Society of America Bulletin, v. 136, doi:10.1130/B38406.1 |  | CHN | Tibet
| No. 1 porphyry Cu-Au deposit (Xietongmen deposit), Xiongcun ore district | No. 1 deposit, Xiongcun ore district | Magmatic hydrothermal | Porphyry | Cu-Au porphyry | Cu, Au | Zn, Ag, Pb | Cu, Au, Zn, Ag, Pb | Lang et al., 2014; Tang et al., 2015; Wang et al., 2017 |  | SRM 610-4 | SRM 610-4 | underground mine |  |  |  |  | ore material | drill core | drill core | mineral separate | [5 empty] | mineralisation |  |  |  | pyrite, sphalerite, pyrrhotite, chalcopyrite, galena, quartz | Stage A: pyrite + sericite; Stage B: sphalerite + pyrrhotite + chalcopyrite + galena + quartz; Stage C: actinolite + epidote + chlorite + magnetite + quartz | polymetallic veins crosscutting porphyry-stage veins and alteration zones | stockwork veins, sheeted veins, open-space filling |  |  |  | actinolite, epidote, chlorite, magnetite, sericite, calcite, acanthite-argentite, pyrargyrite, hessite, electrum | carbon-coated thin sections; polished sections | SEM-EDS, EMPA, LA-ICPMS, SIMS | JEOL IT300HR scanning electron microscope equipped with secondary electron, backscattered electron (BSE), and energy dispersive X-ray spectrometry (EDS) detectors; TESCAN MIRA3 field-emission scanning electron microprobe (FE-SEM) equipped with a panchromatic cathodoluminescence (CL) detector; TESCAN Integrated Mineral Analyzer (TIMA) system with a Mira-3 scanning electron microscope with four EDS (EDAX Element 30) detectors; JEOL JXA-8230 electron microprobe | Wuhan Sample Solution Analytical Technology Co., Ltd., Wuhan, China; Tuoyan Analytical Technology Co., Ltd., Guangzhou, China; Nanjing Hongchuang Geological Exploration Technology Service Co., Ltd., Nanjing, China | SEM: accelerating voltage of 15–20 kV, emission current of ~80 μA, takeoff angle ~35°, 4 μm to 5 μm beam diameter, working distance of ~10 mm; SEM-CL: acceleration voltage of 10 kV, beam current of 15 nA; TIMA: accelerating voltage of 25 kV, probe current of 9 nA, working distance of 15 mm, pixel spacing 3 μm, dot spacing 9 μm; EPMA: beam current not fully stated in excerpt |  | 257.7769 |  | 11001.0069 |  | 323.4003 |  | 24.1457 |  | 347.0713 |  | 476.861 |  |  |  | 356.8003 |  |  |  | 82078.4357 |  | 273.7081 | [5 empty] | 414.9641 |  | 420.6287 |  | 364.3674 |  | 658.242 | [11 empty] | 432.7719 |  |  |  | 418.9669 | [7 empty] | 438.7016 |  |  |  | 560.0152 |  |  |  | 466.736 |  |  |  | 538.5616 |  | 446.2256 |  | 418.3031 |  | 101377.904 | [5 empty] | 466.3652 |  |  |  | 453.0806 |  | 422.3718 |  | 1.1205 | [5 empty] | 406.6696 | [9 empty] | 397.8236 |  | 454.7734 |  | 109.6222 |  | 327129.0838 |  |  |  | 394.8216 |  | 508.5965 | [5 empty] | 305.6115 |  |  |  | 426.699 |  | 60.2045 |  |  |  | 440.902 |  | 447.1194 |  | 442.7231 | [5 empty] | 447.6119 |  |  |  |  | 2025 | Xinghai Lang et al., Polymetallic veins—a possible bridge between porphyry and intermediate-sulfidation deposits, Geological Society of America Bulletin, v. 136, doi:10.1130/B38406.1 |  | CHN | Tibet
| No. 1 porphyry Cu-Au deposit (Xietongmen deposit), Xiongcun ore district | No. 1 deposit, Xiongcun ore district | Magmatic hydrothermal | Porphyry | Cu-Au porphyry | Cu, Au | Zn, Ag, Pb | Cu, Au, Zn, Ag, Pb | Lang et al., 2014; Tang et al., 2015; Wang et al., 2017 |  | SRM 610-5 | SRM 610-5 | underground mine |  |  |  |  | ore material | drill core | drill core | mineral separate | [5 empty] | mineralisation |  |  |  | pyrite, sphalerite, pyrrhotite, chalcopyrite, galena, quartz | Stage A: pyrite + sericite; Stage B: sphalerite + pyrrhotite + chalcopyrite + galena + quartz; Stage C: actinolite + epidote + chlorite + magnetite + quartz | polymetallic veins crosscutting porphyry-stage veins and alteration zones | stockwork veins, sheeted veins, open-space filling |  |  |  | actinolite, epidote, chlorite, magnetite, sericite, calcite, acanthite-argentite, pyrargyrite, hessite, electrum | carbon-coated thin sections; polished sections | SEM-EDS, EMPA, LA-ICPMS, SIMS | JEOL IT300HR scanning electron microscope equipped with secondary electron, backscattered electron (BSE), and energy dispersive X-ray spectrometry (EDS) detectors; TESCAN MIRA3 field-emission scanning electron microprobe (FE-SEM) equipped with a panchromatic cathodoluminescence (CL) detector; TESCAN Integrated Mineral Analyzer (TIMA) system with a Mira-3 scanning electron microscope with four EDS (EDAX Element 30) detectors; JEOL JXA-8230 electron microprobe | Wuhan Sample Solution Analytical Technology Co., Ltd., Wuhan, China; Tuoyan Analytical Technology Co., Ltd., Guangzhou, China; Nanjing Hongchuang Geological Exploration Technology Service Co., Ltd., Nanjing, China | SEM: accelerating voltage of 15–20 kV, emission current of ~80 μA, takeoff angle ~35°, 4 μm to 5 μm beam diameter, working distance of ~10 mm; SEM-CL: acceleration voltage of 10 kV, beam current of 15 nA; TIMA: accelerating voltage of 25 kV, probe current of 9 nA, working distance of 15 mm, pixel spacing 3 μm, dot spacing 9 μm; EPMA: beam current not fully stated in excerpt |  | 251.0322 |  | 11001.0069 |  | 322.0174 |  | 23.4598 |  | 347.0713 |  | 476.861 |  |  |  | 355.9064 |  |  |  | 82078.4357 |  | 267.8651 | [5 empty] | 410.7168 |  | 408.901 |  | 362.7114 |  | 656.9196 | [11 empty] | 436.5266 |  |  |  | 421.6977 | [7 empty] | 430.9689 |  |  |  | 560.0152 |  |  |  | 466.736 |  |  |  | 538.5616 |  | 445.6041 |  | 421.0999 |  | 101377.904 | [5 empty] | 465.1815 |  |  |  | 453.0806 |  | 419.5137 |  | 1.281 | [5 empty] | 406.6696 | [9 empty] | 397.0229 |  | 457.6075 |  | 109.8033 |  | 327129.0838 |  |  |  | 397.7784 |  | 508.5965 | [5 empty] | 301.971 |  |  |  | 445.7147 |  | 59.4994 |  |  |  | 440.902 |  | 453.7816 |  | 440.6129 | [5 empty] | 458.6871 |  |  |  |  | 2025 | Xinghai Lang et al., Polymetallic veins—a possible bridge between porphyry and intermediate-sulfidation deposits, Geological Society of America Bulletin, v. 136, doi:10.1130/B38406.1 |  | CHN | Tibet
| No. 1 porphyry Cu-Au deposit (Xietongmen deposit), Xiongcun ore district | No. 1 deposit, Xiongcun ore district | Magmatic hydrothermal | Porphyry | Cu-Au porphyry | Cu, Au | Zn, Ag, Pb | Cu, Au, Zn, Ag, Pb | Lang et al., 2014; Tang et al., 2015; Wang et al., 2017 |  | SRM 610-6 | SRM 610-6 | underground mine |  |  |  |  | ore material | drill core | drill core | mineral separate | [5 empty] | mineralisation |  |  |  | pyrite, sphalerite, pyrrhotite, chalcopyrite, galena, quartz | Stage A: pyrite + sericite; Stage B: sphalerite + pyrrhotite + chalcopyrite + galena + quartz; Stage C: actinolite + epidote + chlorite + magnetite + quartz | polymetallic veins crosscutting porphyry-stage veins and alteration zones | stockwork veins, sheeted veins, open-space filling |  |  |  | actinolite, epidote, chlorite, magnetite, sericite, calcite, acanthite-argentite, pyrargyrite, hessite, electrum | carbon-coated thin sections; polished sections | SEM-EDS, EMPA, LA-ICPMS, SIMS | JEOL IT300HR scanning electron microscope equipped with secondary electron, backscattered electron (BSE), and energy dispersive X-ray spectrometry (EDS) detectors; TESCAN MIRA3 field-emission scanning electron microprobe (FE-SEM) equipped with a panchromatic cathodoluminescence (CL) detector; TESCAN Integrated Mineral Analyzer (TIMA) system with a Mira-3 scanning electron microscope with four EDS (EDAX Element 30) detectors; JEOL JXA-8230 electron microprobe | Wuhan Sample Solution Analytical Technology Co., Ltd., Wuhan, China; Tuoyan Analytical Technology Co., Ltd., Guangzhou, China; Nanjing Hongchuang Geological Exploration Technology Service Co., Ltd., Nanjing, China | SEM: accelerating voltage of 15–20 kV, emission current of ~80 μA, takeoff angle ~35°, 4 μm to 5 μm beam diameter, working distance of ~10 mm; SEM-CL: acceleration voltage of 10 kV, beam current of 15 nA; TIMA: accelerating voltage of 25 kV, probe current of 9 nA, working distance of 15 mm, pixel spacing 3 μm, dot spacing 9 μm; EPMA: beam current not fully stated in excerpt |  | 246.0602 |  | 11001.0069 |  | 326.6614 |  | 24.3113 |  | 347.0713 |  | 476.861 |  |  |  | 353.2342 |  |  |  | 82078.4357 |  | 264.2422 | [5 empty] | 411.3089 |  | 414.8884 |  | 362.9817 |  | 621.6947 | [11 empty] | 431.5417 |  |  |  | 427.2251 | [7 empty] | 433.9686 |  |  |  | 560.0152 |  |  |  | 466.736 |  |  |  | 538.5616 |  | 443.5292 |  | 418.5235 |  | 101377.904 | [5 empty] | 460.2695 |  |  |  | 453.0806 |  | 420.9453 |  | 1.2417 | [5 empty] | 406.6696 | [9 empty] | 392.4563 |  | 457.9037 |  | 115.0102 |  | 327129.0838 |  |  |  | 398.5854 |  | 508.5965 | [5 empty] | 303.3744 |  |  |  | 432.9197 |  | 59.4881 |  |  |  | 440.902 |  | 452.2304 |  | 445.8605 | [5 empty] | 450.2217 |  |  |  |  | 2025 | Xinghai Lang et al., Polymetallic veins—a possible bridge between porphyry and intermediate-sulfidation deposits, Geological Society of America Bulletin, v. 136, doi:10.1130/B38406.1 |  | CHN | Tibet
| No. 1 porphyry Cu-Au deposit (Xietongmen deposit), Xiongcun ore district | No. 1 deposit, Xiongcun ore district | Magmatic hydrothermal | Porphyry | Cu-Au porphyry | Cu, Au | Zn, Ag, Pb | Cu, Au, Zn, Ag, Pb | Lang et al., 2014; Tang et al., 2015; Wang et al., 2017 |  | SRM 610-7 | SRM 610-7 | underground mine |  |  |  |  | ore material | drill core | drill core | mineral separate | [5 empty] | mineralisation |  |  |  | pyrite, sphalerite, pyrrhotite, chalcopyrite, galena, quartz | Stage A: pyrite + sericite; Stage B: sphalerite + pyrrhotite + chalcopyrite + galena + quartz; Stage C: actinolite + epidote + chlorite + magnetite + quartz | polymetallic veins crosscutting porphyry-stage veins and alteration zones | stockwork veins, sheeted veins, open-space filling |  |  |  | actinolite, epidote, chlorite, magnetite, sericite, calcite, acanthite-argentite, pyrargyrite, hessite, electrum | carbon-coated thin sections; polished sections | SEM-EDS, EMPA, LA-ICPMS, SIMS | JEOL IT300HR scanning electron microscope equipped with secondary electron, backscattered electron (BSE), and energy dispersive X-ray spectrometry (EDS) detectors; TESCAN MIRA3 field-emission scanning electron microprobe (FE-SEM) equipped with a panchromatic cathodoluminescence (CL) detector; TESCAN Integrated Mineral Analyzer (TIMA) system with a Mira-3 scanning electron microscope with four EDS (EDAX Element 30) detectors; JEOL JXA-8230 electron microprobe | Wuhan Sample Solution Analytical Technology Co., Ltd., Wuhan, China; Tuoyan Analytical Technology Co., Ltd., Guangzhou, China; Nanjing Hongchuang Geological Exploration Technology Service Co., Ltd., Nanjing, China | SEM: accelerating voltage of 15–20 kV, emission current of ~80 μA, takeoff angle ~35°, 4 μm to 5 μm beam diameter, working distance of ~10 mm; SEM-CL: acceleration voltage of 10 kV, beam current of 15 nA; TIMA: accelerating voltage of 25 kV, probe current of 9 nA, working distance of 15 mm, pixel spacing 3 μm, dot spacing 9 μm; EPMA: beam current not fully stated in excerpt |  | 251.9643 |  |  |  | 324.751 |  | 23.4204 | [7 empty] | 359.2958 | [5 empty] | 266.0039 | [5 empty] | 409.35 |  | 418.1371 |  | 370.0477 |  | 440.3246 | [11 empty] | 426.3534 |  |  |  | 423.5865 | [7 empty] | 428.712 | [13 empty] | 446.398 |  | 419.7244 | [7 empty] | 444.0066 | [5 empty] | 425.5023 |  | 1.025 | [15 empty] | 393.8496 |  | 453.2422 |  | 110.3531 | [5 empty] | 398.1984 | [7 empty] | 307.6218 |  |  |  | 468.1992 |  | 58.6615 | [5 empty] | 452.6755 |  | 442.7766 | [5 empty] | 452.4995 |  |  |  |  | 2025 | Xinghai Lang et al., Polymetallic veins—a possible bridge between porphyry and intermediate-sulfidation deposits, Geological Society of America Bulletin, v. 136, doi:10.1130/B38406.1 |  | CHN | Tibet
| No. 1 porphyry Cu-Au deposit (Xietongmen deposit), Xiongcun ore district | No. 1 deposit, Xiongcun ore district | Magmatic hydrothermal | Porphyry | Cu-Au porphyry | Cu, Au | Zn, Ag, Pb | Cu, Au, Zn, Ag, Pb | Lang et al., 2014; Tang et al., 2015; Wang et al., 2017 |  | SRM 610-8 | SRM 610-8 | underground mine |  |  |  |  | ore material | drill core | drill core | mineral separate | [5 empty] | mineralisation |  |  |  | pyrite, sphalerite, pyrrhotite, chalcopyrite, galena, quartz | Stage A: pyrite + sericite; Stage B: sphalerite + pyrrhotite + chalcopyrite + galena + quartz; Stage C: actinolite + epidote + chlorite + magnetite + quartz | polymetallic veins crosscutting porphyry-stage veins and alteration zones | stockwork veins, sheeted veins, open-space filling |  |  |  | actinolite, epidote, chlorite, magnetite, sericite, calcite, acanthite-argentite, pyrargyrite, hessite, electrum | carbon-coated thin sections; polished sections | SEM-EDS, EMPA, LA-ICPMS, SIMS | JEOL IT300HR scanning electron microscope equipped with secondary electron, backscattered electron (BSE), and energy dispersive X-ray spectrometry (EDS) detectors; TESCAN MIRA3 field-emission scanning electron microprobe (FE-SEM) equipped with a panchromatic cathodoluminescence (CL) detector; TESCAN Integrated Mineral Analyzer (TIMA) system with a Mira-3 scanning electron microscope with four EDS (EDAX Element 30) detectors; JEOL JXA-8230 electron microprobe | Wuhan Sample Solution Analytical Technology Co., Ltd., Wuhan, China; Tuoyan Analytical Technology Co., Ltd., Guangzhou, China; Nanjing Hongchuang Geological Exploration Technology Service Co., Ltd., Nanjing, China | SEM: accelerating voltage of 15–20 kV, emission current of ~80 μA, takeoff angle ~35°, 4 μm to 5 μm beam diameter, working distance of ~10 mm; SEM-CL: acceleration voltage of 10 kV, beam current of 15 nA; TIMA: accelerating voltage of 25 kV, probe current of 9 nA, working distance of 15 mm, pixel spacing 3 μm, dot spacing 9 μm; EPMA: beam current not fully stated in excerpt |  | 254.4019 |  |  |  | 326.4764 |  | 23.9439 | [7 empty] | 362.7054 | [5 empty] | 265.4871 | [5 empty] | 409.7757 |  | 407.7346 |  | 369.3331 |  | 580.9013 | [11 empty] | 437.6362 |  |  |  | 430.3297 | [7 empty] | 437.4667 | [13 empty] | 444.2549 |  | 423.6466 | [7 empty] | 447.6691 | [5 empty] | 427.1306 |  | 1.2014 | [15 empty] | 397.8022 |  | 453.8948 |  | 104.7801 | [5 empty] | 397.9759 | [7 empty] | 307.1515 |  |  |  | 458.5233 |  | 60.2191 | [5 empty] | 446.8425 |  | 449.9972 | [5 empty] | 459.6717 |  |  |  |  | 2025 | Xinghai Lang et al., Polymetallic veins—a possible bridge between porphyry and intermediate-sulfidation deposits, Geological Society of America Bulletin, v. 136, doi:10.1130/B38406.1 |  | CHN | Tibet
| No. 1 porphyry Cu-Au deposit (Xietongmen deposit), Xiongcun ore district | No. 1 deposit, Xiongcun ore district | Magmatic hydrothermal | Porphyry | Cu-Au porphyry | Cu, Au | Zn, Ag, Pb | Cu, Au, Zn, Ag, Pb | Lang et al., 2014; Tang et al., 2015; Wang et al., 2017 |  | SRM 610-9 | SRM 610-9 | underground mine |  |  |  |  | ore material | drill core | drill core | mineral separate | [5 empty] | mineralisation |  |  |  | pyrite, sphalerite, pyrrhotite, chalcopyrite, galena, quartz | Stage A: pyrite + sericite; Stage B: sphalerite + pyrrhotite + chalcopyrite + galena + quartz; Stage C: actinolite + epidote + chlorite + magnetite + quartz | polymetallic veins crosscutting porphyry-stage veins and alteration zones | stockwork veins, sheeted veins, open-space filling |  |  |  | actinolite, epidote, chlorite, magnetite, sericite, calcite, acanthite-argentite, pyrargyrite, hessite, electrum | carbon-coated thin sections; polished sections | SEM-EDS, EMPA, LA-ICPMS, SIMS | JEOL IT300HR scanning electron microscope equipped with secondary electron, backscattered electron (BSE), and energy dispersive X-ray spectrometry (EDS) detectors; TESCAN MIRA3 field-emission scanning electron microprobe (FE-SEM) equipped with a panchromatic cathodoluminescence (CL) detector; TESCAN Integrated Mineral Analyzer (TIMA) system with a Mira-3 scanning electron microscope with four EDS (EDAX Element 30) detectors; JEOL JXA-8230 electron microprobe | Wuhan Sample Solution Analytical Technology Co., Ltd., Wuhan, China; Tuoyan Analytical Technology Co., Ltd., Guangzhou, China; Nanjing Hongchuang Geological Exploration Technology Service Co., Ltd., Nanjing, China | SEM: accelerating voltage of 15–20 kV, emission current of ~80 μA, takeoff angle ~35°, 4 μm to 5 μm beam diameter, working distance of ~10 mm; SEM-CL: acceleration voltage of 10 kV, beam current of 15 nA; TIMA: accelerating voltage of 25 kV, probe current of 9 nA, working distance of 15 mm, pixel spacing 3 μm, dot spacing 9 μm; EPMA: beam current not fully stated in excerpt |  | 258.1608 |  |  |  | 333.1415 |  | 23.6321 | [7 empty] | 368.1838 | [5 empty] | 272.0903 | [5 empty] | 416.8036 |  | 409.7624 |  | 369.2297 |  | 667.1732 | [11 empty] | 436.1947 |  |  |  | 424.1141 | [7 empty] | 436.7339 | [13 empty] | 448.9637 |  | 427.5604 | [7 empty] | 469.9631 | [5 empty] | 435.7951 |  | 0.93066 | [15 empty] | 402.2256 |  | 467.7871 |  | 105.6736 | [5 empty] | 404.623 | [7 empty] | 307.1442 |  |  |  | 438.4381 |  | 60.6621 | [5 empty] | 452.3597 |  | 457.9879 | [5 empty] | 464.2066 |  |  |  |  | 2025 | Xinghai Lang et al., Polymetallic veins—a possible bridge between porphyry and intermediate-sulfidation deposits, Geological Society of America Bulletin, v. 136, doi:10.1130/B38406.1 |  | CHN | Tibet
| No. 1 porphyry Cu-Au deposit (Xietongmen deposit), Xiongcun ore district | No. 1 deposit, Xiongcun ore district | Magmatic hydrothermal | Porphyry | Cu-Au porphyry | Cu, Au | Zn, Ag, Pb | Cu, Au, Zn, Ag, Pb | Lang et al., 2014; Tang et al., 2015; Wang et al., 2017 |  | SRM 610-10 | SRM 610-10 | underground mine |  |  |  |  | ore material | drill core | drill core | mineral separate | [5 empty] | mineralisation |  |  |  | pyrite, sphalerite, pyrrhotite, chalcopyrite, galena, quartz | Stage A: pyrite + sericite; Stage B: sphalerite + pyrrhotite + chalcopyrite + galena + quartz; Stage C: actinolite + epidote + chlorite + magnetite + quartz | polymetallic veins crosscutting porphyry-stage veins and alteration zones | stockwork veins, sheeted veins, open-space filling |  |  |  | actinolite, epidote, chlorite, magnetite, sericite, calcite, acanthite-argentite, pyrargyrite, hessite, electrum | carbon-coated thin sections; polished sections | SEM-EDS, EMPA, LA-ICPMS, SIMS | JEOL IT300HR scanning electron microscope equipped with secondary electron, backscattered electron (BSE), and energy dispersive X-ray spectrometry (EDS) detectors; TESCAN MIRA3 field-emission scanning electron microprobe (FE-SEM) equipped with a panchromatic cathodoluminescence (CL) detector; TESCAN Integrated Mineral Analyzer (TIMA) system with a Mira-3 scanning electron microscope with four EDS (EDAX Element 30) detectors; JEOL JXA-8230 electron microprobe | Wuhan Sample Solution Analytical Technology Co., Ltd., Wuhan, China; Tuoyan Analytical Technology Co., Ltd., Guangzhou, China; Nanjing Hongchuang Geological Exploration Technology Service Co., Ltd., Nanjing, China | SEM: accelerating voltage of 15–20 kV, emission current of ~80 μA, takeoff angle ~35°, 4 μm to 5 μm beam diameter, working distance of ~10 mm; SEM-CL: acceleration voltage of 10 kV, beam current of 15 nA; TIMA: accelerating voltage of 25 kV, probe current of 9 nA, working distance of 15 mm, pixel spacing 3 μm, dot spacing 9 μm; EPMA: beam current not fully stated in excerpt |  | 252.2768 |  |  |  | 321.8223 |  | 23.0301 | [7 empty] | 355.2322 | [5 empty] | 268.92 | [5 empty] | 407.8617 |  | 407.8897 |  | 365.6692 |  | 624.6003 | [11 empty] | 431.2494 |  |  |  | 425.3329 | [7 empty] | 429.3146 | [13 empty] | 442.3091 |  | 411.8037 | [7 empty] | 456.1773 | [5 empty] | 420.9765 |  | 1.3964 | [15 empty] | 394.0764 |  | 458.8756 |  | 115.7052 | [5 empty] | 394.6421 | [7 empty] | 298.7588 |  |  |  | 472.0409 |  | 58.4881 | [5 empty] | 452.9083 |  | 440.8854 | [5 empty] | 465.7409 |  |  |  |  | 2025 | Xinghai Lang et al., Polymetallic veins—a possible bridge between porphyry and intermediate-sulfidation deposits, Geological Society of America Bulletin, v. 136, doi:10.1130/B38406.1 |  | CHN | Tibet
| No. 1 porphyry Cu-Au deposit (Xietongmen deposit), Xiongcun ore district | No. 1 deposit, Xiongcun ore district | Magmatic hydrothermal | Porphyry | Cu-Au porphyry | Cu, Au | Zn, Ag, Pb | Cu, Au, Zn, Ag, Pb | Lang et al., 2014; Tang et al., 2015; Wang et al., 2017 |  | SRM 610-11 | SRM 610-11 | underground mine |  |  |  |  | ore material | drill core | drill core | mineral separate | [5 empty] | mineralisation |  |  |  | pyrite, sphalerite, pyrrhotite, chalcopyrite, galena, quartz | Stage A: pyrite + sericite; Stage B: sphalerite + pyrrhotite + chalcopyrite + galena + quartz; Stage C: actinolite + epidote + chlorite + magnetite + quartz | polymetallic veins crosscutting porphyry-stage veins and alteration zones | stockwork veins, sheeted veins, open-space filling |  |  |  | actinolite, epidote, chlorite, magnetite, sericite, calcite, acanthite-argentite, pyrargyrite, hessite, electrum | carbon-coated thin sections; polished sections | SEM-EDS, EMPA, LA-ICPMS, SIMS | JEOL IT300HR scanning electron microscope equipped with secondary electron, backscattered electron (BSE), and energy dispersive X-ray spectrometry (EDS) detectors; TESCAN MIRA3 field-emission scanning electron microprobe (FE-SEM) equipped with a panchromatic cathodoluminescence (CL) detector; TESCAN Integrated Mineral Analyzer (TIMA) system with a Mira-3 scanning electron microscope with four EDS (EDAX Element 30) detectors; JEOL JXA-8230 electron microprobe | Wuhan Sample Solution Analytical Technology Co., Ltd., Wuhan, China; Tuoyan Analytical Technology Co., Ltd., Guangzhou, China; Nanjing Hongchuang Geological Exploration Technology Service Co., Ltd., Nanjing, China | SEM: accelerating voltage of 15–20 kV, emission current of ~80 μA, takeoff angle ~35°, 4 μm to 5 μm beam diameter, working distance of ~10 mm; SEM-CL: acceleration voltage of 10 kV, beam current of 15 nA; TIMA: accelerating voltage of 25 kV, probe current of 9 nA, working distance of 15 mm, pixel spacing 3 μm, dot spacing 9 μm; EPMA: beam current not fully stated in excerpt |  | 243.9313 |  |  |  | 328.2976 |  | 23.597 | [7 empty] | 352.0588 | [5 empty] | 274.1653 | [5 empty] | 405.51 |  | 404.3553 |  | 359.8532 |  | 495.8719 | [11 empty] | 433.2424 |  |  |  | 420.3579 | [7 empty] | 430.8391 | [13 empty] | 443.2631 |  | 419.6842 | [7 empty] | 470.2409 | [5 empty] | 415.1739 |  | 1.1718 | [15 empty] | 387.0977 |  | 460.9238 |  | 112.7159 | [5 empty] | 391.7184 | [7 empty] | 302.8824 |  |  |  | 459.9895 |  | 59.4204 | [5 empty] | 443.2372 |  | 435.4777 | [5 empty] | 458.6584 |  |  |  |  | 2025 | Xinghai Lang et al., Polymetallic veins—a possible bridge between porphyry and intermediate-sulfidation deposits, Geological Society of America Bulletin, v. 136, doi:10.1130/B38406.1 |  | CHN | Tibet
| No. 1 porphyry Cu-Au deposit (Xietongmen deposit), Xiongcun ore district | No. 1 deposit, Xiongcun ore district | Magmatic hydrothermal | Porphyry | Cu-Au porphyry | Cu, Au | Zn, Ag, Pb | Cu, Au, Zn, Ag, Pb | Lang et al., 2014; Tang et al., 2015; Wang et al., 2017 |  | SRM 610-12 | SRM 610-12 | underground mine |  |  |  |  | ore material | drill core | drill core | mineral separate | [5 empty] | mineralisation |  |  |  | pyrite, sphalerite, pyrrhotite, chalcopyrite, galena, quartz | Stage A: pyrite + sericite; Stage B: sphalerite + pyrrhotite + chalcopyrite + galena + quartz; Stage C: actinolite + epidote + chlorite + magnetite + quartz | polymetallic veins crosscutting porphyry-stage veins and alteration zones | stockwork veins, sheeted veins, open-space filling |  |  |  | actinolite, epidote, chlorite, magnetite, sericite, calcite, acanthite-argentite, pyrargyrite, hessite, electrum | carbon-coated thin sections; polished sections | SEM-EDS, EMPA, LA-ICPMS, SIMS | JEOL IT300HR scanning electron microscope equipped with secondary electron, backscattered electron (BSE), and energy dispersive X-ray spectrometry (EDS) detectors; TESCAN MIRA3 field-emission scanning electron microprobe (FE-SEM) equipped with a panchromatic cathodoluminescence (CL) detector; TESCAN Integrated Mineral Analyzer (TIMA) system with a Mira-3 scanning electron microscope with four EDS (EDAX Element 30) detectors; JEOL JXA-8230 electron microprobe | Wuhan Sample Solution Analytical Technology Co., Ltd., Wuhan, China; Tuoyan Analytical Technology Co., Ltd., Guangzhou, China; Nanjing Hongchuang Geological Exploration Technology Service Co., Ltd., Nanjing, China | SEM: accelerating voltage of 15–20 kV, emission current of ~80 μA, takeoff angle ~35°, 4 μm to 5 μm beam diameter, working distance of ~10 mm; SEM-CL: acceleration voltage of 10 kV, beam current of 15 nA; TIMA: accelerating voltage of 25 kV, probe current of 9 nA, working distance of 15 mm, pixel spacing 3 μm, dot spacing 9 μm; EPMA: beam current not fully stated in excerpt |  | 248.3563 |  |  |  | 296.5453 |  | 23.0772 | [7 empty] | 333.4608 | [5 empty] | 262.8485 | [5 empty] | 396.246 |  | 393.6034 |  | 331.9308 |  | 557.1812 | [11 empty] | 403.8326 |  |  |  | 428.4887 | [7 empty] | 404.1741 | [13 empty] | 421.4743 |  | 413.1599 | [7 empty] | 454.4509 | [5 empty] | 381.7655 |  | 1.2357 | [15 empty] | 397.7517 |  | 454.6754 |  | 116.9376 | [5 empty] | 374.0758 | [7 empty] | 294.3376 |  |  |  | 462.1498 |  | 55.7876 | [5 empty] | 446.8569 |  | 422.0865 | [5 empty] | 483.6919 |  |  |  |  | 2025 | Xinghai Lang et al., Polymetallic veins—a possible bridge between porphyry and intermediate-sulfidation deposits, Geological Society of America Bulletin, v. 136, doi:10.1130/B38406.1 |  | CHN | Tibet
| No. 1 porphyry Cu-Au deposit (Xietongmen deposit), Xiongcun ore district | No. 1 deposit, Xiongcun ore district | Magmatic hydrothermal | Porphyry | Cu-Au porphyry | Cu, Au | Zn, Ag, Pb | Cu, Au, Zn, Ag, Pb | Lang et al., 2014; Tang et al., 2015; Wang et al., 2017 |  | SRM 610-13 | SRM 610-13 | underground mine |  |  |  |  | ore material | drill core | drill core | mineral separate | [5 empty] | mineralisation |  |  |  | pyrite, sphalerite, pyrrhotite, chalcopyrite, galena, quartz | Stage A: pyrite + sericite; Stage B: sphalerite + pyrrhotite + chalcopyrite + galena + quartz; Stage C: actinolite + epidote + chlorite + magnetite + quartz | polymetallic veins crosscutting porphyry-stage veins and alteration zones | stockwork veins, sheeted veins, open-space filling |  |  |  | actinolite, epidote, chlorite, magnetite, sericite, calcite, acanthite-argentite, pyrargyrite, hessite, electrum | carbon-coated thin sections; polished sections | SEM-EDS, EMPA, LA-ICPMS, SIMS | JEOL IT300HR scanning electron microscope equipped with secondary electron, backscattered electron (BSE), and energy dispersive X-ray spectrometry (EDS) detectors; TESCAN MIRA3 field-emission scanning electron microprobe (FE-SEM) equipped with a panchromatic cathodoluminescence (CL) detector; TESCAN Integrated Mineral Analyzer (TIMA) system with a Mira-3 scanning electron microscope with four EDS (EDAX Element 30) detectors; JEOL JXA-8230 electron microprobe | Wuhan Sample Solution Analytical Technology Co., Ltd., Wuhan, China; Tuoyan Analytical Technology Co., Ltd., Guangzhou, China; Nanjing Hongchuang Geological Exploration Technology Service Co., Ltd., Nanjing, China | SEM: accelerating voltage of 15–20 kV, emission current of ~80 μA, takeoff angle ~35°, 4 μm to 5 μm beam diameter, working distance of ~10 mm; SEM-CL: acceleration voltage of 10 kV, beam current of 15 nA; TIMA: accelerating voltage of 25 kV, probe current of 9 nA, working distance of 15 mm, pixel spacing 3 μm, dot spacing 9 μm; EPMA: beam current not fully stated in excerpt |  | 249.8324 |  |  |  | 319.1989 |  | 24.3066 | [7 empty] | 364.006 | [5 empty] | 270.1464 | [5 empty] | 416.8565 |  | 450.8746 |  | 361.0661 |  | 602.3796 | [11 empty] | 433.3484 |  |  |  | 423.3632 |  |  |  | 1.0806 |  |  |  | 439.3045 | [13 empty] | 444.2449 |  | 418.4784 | [7 empty] | 465.4917 | [5 empty] | 437.5612 |  | 1.3797 | [15 empty] | 390.7908 |  | 456.0854 |  | 117.2893 | [5 empty] | 399.5785 | [7 empty] | 306.7601 |  |  |  | 461.9273 |  | 59.6854 | [5 empty] | 445.0013 |  | 437.8561 | [5 empty] | 456.6785 |  |  |  |  | 2025 | Xinghai Lang et al., Polymetallic veins—a possible bridge between porphyry and intermediate-sulfidation deposits, Geological Society of America Bulletin, v. 136, doi:10.1130/B38406.1 |  | CHN | Tibet
| No. 1 porphyry Cu-Au deposit (Xietongmen deposit), Xiongcun ore district | No. 1 deposit, Xiongcun ore district | Magmatic hydrothermal | Porphyry | Cu-Au porphyry | Cu, Au | Zn, Ag, Pb | Cu, Au, Zn, Ag, Pb | Lang et al., 2014; Tang et al., 2015; Wang et al., 2017 |  | SRM 610-14 | SRM 610-14 | underground mine |  |  |  |  | ore material | drill core | drill core | mineral separate | [5 empty] | mineralisation |  |  |  | pyrite, sphalerite, pyrrhotite, chalcopyrite, galena, quartz | Stage A: pyrite + sericite; Stage B: sphalerite + pyrrhotite + chalcopyrite + galena + quartz; Stage C: actinolite + epidote + chlorite + magnetite + quartz | polymetallic veins crosscutting porphyry-stage veins and alteration zones | stockwork veins, sheeted veins, open-space filling |  |  |  | actinolite, epidote, chlorite, magnetite, sericite, calcite, acanthite-argentite, pyrargyrite, hessite, electrum | carbon-coated thin sections; polished sections | SEM-EDS, EMPA, LA-ICPMS, SIMS | JEOL IT300HR scanning electron microscope equipped with secondary electron, backscattered electron (BSE), and energy dispersive X-ray spectrometry (EDS) detectors; TESCAN MIRA3 field-emission scanning electron microprobe (FE-SEM) equipped with a panchromatic cathodoluminescence (CL) detector; TESCAN Integrated Mineral Analyzer (TIMA) system with a Mira-3 scanning electron microscope with four EDS (EDAX Element 30) detectors; JEOL JXA-8230 electron microprobe | Wuhan Sample Solution Analytical Technology Co., Ltd., Wuhan, China; Tuoyan Analytical Technology Co., Ltd., Guangzhou, China; Nanjing Hongchuang Geological Exploration Technology Service Co., Ltd., Nanjing, China | SEM: accelerating voltage of 15–20 kV, emission current of ~80 μA, takeoff angle ~35°, 4 μm to 5 μm beam diameter, working distance of ~10 mm; SEM-CL: acceleration voltage of 10 kV, beam current of 15 nA; TIMA: accelerating voltage of 25 kV, probe current of 9 nA, working distance of 15 mm, pixel spacing 3 μm, dot spacing 9 μm; EPMA: beam current not fully stated in excerpt |  | 246.0507 |  |  |  | 316.6612 |  | 23.4685 | [7 empty] | 351.9267 | [5 empty] | 260.0788 | [5 empty] | 409.9578 |  | 472.2442 |  | 362.1587 |  | 616.4244 | [11 empty] | 432.1722 |  |  |  | 415.7751 | [7 empty] | 426.8647 | [13 empty] | 444.2885 |  | 400.0473 | [7 empty] | 456.2651 | [5 empty] | 420.1099 |  | 1.4808 | [15 empty] | 386.8635 |  | 457.1138 |  | 82.8045 | [5 empty] | 381.8786 | [7 empty] | 301.9882 |  |  |  | 459.7437 |  | 59.1241 | [5 empty] | 445.5042 |  | 437.0865 | [5 empty] | 418.5954 |  |  |  |  | 2025 | Xinghai Lang et al., Polymetallic veins—a possible bridge between porphyry and intermediate-sulfidation deposits, Geological Society of America Bulletin, v. 136, doi:10.1130/B38406.1 |  | CHN | Tibet
| No. 1 porphyry Cu-Au deposit (Xietongmen deposit), Xiongcun ore district | No. 1 deposit, Xiongcun ore district | Magmatic hydrothermal | Porphyry | Cu-Au porphyry | Cu, Au | Zn, Ag, Pb | Cu, Au, Zn, Ag, Pb | Lang et al., 2014; Tang et al., 2015; Wang et al., 2017 |  | SRM 610-15 | SRM 610-15 | underground mine |  |  |  |  | ore material | drill core | drill core | mineral separate | [5 empty] | mineralisation |  |  |  | pyrite, sphalerite, pyrrhotite, chalcopyrite, galena, quartz | Stage A: pyrite + sericite; Stage B: sphalerite + pyrrhotite + chalcopyrite + galena + quartz; Stage C: actinolite + epidote + chlorite + magnetite + quartz | polymetallic veins crosscutting porphyry-stage veins and alteration zones | stockwork veins, sheeted veins, open-space filling |  |  |  | actinolite, epidote, chlorite, magnetite, sericite, calcite, acanthite-argentite, pyrargyrite, hessite, electrum | carbon-coated thin sections; polished sections | SEM-EDS, EMPA, LA-ICPMS, SIMS | JEOL IT300HR scanning electron microscope equipped with secondary electron, backscattered electron (BSE), and energy dispersive X-ray spectrometry (EDS) detectors; TESCAN MIRA3 field-emission scanning electron microprobe (FE-SEM) equipped with a panchromatic cathodoluminescence (CL) detector; TESCAN Integrated Mineral Analyzer (TIMA) system with a Mira-3 scanning electron microscope with four EDS (EDAX Element 30) detectors; JEOL JXA-8230 electron microprobe | Wuhan Sample Solution Analytical Technology Co., Ltd., Wuhan, China; Tuoyan Analytical Technology Co., Ltd., Guangzhou, China; Nanjing Hongchuang Geological Exploration Technology Service Co., Ltd., Nanjing, China | SEM: accelerating voltage of 15–20 kV, emission current of ~80 μA, takeoff angle ~35°, 4 μm to 5 μm beam diameter, working distance of ~10 mm; SEM-CL: acceleration voltage of 10 kV, beam current of 15 nA; TIMA: accelerating voltage of 25 kV, probe current of 9 nA, working distance of 15 mm, pixel spacing 3 μm, dot spacing 9 μm; EPMA: beam current not fully stated in excerpt |  | 244.1999 |  |  |  | 314.372 |  | 22.1101 | [7 empty] | 343.9767 | [5 empty] | 260.6063 | [5 empty] | 400.4231 |  | 391.8936 |  | 359.1114 |  | 603.3093 | [11 empty] | 426.6506 |  |  |  | 418.9167 | [7 empty] | 416.7072 | [13 empty] | 432.7693 |  | 411.9404 | [7 empty] | 452.5519 | [5 empty] | 416.169 |  | 1.4842 | [15 empty] | 387.9978 |  | 452.2732 |  | 117.5392 | [5 empty] | 379.5998 | [7 empty] | 284.6113 |  |  |  | 478.3225 |  | 57.2912 | [5 empty] | 447.1782 |  | 422.3075 | [5 empty] | 393.926 |  |  |  |  | 2025 | Xinghai Lang et al., Polymetallic veins—a possible bridge between porphyry and intermediate-sulfidation deposits, Geological Society of America Bulletin, v. 136, doi:10.1130/B38406.1 |  | CHN | Tibet
| No. 1 porphyry Cu-Au deposit (Xietongmen deposit), Xiongcun ore district | No. 1 deposit, Xiongcun ore district | Magmatic hydrothermal | Porphyry | Cu-Au porphyry | Cu, Au | Zn, Ag, Pb | Cu, Au, Zn, Ag, Pb | Lang et al., 2014; Tang et al., 2015; Wang et al., 2017 |  | SRM 610-16 | SRM 610-16 | underground mine |  |  |  |  | ore material | drill core | drill core | mineral separate | [5 empty] | mineralisation |  |  |  | pyrite, sphalerite, pyrrhotite, chalcopyrite, galena, quartz | Stage A: pyrite + sericite; Stage B: sphalerite + pyrrhotite + chalcopyrite + galena + quartz; Stage C: actinolite + epidote + chlorite + magnetite + quartz | polymetallic veins crosscutting porphyry-stage veins and alteration zones | stockwork veins, sheeted veins, open-space filling |  |  |  | actinolite, epidote, chlorite, magnetite, sericite, calcite, acanthite-argentite, pyrargyrite, hessite, electrum | carbon-coated thin sections; polished sections | SEM-EDS, EMPA, LA-ICPMS, SIMS | JEOL IT300HR scanning electron microscope equipped with secondary electron, backscattered electron (BSE), and energy dispersive X-ray spectrometry (EDS) detectors; TESCAN MIRA3 field-emission scanning electron microprobe (FE-SEM) equipped with a panchromatic cathodoluminescence (CL) detector; TESCAN Integrated Mineral Analyzer (TIMA) system with a Mira-3 scanning electron microscope with four EDS (EDAX Element 30) detectors; JEOL JXA-8230 electron microprobe | Wuhan Sample Solution Analytical Technology Co., Ltd., Wuhan, China; Tuoyan Analytical Technology Co., Ltd., Guangzhou, China; Nanjing Hongchuang Geological Exploration Technology Service Co., Ltd., Nanjing, China | SEM: accelerating voltage of 15–20 kV, emission current of ~80 μA, takeoff angle ~35°, 4 μm to 5 μm beam diameter, working distance of ~10 mm; SEM-CL: acceleration voltage of 10 kV, beam current of 15 nA; TIMA: accelerating voltage of 25 kV, probe current of 9 nA, working distance of 15 mm, pixel spacing 3 μm, dot spacing 9 μm; EPMA: beam current not fully stated in excerpt |  | 234.6222 |  |  |  | 345.3262 |  | 21.5844 | [7 empty] | 344.0145 | [5 empty] | 265.5715 | [5 empty] | 415.379 |  | 206.0877 |  | 363.6987 |  | 802.3322 | [11 empty] | 408.6383 |  |  |  | 363.7115 | [7 empty] | 431.6099 | [13 empty] | 480.8509 |  | 405.822 | [7 empty] | 453.8333 | [5 empty] | 389.3187 |  | 1.6307 | [15 empty] | 367.9218 |  | 431.1671 |  | 4.1244 | [5 empty] | 333.4136 | [7 empty] | 267.5165 |  |  |  | 462.455 |  | 52.8094 | [5 empty] | 467.6743 |  | 428.2591 | [5 empty] | 410.8065 |  |  |  |  | 2025 | Xinghai Lang et al., Polymetallic veins—a possible bridge between porphyry and intermediate-sulfidation deposits, Geological Society of America Bulletin, v. 136, doi:10.1130/B38406.1 |  | CHN | Tibet
| No. 1 porphyry Cu-Au deposit (Xietongmen deposit), Xiongcun ore district | No. 1 deposit, Xiongcun ore district | Magmatic hydrothermal | Porphyry | Cu-Au porphyry | Cu, Au | Zn, Ag, Pb | Cu, Au, Zn, Ag, Pb | Lang et al., 2014; Tang et al., 2015; Wang et al., 2017 |  | SRM 610-17 | SRM 610-17 | underground mine |  |  |  |  | ore material | drill core | drill core | mineral separate | [5 empty] | mineralisation |  |  |  | pyrite, sphalerite, pyrrhotite, chalcopyrite, galena, quartz | Stage A: pyrite + sericite; Stage B: sphalerite + pyrrhotite + chalcopyrite + galena + quartz; Stage C: actinolite + epidote + chlorite + magnetite + quartz | polymetallic veins crosscutting porphyry-stage veins and alteration zones | stockwork veins, sheeted veins, open-space filling |  |  |  | actinolite, epidote, chlorite, magnetite, sericite, calcite, acanthite-argentite, pyrargyrite, hessite, electrum | carbon-coated thin sections; polished sections | SEM-EDS, EMPA, LA-ICPMS, SIMS | JEOL IT300HR scanning electron microscope equipped with secondary electron, backscattered electron (BSE), and energy dispersive X-ray spectrometry (EDS) detectors; TESCAN MIRA3 field-emission scanning electron microprobe (FE-SEM) equipped with a panchromatic cathodoluminescence (CL) detector; TESCAN Integrated Mineral Analyzer (TIMA) system with a Mira-3 scanning electron microscope with four EDS (EDAX Element 30) detectors; JEOL JXA-8230 electron microprobe | Wuhan Sample Solution Analytical Technology Co., Ltd., Wuhan, China; Tuoyan Analytical Technology Co., Ltd., Guangzhou, China; Nanjing Hongchuang Geological Exploration Technology Service Co., Ltd., Nanjing, China | SEM: accelerating voltage of 15–20 kV, emission current of ~80 μA, takeoff angle ~35°, 4 μm to 5 μm beam diameter, working distance of ~10 mm; SEM-CL: acceleration voltage of 10 kV, beam current of 15 nA; TIMA: accelerating voltage of 25 kV, probe current of 9 nA, working distance of 15 mm, pixel spacing 3 μm, dot spacing 9 μm; EPMA: beam current not fully stated in excerpt |  | 252.1164 |  |  |  | 330.394 |  | 22.1075 | [7 empty] | 352.3361 | [5 empty] | 255.9389 | [5 empty] | 427.4446 |  | 313.2557 |  | 347.8413 |  | 676.7572 | [11 empty] | 435.5948 |  |  |  | 412.7213 | [7 empty] | 422.3714 | [13 empty] | 441.1279 |  | 402.5433 | [7 empty] | 445.6106 | [5 empty] | 419.1089 |  | 1.4105 | [15 empty] | 393.1057 |  | 449.1887 |  | 157.567 | [5 empty] | 395.472 | [7 empty] | 280.4152 |  |  |  | 420.9975 |  | 59.1935 | [5 empty] | 445.0621 |  | 442.0764 | [5 empty] | 417.5409 |  |  |  |  | 2025 | Xinghai Lang et al., Polymetallic veins—a possible bridge between porphyry and intermediate-sulfidation deposits, Geological Society of America Bulletin, v. 136, doi:10.1130/B38406.1 |  | CHN | Tibet
| No. 1 porphyry Cu-Au deposit (Xietongmen deposit), Xiongcun ore district | No. 1 deposit, Xiongcun ore district | Magmatic hydrothermal | Porphyry | Cu-Au porphyry | Cu, Au | Zn, Ag, Pb | Cu, Au, Zn, Ag, Pb | Lang et al., 2014; Tang et al., 2015; Wang et al., 2017 |  | SRM 610-18 | SRM 610-18 | underground mine |  |  |  |  | ore material | drill core | drill core | mineral separate | [5 empty] | mineralisation |  |  |  | pyrite, sphalerite, pyrrhotite, chalcopyrite, galena, quartz | Stage A: pyrite + sericite; Stage B: sphalerite + pyrrhotite + chalcopyrite + galena + quartz; Stage C: actinolite + epidote + chlorite + magnetite + quartz | polymetallic veins crosscutting porphyry-stage veins and alteration zones | stockwork veins, sheeted veins, open-space filling |  |  |  | actinolite, epidote, chlorite, magnetite, sericite, calcite, acanthite-argentite, pyrargyrite, hessite, electrum | carbon-coated thin sections; polished sections | SEM-EDS, EMPA, LA-ICPMS, SIMS | JEOL IT300HR scanning electron microscope equipped with secondary electron, backscattered electron (BSE), and energy dispersive X-ray spectrometry (EDS) detectors; TESCAN MIRA3 field-emission scanning electron microprobe (FE-SEM) equipped with a panchromatic cathodoluminescence (CL) detector; TESCAN Integrated Mineral Analyzer (TIMA) system with a Mira-3 scanning electron microscope with four EDS (EDAX Element 30) detectors; JEOL JXA-8230 electron microprobe | Wuhan Sample Solution Analytical Technology Co., Ltd., Wuhan, China; Tuoyan Analytical Technology Co., Ltd., Guangzhou, China; Nanjing Hongchuang Geological Exploration Technology Service Co., Ltd., Nanjing, China | SEM: accelerating voltage of 15–20 kV, emission current of ~80 μA, takeoff angle ~35°, 4 μm to 5 μm beam diameter, working distance of ~10 mm; SEM-CL: acceleration voltage of 10 kV, beam current of 15 nA; TIMA: accelerating voltage of 25 kV, probe current of 9 nA, working distance of 15 mm, pixel spacing 3 μm, dot spacing 9 μm; EPMA: beam current not fully stated in excerpt |  | 246.5281 |  |  |  | 323.0993 |  | 22.9113 | [7 empty] | 357.545 | [5 empty] | 266.0481 | [5 empty] | 404.9409 |  | 395.7708 |  | 361.9611 |  | 639.1506 | [11 empty] | 429.1715 |  |  |  | 424.6821 | [7 empty] | 426.1619 | [13 empty] | 442.0917 |  | 418.2804 | [7 empty] | 445.1796 | [5 empty] | 419.4501 |  | 1.1189 | [15 empty] | 390.5757 |  | 459.1641 |  | 109.4676 | [5 empty] | 389.1852 | [7 empty] | 290.8746 |  |  |  | 432.5541 |  | 58.1121 | [5 empty] | 448.7687 |  | 437.7611 | [5 empty] | 441.492 |  |  |  |  | 2025 | Xinghai Lang et al., Polymetallic veins—a possible bridge between porphyry and intermediate-sulfidation deposits, Geological Society of America Bulletin, v. 136, doi:10.1130/B38406.1 |  | CHN | Tibet
| No. 1 porphyry Cu-Au deposit (Xietongmen deposit), Xiongcun ore district | No. 1 deposit, Xiongcun ore district | Magmatic hydrothermal | Porphyry | Cu-Au porphyry | Cu, Au | Zn, Ag, Pb | Cu, Au, Zn, Ag, Pb | Lang et al., 2014; Tang et al., 2015; Wang et al., 2017 |  | SRM 610-19 | SRM 610-19 | underground mine |  |  |  |  | ore material | drill core | drill core | mineral separate | [5 empty] | mineralisation |  |  |  | pyrite, sphalerite, pyrrhotite, chalcopyrite, galena, quartz | Stage A: pyrite + sericite; Stage B: sphalerite + pyrrhotite + chalcopyrite + galena + quartz; Stage C: actinolite + epidote + chlorite + magnetite + quartz | polymetallic veins crosscutting porphyry-stage veins and alteration zones | stockwork veins, sheeted veins, open-space filling |  |  |  | actinolite, epidote, chlorite, magnetite, sericite, calcite, acanthite-argentite, pyrargyrite, hessite, electrum | carbon-coated thin sections; polished sections | SEM-EDS, EMPA, LA-ICPMS, SIMS | JEOL IT300HR scanning electron microscope equipped with secondary electron, backscattered electron (BSE), and energy dispersive X-ray spectrometry (EDS) detectors; TESCAN MIRA3 field-emission scanning electron microprobe (FE-SEM) equipped with a panchromatic cathodoluminescence (CL) detector; TESCAN Integrated Mineral Analyzer (TIMA) system with a Mira-3 scanning electron microscope with four EDS (EDAX Element 30) detectors; JEOL JXA-8230 electron microprobe | Wuhan Sample Solution Analytical Technology Co., Ltd., Wuhan, China; Tuoyan Analytical Technology Co., Ltd., Guangzhou, China; Nanjing Hongchuang Geological Exploration Technology Service Co., Ltd., Nanjing, China | SEM: accelerating voltage of 15–20 kV, emission current of ~80 μA, takeoff angle ~35°, 4 μm to 5 μm beam diameter, working distance of ~10 mm; SEM-CL: acceleration voltage of 10 kV, beam current of 15 nA; TIMA: accelerating voltage of 25 kV, probe current of 9 nA, working distance of 15 mm, pixel spacing 3 μm, dot spacing 9 μm; EPMA: beam current not fully stated in excerpt |  | 240.5703 |  |  |  | 325.2266 |  | 22.4198 | [7 empty] | 345.3732 | [5 empty] | 267.3159 | [5 empty] | 404.2715 |  | 385.8379 |  | 350.7886 |  | 655.6355 | [11 empty] | 427.958 |  |  |  | 417.0966 | [7 empty] | 423.1302 | [13 empty] | 433.7369 |  | 397.5782 | [7 empty] | 468.0658 | [5 empty] | 423.1536 |  | 1.0215 | [15 empty] | 392.4364 |  | 455.7631 |  | 95.9355 | [5 empty] | 383.1785 | [7 empty] | 300.5299 |  |  |  | 446.3816 |  | 57.7548 | [5 empty] | 440.4588 |  | 439.6109 | [5 empty] | 453.0031 |  |  |  |  | 2025 | Xinghai Lang et al., Polymetallic veins—a possible bridge between porphyry and intermediate-sulfidation deposits, Geological Society of America Bulletin, v. 136, doi:10.1130/B38406.1 |  | CHN | Tibet
| No. 1 porphyry Cu-Au deposit (Xietongmen deposit), Xiongcun ore district | No. 1 deposit, Xiongcun ore district | Magmatic hydrothermal | Porphyry | Cu-Au porphyry | Cu, Au | Zn, Ag, Pb | Cu, Au, Zn, Ag, Pb | Lang et al., 2014; Tang et al., 2015; Wang et al., 2017 |  | PC1 | PC1 | underground mine |  |  |  |  | ore material | drill core | drill core | mineral separate | [5 empty] | mineralisation |  |  |  | pyrite, sphalerite, pyrrhotite, chalcopyrite, galena, quartz | Stage A: pyrite + sericite; Stage B: sphalerite + pyrrhotite + chalcopyrite + galena + quartz; Stage C: actinolite + epidote + chlorite + magnetite + quartz | polymetallic veins crosscutting porphyry-stage veins and alteration zones | stockwork veins, sheeted veins, open-space filling |  |  |  | actinolite, epidote, chlorite, magnetite, sericite, calcite, acanthite-argentite, pyrargyrite, hessite, electrum | carbon-coated thin sections; polished sections | SEM-EDS, EMPA, LA-ICPMS, SIMS | JEOL IT300HR scanning electron microscope equipped with secondary electron, backscattered electron (BSE), and energy dispersive X-ray spectrometry (EDS) detectors; TESCAN MIRA3 field-emission scanning electron microprobe (FE-SEM) equipped with a panchromatic cathodoluminescence (CL) detector; TESCAN Integrated Mineral Analyzer (TIMA) system with a Mira-3 scanning electron microscope with four EDS (EDAX Element 30) detectors; JEOL JXA-8230 electron microprobe | Wuhan Sample Solution Analytical Technology Co., Ltd., Wuhan, China; Tuoyan Analytical Technology Co., Ltd., Guangzhou, China; Nanjing Hongchuang Geological Exploration Technology Service Co., Ltd., Nanjing, China | SEM: accelerating voltage of 15–20 kV, emission current of ~80 μA, takeoff angle ~35°, 4 μm to 5 μm beam diameter, working distance of ~10 mm; SEM-CL: acceleration voltage of 10 kV, beam current of 15 nA; TIMA: accelerating voltage of 25 kV, probe current of 9 nA, working distance of 15 mm, pixel spacing 3 μm, dot spacing 9 μm; EPMA: beam current not fully stated in excerpt |  | 0.34343 | [19 empty] | -0.07319 | [11 empty] | 0.28912 | [9 empty] | 0.31713 |  | 0.2405 |  |  |  | 0.29384 |  |  |  | -0.34136 |  |  |  | 0.35063 | [13 empty] | -0.25333 | [15 empty] | 0.20255 | [17 empty] | 0.14904 | [9 empty] | 0.31833 | [27 empty] | -0.28309 |  |  |  |  | 2025 | Xinghai Lang et al., Polymetallic veins—a possible bridge between porphyry and intermediate-sulfidation deposits, Geological Society of America Bulletin, v. 136, doi:10.1130/B38406.1 |  | CHN | Tibet
| No. 1 porphyry Cu-Au deposit (Xietongmen deposit), Xiongcun ore district | No. 1 deposit, Xiongcun ore district | Magmatic hydrothermal | Porphyry | Cu-Au porphyry | Cu, Au | Zn, Ag, Pb | Cu, Au, Zn, Ag, Pb | Lang et al., 2014; Tang et al., 2015; Wang et al., 2017 |  | PC2 | PC2 | underground mine |  |  |  |  | ore material | drill core | drill core | mineral separate | [5 empty] | mineralisation |  |  |  | pyrite, sphalerite, pyrrhotite, chalcopyrite, galena, quartz | Stage A: pyrite + sericite; Stage B: sphalerite + pyrrhotite + chalcopyrite + galena + quartz; Stage C: actinolite + epidote + chlorite + magnetite + quartz | polymetallic veins crosscutting porphyry-stage veins and alteration zones | stockwork veins, sheeted veins, open-space filling |  |  |  | actinolite, epidote, chlorite, magnetite, sericite, calcite, acanthite-argentite, pyrargyrite, hessite, electrum | carbon-coated thin sections; polished sections | SEM-EDS, EMPA, LA-ICPMS, SIMS | JEOL IT300HR scanning electron microscope equipped with secondary electron, backscattered electron (BSE), and energy dispersive X-ray spectrometry (EDS) detectors; TESCAN MIRA3 field-emission scanning electron microprobe (FE-SEM) equipped with a panchromatic cathodoluminescence (CL) detector; TESCAN Integrated Mineral Analyzer (TIMA) system with a Mira-3 scanning electron microscope with four EDS (EDAX Element 30) detectors; JEOL JXA-8230 electron microprobe | Wuhan Sample Solution Analytical Technology Co., Ltd., Wuhan, China; Tuoyan Analytical Technology Co., Ltd., Guangzhou, China; Nanjing Hongchuang Geological Exploration Technology Service Co., Ltd., Nanjing, China | SEM: accelerating voltage of 15–20 kV, emission current of ~80 μA, takeoff angle ~35°, 4 μm to 5 μm beam diameter, working distance of ~10 mm; SEM-CL: acceleration voltage of 10 kV, beam current of 15 nA; TIMA: accelerating voltage of 25 kV, probe current of 9 nA, working distance of 15 mm, pixel spacing 3 μm, dot spacing 9 μm; EPMA: beam current not fully stated in excerpt |  | 0.16456 | [19 empty] | -0.30808 | [11 empty] | -0.31068 | [9 empty] | -0.24267 |  | -0.25424 |  |  |  | -0.14895 |  |  |  | 0.0709 |  |  |  | 0.10931 | [13 empty] | -0.1395 | [15 empty] | 0.45223 | [17 empty] | 0.49294 | [9 empty] | 0.21827 | [27 empty] | 0.3228 |  |  |  |  | 2025 | Xinghai Lang et al., Polymetallic veins—a possible bridge between porphyry and intermediate-sulfidation deposits, Geological Society of America Bulletin, v. 136, doi:10.1130/B38406.1 |  | CHN | Tibet
| No. 1 porphyry Cu-Au deposit (Xietongmen deposit), Xiongcun ore district | No. 1 deposit, Xiongcun ore district | Magmatic hydrothermal | Porphyry | Cu-Au porphyry | Cu, Au | Zn, Ag, Pb | Cu, Au, Zn, Ag, Pb | Lang et al., 2014; Tang et al., 2015; Wang et al., 2017 |  | PC3 | PC3 | underground mine |  |  |  |  | ore material | drill core | drill core | mineral separate | [5 empty] | mineralisation |  |  |  | pyrite, sphalerite, pyrrhotite, chalcopyrite, galena, quartz | Stage A: pyrite + sericite; Stage B: sphalerite + pyrrhotite + chalcopyrite + galena + quartz; Stage C: actinolite + epidote + chlorite + magnetite + quartz | polymetallic veins crosscutting porphyry-stage veins and alteration zones | stockwork veins, sheeted veins, open-space filling |  |  |  | actinolite, epidote, chlorite, magnetite, sericite, calcite, acanthite-argentite, pyrargyrite, hessite, electrum | carbon-coated thin sections; polished sections | SEM-EDS, EMPA, LA-ICPMS, SIMS | JEOL IT300HR scanning electron microscope equipped with secondary electron, backscattered electron (BSE), and energy dispersive X-ray spectrometry (EDS) detectors; TESCAN MIRA3 field-emission scanning electron microprobe (FE-SEM) equipped with a panchromatic cathodoluminescence (CL) detector; TESCAN Integrated Mineral Analyzer (TIMA) system with a Mira-3 scanning electron microscope with four EDS (EDAX Element 30) detectors; JEOL JXA-8230 electron microprobe | Wuhan Sample Solution Analytical Technology Co., Ltd., Wuhan, China; Tuoyan Analytical Technology Co., Ltd., Guangzhou, China; Nanjing Hongchuang Geological Exploration Technology Service Co., Ltd., Nanjing, China | SEM: accelerating voltage of 15–20 kV, emission current of ~80 μA, takeoff angle ~35°, 4 μm to 5 μm beam diameter, working distance of ~10 mm; SEM-CL: acceleration voltage of 10 kV, beam current of 15 nA; TIMA: accelerating voltage of 25 kV, probe current of 9 nA, working distance of 15 mm, pixel spacing 3 μm, dot spacing 9 μm; EPMA: beam current not fully stated in excerpt |  | -0.09068 | [19 empty] | -0.61449 | [11 empty] | -0.19811 | [9 empty] | 0.16223 |  | 0.40089 |  |  |  | -0.00355 |  |  |  | 0.21887 |  |  |  | 0.13434 | [13 empty] | 0.52933 | [15 empty] | 0.04948 | [17 empty] | -0.12147 | [9 empty] | 0.10612 | [27 empty] | -0.11525 |  |  |  |  | 2025 | Xinghai Lang et al., Polymetallic veins—a possible bridge between porphyry and intermediate-sulfidation deposits, Geological Society of America Bulletin, v. 136, doi:10.1130/B38406.1 |  | CHN | Tibet
| No. 1 porphyry Cu-Au deposit (Xietongmen deposit), Xiongcun ore district | No. 1 deposit, Xiongcun ore district | Magmatic hydrothermal | Porphyry | Cu-Au porphyry | Cu, Au | Zn, Ag, Pb | Cu, Au, Zn, Ag, Pb | Lang et al., 2014; Tang et al., 2015; Wang et al., 2017 |  | 5015-282.5-1-1 | 5015-282.5-1-1 | underground mine |  |  |  |  | ore material | drill core | drill core | mineral separate | [5 empty] | mineralisation |  |  |  | pyrite, sphalerite, pyrrhotite, chalcopyrite, galena, quartz | Stage A: pyrite + sericite; Stage B: sphalerite + pyrrhotite + chalcopyrite + galena + quartz; Stage C: actinolite + epidote + chlorite + magnetite + quartz | polymetallic veins crosscutting porphyry-stage veins and alteration zones | Z1 |  |  |  | actinolite, epidote, chlorite, magnetite, sericite, calcite, acanthite-argentite, pyrargyrite, hessite, electrum | carbon-coated thin sections; polished sections | SEM-EDS, EMPA, LA-ICPMS, SIMS | JEOL IT300HR scanning electron microscope equipped with secondary electron, backscattered electron (BSE), and energy dispersive X-ray spectrometry (EDS) detectors; TESCAN MIRA3 field-emission scanning electron microprobe (FE-SEM) equipped with a panchromatic cathodoluminescence (CL) detector; TESCAN Integrated Mineral Analyzer (TIMA) system with a Mira-3 scanning electron microscope with four EDS (EDAX Element 30) detectors; JEOL JXA-8230 electron microprobe | Wuhan Sample Solution Analytical Technology Co., Ltd., Wuhan, China; Tuoyan Analytical Technology Co., Ltd., Guangzhou, China; Nanjing Hongchuang Geological Exploration Technology Service Co., Ltd., Nanjing, China | SEM: accelerating voltage of 15–20 kV, emission current of ~80 μA, takeoff angle ~35°, 4 μm to 5 μm beam diameter, working distance of ~10 mm; SEM-CL: acceleration voltage of 10 kV, beam current of 15 nA; TIMA: accelerating voltage of 25 kV, probe current of 9 nA, working distance of 15 mm, pixel spacing 3 μm, dot spacing 9 μm; EPMA: beam current not fully stated in excerpt |  |  |  | 68.8838 |  | 0 |  |  |  | 14.176 |  | 0.015666 | [7 empty] | 211.9166 | [25 empty] | 0.12238 |  |  |  | 0.72737 | [11 empty] | 0 |  |  |  | 16.468 |  |  |  | 34.8227 | [5 empty] | 75.8398 | [9 empty] | 75.372 |  | 0.001914 | [7 empty] | 0 | [9 empty] | 0 | [5 empty] | 466995.4046 |  |  |  | 0.53214 |  | 0.18534 | [9 empty] | 17.523 | [5 empty] | 0.60613 | [14 empty] | 2025 | Xinghai Lang et al., Polymetallic veins—a possible bridge between porphyry and intermediate-sulfidation deposits, Geological Society of America Bulletin, v. 136, doi:10.1130/B38406.1 |  | CHN | Tibet
| No. 1 porphyry Cu-Au deposit (Xietongmen deposit), Xiongcun ore district | No. 1 deposit, Xiongcun ore district | Magmatic hydrothermal | Porphyry | Cu-Au porphyry | Cu, Au | Zn, Ag, Pb | Cu, Au, Zn, Ag, Pb | Lang et al., 2014; Tang et al., 2015; Wang et al., 2017 |  | 5015-282.5-2-1 | 5015-282.5-2-1 | underground mine |  |  |  |  | ore material | drill core | drill core | mineral separate | [5 empty] | mineralisation |  |  |  | pyrite, sphalerite, pyrrhotite, chalcopyrite, galena, quartz | Stage A: pyrite + sericite; Stage B: sphalerite + pyrrhotite + chalcopyrite + galena + quartz; Stage C: actinolite + epidote + chlorite + magnetite + quartz | polymetallic veins crosscutting porphyry-stage veins and alteration zones | Z1 |  |  |  | actinolite, epidote, chlorite, magnetite, sericite, calcite, acanthite-argentite, pyrargyrite, hessite, electrum | carbon-coated thin sections; polished sections | SEM-EDS, EMPA, LA-ICPMS, SIMS | JEOL IT300HR scanning electron microscope equipped with secondary electron, backscattered electron (BSE), and energy dispersive X-ray spectrometry (EDS) detectors; TESCAN MIRA3 field-emission scanning electron microprobe (FE-SEM) equipped with a panchromatic cathodoluminescence (CL) detector; TESCAN Integrated Mineral Analyzer (TIMA) system with a Mira-3 scanning electron microscope with four EDS (EDAX Element 30) detectors; JEOL JXA-8230 electron microprobe | Wuhan Sample Solution Analytical Technology Co., Ltd., Wuhan, China; Tuoyan Analytical Technology Co., Ltd., Guangzhou, China; Nanjing Hongchuang Geological Exploration Technology Service Co., Ltd., Nanjing, China | SEM: accelerating voltage of 15–20 kV, emission current of ~80 μA, takeoff angle ~35°, 4 μm to 5 μm beam diameter, working distance of ~10 mm; SEM-CL: acceleration voltage of 10 kV, beam current of 15 nA; TIMA: accelerating voltage of 25 kV, probe current of 9 nA, working distance of 15 mm, pixel spacing 3 μm, dot spacing 9 μm; EPMA: beam current not fully stated in excerpt |  |  |  | 48.5058 |  | 0.47825 |  |  |  | 13.5243 |  | 0.007344 | [7 empty] | 163.0502 | [25 empty] | 0.04068 |  |  |  | 3.1209 | [11 empty] | 0 |  |  |  | 0 |  |  |  | 0 | [5 empty] | 0 | [9 empty] | 98.5337 |  | 0.013966 | [7 empty] | 0.12319 | [9 empty] | 0.028799 | [5 empty] | 467143.5424 |  |  |  | 0.59814 |  | 0 | [9 empty] | 16.9664 | [5 empty] | 0.000669 | [14 empty] | 2025 | Xinghai Lang et al., Polymetallic veins—a possible bridge between porphyry and intermediate-sulfidation deposits, Geological Society of America Bulletin, v. 136, doi:10.1130/B38406.1 |  | CHN | Tibet
| No. 1 porphyry Cu-Au deposit (Xietongmen deposit), Xiongcun ore district | No. 1 deposit, Xiongcun ore district | Magmatic hydrothermal | Porphyry | Cu-Au porphyry | Cu, Au | Zn, Ag, Pb | Cu, Au, Zn, Ag, Pb | Lang et al., 2014; Tang et al., 2015; Wang et al., 2017 |  | 5015-282.5-3-1 | 5015-282.5-3-1 | underground mine |  |  |  |  | ore material | drill core | drill core | mineral separate | [5 empty] | mineralisation |  |  |  | pyrite, sphalerite, pyrrhotite, chalcopyrite, galena, quartz | Stage A: pyrite + sericite; Stage B: sphalerite + pyrrhotite + chalcopyrite + galena + quartz; Stage C: actinolite + epidote + chlorite + magnetite + quartz | polymetallic veins crosscutting porphyry-stage veins and alteration zones | Z1 |  |  |  | actinolite, epidote, chlorite, magnetite, sericite, calcite, acanthite-argentite, pyrargyrite, hessite, electrum | carbon-coated thin sections; polished sections | SEM-EDS, EMPA, LA-ICPMS, SIMS | JEOL IT300HR scanning electron microscope equipped with secondary electron, backscattered electron (BSE), and energy dispersive X-ray spectrometry (EDS) detectors; TESCAN MIRA3 field-emission scanning electron microprobe (FE-SEM) equipped with a panchromatic cathodoluminescence (CL) detector; TESCAN Integrated Mineral Analyzer (TIMA) system with a Mira-3 scanning electron microscope with four EDS (EDAX Element 30) detectors; JEOL JXA-8230 electron microprobe | Wuhan Sample Solution Analytical Technology Co., Ltd., Wuhan, China; Tuoyan Analytical Technology Co., Ltd., Guangzhou, China; Nanjing Hongchuang Geological Exploration Technology Service Co., Ltd., Nanjing, China | SEM: accelerating voltage of 15–20 kV, emission current of ~80 μA, takeoff angle ~35°, 4 μm to 5 μm beam diameter, working distance of ~10 mm; SEM-CL: acceleration voltage of 10 kV, beam current of 15 nA; TIMA: accelerating voltage of 25 kV, probe current of 9 nA, working distance of 15 mm, pixel spacing 3 μm, dot spacing 9 μm; EPMA: beam current not fully stated in excerpt |  |  |  | 52.1246 |  | 1.8988 |  |  |  | 3.0199 |  | 0.006281 | [7 empty] | 202.651 | [25 empty] | 0 |  |  |  | 2.7022 | [11 empty] | 0 |  |  |  | 0.579 |  |  |  | 0.56773 | [5 empty] | 71.8429 | [9 empty] | 17.4739 |  | 0.045457 | [7 empty] | 0 | [9 empty] | 0.36352 | [5 empty] | 467171.853 |  |  |  | 0.58701 |  | 0.058544 | [9 empty] | 19.7691 | [5 empty] | 0 | [14 empty] | 2025 | Xinghai Lang et al., Polymetallic veins—a possible bridge between porphyry and intermediate-sulfidation deposits, Geological Society of America Bulletin, v. 136, doi:10.1130/B38406.1 |  | CHN | Tibet
| No. 1 porphyry Cu-Au deposit (Xietongmen deposit), Xiongcun ore district | No. 1 deposit, Xiongcun ore district | Magmatic hydrothermal | Porphyry | Cu-Au porphyry | Cu, Au | Zn, Ag, Pb | Cu, Au, Zn, Ag, Pb | Lang et al., 2014; Tang et al., 2015; Wang et al., 2017 |  | 5015-282.5-4-1 | 5015-282.5-4-1 | underground mine |  |  |  |  | ore material | drill core | drill core | mineral separate | [5 empty] | mineralisation |  |  |  | pyrite, sphalerite, pyrrhotite, chalcopyrite, galena, quartz | Stage A: pyrite + sericite; Stage B: sphalerite + pyrrhotite + chalcopyrite + galena + quartz; Stage C: actinolite + epidote + chlorite + magnetite + quartz | polymetallic veins crosscutting porphyry-stage veins and alteration zones | Z1 |  |  |  | actinolite, epidote, chlorite, magnetite, sericite, calcite, acanthite-argentite, pyrargyrite, hessite, electrum | carbon-coated thin sections; polished sections | SEM-EDS, EMPA, LA-ICPMS, SIMS | JEOL IT300HR scanning electron microscope equipped with secondary electron, backscattered electron (BSE), and energy dispersive X-ray spectrometry (EDS) detectors; TESCAN MIRA3 field-emission scanning electron microprobe (FE-SEM) equipped with a panchromatic cathodoluminescence (CL) detector; TESCAN Integrated Mineral Analyzer (TIMA) system with a Mira-3 scanning electron microscope with four EDS (EDAX Element 30) detectors; JEOL JXA-8230 electron microprobe | Wuhan Sample Solution Analytical Technology Co., Ltd., Wuhan, China; Tuoyan Analytical Technology Co., Ltd., Guangzhou, China; Nanjing Hongchuang Geological Exploration Technology Service Co., Ltd., Nanjing, China | SEM: accelerating voltage of 15–20 kV, emission current of ~80 μA, takeoff angle ~35°, 4 μm to 5 μm beam diameter, working distance of ~10 mm; SEM-CL: acceleration voltage of 10 kV, beam current of 15 nA; TIMA: accelerating voltage of 25 kV, probe current of 9 nA, working distance of 15 mm, pixel spacing 3 μm, dot spacing 9 μm; EPMA: beam current not fully stated in excerpt |  |  |  | 58.6778 |  | 0 |  |  |  | 10.2149 |  | 0.081939 | [7 empty] | 423.6771 | [25 empty] | 0 |  |  |  | 1.7739 | [11 empty] | 31.4336 |  |  |  | 11.1502 |  |  |  | 2.9326 | [5 empty] | 13.9246 | [9 empty] | 64.3179 |  | 0.006939 | [7 empty] | 0.27516 | [9 empty] | 0.71579 | [5 empty] | 466965.7729 |  |  |  | 0.51937 |  | 0.077471 | [9 empty] | 15.5315 | [5 empty] | 0 | [14 empty] | 2025 | Xinghai Lang et al., Polymetallic veins—a possible bridge between porphyry and intermediate-sulfidation deposits, Geological Society of America Bulletin, v. 136, doi:10.1130/B38406.1 |  | CHN | Tibet
| No. 1 porphyry Cu-Au deposit (Xietongmen deposit), Xiongcun ore district | No. 1 deposit, Xiongcun ore district | Magmatic hydrothermal | Porphyry | Cu-Au porphyry | Cu, Au | Zn, Ag, Pb | Cu, Au, Zn, Ag, Pb | Lang et al., 2014; Tang et al., 2015; Wang et al., 2017 |  | 5015-282.5-5-1 | 5015-282.5-5-1 | underground mine |  |  |  |  | ore material | drill core | drill core | mineral separate | [5 empty] | mineralisation |  |  |  | pyrite, sphalerite, pyrrhotite, chalcopyrite, galena, quartz | Stage A: pyrite + sericite; Stage B: sphalerite + pyrrhotite + chalcopyrite + galena + quartz; Stage C: actinolite + epidote + chlorite + magnetite + quartz | polymetallic veins crosscutting porphyry-stage veins and alteration zones | Z1 |  |  |  | actinolite, epidote, chlorite, magnetite, sericite, calcite, acanthite-argentite, pyrargyrite, hessite, electrum | carbon-coated thin sections; polished sections | SEM-EDS, EMPA, LA-ICPMS, SIMS | JEOL IT300HR scanning electron microscope equipped with secondary electron, backscattered electron (BSE), and energy dispersive X-ray spectrometry (EDS) detectors; TESCAN MIRA3 field-emission scanning electron microprobe (FE-SEM) equipped with a panchromatic cathodoluminescence (CL) detector; TESCAN Integrated Mineral Analyzer (TIMA) system with a Mira-3 scanning electron microscope with four EDS (EDAX Element 30) detectors; JEOL JXA-8230 electron microprobe | Wuhan Sample Solution Analytical Technology Co., Ltd., Wuhan, China; Tuoyan Analytical Technology Co., Ltd., Guangzhou, China; Nanjing Hongchuang Geological Exploration Technology Service Co., Ltd., Nanjing, China | SEM: accelerating voltage of 15–20 kV, emission current of ~80 μA, takeoff angle ~35°, 4 μm to 5 μm beam diameter, working distance of ~10 mm; SEM-CL: acceleration voltage of 10 kV, beam current of 15 nA; TIMA: accelerating voltage of 25 kV, probe current of 9 nA, working distance of 15 mm, pixel spacing 3 μm, dot spacing 9 μm; EPMA: beam current not fully stated in excerpt |  |  |  | 26.9634 |  | 0 |  |  |  | 3.2249 |  | 0 | [7 empty] | 149.9811 | [25 empty] | 0 |  |  |  | 1.9514 | [11 empty] | 4.5273 |  |  |  | 7.0708 |  |  |  | 6.217 | [5 empty] | 20.6164 | [9 empty] | 49.1928 |  | 0.22316 | [7 empty] | 0.19569 | [9 empty] | 0.036079 | [5 empty] | 466357.9591 |  |  |  | 0.22527 |  | 0.003977 | [9 empty] | 12.7305 | [5 empty] | 0 | [14 empty] | 2025 | Xinghai Lang et al., Polymetallic veins—a possible bridge between porphyry and intermediate-sulfidation deposits, Geological Society of America Bulletin, v. 136, doi:10.1130/B38406.1 |  | CHN | Tibet
| No. 1 porphyry Cu-Au deposit (Xietongmen deposit), Xiongcun ore district | No. 1 deposit, Xiongcun ore district | Magmatic hydrothermal | Porphyry | Cu-Au porphyry | Cu, Au | Zn, Ag, Pb | Cu, Au, Zn, Ag, Pb | Lang et al., 2014; Tang et al., 2015; Wang et al., 2017 |  | 5015-282.5-6-1 | 5015-282.5-6-1 | underground mine |  |  |  |  | ore material | drill core | drill core | mineral separate | [5 empty] | mineralisation |  |  |  | pyrite, sphalerite, pyrrhotite, chalcopyrite, galena, quartz | Stage A: pyrite + sericite; Stage B: sphalerite + pyrrhotite + chalcopyrite + galena + quartz; Stage C: actinolite + epidote + chlorite + magnetite + quartz | polymetallic veins crosscutting porphyry-stage veins and alteration zones | Z1 |  |  |  | actinolite, epidote, chlorite, magnetite, sericite, calcite, acanthite-argentite, pyrargyrite, hessite, electrum | carbon-coated thin sections; polished sections | SEM-EDS, EMPA, LA-ICPMS, SIMS | JEOL IT300HR scanning electron microscope equipped with secondary electron, backscattered electron (BSE), and energy dispersive X-ray spectrometry (EDS) detectors; TESCAN MIRA3 field-emission scanning electron microprobe (FE-SEM) equipped with a panchromatic cathodoluminescence (CL) detector; TESCAN Integrated Mineral Analyzer (TIMA) system with a Mira-3 scanning electron microscope with four EDS (EDAX Element 30) detectors; JEOL JXA-8230 electron microprobe | Wuhan Sample Solution Analytical Technology Co., Ltd., Wuhan, China; Tuoyan Analytical Technology Co., Ltd., Guangzhou, China; Nanjing Hongchuang Geological Exploration Technology Service Co., Ltd., Nanjing, China | SEM: accelerating voltage of 15–20 kV, emission current of ~80 μA, takeoff angle ~35°, 4 μm to 5 μm beam diameter, working distance of ~10 mm; SEM-CL: acceleration voltage of 10 kV, beam current of 15 nA; TIMA: accelerating voltage of 25 kV, probe current of 9 nA, working distance of 15 mm, pixel spacing 3 μm, dot spacing 9 μm; EPMA: beam current not fully stated in excerpt |  |  |  | 43.7721 |  | 1.7681 |  |  |  | 0 |  | 0.009492 | [7 empty] | 662.3787 | [25 empty] | 0 |  |  |  | 1.4326 | [11 empty] | 0 |  |  |  | 0 |  |  |  | 82.5313 | [5 empty] | 14.9122 | [9 empty] | 33.9117 |  | 0.22023 | [7 empty] | 0 | [9 empty] | 0.13386 | [5 empty] | 465931.5601 |  |  |  | 0.26927 |  | 0.005179 | [9 empty] | 18.2438 | [5 empty] | 0.000647 | [14 empty] | 2025 | Xinghai Lang et al., Polymetallic veins—a possible bridge between porphyry and intermediate-sulfidation deposits, Geological Society of America Bulletin, v. 136, doi:10.1130/B38406.1 |  | CHN | Tibet
| No. 1 porphyry Cu-Au deposit (Xietongmen deposit), Xiongcun ore district | No. 1 deposit, Xiongcun ore district | Magmatic hydrothermal | Porphyry | Cu-Au porphyry | Cu, Au | Zn, Ag, Pb | Cu, Au, Zn, Ag, Pb | Lang et al., 2014; Tang et al., 2015; Wang et al., 2017 |  | 5056-170.4-1-1 | 5056-170.4-1-1 | underground mine |  |  |  |  | ore material | drill core | drill core | mineral separate | [5 empty] | mineralisation |  |  |  | pyrite, sphalerite, pyrrhotite, chalcopyrite, galena, quartz | Stage A: pyrite + sericite; Stage B: sphalerite + pyrrhotite + chalcopyrite + galena + quartz; Stage C: actinolite + epidote + chlorite + magnetite + quartz | polymetallic veins crosscutting porphyry-stage veins and alteration zones | Z2 |  |  |  | actinolite, epidote, chlorite, magnetite, sericite, calcite, acanthite-argentite, pyrargyrite, hessite, electrum | carbon-coated thin sections; polished sections | SEM-EDS, EMPA, LA-ICPMS, SIMS | JEOL IT300HR scanning electron microscope equipped with secondary electron, backscattered electron (BSE), and energy dispersive X-ray spectrometry (EDS) detectors; TESCAN MIRA3 field-emission scanning electron microprobe (FE-SEM) equipped with a panchromatic cathodoluminescence (CL) detector; TESCAN Integrated Mineral Analyzer (TIMA) system with a Mira-3 scanning electron microscope with four EDS (EDAX Element 30) detectors; JEOL JXA-8230 electron microprobe | Wuhan Sample Solution Analytical Technology Co., Ltd., Wuhan, China; Tuoyan Analytical Technology Co., Ltd., Guangzhou, China; Nanjing Hongchuang Geological Exploration Technology Service Co., Ltd., Nanjing, China | SEM: accelerating voltage of 15–20 kV, emission current of ~80 μA, takeoff angle ~35°, 4 μm to 5 μm beam diameter, working distance of ~10 mm; SEM-CL: acceleration voltage of 10 kV, beam current of 15 nA; TIMA: accelerating voltage of 25 kV, probe current of 9 nA, working distance of 15 mm, pixel spacing 3 μm, dot spacing 9 μm; EPMA: beam current not fully stated in excerpt |  |  |  | 107.0114 |  | 1.6045 |  |  |  | 1.0829 |  | 0.60349 | [7 empty] | 376.375 | [25 empty] | 0 |  |  |  | 1.9637 | [11 empty] | 47.7547 |  |  |  | 2.3465 |  |  |  | 6.3321 | [5 empty] | 142.8078 | [9 empty] | 176.4688 |  | 3.5685 | [7 empty] | 0 | [9 empty] | 0 | [5 empty] | 466766.0771 |  |  |  | 0.28603 |  | 2.5186 | [9 empty] | 3.2838 | [5 empty] | 0.004567 | [14 empty] | 2025 | Xinghai Lang et al., Polymetallic veins—a possible bridge between porphyry and intermediate-sulfidation deposits, Geological Society of America Bulletin, v. 136, doi:10.1130/B38406.1 |  | CHN | Tibet
| No. 1 porphyry Cu-Au deposit (Xietongmen deposit), Xiongcun ore district | No. 1 deposit, Xiongcun ore district | Magmatic hydrothermal | Porphyry | Cu-Au porphyry | Cu, Au | Zn, Ag, Pb | Cu, Au, Zn, Ag, Pb | Lang et al., 2014; Tang et al., 2015; Wang et al., 2017 |  | 5056-170.4-2-1 | 5056-170.4-2-1 | underground mine |  |  |  |  | ore material | drill core | drill core | mineral separate | [5 empty] | mineralisation |  |  |  | pyrite, sphalerite, pyrrhotite, chalcopyrite, galena, quartz | Stage A: pyrite + sericite; Stage B: sphalerite + pyrrhotite + chalcopyrite + galena + quartz; Stage C: actinolite + epidote + chlorite + magnetite + quartz | polymetallic veins crosscutting porphyry-stage veins and alteration zones | Z2 |  |  |  | actinolite, epidote, chlorite, magnetite, sericite, calcite, acanthite-argentite, pyrargyrite, hessite, electrum | carbon-coated thin sections; polished sections | SEM-EDS, EMPA, LA-ICPMS, SIMS | JEOL IT300HR scanning electron microscope equipped with secondary electron, backscattered electron (BSE), and energy dispersive X-ray spectrometry (EDS) detectors; TESCAN MIRA3 field-emission scanning electron microprobe (FE-SEM) equipped with a panchromatic cathodoluminescence (CL) detector; TESCAN Integrated Mineral Analyzer (TIMA) system with a Mira-3 scanning electron microscope with four EDS (EDAX Element 30) detectors; JEOL JXA-8230 electron microprobe | Wuhan Sample Solution Analytical Technology Co., Ltd., Wuhan, China; Tuoyan Analytical Technology Co., Ltd., Guangzhou, China; Nanjing Hongchuang Geological Exploration Technology Service Co., Ltd., Nanjing, China | SEM: accelerating voltage of 15–20 kV, emission current of ~80 μA, takeoff angle ~35°, 4 μm to 5 μm beam diameter, working distance of ~10 mm; SEM-CL: acceleration voltage of 10 kV, beam current of 15 nA; TIMA: accelerating voltage of 25 kV, probe current of 9 nA, working distance of 15 mm, pixel spacing 3 μm, dot spacing 9 μm; EPMA: beam current not fully stated in excerpt |  |  |  | 748.5027 |  | 2.8844 |  |  |  | 4.1282 |  | 1.1806 | [7 empty] | 344.3739 | [25 empty] | 3.1527 |  |  |  | 0.34091 | [11 empty] | 365.0182 |  |  |  | 0 |  |  |  | 929.8194 | [5 empty] | 141.5717 | [9 empty] | 109.1666 |  | 1.4936 | [7 empty] | 2.9996 | [9 empty] | 0.09528 | [5 empty] | 465230.1205 |  |  |  | 0.36201 |  | 3.8902 | [9 empty] | 4.3489 | [5 empty] | 0 | [14 empty] | 2025 | Xinghai Lang et al., Polymetallic veins—a possible bridge between porphyry and intermediate-sulfidation deposits, Geological Society of America Bulletin, v. 136, doi:10.1130/B38406.1 |  | CHN | Tibet
| No. 1 porphyry Cu-Au deposit (Xietongmen deposit), Xiongcun ore district | No. 1 deposit, Xiongcun ore district | Magmatic hydrothermal | Porphyry | Cu-Au porphyry | Cu, Au | Zn, Ag, Pb | Cu, Au, Zn, Ag, Pb | Lang et al., 2014; Tang et al., 2015; Wang et al., 2017 |  | 5056-170.4-3-1 | 5056-170.4-3-1 | underground mine |  |  |  |  | ore material | drill core | drill core | mineral separate | [5 empty] | mineralisation |  |  |  | pyrite, sphalerite, pyrrhotite, chalcopyrite, galena, quartz | Stage A: pyrite + sericite; Stage B: sphalerite + pyrrhotite + chalcopyrite + galena + quartz; Stage C: actinolite + epidote + chlorite + magnetite + quartz | polymetallic veins crosscutting porphyry-stage veins and alteration zones | Z2 |  |  |  | actinolite, epidote, chlorite, magnetite, sericite, calcite, acanthite-argentite, pyrargyrite, hessite, electrum | carbon-coated thin sections; polished sections | SEM-EDS, EMPA, LA-ICPMS, SIMS | JEOL IT300HR scanning electron microscope equipped with secondary electron, backscattered electron (BSE), and energy dispersive X-ray spectrometry (EDS) detectors; TESCAN MIRA3 field-emission scanning electron microprobe (FE-SEM) equipped with a panchromatic cathodoluminescence (CL) detector; TESCAN Integrated Mineral Analyzer (TIMA) system with a Mira-3 scanning electron microscope with four EDS (EDAX Element 30) detectors; JEOL JXA-8230 electron microprobe | Wuhan Sample Solution Analytical Technology Co., Ltd., Wuhan, China; Tuoyan Analytical Technology Co., Ltd., Guangzhou, China; Nanjing Hongchuang Geological Exploration Technology Service Co., Ltd., Nanjing, China | SEM: accelerating voltage of 15–20 kV, emission current of ~80 μA, takeoff angle ~35°, 4 μm to 5 μm beam diameter, working distance of ~10 mm; SEM-CL: acceleration voltage of 10 kV, beam current of 15 nA; TIMA: accelerating voltage of 25 kV, probe current of 9 nA, working distance of 15 mm, pixel spacing 3 μm, dot spacing 9 μm; EPMA: beam current not fully stated in excerpt |  |  |  | 507.9179 |  | 0 |  |  |  | 15.3451 |  | 0.23447 | [7 empty] | 923.1661 | [25 empty] | 0.19695 |  |  |  | 2.5152 | [11 empty] | 17.9958 |  |  |  | 2.349 |  |  |  | 29.6668 | [5 empty] | 33.827 | [9 empty] | 1.7138 |  | 2.3992 | [7 empty] | 0.5879 | [9 empty] | 0.059372 | [5 empty] | 465055.4483 |  |  |  | 0.40592 |  | 2.9581 | [9 empty] | 2.1562 | [5 empty] | 0 | [14 empty] | 2025 | Xinghai Lang et al., Polymetallic veins—a possible bridge between porphyry and intermediate-sulfidation deposits, Geological Society of America Bulletin, v. 136, doi:10.1130/B38406.1 |  | CHN | Tibet
| No. 1 porphyry Cu-Au deposit (Xietongmen deposit), Xiongcun ore district | No. 1 deposit, Xiongcun ore district | Magmatic hydrothermal | Porphyry | Cu-Au porphyry | Cu, Au | Zn, Ag, Pb | Cu, Au, Zn, Ag, Pb | Lang et al., 2014; Tang et al., 2015; Wang et al., 2017 |  | 5056-170.4-4-1 | 5056-170.4-4-1 | underground mine |  |  |  |  | ore material | drill core | drill core | mineral separate | [5 empty] | mineralisation |  |  |  | pyrite, sphalerite, pyrrhotite, chalcopyrite, galena, quartz | Stage A: pyrite + sericite; Stage B: sphalerite + pyrrhotite + chalcopyrite + galena + quartz; Stage C: actinolite + epidote + chlorite + magnetite + quartz | polymetallic veins crosscutting porphyry-stage veins and alteration zones | Z2 |  |  |  | actinolite, epidote, chlorite, magnetite, sericite, calcite, acanthite-argentite, pyrargyrite, hessite, electrum | carbon-coated thin sections; polished sections | SEM-EDS, EMPA, LA-ICPMS, SIMS | JEOL IT300HR scanning electron microscope equipped with secondary electron, backscattered electron (BSE), and energy dispersive X-ray spectrometry (EDS) detectors; TESCAN MIRA3 field-emission scanning electron microprobe (FE-SEM) equipped with a panchromatic cathodoluminescence (CL) detector; TESCAN Integrated Mineral Analyzer (TIMA) system with a Mira-3 scanning electron microscope with four EDS (EDAX Element 30) detectors; JEOL JXA-8230 electron microprobe | Wuhan Sample Solution Analytical Technology Co., Ltd., Wuhan, China; Tuoyan Analytical Technology Co., Ltd., Guangzhou, China; Nanjing Hongchuang Geological Exploration Technology Service Co., Ltd., Nanjing, China | SEM: accelerating voltage of 15–20 kV, emission current of ~80 μA, takeoff angle ~35°, 4 μm to 5 μm beam diameter, working distance of ~10 mm; SEM-CL: acceleration voltage of 10 kV, beam current of 15 nA; TIMA: accelerating voltage of 25 kV, probe current of 9 nA, working distance of 15 mm, pixel spacing 3 μm, dot spacing 9 μm; EPMA: beam current not fully stated in excerpt |  |  |  | 124.3393 |  | 0 |  |  |  | 0 |  | 0.39652 | [7 empty] | 515.1626 | [25 empty] | 1.1094 |  |  |  | 4.5842 | [11 empty] | 4.2637 |  |  |  | 1.1708 |  |  |  | 21.2366 | [5 empty] | 3.6663 | [9 empty] | 42.7251 |  | 0.8496 | [7 empty] | 0.15874 | [9 empty] | 2.6525 | [5 empty] | 465953.5024 |  |  |  | 0.56576 |  | 3.2924 | [9 empty] | 9.6615 | [5 empty] | 0.006454 | [14 empty] | 2025 | Xinghai Lang et al., Polymetallic veins—a possible bridge between porphyry and intermediate-sulfidation deposits, Geological Society of America Bulletin, v. 136, doi:10.1130/B38406.1 |  | CHN | Tibet
| No. 1 porphyry Cu-Au deposit (Xietongmen deposit), Xiongcun ore district | No. 1 deposit, Xiongcun ore district | Magmatic hydrothermal | Porphyry | Cu-Au porphyry | Cu, Au | Zn, Ag, Pb | Cu, Au, Zn, Ag, Pb | Lang et al., 2014; Tang et al., 2015; Wang et al., 2017 |  | 5056-170.4-5-1 | 5056-170.4-5-1 | underground mine |  |  |  |  | ore material | drill core | drill core | mineral separate | [5 empty] | mineralisation |  |  |  | pyrite, sphalerite, pyrrhotite, chalcopyrite, galena, quartz | Stage A: pyrite + sericite; Stage B: sphalerite + pyrrhotite + chalcopyrite + galena + quartz; Stage C: actinolite + epidote + chlorite + magnetite + quartz | polymetallic veins crosscutting porphyry-stage veins and alteration zones | Z2 |  |  |  | actinolite, epidote, chlorite, magnetite, sericite, calcite, acanthite-argentite, pyrargyrite, hessite, electrum | carbon-coated thin sections; polished sections | SEM-EDS, EMPA, LA-ICPMS, SIMS | JEOL IT300HR scanning electron microscope equipped with secondary electron, backscattered electron (BSE), and energy dispersive X-ray spectrometry (EDS) detectors; TESCAN MIRA3 field-emission scanning electron microprobe (FE-SEM) equipped with a panchromatic cathodoluminescence (CL) detector; TESCAN Integrated Mineral Analyzer (TIMA) system with a Mira-3 scanning electron microscope with four EDS (EDAX Element 30) detectors; JEOL JXA-8230 electron microprobe | Wuhan Sample Solution Analytical Technology Co., Ltd., Wuhan, China; Tuoyan Analytical Technology Co., Ltd., Guangzhou, China; Nanjing Hongchuang Geological Exploration Technology Service Co., Ltd., Nanjing, China | SEM: accelerating voltage of 15–20 kV, emission current of ~80 μA, takeoff angle ~35°, 4 μm to 5 μm beam diameter, working distance of ~10 mm; SEM-CL: acceleration voltage of 10 kV, beam current of 15 nA; TIMA: accelerating voltage of 25 kV, probe current of 9 nA, working distance of 15 mm, pixel spacing 3 μm, dot spacing 9 μm; EPMA: beam current not fully stated in excerpt |  |  |  | 170.2723 |  | 0.69483 |  |  |  | 0 |  | 0.16637 | [7 empty] | 199.7341 | [25 empty] | 0.052787 |  |  |  | 3.4347 | [11 empty] | 51.8924 |  |  |  | 6.7266 |  |  |  | 330.5381 | [5 empty] | 0 | [9 empty] | 2.2494 |  | 1.0503 | [7 empty] | 0.62436 | [9 empty] | 0.054244 | [5 empty] | 465828.3798 |  |  |  | 0.91024 |  | 0.43198 | [9 empty] | 4.0051 | [5 empty] | 0.001403 | [14 empty] | 2025 | Xinghai Lang et al., Polymetallic veins—a possible bridge between porphyry and intermediate-sulfidation deposits, Geological Society of America Bulletin, v. 136, doi:10.1130/B38406.1 |  | CHN | Tibet
| No. 1 porphyry Cu-Au deposit (Xietongmen deposit), Xiongcun ore district | No. 1 deposit, Xiongcun ore district | Magmatic hydrothermal | Porphyry | Cu-Au porphyry | Cu, Au | Zn, Ag, Pb | Cu, Au, Zn, Ag, Pb | Lang et al., 2014; Tang et al., 2015; Wang et al., 2017 |  | 5056-170.4-6-1 | 5056-170.4-6-1 | underground mine |  |  |  |  | ore material | drill core | drill core | mineral separate | [5 empty] | mineralisation |  |  |  | pyrite, sphalerite, pyrrhotite, chalcopyrite, galena, quartz | Stage A: pyrite + sericite; Stage B: sphalerite + pyrrhotite + chalcopyrite + galena + quartz; Stage C: actinolite + epidote + chlorite + magnetite + quartz | polymetallic veins crosscutting porphyry-stage veins and alteration zones | Z2 |  |  |  | actinolite, epidote, chlorite, magnetite, sericite, calcite, acanthite-argentite, pyrargyrite, hessite, electrum | carbon-coated thin sections; polished sections | SEM-EDS, EMPA, LA-ICPMS, SIMS | JEOL IT300HR scanning electron microscope equipped with secondary electron, backscattered electron (BSE), and energy dispersive X-ray spectrometry (EDS) detectors; TESCAN MIRA3 field-emission scanning electron microprobe (FE-SEM) equipped with a panchromatic cathodoluminescence (CL) detector; TESCAN Integrated Mineral Analyzer (TIMA) system with a Mira-3 scanning electron microscope with four EDS (EDAX Element 30) detectors; JEOL JXA-8230 electron microprobe | Wuhan Sample Solution Analytical Technology Co., Ltd., Wuhan, China; Tuoyan Analytical Technology Co., Ltd., Guangzhou, China; Nanjing Hongchuang Geological Exploration Technology Service Co., Ltd., Nanjing, China | SEM: accelerating voltage of 15–20 kV, emission current of ~80 μA, takeoff angle ~35°, 4 μm to 5 μm beam diameter, working distance of ~10 mm; SEM-CL: acceleration voltage of 10 kV, beam current of 15 nA; TIMA: accelerating voltage of 25 kV, probe current of 9 nA, working distance of 15 mm, pixel spacing 3 μm, dot spacing 9 μm; EPMA: beam current not fully stated in excerpt |  |  |  | 36.1832 |  | 1.3199 |  |  |  | 9.0973 |  | 0.083105 | [7 empty] | 248.5757 | [25 empty] | 0 |  |  |  | 6.9663 | [11 empty] | 12.3478 |  |  |  | 0 |  |  |  | 4.8099 | [5 empty] | 38.159 | [9 empty] | 0 |  | 0.31101 | [7 empty] | 0.55711 | [9 empty] | 0.077569 | [5 empty] | 466332.7187 |  |  |  | 0.30236 |  | 0.83971 | [9 empty] | 5.4024 | [5 empty] | 0.027179 | [14 empty] | 2025 | Xinghai Lang et al., Polymetallic veins—a possible bridge between porphyry and intermediate-sulfidation deposits, Geological Society of America Bulletin, v. 136, doi:10.1130/B38406.1 |  | CHN | Tibet
| No. 1 porphyry Cu-Au deposit (Xietongmen deposit), Xiongcun ore district | No. 1 deposit, Xiongcun ore district | Magmatic hydrothermal | Porphyry | Cu-Au porphyry | Cu, Au | Zn, Ag, Pb | Cu, Au, Zn, Ag, Pb | Lang et al., 2014; Tang et al., 2015; Wang et al., 2017 |  | 5056-170.4-7-1 | 5056-170.4-7-1 | underground mine |  |  |  |  | ore material | drill core | drill core | mineral separate | [5 empty] | mineralisation |  |  |  | pyrite, sphalerite, pyrrhotite, chalcopyrite, galena, quartz | Stage A: pyrite + sericite; Stage B: sphalerite + pyrrhotite + chalcopyrite + galena + quartz; Stage C: actinolite + epidote + chlorite + magnetite + quartz | polymetallic veins crosscutting porphyry-stage veins and alteration zones | Z2 |  |  |  | actinolite, epidote, chlorite, magnetite, sericite, calcite, acanthite-argentite, pyrargyrite, hessite, electrum | carbon-coated thin sections; polished sections | SEM-EDS, EMPA, LA-ICPMS, SIMS | JEOL IT300HR scanning electron microscope equipped with secondary electron, backscattered electron (BSE), and energy dispersive X-ray spectrometry (EDS) detectors; TESCAN MIRA3 field-emission scanning electron microprobe (FE-SEM) equipped with a panchromatic cathodoluminescence (CL) detector; TESCAN Integrated Mineral Analyzer (TIMA) system with a Mira-3 scanning electron microscope with four EDS (EDAX Element 30) detectors; JEOL JXA-8230 electron microprobe | Wuhan Sample Solution Analytical Technology Co., Ltd., Wuhan, China; Tuoyan Analytical Technology Co., Ltd., Guangzhou, China; Nanjing Hongchuang Geological Exploration Technology Service Co., Ltd., Nanjing, China | SEM: accelerating voltage of 15–20 kV, emission current of ~80 μA, takeoff angle ~35°, 4 μm to 5 μm beam diameter, working distance of ~10 mm; SEM-CL: acceleration voltage of 10 kV, beam current of 15 nA; TIMA: accelerating voltage of 25 kV, probe current of 9 nA, working distance of 15 mm, pixel spacing 3 μm, dot spacing 9 μm; EPMA: beam current not fully stated in excerpt |  |  |  | 75.1637 |  | 0 |  |  |  | 7.2276 |  | 0.20207 | [7 empty] | 278.0965 | [25 empty] | 0.026848 |  |  |  | 1.4835 | [11 empty] | 33.2069 |  |  |  | 0.069984 |  |  |  | 92.6096 | [5 empty] | 0 | [9 empty] | 64.1821 |  | 0.90906 | [7 empty] | 0 | [9 empty] | 0 | [5 empty] | 466043.1723 |  |  |  | 0.4864 |  | 0.91116 | [9 empty] | 2.7462 | [5 empty] | 0.000702 | [14 empty] | 2025 | Xinghai Lang et al., Polymetallic veins—a possible bridge between porphyry and intermediate-sulfidation deposits, Geological Society of America Bulletin, v. 136, doi:10.1130/B38406.1 |  | CHN | Tibet
| No. 1 porphyry Cu-Au deposit (Xietongmen deposit), Xiongcun ore district | No. 1 deposit, Xiongcun ore district | Magmatic hydrothermal | Porphyry | Cu-Au porphyry | Cu, Au | Zn, Ag, Pb | Cu, Au, Zn, Ag, Pb | Lang et al., 2014; Tang et al., 2015; Wang et al., 2017 |  | 5056-170.4-8-1 | 5056-170.4-8-1 | underground mine |  |  |  |  | ore material | drill core | drill core | mineral separate | [5 empty] | mineralisation |  |  |  | pyrite, sphalerite, pyrrhotite, chalcopyrite, galena, quartz | Stage A: pyrite + sericite; Stage B: sphalerite + pyrrhotite + chalcopyrite + galena + quartz; Stage C: actinolite + epidote + chlorite + magnetite + quartz | polymetallic veins crosscutting porphyry-stage veins and alteration zones | Z2 |  |  |  | actinolite, epidote, chlorite, magnetite, sericite, calcite, acanthite-argentite, pyrargyrite, hessite, electrum | carbon-coated thin sections; polished sections | SEM-EDS, EMPA, LA-ICPMS, SIMS | JEOL IT300HR scanning electron microscope equipped with secondary electron, backscattered electron (BSE), and energy dispersive X-ray spectrometry (EDS) detectors; TESCAN MIRA3 field-emission scanning electron microprobe (FE-SEM) equipped with a panchromatic cathodoluminescence (CL) detector; TESCAN Integrated Mineral Analyzer (TIMA) system with a Mira-3 scanning electron microscope with four EDS (EDAX Element 30) detectors; JEOL JXA-8230 electron microprobe | Wuhan Sample Solution Analytical Technology Co., Ltd., Wuhan, China; Tuoyan Analytical Technology Co., Ltd., Guangzhou, China; Nanjing Hongchuang Geological Exploration Technology Service Co., Ltd., Nanjing, China | SEM: accelerating voltage of 15–20 kV, emission current of ~80 μA, takeoff angle ~35°, 4 μm to 5 μm beam diameter, working distance of ~10 mm; SEM-CL: acceleration voltage of 10 kV, beam current of 15 nA; TIMA: accelerating voltage of 25 kV, probe current of 9 nA, working distance of 15 mm, pixel spacing 3 μm, dot spacing 9 μm; EPMA: beam current not fully stated in excerpt |  |  |  | 99.8944 |  | 1.0979 |  |  |  | 16.1294 |  | 0.33066 | [7 empty] | 201.7569 | [25 empty] | 0 |  |  |  | 2.7759 | [11 empty] | 80.3771 |  |  |  | 0 |  |  |  | 157.9248 | [5 empty] | 1.6696 | [9 empty] | 0 |  | 1.1779 | [7 empty] | 1.2803 | [9 empty] | 0.063327 | [5 empty] | 466078.2997 |  |  |  | 0.49276 |  | 1.2194 | [9 empty] | 2.232 | [5 empty] | 0 | [14 empty] | 2025 | Xinghai Lang et al., Polymetallic veins—a possible bridge between porphyry and intermediate-sulfidation deposits, Geological Society of America Bulletin, v. 136, doi:10.1130/B38406.1 |  | CHN | Tibet
| No. 1 porphyry Cu-Au deposit (Xietongmen deposit), Xiongcun ore district | No. 1 deposit, Xiongcun ore district | Magmatic hydrothermal | Porphyry | Cu-Au porphyry | Cu, Au | Zn, Ag, Pb | Cu, Au, Zn, Ag, Pb | Lang et al., 2014; Tang et al., 2015; Wang et al., 2017 |  | 6068-119.7-1-1 | 6068-119.7-1-1 | underground mine |  |  |  |  | ore material | drill core | drill core | mineral separate | [5 empty] | mineralisation |  |  |  | pyrite, sphalerite, pyrrhotite, chalcopyrite, galena, quartz | Stage A: pyrite + sericite; Stage B: sphalerite + pyrrhotite + chalcopyrite + galena + quartz; Stage C: actinolite + epidote + chlorite + magnetite + quartz | polymetallic veins crosscutting porphyry-stage veins and alteration zones | Z3 |  |  |  | actinolite, epidote, chlorite, magnetite, sericite, calcite, acanthite-argentite, pyrargyrite, hessite, electrum | carbon-coated thin sections; polished sections | SEM-EDS, EMPA, LA-ICPMS, SIMS | JEOL IT300HR scanning electron microscope equipped with secondary electron, backscattered electron (BSE), and energy dispersive X-ray spectrometry (EDS) detectors; TESCAN MIRA3 field-emission scanning electron microprobe (FE-SEM) equipped with a panchromatic cathodoluminescence (CL) detector; TESCAN Integrated Mineral Analyzer (TIMA) system with a Mira-3 scanning electron microscope with four EDS (EDAX Element 30) detectors; JEOL JXA-8230 electron microprobe | Wuhan Sample Solution Analytical Technology Co., Ltd., Wuhan, China; Tuoyan Analytical Technology Co., Ltd., Guangzhou, China; Nanjing Hongchuang Geological Exploration Technology Service Co., Ltd., Nanjing, China | SEM: accelerating voltage of 15–20 kV, emission current of ~80 μA, takeoff angle ~35°, 4 μm to 5 μm beam diameter, working distance of ~10 mm; SEM-CL: acceleration voltage of 10 kV, beam current of 15 nA; TIMA: accelerating voltage of 25 kV, probe current of 9 nA, working distance of 15 mm, pixel spacing 3 μm, dot spacing 9 μm; EPMA: beam current not fully stated in excerpt |  |  |  | 119.9948 |  | 0 |  |  |  | 0 |  | 0.026989 | [7 empty] | 184.819 | [25 empty] | 0.17503 |  |  |  | 1.0136 | [11 empty] | 0 |  |  |  | 0.13231 |  |  |  | 2.733 | [5 empty] | 116.9798 | [9 empty] | 212.9474 |  | 1.1469 | [7 empty] | 0 | [9 empty] | 0.037846 | [5 empty] | 466894.7706 |  |  |  | 5.4307 |  | 0.6601 | [9 empty] | 5.8428 | [5 empty] | 0.000836 | [14 empty] | 2025 | Xinghai Lang et al., Polymetallic veins—a possible bridge between porphyry and intermediate-sulfidation deposits, Geological Society of America Bulletin, v. 136, doi:10.1130/B38406.1 |  | CHN | Tibet
| No. 1 porphyry Cu-Au deposit (Xietongmen deposit), Xiongcun ore district | No. 1 deposit, Xiongcun ore district | Magmatic hydrothermal | Porphyry | Cu-Au porphyry | Cu, Au | Zn, Ag, Pb | Cu, Au, Zn, Ag, Pb | Lang et al., 2014; Tang et al., 2015; Wang et al., 2017 |  | 6068-119.7-2-1 | 6068-119.7-2-1 | underground mine |  |  |  |  | ore material | drill core | drill core | mineral separate | [5 empty] | mineralisation |  |  |  | pyrite, sphalerite, pyrrhotite, chalcopyrite, galena, quartz | Stage A: pyrite + sericite; Stage B: sphalerite + pyrrhotite + chalcopyrite + galena + quartz; Stage C: actinolite + epidote + chlorite + magnetite + quartz | polymetallic veins crosscutting porphyry-stage veins and alteration zones | Z3 |  |  |  | actinolite, epidote, chlorite, magnetite, sericite, calcite, acanthite-argentite, pyrargyrite, hessite, electrum | carbon-coated thin sections; polished sections | SEM-EDS, EMPA, LA-ICPMS, SIMS | JEOL IT300HR scanning electron microscope equipped with secondary electron, backscattered electron (BSE), and energy dispersive X-ray spectrometry (EDS) detectors; TESCAN MIRA3 field-emission scanning electron microprobe (FE-SEM) equipped with a panchromatic cathodoluminescence (CL) detector; TESCAN Integrated Mineral Analyzer (TIMA) system with a Mira-3 scanning electron microscope with four EDS (EDAX Element 30) detectors; JEOL JXA-8230 electron microprobe | Wuhan Sample Solution Analytical Technology Co., Ltd., Wuhan, China; Tuoyan Analytical Technology Co., Ltd., Guangzhou, China; Nanjing Hongchuang Geological Exploration Technology Service Co., Ltd., Nanjing, China | SEM: accelerating voltage of 15–20 kV, emission current of ~80 μA, takeoff angle ~35°, 4 μm to 5 μm beam diameter, working distance of ~10 mm; SEM-CL: acceleration voltage of 10 kV, beam current of 15 nA; TIMA: accelerating voltage of 25 kV, probe current of 9 nA, working distance of 15 mm, pixel spacing 3 μm, dot spacing 9 μm; EPMA: beam current not fully stated in excerpt |  |  |  | 93.2028 |  | 1.1876 |  |  |  | 0 |  | 0.001992 | [7 empty] | 133.0397 | [25 empty] | 0 |  |  |  | 1.5618 | [11 empty] | 0.9151 |  |  |  | 10.4482 |  |  |  | 3.2009 | [5 empty] | 0 | [9 empty] | 182.6261 |  | 0.068232 | [7 empty] | 0.050194 | [9 empty] | 0.076253 | [5 empty] | 467053.7206 |  |  |  | 0.36157 |  | 0.10558 | [9 empty] | 7.9581 | [5 empty] | 0 | [14 empty] | 2025 | Xinghai Lang et al., Polymetallic veins—a possible bridge between porphyry and intermediate-sulfidation deposits, Geological Society of America Bulletin, v. 136, doi:10.1130/B38406.1 |  | CHN | Tibet
| No. 1 porphyry Cu-Au deposit (Xietongmen deposit), Xiongcun ore district | No. 1 deposit, Xiongcun ore district | Magmatic hydrothermal | Porphyry | Cu-Au porphyry | Cu, Au | Zn, Ag, Pb | Cu, Au, Zn, Ag, Pb | Lang et al., 2014; Tang et al., 2015; Wang et al., 2017 |  | 6068-119.7-3-1 | 6068-119.7-3-1 | underground mine |  |  |  |  | ore material | drill core | drill core | mineral separate | [5 empty] | mineralisation |  |  |  | pyrite, sphalerite, pyrrhotite, chalcopyrite, galena, quartz | Stage A: pyrite + sericite; Stage B: sphalerite + pyrrhotite + chalcopyrite + galena + quartz; Stage C: actinolite + epidote + chlorite + magnetite + quartz | polymetallic veins crosscutting porphyry-stage veins and alteration zones | Z3 |  |  |  | actinolite, epidote, chlorite, magnetite, sericite, calcite, acanthite-argentite, pyrargyrite, hessite, electrum | carbon-coated thin sections; polished sections | SEM-EDS, EMPA, LA-ICPMS, SIMS | JEOL IT300HR scanning electron microscope equipped with secondary electron, backscattered electron (BSE), and energy dispersive X-ray spectrometry (EDS) detectors; TESCAN MIRA3 field-emission scanning electron microprobe (FE-SEM) equipped with a panchromatic cathodoluminescence (CL) detector; TESCAN Integrated Mineral Analyzer (TIMA) system with a Mira-3 scanning electron microscope with four EDS (EDAX Element 30) detectors; JEOL JXA-8230 electron microprobe | Wuhan Sample Solution Analytical Technology Co., Ltd., Wuhan, China; Tuoyan Analytical Technology Co., Ltd., Guangzhou, China; Nanjing Hongchuang Geological Exploration Technology Service Co., Ltd., Nanjing, China | SEM: accelerating voltage of 15–20 kV, emission current of ~80 μA, takeoff angle ~35°, 4 μm to 5 μm beam diameter, working distance of ~10 mm; SEM-CL: acceleration voltage of 10 kV, beam current of 15 nA; TIMA: accelerating voltage of 25 kV, probe current of 9 nA, working distance of 15 mm, pixel spacing 3 μm, dot spacing 9 μm; EPMA: beam current not fully stated in excerpt |  |  |  | 151.4266 |  | 1.3112 |  |  |  | 0 |  | 0.093512 | [7 empty] | 225.4752 | [25 empty] | 0.027312 |  |  |  | 0.95268 | [11 empty] | 0.28475 |  |  |  | 0 |  |  |  | 2.7811 | [5 empty] | 30.5153 | [9 empty] | 98.1749 |  | 0.46681 | [7 empty] | 0.014526 | [9 empty] | 0.039839 | [5 empty] | 467024.5643 |  |  |  | 0.34011 |  | 0.63149 | [9 empty] | 5.3529 | [5 empty] | 0 | [14 empty] | 2025 | Xinghai Lang et al., Polymetallic veins—a possible bridge between porphyry and intermediate-sulfidation deposits, Geological Society of America Bulletin, v. 136, doi:10.1130/B38406.1 |  | CHN | Tibet
| No. 1 porphyry Cu-Au deposit (Xietongmen deposit), Xiongcun ore district | No. 1 deposit, Xiongcun ore district | Magmatic hydrothermal | Porphyry | Cu-Au porphyry | Cu, Au | Zn, Ag, Pb | Cu, Au, Zn, Ag, Pb | Lang et al., 2014; Tang et al., 2015; Wang et al., 2017 |  | 6068-119.7-4-1 | 6068-119.7-4-1 | underground mine |  |  |  |  | ore material | drill core | drill core | mineral separate | [5 empty] | mineralisation |  |  |  | pyrite, sphalerite, pyrrhotite, chalcopyrite, galena, quartz | Stage A: pyrite + sericite; Stage B: sphalerite + pyrrhotite + chalcopyrite + galena + quartz; Stage C: actinolite + epidote + chlorite + magnetite + quartz | polymetallic veins crosscutting porphyry-stage veins and alteration zones | Z3 |  |  |  | actinolite, epidote, chlorite, magnetite, sericite, calcite, acanthite-argentite, pyrargyrite, hessite, electrum | carbon-coated thin sections; polished sections | SEM-EDS, EMPA, LA-ICPMS, SIMS | JEOL IT300HR scanning electron microscope equipped with secondary electron, backscattered electron (BSE), and energy dispersive X-ray spectrometry (EDS) detectors; TESCAN MIRA3 field-emission scanning electron microprobe (FE-SEM) equipped with a panchromatic cathodoluminescence (CL) detector; TESCAN Integrated Mineral Analyzer (TIMA) system with a Mira-3 scanning electron microscope with four EDS (EDAX Element 30) detectors; JEOL JXA-8230 electron microprobe | Wuhan Sample Solution Analytical Technology Co., Ltd., Wuhan, China; Tuoyan Analytical Technology Co., Ltd., Guangzhou, China; Nanjing Hongchuang Geological Exploration Technology Service Co., Ltd., Nanjing, China | SEM: accelerating voltage of 15–20 kV, emission current of ~80 μA, takeoff angle ~35°, 4 μm to 5 μm beam diameter, working distance of ~10 mm; SEM-CL: acceleration voltage of 10 kV, beam current of 15 nA; TIMA: accelerating voltage of 25 kV, probe current of 9 nA, working distance of 15 mm, pixel spacing 3 μm, dot spacing 9 μm; EPMA: beam current not fully stated in excerpt |  |  |  | 49.4402 |  | 1.0499 |  |  |  | 0 |  | 0.041755 | [7 empty] | 173.8623 | [25 empty] | 0.094284 |  |  |  | 1.0053 | [11 empty] | 10.9339 |  |  |  | 0.8083 |  |  |  | 3.5071 | [5 empty] | 0 | [9 empty] | 26.6058 |  | 0.16537 | [7 empty] | 0 | [9 empty] | 0 | [5 empty] | 466379.9673 |  |  |  | 0.58754 |  | 0.46004 | [9 empty] | 10.114 | [5 empty] | 0 | [14 empty] | 2025 | Xinghai Lang et al., Polymetallic veins—a possible bridge between porphyry and intermediate-sulfidation deposits, Geological Society of America Bulletin, v. 136, doi:10.1130/B38406.1 |  | CHN | Tibet
| No. 1 porphyry Cu-Au deposit (Xietongmen deposit), Xiongcun ore district | No. 1 deposit, Xiongcun ore district | Magmatic hydrothermal | Porphyry | Cu-Au porphyry | Cu, Au | Zn, Ag, Pb | Cu, Au, Zn, Ag, Pb | Lang et al., 2014; Tang et al., 2015; Wang et al., 2017 |  | 6068-119.7-5-1 | 6068-119.7-5-1 | underground mine |  |  |  |  | ore material | drill core | drill core | mineral separate | [5 empty] | mineralisation |  |  |  | pyrite, sphalerite, pyrrhotite, chalcopyrite, galena, quartz | Stage A: pyrite + sericite; Stage B: sphalerite + pyrrhotite + chalcopyrite + galena + quartz; Stage C: actinolite + epidote + chlorite + magnetite + quartz | polymetallic veins crosscutting porphyry-stage veins and alteration zones | Z3 |  |  |  | actinolite, epidote, chlorite, magnetite, sericite, calcite, acanthite-argentite, pyrargyrite, hessite, electrum | carbon-coated thin sections; polished sections | SEM-EDS, EMPA, LA-ICPMS, SIMS | JEOL IT300HR scanning electron microscope equipped with secondary electron, backscattered electron (BSE), and energy dispersive X-ray spectrometry (EDS) detectors; TESCAN MIRA3 field-emission scanning electron microprobe (FE-SEM) equipped with a panchromatic cathodoluminescence (CL) detector; TESCAN Integrated Mineral Analyzer (TIMA) system with a Mira-3 scanning electron microscope with four EDS (EDAX Element 30) detectors; JEOL JXA-8230 electron microprobe | Wuhan Sample Solution Analytical Technology Co., Ltd., Wuhan, China; Tuoyan Analytical Technology Co., Ltd., Guangzhou, China; Nanjing Hongchuang Geological Exploration Technology Service Co., Ltd., Nanjing, China | SEM: accelerating voltage of 15–20 kV, emission current of ~80 μA, takeoff angle ~35°, 4 μm to 5 μm beam diameter, working distance of ~10 mm; SEM-CL: acceleration voltage of 10 kV, beam current of 15 nA; TIMA: accelerating voltage of 25 kV, probe current of 9 nA, working distance of 15 mm, pixel spacing 3 μm, dot spacing 9 μm; EPMA: beam current not fully stated in excerpt |  |  |  | 58.2829 |  | 0 |  |  |  | 16.3759 |  | 0.66215 | [7 empty] | 277.1347 | [25 empty] | 0.11154 |  |  |  | 1.0798 | [11 empty] | 3.9788 |  |  |  | 10.3226 |  |  |  | 6.307 | [5 empty] | 37.7222 | [9 empty] | 23.0783 |  | 0.95947 | [7 empty] | 0 | [9 empty] | 0 | [5 empty] | 466180.2385 |  |  |  | 0.48869 |  | 3.5038 | [9 empty] | 12.2401 | [5 empty] | 0.000692 | [14 empty] | 2025 | Xinghai Lang et al., Polymetallic veins—a possible bridge between porphyry and intermediate-sulfidation deposits, Geological Society of America Bulletin, v. 136, doi:10.1130/B38406.1 |  | CHN | Tibet
| No. 1 porphyry Cu-Au deposit (Xietongmen deposit), Xiongcun ore district | No. 1 deposit, Xiongcun ore district | Magmatic hydrothermal | Porphyry | Cu-Au porphyry | Cu, Au | Zn, Ag, Pb | Cu, Au, Zn, Ag, Pb | Lang et al., 2014; Tang et al., 2015; Wang et al., 2017 |  | SRM 612-1 | SRM 612-1 | underground mine |  |  |  |  | ore material | drill core | drill core | mineral separate | [5 empty] | mineralisation |  |  |  | pyrite, sphalerite, pyrrhotite, chalcopyrite, galena, quartz | Stage A: pyrite + sericite; Stage B: sphalerite + pyrrhotite + chalcopyrite + galena + quartz; Stage C: actinolite + epidote + chlorite + magnetite + quartz | polymetallic veins crosscutting porphyry-stage veins and alteration zones | stockwork veins, sheeted veins, open-space filling |  |  |  | actinolite, epidote, chlorite, magnetite, sericite, calcite, acanthite-argentite, pyrargyrite, hessite, electrum | carbon-coated thin sections; polished sections | SEM-EDS, EMPA, LA-ICPMS, SIMS | JEOL IT300HR scanning electron microscope equipped with secondary electron, backscattered electron (BSE), and energy dispersive X-ray spectrometry (EDS) detectors; TESCAN MIRA3 field-emission scanning electron microprobe (FE-SEM) equipped with a panchromatic cathodoluminescence (CL) detector; TESCAN Integrated Mineral Analyzer (TIMA) system with a Mira-3 scanning electron microscope with four EDS (EDAX Element 30) detectors; JEOL JXA-8230 electron microprobe | Wuhan Sample Solution Analytical Technology Co., Ltd., Wuhan, China; Tuoyan Analytical Technology Co., Ltd., Guangzhou, China; Nanjing Hongchuang Geological Exploration Technology Service Co., Ltd., Nanjing, China | SEM: accelerating voltage of 15–20 kV, emission current of ~80 μA, takeoff angle ~35°, 4 μm to 5 μm beam diameter, working distance of ~10 mm; SEM-CL: acceleration voltage of 10 kV, beam current of 15 nA; TIMA: accelerating voltage of 25 kV, probe current of 9 nA, working distance of 15 mm, pixel spacing 3 μm, dot spacing 9 μm; EPMA: beam current not fully stated in excerpt |  |  |  | 10743.6309 |  | 33.8388 |  |  |  | 23.7484 |  | 38.4321 | [7 empty] | 84790.9102 | [25 empty] | 35.5405 |  |  |  | 31.3532 | [11 empty] | 82.4901 |  |  |  | 43.7542 |  |  |  | 63.5909 | [5 empty] | 103099.805 | [9 empty] | 108.0309 |  | 38.3378 | [7 empty] | 32.1754 | [9 empty] | 31.5285 | [5 empty] | 336290.5748 |  |  |  | 35.3782 |  | 78.5016 | [9 empty] | 40.5257 | [5 empty] | 35.4272 | [14 empty] | 2025 | Xinghai Lang et al., Polymetallic veins—a possible bridge between porphyry and intermediate-sulfidation deposits, Geological Society of America Bulletin, v. 136, doi:10.1130/B38406.1 |  | CHN | Tibet
| No. 1 porphyry Cu-Au deposit (Xietongmen deposit), Xiongcun ore district | No. 1 deposit, Xiongcun ore district | Magmatic hydrothermal | Porphyry | Cu-Au porphyry | Cu, Au | Zn, Ag, Pb | Cu, Au, Zn, Ag, Pb | Lang et al., 2014; Tang et al., 2015; Wang et al., 2017 |  | BHVO-2G-1 | BHVO-2G-1 | underground mine |  |  |  |  | ore material | drill core | drill core | mineral separate | [5 empty] | mineralisation |  |  |  | pyrite, sphalerite, pyrrhotite, chalcopyrite, galena, quartz | Stage A: pyrite + sericite; Stage B: sphalerite + pyrrhotite + chalcopyrite + galena + quartz; Stage C: actinolite + epidote + chlorite + magnetite + quartz | polymetallic veins crosscutting porphyry-stage veins and alteration zones | stockwork veins, sheeted veins, open-space filling |  |  |  | actinolite, epidote, chlorite, magnetite, sericite, calcite, acanthite-argentite, pyrargyrite, hessite, electrum | carbon-coated thin sections; polished sections | SEM-EDS, EMPA, LA-ICPMS, SIMS | JEOL IT300HR scanning electron microscope equipped with secondary electron, backscattered electron (BSE), and energy dispersive X-ray spectrometry (EDS) detectors; TESCAN MIRA3 field-emission scanning electron microprobe (FE-SEM) equipped with a panchromatic cathodoluminescence (CL) detector; TESCAN Integrated Mineral Analyzer (TIMA) system with a Mira-3 scanning electron microscope with four EDS (EDAX Element 30) detectors; JEOL JXA-8230 electron microprobe | Wuhan Sample Solution Analytical Technology Co., Ltd., Wuhan, China; Tuoyan Analytical Technology Co., Ltd., Guangzhou, China; Nanjing Hongchuang Geological Exploration Technology Service Co., Ltd., Nanjing, China | SEM: accelerating voltage of 15–20 kV, emission current of ~80 μA, takeoff angle ~35°, 4 μm to 5 μm beam diameter, working distance of ~10 mm; SEM-CL: acceleration voltage of 10 kV, beam current of 15 nA; TIMA: accelerating voltage of 25 kV, probe current of 9 nA, working distance of 15 mm, pixel spacing 3 μm, dot spacing 9 μm; EPMA: beam current not fully stated in excerpt |  |  |  | 74782.9636 |  | 0 |  |  |  | 11.8481 |  | 128.646 | [7 empty] | 81859.2872 | [25 empty] | 19.7746 |  |  |  | 2.1182 | [11 empty] | 4315.3314 |  |  |  | 4.8401 |  |  |  | 44259.0234 | [5 empty] | 15937.0907 | [9 empty] | 1305.4672 |  | 1.5925 | [7 empty] | 8.5098 | [9 empty] | 0.10414 | [5 empty] | 228506.2491 |  |  |  | 1.8578 |  | 394.593 | [9 empty] | 16914.7134 | [5 empty] | 0.42189 | [14 empty] | 2025 | Xinghai Lang et al., Polymetallic veins—a possible bridge between porphyry and intermediate-sulfidation deposits, Geological Society of America Bulletin, v. 136, doi:10.1130/B38406.1 |  | CHN | Tibet
| No. 1 porphyry Cu-Au deposit (Xietongmen deposit), Xiongcun ore district | No. 1 deposit, Xiongcun ore district | Magmatic hydrothermal | Porphyry | Cu-Au porphyry | Cu, Au | Zn, Ag, Pb | Cu, Au, Zn, Ag, Pb | Lang et al., 2014; Tang et al., 2015; Wang et al., 2017 |  | SRM 612-2 | SRM 612-2 | underground mine |  |  |  |  | ore material | drill core | drill core | mineral separate | [5 empty] | mineralisation |  |  |  | pyrite, sphalerite, pyrrhotite, chalcopyrite, galena, quartz | Stage A: pyrite + sericite; Stage B: sphalerite + pyrrhotite + chalcopyrite + galena + quartz; Stage C: actinolite + epidote + chlorite + magnetite + quartz | polymetallic veins crosscutting porphyry-stage veins and alteration zones | stockwork veins, sheeted veins, open-space filling |  |  |  | actinolite, epidote, chlorite, magnetite, sericite, calcite, acanthite-argentite, pyrargyrite, hessite, electrum | carbon-coated thin sections; polished sections | SEM-EDS, EMPA, LA-ICPMS, SIMS | JEOL IT300HR scanning electron microscope equipped with secondary electron, backscattered electron (BSE), and energy dispersive X-ray spectrometry (EDS) detectors; TESCAN MIRA3 field-emission scanning electron microprobe (FE-SEM) equipped with a panchromatic cathodoluminescence (CL) detector; TESCAN Integrated Mineral Analyzer (TIMA) system with a Mira-3 scanning electron microscope with four EDS (EDAX Element 30) detectors; JEOL JXA-8230 electron microprobe | Wuhan Sample Solution Analytical Technology Co., Ltd., Wuhan, China; Tuoyan Analytical Technology Co., Ltd., Guangzhou, China; Nanjing Hongchuang Geological Exploration Technology Service Co., Ltd., Nanjing, China | SEM: accelerating voltage of 15–20 kV, emission current of ~80 μA, takeoff angle ~35°, 4 μm to 5 μm beam diameter, working distance of ~10 mm; SEM-CL: acceleration voltage of 10 kV, beam current of 15 nA; TIMA: accelerating voltage of 25 kV, probe current of 9 nA, working distance of 15 mm, pixel spacing 3 μm, dot spacing 9 μm; EPMA: beam current not fully stated in excerpt |  |  |  | 11176.5731 |  | 33.5705 |  |  |  | 37.7493 |  | 41.1564 | [7 empty] | 84580.1645 | [25 empty] | 35.115 |  |  |  | 38.3657 | [11 empty] | 106.3861 |  |  |  | 42.3423 |  |  |  | 66.6509 | [5 empty] | 100621.6932 | [9 empty] | 75.5199 |  | 39.771 | [7 empty] | 31.0497 | [9 empty] | 32.2292 | [5 empty] | 337618.2516 |  |  |  | 33.2633 |  | 77.5997 | [9 empty] | 42.0867 | [5 empty] | 37.4303 | [14 empty] | 2025 | Xinghai Lang et al., Polymetallic veins—a possible bridge between porphyry and intermediate-sulfidation deposits, Geological Society of America Bulletin, v. 136, doi:10.1130/B38406.1 |  | CHN | Tibet
| No. 1 porphyry Cu-Au deposit (Xietongmen deposit), Xiongcun ore district | No. 1 deposit, Xiongcun ore district | Magmatic hydrothermal | Porphyry | Cu-Au porphyry | Cu, Au | Zn, Ag, Pb | Cu, Au, Zn, Ag, Pb | Lang et al., 2014; Tang et al., 2015; Wang et al., 2017 |  | BHVO-2G-2 | BHVO-2G-2 | underground mine |  |  |  |  | ore material | drill core | drill core | mineral separate | [5 empty] | mineralisation |  |  |  | pyrite, sphalerite, pyrrhotite, chalcopyrite, galena, quartz | Stage A: pyrite + sericite; Stage B: sphalerite + pyrrhotite + chalcopyrite + galena + quartz; Stage C: actinolite + epidote + chlorite + magnetite + quartz | polymetallic veins crosscutting porphyry-stage veins and alteration zones | stockwork veins, sheeted veins, open-space filling |  |  |  | actinolite, epidote, chlorite, magnetite, sericite, calcite, acanthite-argentite, pyrargyrite, hessite, electrum | carbon-coated thin sections; polished sections | SEM-EDS, EMPA, LA-ICPMS, SIMS | JEOL IT300HR scanning electron microscope equipped with secondary electron, backscattered electron (BSE), and energy dispersive X-ray spectrometry (EDS) detectors; TESCAN MIRA3 field-emission scanning electron microprobe (FE-SEM) equipped with a panchromatic cathodoluminescence (CL) detector; TESCAN Integrated Mineral Analyzer (TIMA) system with a Mira-3 scanning electron microscope with four EDS (EDAX Element 30) detectors; JEOL JXA-8230 electron microprobe | Wuhan Sample Solution Analytical Technology Co., Ltd., Wuhan, China; Tuoyan Analytical Technology Co., Ltd., Guangzhou, China; Nanjing Hongchuang Geological Exploration Technology Service Co., Ltd., Nanjing, China | SEM: accelerating voltage of 15–20 kV, emission current of ~80 μA, takeoff angle ~35°, 4 μm to 5 μm beam diameter, working distance of ~10 mm; SEM-CL: acceleration voltage of 10 kV, beam current of 15 nA; TIMA: accelerating voltage of 25 kV, probe current of 9 nA, working distance of 15 mm, pixel spacing 3 μm, dot spacing 9 μm; EPMA: beam current not fully stated in excerpt |  |  |  | 78337.9979 |  | 0.76031 |  |  |  | 3.1531 |  | 134.9697 | [7 empty] | 81202.1971 | [25 empty] | 19.2609 |  |  |  | 0.90868 | [11 empty] | 4735.5503 |  |  |  | 1.5566 |  |  |  | 47479.0312 | [5 empty] | 15428.6398 | [9 empty] | 1197.2317 |  | 1.5854 | [7 empty] | 7.9574 | [9 empty] | 0.63368 | [5 empty] | 219605.4098 |  |  |  | 1.6378 |  | 383.3684 | [9 empty] | 17331.1947 | [5 empty] | 0.41792 | [14 empty] | 2025 | Xinghai Lang et al., Polymetallic veins—a possible bridge between porphyry and intermediate-sulfidation deposits, Geological Society of America Bulletin, v. 136, doi:10.1130/B38406.1 |  | CHN | Tibet
| No. 1 porphyry Cu-Au deposit (Xietongmen deposit), Xiongcun ore district | No. 1 deposit, Xiongcun ore district | Magmatic hydrothermal | Porphyry | Cu-Au porphyry | Cu, Au | Zn, Ag, Pb | Cu, Au, Zn, Ag, Pb | Lang et al., 2014; Tang et al., 2015; Wang et al., 2017 |  | SRM 612-3 | SRM 612-3 | underground mine |  |  |  |  | ore material | drill core | drill core | mineral separate | [5 empty] | mineralisation |  |  |  | pyrite, sphalerite, pyrrhotite, chalcopyrite, galena, quartz | Stage A: pyrite + sericite; Stage B: sphalerite + pyrrhotite + chalcopyrite + galena + quartz; Stage C: actinolite + epidote + chlorite + magnetite + quartz | polymetallic veins crosscutting porphyry-stage veins and alteration zones | stockwork veins, sheeted veins, open-space filling |  |  |  | actinolite, epidote, chlorite, magnetite, sericite, calcite, acanthite-argentite, pyrargyrite, hessite, electrum | carbon-coated thin sections; polished sections | SEM-EDS, EMPA, LA-ICPMS, SIMS | JEOL IT300HR scanning electron microscope equipped with secondary electron, backscattered electron (BSE), and energy dispersive X-ray spectrometry (EDS) detectors; TESCAN MIRA3 field-emission scanning electron microprobe (FE-SEM) equipped with a panchromatic cathodoluminescence (CL) detector; TESCAN Integrated Mineral Analyzer (TIMA) system with a Mira-3 scanning electron microscope with four EDS (EDAX Element 30) detectors; JEOL JXA-8230 electron microprobe | Wuhan Sample Solution Analytical Technology Co., Ltd., Wuhan, China; Tuoyan Analytical Technology Co., Ltd., Guangzhou, China; Nanjing Hongchuang Geological Exploration Technology Service Co., Ltd., Nanjing, China | SEM: accelerating voltage of 15–20 kV, emission current of ~80 μA, takeoff angle ~35°, 4 μm to 5 μm beam diameter, working distance of ~10 mm; SEM-CL: acceleration voltage of 10 kV, beam current of 15 nA; TIMA: accelerating voltage of 25 kV, probe current of 9 nA, working distance of 15 mm, pixel spacing 3 μm, dot spacing 9 μm; EPMA: beam current not fully stated in excerpt |  |  |  | 11306.1741 |  | 34.0795 |  |  |  | 25.2202 |  | 40.9098 | [7 empty] | 84724.1302 | [25 empty] | 35.5714 |  |  |  | 31.6529 | [11 empty] | 92.275 |  |  |  | 44.4554 |  |  |  | 68.9866 | [5 empty] | 102584.5049 | [9 empty] | 102.4616 |  | 38.3571 | [7 empty] | 32.2063 | [9 empty] | 31.5159 | [5 empty] | 336149.9965 |  |  |  | 35.2717 |  | 78.608 | [9 empty] | 42.7409 | [5 empty] | 35.5181 | [14 empty] | 2025 | Xinghai Lang et al., Polymetallic veins—a possible bridge between porphyry and intermediate-sulfidation deposits, Geological Society of America Bulletin, v. 136, doi:10.1130/B38406.1 |  | CHN | Tibet
| No. 1 porphyry Cu-Au deposit (Xietongmen deposit), Xiongcun ore district | No. 1 deposit, Xiongcun ore district | Magmatic hydrothermal | Porphyry | Cu-Au porphyry | Cu, Au | Zn, Ag, Pb | Cu, Au, Zn, Ag, Pb | Lang et al., 2014; Tang et al., 2015; Wang et al., 2017 |  | BHVO-2G-3 | BHVO-2G-3 | underground mine |  |  |  |  | ore material | drill core | drill core | mineral separate | [5 empty] | mineralisation |  |  |  | pyrite, sphalerite, pyrrhotite, chalcopyrite, galena, quartz | Stage A: pyrite + sericite; Stage B: sphalerite + pyrrhotite + chalcopyrite + galena + quartz; Stage C: actinolite + epidote + chlorite + magnetite + quartz | polymetallic veins crosscutting porphyry-stage veins and alteration zones | stockwork veins, sheeted veins, open-space filling |  |  |  | actinolite, epidote, chlorite, magnetite, sericite, calcite, acanthite-argentite, pyrargyrite, hessite, electrum | carbon-coated thin sections; polished sections | SEM-EDS, EMPA, LA-ICPMS, SIMS | JEOL IT300HR scanning electron microscope equipped with secondary electron, backscattered electron (BSE), and energy dispersive X-ray spectrometry (EDS) detectors; TESCAN MIRA3 field-emission scanning electron microprobe (FE-SEM) equipped with a panchromatic cathodoluminescence (CL) detector; TESCAN Integrated Mineral Analyzer (TIMA) system with a Mira-3 scanning electron microscope with four EDS (EDAX Element 30) detectors; JEOL JXA-8230 electron microprobe | Wuhan Sample Solution Analytical Technology Co., Ltd., Wuhan, China; Tuoyan Analytical Technology Co., Ltd., Guangzhou, China; Nanjing Hongchuang Geological Exploration Technology Service Co., Ltd., Nanjing, China | SEM: accelerating voltage of 15–20 kV, emission current of ~80 μA, takeoff angle ~35°, 4 μm to 5 μm beam diameter, working distance of ~10 mm; SEM-CL: acceleration voltage of 10 kV, beam current of 15 nA; TIMA: accelerating voltage of 25 kV, probe current of 9 nA, working distance of 15 mm, pixel spacing 3 μm, dot spacing 9 μm; EPMA: beam current not fully stated in excerpt |  |  |  | 76091.6608 |  | 0 |  |  |  | 6.7424 |  | 125.8368 | [7 empty] | 80345.9033 | [25 empty] | 19.2033 |  |  |  | 1.8571 | [11 empty] | 4510.1541 |  |  |  | 4.2063 |  |  |  | 46290.587 | [5 empty] | 15649.0873 | [9 empty] | 1321.3004 |  | 1.5353 | [7 empty] | 8.4193 | [9 empty] | 0.087073 | [5 empty] | 225096.6025 |  |  |  | 1.7222 |  | 383.7504 | [9 empty] | 17179.37 | [5 empty] | 0.41013 | [14 empty] | 2025 | Xinghai Lang et al., Polymetallic veins—a possible bridge between porphyry and intermediate-sulfidation deposits, Geological Society of America Bulletin, v. 136, doi:10.1130/B38406.1 |  | CHN | Tibet
| No. 1 porphyry Cu-Au deposit (Xietongmen deposit), Xiongcun ore district | No. 1 deposit, Xiongcun ore district | Magmatic hydrothermal | Porphyry | Cu-Au porphyry | Cu, Au | Zn, Ag, Pb | Cu, Au, Zn, Ag, Pb | Lang et al., 2014; Tang et al., 2015; Wang et al., 2017 |  | SRM 612-4 | SRM 612-4 | underground mine |  |  |  |  | ore material | drill core | drill core | mineral separate | [5 empty] | mineralisation |  |  |  | pyrite, sphalerite, pyrrhotite, chalcopyrite, galena, quartz | Stage A: pyrite + sericite; Stage B: sphalerite + pyrrhotite + chalcopyrite + galena + quartz; Stage C: actinolite + epidote + chlorite + magnetite + quartz | polymetallic veins crosscutting porphyry-stage veins and alteration zones | stockwork veins, sheeted veins, open-space filling |  |  |  | actinolite, epidote, chlorite, magnetite, sericite, calcite, acanthite-argentite, pyrargyrite, hessite, electrum | carbon-coated thin sections; polished sections | SEM-EDS, EMPA, LA-ICPMS, SIMS | JEOL IT300HR scanning electron microscope equipped with secondary electron, backscattered electron (BSE), and energy dispersive X-ray spectrometry (EDS) detectors; TESCAN MIRA3 field-emission scanning electron microprobe (FE-SEM) equipped with a panchromatic cathodoluminescence (CL) detector; TESCAN Integrated Mineral Analyzer (TIMA) system with a Mira-3 scanning electron microscope with four EDS (EDAX Element 30) detectors; JEOL JXA-8230 electron microprobe | Wuhan Sample Solution Analytical Technology Co., Ltd., Wuhan, China; Tuoyan Analytical Technology Co., Ltd., Guangzhou, China; Nanjing Hongchuang Geological Exploration Technology Service Co., Ltd., Nanjing, China | SEM: accelerating voltage of 15–20 kV, emission current of ~80 μA, takeoff angle ~35°, 4 μm to 5 μm beam diameter, working distance of ~10 mm; SEM-CL: acceleration voltage of 10 kV, beam current of 15 nA; TIMA: accelerating voltage of 25 kV, probe current of 9 nA, working distance of 15 mm, pixel spacing 3 μm, dot spacing 9 μm; EPMA: beam current not fully stated in excerpt |  |  |  | 9678.528 |  | 32.0578 |  |  |  | 26.4219 |  | 21.9544 | [7 empty] | 85545.6802 | [25 empty] | 36.5818 |  |  |  | 35.298 | [11 empty] | 77.6994 |  |  |  | 37.5625 |  |  |  | 57.9983 | [5 empty] | 104347.9411 | [9 empty] | 81.8906 |  | 38.0478 | [7 empty] | 30.7714 | [9 empty] | 30.8799 | [5 empty] | 335972.5031 |  |  |  | 40.2292 |  | 78.3802 | [9 empty] | 39.5923 | [5 empty] | 35.7719 | [14 empty] | 2025 | Xinghai Lang et al., Polymetallic veins—a possible bridge between porphyry and intermediate-sulfidation deposits, Geological Society of America Bulletin, v. 136, doi:10.1130/B38406.1 |  | CHN | Tibet
| No. 1 porphyry Cu-Au deposit (Xietongmen deposit), Xiongcun ore district | No. 1 deposit, Xiongcun ore district | Magmatic hydrothermal | Porphyry | Cu-Au porphyry | Cu, Au | Zn, Ag, Pb | Cu, Au, Zn, Ag, Pb | Lang et al., 2014; Tang et al., 2015; Wang et al., 2017 |  | BHVO-2G-4 | BHVO-2G-4 | underground mine |  |  |  |  | ore material | drill core | drill core | mineral separate | [5 empty] | mineralisation |  |  |  | pyrite, sphalerite, pyrrhotite, chalcopyrite, galena, quartz | Stage A: pyrite + sericite; Stage B: sphalerite + pyrrhotite + chalcopyrite + galena + quartz; Stage C: actinolite + epidote + chlorite + magnetite + quartz | polymetallic veins crosscutting porphyry-stage veins and alteration zones | stockwork veins, sheeted veins, open-space filling |  |  |  | actinolite, epidote, chlorite, magnetite, sericite, calcite, acanthite-argentite, pyrargyrite, hessite, electrum | carbon-coated thin sections; polished sections | SEM-EDS, EMPA, LA-ICPMS, SIMS | JEOL IT300HR scanning electron microscope equipped with secondary electron, backscattered electron (BSE), and energy dispersive X-ray spectrometry (EDS) detectors; TESCAN MIRA3 field-emission scanning electron microprobe (FE-SEM) equipped with a panchromatic cathodoluminescence (CL) detector; TESCAN Integrated Mineral Analyzer (TIMA) system with a Mira-3 scanning electron microscope with four EDS (EDAX Element 30) detectors; JEOL JXA-8230 electron microprobe | Wuhan Sample Solution Analytical Technology Co., Ltd., Wuhan, China; Tuoyan Analytical Technology Co., Ltd., Guangzhou, China; Nanjing Hongchuang Geological Exploration Technology Service Co., Ltd., Nanjing, China | SEM: accelerating voltage of 15–20 kV, emission current of ~80 μA, takeoff angle ~35°, 4 μm to 5 μm beam diameter, working distance of ~10 mm; SEM-CL: acceleration voltage of 10 kV, beam current of 15 nA; TIMA: accelerating voltage of 25 kV, probe current of 9 nA, working distance of 15 mm, pixel spacing 3 μm, dot spacing 9 μm; EPMA: beam current not fully stated in excerpt |  |  |  | 68252.4548 |  | 0 |  |  |  | 10.9117 |  | 67.8796 | [7 empty] | 84308.4912 | [25 empty] | 20.021 |  |  |  | 1.4414 | [11 empty] | 3741.0454 |  |  |  | 2.5625 |  |  |  | 39392.2483 | [5 empty] | 17004.6964 | [9 empty] | 1208.2944 |  | 1.5597 | [7 empty] | 8.845 | [9 empty] | 0.15599 | [5 empty] | 242448.5662 |  |  |  | 1.6791 |  | 401.8079 | [9 empty] | 15573.6489 | [5 empty] | 0.40339 | [14 empty] | 2025 | Xinghai Lang et al., Polymetallic veins—a possible bridge between porphyry and intermediate-sulfidation deposits, Geological Society of America Bulletin, v. 136, doi:10.1130/B38406.1 |  | CHN | Tibet
| No. 1 porphyry Cu-Au deposit (Xietongmen deposit), Xiongcun ore district | No. 1 deposit, Xiongcun ore district | Magmatic hydrothermal | Porphyry | Cu-Au porphyry | Cu, Au | Zn, Ag, Pb | Cu, Au, Zn, Ag, Pb | Lang et al., 2014; Tang et al., 2015; Wang et al., 2017 |  | SRM 612-5 | SRM 612-5 | underground mine |  |  |  |  | ore material | drill core | drill core | mineral separate | [5 empty] | mineralisation |  |  |  | pyrite, sphalerite, pyrrhotite, chalcopyrite, galena, quartz | Stage A: pyrite + sericite; Stage B: sphalerite + pyrrhotite + chalcopyrite + galena + quartz; Stage C: actinolite + epidote + chlorite + magnetite + quartz | polymetallic veins crosscutting porphyry-stage veins and alteration zones | stockwork veins, sheeted veins, open-space filling |  |  |  | actinolite, epidote, chlorite, magnetite, sericite, calcite, acanthite-argentite, pyrargyrite, hessite, electrum | carbon-coated thin sections; polished sections | SEM-EDS, EMPA, LA-ICPMS, SIMS | JEOL IT300HR scanning electron microscope equipped with secondary electron, backscattered electron (BSE), and energy dispersive X-ray spectrometry (EDS) detectors; TESCAN MIRA3 field-emission scanning electron microprobe (FE-SEM) equipped with a panchromatic cathodoluminescence (CL) detector; TESCAN Integrated Mineral Analyzer (TIMA) system with a Mira-3 scanning electron microscope with four EDS (EDAX Element 30) detectors; JEOL JXA-8230 electron microprobe | Wuhan Sample Solution Analytical Technology Co., Ltd., Wuhan, China; Tuoyan Analytical Technology Co., Ltd., Guangzhou, China; Nanjing Hongchuang Geological Exploration Technology Service Co., Ltd., Nanjing, China | SEM: accelerating voltage of 15–20 kV, emission current of ~80 μA, takeoff angle ~35°, 4 μm to 5 μm beam diameter, working distance of ~10 mm; SEM-CL: acceleration voltage of 10 kV, beam current of 15 nA; TIMA: accelerating voltage of 25 kV, probe current of 9 nA, working distance of 15 mm, pixel spacing 3 μm, dot spacing 9 μm; EPMA: beam current not fully stated in excerpt |  |  |  | 11306.1741 |  | 34.0795 |  |  |  | 25.2202 |  | 40.9098 | [7 empty] | 84724.1302 | [25 empty] | 35.5714 |  |  |  | 31.6529 | [11 empty] | 92.275 |  |  |  | 44.4554 |  |  |  | 68.9866 | [5 empty] | 102584.5049 | [9 empty] | 102.4616 |  | 38.3571 | [7 empty] | 32.2063 | [9 empty] | 31.5159 | [5 empty] | 336149.9965 |  |  |  | 35.2717 |  | 78.608 | [9 empty] | 42.7409 | [5 empty] | 35.5181 | [14 empty] | 2025 | Xinghai Lang et al., Polymetallic veins—a possible bridge between porphyry and intermediate-sulfidation deposits, Geological Society of America Bulletin, v. 136, doi:10.1130/B38406.1 |  | CHN | Tibet
| No. 1 porphyry Cu-Au deposit (Xietongmen deposit), Xiongcun ore district | No. 1 deposit, Xiongcun ore district | Magmatic hydrothermal | Porphyry | Cu-Au porphyry | Cu, Au | Zn, Ag, Pb | Cu, Au, Zn, Ag, Pb | Lang et al., 2014; Tang et al., 2015; Wang et al., 2017 |  | BHVO-2G-5 | BHVO-2G-5 | underground mine |  |  |  |  | ore material | drill core | drill core | mineral separate | [5 empty] | mineralisation |  |  |  | pyrite, sphalerite, pyrrhotite, chalcopyrite, galena, quartz | Stage A: pyrite + sericite; Stage B: sphalerite + pyrrhotite + chalcopyrite + galena + quartz; Stage C: actinolite + epidote + chlorite + magnetite + quartz | polymetallic veins crosscutting porphyry-stage veins and alteration zones | stockwork veins, sheeted veins, open-space filling |  |  |  | actinolite, epidote, chlorite, magnetite, sericite, calcite, acanthite-argentite, pyrargyrite, hessite, electrum | carbon-coated thin sections; polished sections | SEM-EDS, EMPA, LA-ICPMS, SIMS | JEOL IT300HR scanning electron microscope equipped with secondary electron, backscattered electron (BSE), and energy dispersive X-ray spectrometry (EDS) detectors; TESCAN MIRA3 field-emission scanning electron microprobe (FE-SEM) equipped with a panchromatic cathodoluminescence (CL) detector; TESCAN Integrated Mineral Analyzer (TIMA) system with a Mira-3 scanning electron microscope with four EDS (EDAX Element 30) detectors; JEOL JXA-8230 electron microprobe | Wuhan Sample Solution Analytical Technology Co., Ltd., Wuhan, China; Tuoyan Analytical Technology Co., Ltd., Guangzhou, China; Nanjing Hongchuang Geological Exploration Technology Service Co., Ltd., Nanjing, China | SEM: accelerating voltage of 15–20 kV, emission current of ~80 μA, takeoff angle ~35°, 4 μm to 5 μm beam diameter, working distance of ~10 mm; SEM-CL: acceleration voltage of 10 kV, beam current of 15 nA; TIMA: accelerating voltage of 25 kV, probe current of 9 nA, working distance of 15 mm, pixel spacing 3 μm, dot spacing 9 μm; EPMA: beam current not fully stated in excerpt |  |  |  | 76091.6608 |  | 0 |  |  |  | 6.7424 |  | 125.8368 | [7 empty] | 80345.9033 | [25 empty] | 19.2033 |  |  |  | 1.8571 | [11 empty] | 4510.1541 |  |  |  | 4.2063 |  |  |  | 46290.587 | [5 empty] | 15649.0873 | [9 empty] | 1321.3004 |  | 1.5353 | [7 empty] | 8.4193 | [9 empty] | 0.087073 | [5 empty] | 225096.6025 |  |  |  | 1.7222 |  | 383.7504 | [9 empty] | 17179.37 | [5 empty] | 0.41013 | [14 empty] | 2025 | Xinghai Lang et al., Polymetallic veins—a possible bridge between porphyry and intermediate-sulfidation deposits, Geological Society of America Bulletin, v. 136, doi:10.1130/B38406.1 |  | CHN | Tibet
| No. 1 porphyry Cu-Au deposit (Xietongmen deposit), Xiongcun ore district | No. 1 deposit, Xiongcun ore district | Magmatic hydrothermal | Porphyry | Cu-Au porphyry | Cu, Au | Zn, Ag, Pb | Cu, Au, Zn, Ag, Pb | Lang et al., 2014; Tang et al., 2015; Wang et al., 2017 |  | SRM 612-6 | SRM 612-6 | underground mine |  |  |  |  | ore material | drill core | drill core | mineral separate | [5 empty] | mineralisation |  |  |  | pyrite, sphalerite, pyrrhotite, chalcopyrite, galena, quartz | Stage A: pyrite + sericite; Stage B: sphalerite + pyrrhotite + chalcopyrite + galena + quartz; Stage C: actinolite + epidote + chlorite + magnetite + quartz | polymetallic veins crosscutting porphyry-stage veins and alteration zones | stockwork veins, sheeted veins, open-space filling |  |  |  | actinolite, epidote, chlorite, magnetite, sericite, calcite, acanthite-argentite, pyrargyrite, hessite, electrum | carbon-coated thin sections; polished sections | SEM-EDS, EMPA, LA-ICPMS, SIMS | JEOL IT300HR scanning electron microscope equipped with secondary electron, backscattered electron (BSE), and energy dispersive X-ray spectrometry (EDS) detectors; TESCAN MIRA3 field-emission scanning electron microprobe (FE-SEM) equipped with a panchromatic cathodoluminescence (CL) detector; TESCAN Integrated Mineral Analyzer (TIMA) system with a Mira-3 scanning electron microscope with four EDS (EDAX Element 30) detectors; JEOL JXA-8230 electron microprobe | Wuhan Sample Solution Analytical Technology Co., Ltd., Wuhan, China; Tuoyan Analytical Technology Co., Ltd., Guangzhou, China; Nanjing Hongchuang Geological Exploration Technology Service Co., Ltd., Nanjing, China | SEM: accelerating voltage of 15–20 kV, emission current of ~80 μA, takeoff angle ~35°, 4 μm to 5 μm beam diameter, working distance of ~10 mm; SEM-CL: acceleration voltage of 10 kV, beam current of 15 nA; TIMA: accelerating voltage of 25 kV, probe current of 9 nA, working distance of 15 mm, pixel spacing 3 μm, dot spacing 9 μm; EPMA: beam current not fully stated in excerpt |  |  |  | 9678.528 |  | 32.0578 |  |  |  | 26.4219 |  | 21.9544 | [7 empty] | 85545.6802 | [25 empty] | 36.5818 |  |  |  | 35.298 | [11 empty] | 77.6994 |  |  |  | 37.5625 |  |  |  | 57.9983 | [5 empty] | 104347.9411 | [9 empty] | 81.8906 |  | 38.0478 | [7 empty] | 30.7714 | [9 empty] | 30.8799 | [5 empty] | 335972.5031 |  |  |  | 40.2292 |  | 78.3802 | [9 empty] | 39.5923 | [5 empty] | 35.7719 | [14 empty] | 2025 | Xinghai Lang et al., Polymetallic veins—a possible bridge between porphyry and intermediate-sulfidation deposits, Geological Society of America Bulletin, v. 136, doi:10.1130/B38406.1 |  | CHN | Tibet
| No. 1 porphyry Cu-Au deposit (Xietongmen deposit), Xiongcun ore district | No. 1 deposit, Xiongcun ore district | Magmatic hydrothermal | Porphyry | Cu-Au porphyry | Cu, Au | Zn, Ag, Pb | Cu, Au, Zn, Ag, Pb | Lang et al., 2014; Tang et al., 2015; Wang et al., 2017 |  | BHVO-2G-6 | BHVO-2G-6 | underground mine |  |  |  |  | ore material | drill core | drill core | mineral separate | [5 empty] | mineralisation |  |  |  | pyrite, sphalerite, pyrrhotite, chalcopyrite, galena, quartz | Stage A: pyrite + sericite; Stage B: sphalerite + pyrrhotite + chalcopyrite + galena + quartz; Stage C: actinolite + epidote + chlorite + magnetite + quartz | polymetallic veins crosscutting porphyry-stage veins and alteration zones | stockwork veins, sheeted veins, open-space filling |  |  |  | actinolite, epidote, chlorite, magnetite, sericite, calcite, acanthite-argentite, pyrargyrite, hessite, electrum | carbon-coated thin sections; polished sections | SEM-EDS, EMPA, LA-ICPMS, SIMS | JEOL IT300HR scanning electron microscope equipped with secondary electron, backscattered electron (BSE), and energy dispersive X-ray spectrometry (EDS) detectors; TESCAN MIRA3 field-emission scanning electron microprobe (FE-SEM) equipped with a panchromatic cathodoluminescence (CL) detector; TESCAN Integrated Mineral Analyzer (TIMA) system with a Mira-3 scanning electron microscope with four EDS (EDAX Element 30) detectors; JEOL JXA-8230 electron microprobe | Wuhan Sample Solution Analytical Technology Co., Ltd., Wuhan, China; Tuoyan Analytical Technology Co., Ltd., Guangzhou, China; Nanjing Hongchuang Geological Exploration Technology Service Co., Ltd., Nanjing, China | SEM: accelerating voltage of 15–20 kV, emission current of ~80 μA, takeoff angle ~35°, 4 μm to 5 μm beam diameter, working distance of ~10 mm; SEM-CL: acceleration voltage of 10 kV, beam current of 15 nA; TIMA: accelerating voltage of 25 kV, probe current of 9 nA, working distance of 15 mm, pixel spacing 3 μm, dot spacing 9 μm; EPMA: beam current not fully stated in excerpt |  |  |  | 68252.4548 |  | 0 |  |  |  | 10.9117 |  | 67.8796 | [7 empty] | 84308.4912 | [25 empty] | 20.021 |  |  |  | 1.4414 | [11 empty] | 3741.0454 |  |  |  | 2.5625 |  |  |  | 39392.2483 | [5 empty] | 17004.6964 | [9 empty] | 1208.2944 |  | 1.5597 | [7 empty] | 8.845 | [9 empty] | 0.15599 | [5 empty] | 242448.5662 |  |  |  | 1.6791 |  | 401.8079 | [9 empty] | 15573.6489 | [5 empty] | 0.40339 | [14 empty] | 2025 | Xinghai Lang et al., Polymetallic veins—a possible bridge between porphyry and intermediate-sulfidation deposits, Geological Society of America Bulletin, v. 136, doi:10.1130/B38406.1 |  | CHN | Tibet
| No. 1 porphyry Cu-Au deposit (Xietongmen deposit), Xiongcun ore district | No. 1 deposit, Xiongcun ore district | Magmatic hydrothermal | Porphyry | Cu-Au porphyry | Cu, Au | Zn, Ag, Pb | Cu, Au, Zn, Ag, Pb | Lang et al., 2014; Tang et al., 2015; Wang et al., 2017 |  | 5015-282.5-1@01-1 | 5015-282.5-1@01-1 | underground mine |  |  |  |  | ore material | drill core | drill core | mineral separate | [5 empty] | mineralisation |  |  |  | pyrite, sphalerite, pyrrhotite, chalcopyrite, galena, quartz | Stage A: pyrite + sericite; Stage B: sphalerite + pyrrhotite + chalcopyrite + galena + quartz; Stage C: actinolite + epidote + chlorite + magnetite + quartz | polymetallic veins crosscutting porphyry-stage veins and alteration zones | Z1 |  |  |  | actinolite, epidote, chlorite, magnetite, sericite, calcite, acanthite-argentite, pyrargyrite, hessite, electrum | carbon-coated thin sections; polished sections | SEM-EDS, EMPA, LA-ICPMS, SIMS | JEOL IT300HR scanning electron microscope equipped with secondary electron, backscattered electron (BSE), and energy dispersive X-ray spectrometry (EDS) detectors; TESCAN MIRA3 field-emission scanning electron microprobe (FE-SEM) equipped with a panchromatic cathodoluminescence (CL) detector; TESCAN Integrated Mineral Analyzer (TIMA) system with a Mira-3 scanning electron microscope with four EDS (EDAX Element 30) detectors; JEOL JXA-8230 electron microprobe | Wuhan Sample Solution Analytical Technology Co., Ltd., Wuhan, China; Tuoyan Analytical Technology Co., Ltd., Guangzhou, China; Nanjing Hongchuang Geological Exploration Technology Service Co., Ltd., Nanjing, China | SEM: accelerating voltage of 15–20 kV, emission current of ~80 μA, takeoff angle ~35°, 4 μm to 5 μm beam diameter, working distance of ~10 mm; SEM-CL: acceleration voltage of 10 kV, beam current of 15 nA; TIMA: accelerating voltage of 25 kV, probe current of 9 nA, working distance of 15 mm, pixel spacing 3 μm, dot spacing 9 μm; EPMA: beam current not fully stated in excerpt | [109 empty] | 72.655 | [38 empty] | 2025 | Xinghai Lang et al., Polymetallic veins—a possible bridge between porphyry and intermediate-sulfidation deposits, Geological Society of America Bulletin, v. 136, doi:10.1130/B38406.1 |  | CHN | Tibet
| No. 1 porphyry Cu-Au deposit (Xietongmen deposit), Xiongcun ore district | No. 1 deposit, Xiongcun ore district | Magmatic hydrothermal | Porphyry | Cu-Au porphyry | Cu, Au | Zn, Ag, Pb | Cu, Au, Zn, Ag, Pb | Lang et al., 2014; Tang et al., 2015; Wang et al., 2017 |  | 5015-282.5-1@02-1 | 5015-282.5-1@02-1 | underground mine |  |  |  |  | ore material | drill core | drill core | mineral separate | [5 empty] | mineralisation |  |  |  | pyrite, sphalerite, pyrrhotite, chalcopyrite, galena, quartz | Stage A: pyrite + sericite; Stage B: sphalerite + pyrrhotite + chalcopyrite + galena + quartz; Stage C: actinolite + epidote + chlorite + magnetite + quartz | polymetallic veins crosscutting porphyry-stage veins and alteration zones | Z1 |  |  |  | actinolite, epidote, chlorite, magnetite, sericite, calcite, acanthite-argentite, pyrargyrite, hessite, electrum | carbon-coated thin sections; polished sections | SEM-EDS, EMPA, LA-ICPMS, SIMS | JEOL IT300HR scanning electron microscope equipped with secondary electron, backscattered electron (BSE), and energy dispersive X-ray spectrometry (EDS) detectors; TESCAN MIRA3 field-emission scanning electron microprobe (FE-SEM) equipped with a panchromatic cathodoluminescence (CL) detector; TESCAN Integrated Mineral Analyzer (TIMA) system with a Mira-3 scanning electron microscope with four EDS (EDAX Element 30) detectors; JEOL JXA-8230 electron microprobe | Wuhan Sample Solution Analytical Technology Co., Ltd., Wuhan, China; Tuoyan Analytical Technology Co., Ltd., Guangzhou, China; Nanjing Hongchuang Geological Exploration Technology Service Co., Ltd., Nanjing, China | SEM: accelerating voltage of 15–20 kV, emission current of ~80 μA, takeoff angle ~35°, 4 μm to 5 μm beam diameter, working distance of ~10 mm; SEM-CL: acceleration voltage of 10 kV, beam current of 15 nA; TIMA: accelerating voltage of 25 kV, probe current of 9 nA, working distance of 15 mm, pixel spacing 3 μm, dot spacing 9 μm; EPMA: beam current not fully stated in excerpt | [109 empty] | 61.1649 | [38 empty] | 2025 | Xinghai Lang et al., Polymetallic veins—a possible bridge between porphyry and intermediate-sulfidation deposits, Geological Society of America Bulletin, v. 136, doi:10.1130/B38406.1 |  | CHN | Tibet
| No. 1 porphyry Cu-Au deposit (Xietongmen deposit), Xiongcun ore district | No. 1 deposit, Xiongcun ore district | Magmatic hydrothermal | Porphyry | Cu-Au porphyry | Cu, Au | Zn, Ag, Pb | Cu, Au, Zn, Ag, Pb | Lang et al., 2014; Tang et al., 2015; Wang et al., 2017 |  | 5015-282.5-1@03-1 | 5015-282.5-1@03-1 | underground mine |  |  |  |  | ore material | drill core | drill core | mineral separate | [5 empty] | mineralisation |  |  |  | pyrite, sphalerite, pyrrhotite, chalcopyrite, galena, quartz | Stage A: pyrite + sericite; Stage B: sphalerite + pyrrhotite + chalcopyrite + galena + quartz; Stage C: actinolite + epidote + chlorite + magnetite + quartz | polymetallic veins crosscutting porphyry-stage veins and alteration zones | Z1 |  |  |  | actinolite, epidote, chlorite, magnetite, sericite, calcite, acanthite-argentite, pyrargyrite, hessite, electrum | carbon-coated thin sections; polished sections | SEM-EDS, EMPA, LA-ICPMS, SIMS | JEOL IT300HR scanning electron microscope equipped with secondary electron, backscattered electron (BSE), and energy dispersive X-ray spectrometry (EDS) detectors; TESCAN MIRA3 field-emission scanning electron microprobe (FE-SEM) equipped with a panchromatic cathodoluminescence (CL) detector; TESCAN Integrated Mineral Analyzer (TIMA) system with a Mira-3 scanning electron microscope with four EDS (EDAX Element 30) detectors; JEOL JXA-8230 electron microprobe | Wuhan Sample Solution Analytical Technology Co., Ltd., Wuhan, China; Tuoyan Analytical Technology Co., Ltd., Guangzhou, China; Nanjing Hongchuang Geological Exploration Technology Service Co., Ltd., Nanjing, China | SEM: accelerating voltage of 15–20 kV, emission current of ~80 μA, takeoff angle ~35°, 4 μm to 5 μm beam diameter, working distance of ~10 mm; SEM-CL: acceleration voltage of 10 kV, beam current of 15 nA; TIMA: accelerating voltage of 25 kV, probe current of 9 nA, working distance of 15 mm, pixel spacing 3 μm, dot spacing 9 μm; EPMA: beam current not fully stated in excerpt | [109 empty] | 73.6564 | [38 empty] | 2025 | Xinghai Lang et al., Polymetallic veins—a possible bridge between porphyry and intermediate-sulfidation deposits, Geological Society of America Bulletin, v. 136, doi:10.1130/B38406.1 |  | CHN | Tibet
| No. 1 porphyry Cu-Au deposit (Xietongmen deposit), Xiongcun ore district | No. 1 deposit, Xiongcun ore district | Magmatic hydrothermal | Porphyry | Cu-Au porphyry | Cu, Au | Zn, Ag, Pb | Cu, Au, Zn, Ag, Pb | Lang et al., 2014; Tang et al., 2015; Wang et al., 2017 |  | 5015-282.5-1@04-1 | 5015-282.5-1@04-1 | underground mine |  |  |  |  | ore material | drill core | drill core | mineral separate | [5 empty] | mineralisation |  |  |  | pyrite, sphalerite, pyrrhotite, chalcopyrite, galena, quartz | Stage A: pyrite + sericite; Stage B: sphalerite + pyrrhotite + chalcopyrite + galena + quartz; Stage C: actinolite + epidote + chlorite + magnetite + quartz | polymetallic veins crosscutting porphyry-stage veins and alteration zones | Z1 |  |  |  | actinolite, epidote, chlorite, magnetite, sericite, calcite, acanthite-argentite, pyrargyrite, hessite, electrum | carbon-coated thin sections; polished sections | SEM-EDS, EMPA, LA-ICPMS, SIMS | JEOL IT300HR scanning electron microscope equipped with secondary electron, backscattered electron (BSE), and energy dispersive X-ray spectrometry (EDS) detectors; TESCAN MIRA3 field-emission scanning electron microprobe (FE-SEM) equipped with a panchromatic cathodoluminescence (CL) detector; TESCAN Integrated Mineral Analyzer (TIMA) system with a Mira-3 scanning electron microscope with four EDS (EDAX Element 30) detectors; JEOL JXA-8230 electron microprobe | Wuhan Sample Solution Analytical Technology Co., Ltd., Wuhan, China; Tuoyan Analytical Technology Co., Ltd., Guangzhou, China; Nanjing Hongchuang Geological Exploration Technology Service Co., Ltd., Nanjing, China | SEM: accelerating voltage of 15–20 kV, emission current of ~80 μA, takeoff angle ~35°, 4 μm to 5 μm beam diameter, working distance of ~10 mm; SEM-CL: acceleration voltage of 10 kV, beam current of 15 nA; TIMA: accelerating voltage of 25 kV, probe current of 9 nA, working distance of 15 mm, pixel spacing 3 μm, dot spacing 9 μm; EPMA: beam current not fully stated in excerpt | [109 empty] | 61.3851 | [38 empty] | 2025 | Xinghai Lang et al., Polymetallic veins—a possible bridge between porphyry and intermediate-sulfidation deposits, Geological Society of America Bulletin, v. 136, doi:10.1130/B38406.1 |  | CHN | Tibet
| No. 1 porphyry Cu-Au deposit (Xietongmen deposit), Xiongcun ore district | No. 1 deposit, Xiongcun ore district | Magmatic hydrothermal | Porphyry | Cu-Au porphyry | Cu, Au | Zn, Ag, Pb | Cu, Au, Zn, Ag, Pb | Lang et al., 2014; Tang et al., 2015; Wang et al., 2017 |  | 5015-282.5-1@05-1 | 5015-282.5-1@05-1 | underground mine |  |  |  |  | ore material | drill core | drill core | mineral separate | [5 empty] | mineralisation |  |  |  | pyrite, sphalerite, pyrrhotite, chalcopyrite, galena, quartz | Stage A: pyrite + sericite; Stage B: sphalerite + pyrrhotite + chalcopyrite + galena + quartz; Stage C: actinolite + epidote + chlorite + magnetite + quartz | polymetallic veins crosscutting porphyry-stage veins and alteration zones | Z1 |  |  |  | actinolite, epidote, chlorite, magnetite, sericite, calcite, acanthite-argentite, pyrargyrite, hessite, electrum | carbon-coated thin sections; polished sections | SEM-EDS, EMPA, LA-ICPMS, SIMS | JEOL IT300HR scanning electron microscope equipped with secondary electron, backscattered electron (BSE), and energy dispersive X-ray spectrometry (EDS) detectors; TESCAN MIRA3 field-emission scanning electron microprobe (FE-SEM) equipped with a panchromatic cathodoluminescence (CL) detector; TESCAN Integrated Mineral Analyzer (TIMA) system with a Mira-3 scanning electron microscope with four EDS (EDAX Element 30) detectors; JEOL JXA-8230 electron microprobe | Wuhan Sample Solution Analytical Technology Co., Ltd., Wuhan, China; Tuoyan Analytical Technology Co., Ltd., Guangzhou, China; Nanjing Hongchuang Geological Exploration Technology Service Co., Ltd., Nanjing, China | SEM: accelerating voltage of 15–20 kV, emission current of ~80 μA, takeoff angle ~35°, 4 μm to 5 μm beam diameter, working distance of ~10 mm; SEM-CL: acceleration voltage of 10 kV, beam current of 15 nA; TIMA: accelerating voltage of 25 kV, probe current of 9 nA, working distance of 15 mm, pixel spacing 3 μm, dot spacing 9 μm; EPMA: beam current not fully stated in excerpt | [109 empty] | 99.3216 | [38 empty] | 2025 | Xinghai Lang et al., Polymetallic veins—a possible bridge between porphyry and intermediate-sulfidation deposits, Geological Society of America Bulletin, v. 136, doi:10.1130/B38406.1 |  | CHN | Tibet
| No. 1 porphyry Cu-Au deposit (Xietongmen deposit), Xiongcun ore district | No. 1 deposit, Xiongcun ore district | Magmatic hydrothermal | Porphyry | Cu-Au porphyry | Cu, Au | Zn, Ag, Pb | Cu, Au, Zn, Ag, Pb | Lang et al., 2014; Tang et al., 2015; Wang et al., 2017 |  | 5015-282.5-1@06-1 | 5015-282.5-1@06-1 | underground mine |  |  |  |  | ore material | drill core | drill core | mineral separate | [5 empty] | mineralisation |  |  |  | pyrite, sphalerite, pyrrhotite, chalcopyrite, galena, quartz | Stage A: pyrite + sericite; Stage B: sphalerite + pyrrhotite + chalcopyrite + galena + quartz; Stage C: actinolite + epidote + chlorite + magnetite + quartz | polymetallic veins crosscutting porphyry-stage veins and alteration zones | Z1 |  |  |  | actinolite, epidote, chlorite, magnetite, sericite, calcite, acanthite-argentite, pyrargyrite, hessite, electrum | carbon-coated thin sections; polished sections | SEM-EDS, EMPA, LA-ICPMS, SIMS | JEOL IT300HR scanning electron microscope equipped with secondary electron, backscattered electron (BSE), and energy dispersive X-ray spectrometry (EDS) detectors; TESCAN MIRA3 field-emission scanning electron microprobe (FE-SEM) equipped with a panchromatic cathodoluminescence (CL) detector; TESCAN Integrated Mineral Analyzer (TIMA) system with a Mira-3 scanning electron microscope with four EDS (EDAX Element 30) detectors; JEOL JXA-8230 electron microprobe | Wuhan Sample Solution Analytical Technology Co., Ltd., Wuhan, China; Tuoyan Analytical Technology Co., Ltd., Guangzhou, China; Nanjing Hongchuang Geological Exploration Technology Service Co., Ltd., Nanjing, China | SEM: accelerating voltage of 15–20 kV, emission current of ~80 μA, takeoff angle ~35°, 4 μm to 5 μm beam diameter, working distance of ~10 mm; SEM-CL: acceleration voltage of 10 kV, beam current of 15 nA; TIMA: accelerating voltage of 25 kV, probe current of 9 nA, working distance of 15 mm, pixel spacing 3 μm, dot spacing 9 μm; EPMA: beam current not fully stated in excerpt | [109 empty] | 61.6307 | [38 empty] | 2025 | Xinghai Lang et al., Polymetallic veins—a possible bridge between porphyry and intermediate-sulfidation deposits, Geological Society of America Bulletin, v. 136, doi:10.1130/B38406.1 |  | CHN | Tibet
| No. 1 porphyry Cu-Au deposit (Xietongmen deposit), Xiongcun ore district | No. 1 deposit, Xiongcun ore district | Magmatic hydrothermal | Porphyry | Cu-Au porphyry | Cu, Au | Zn, Ag, Pb | Cu, Au, Zn, Ag, Pb | Lang et al., 2014; Tang et al., 2015; Wang et al., 2017 |  | 5015-282.5-1@07-1 | 5015-282.5-1@07-1 | underground mine |  |  |  |  | ore material | drill core | drill core | mineral separate | [5 empty] | mineralisation |  |  |  | pyrite, sphalerite, pyrrhotite, chalcopyrite, galena, quartz | Stage A: pyrite + sericite; Stage B: sphalerite + pyrrhotite + chalcopyrite + galena + quartz; Stage C: actinolite + epidote + chlorite + magnetite + quartz | polymetallic veins crosscutting porphyry-stage veins and alteration zones | Z1 |  |  |  | actinolite, epidote, chlorite, magnetite, sericite, calcite, acanthite-argentite, pyrargyrite, hessite, electrum | carbon-coated thin sections; polished sections | SEM-EDS, EMPA, LA-ICPMS, SIMS | JEOL IT300HR scanning electron microscope equipped with secondary electron, backscattered electron (BSE), and energy dispersive X-ray spectrometry (EDS) detectors; TESCAN MIRA3 field-emission scanning electron microprobe (FE-SEM) equipped with a panchromatic cathodoluminescence (CL) detector; TESCAN Integrated Mineral Analyzer (TIMA) system with a Mira-3 scanning electron microscope with four EDS (EDAX Element 30) detectors; JEOL JXA-8230 electron microprobe | Wuhan Sample Solution Analytical Technology Co., Ltd., Wuhan, China; Tuoyan Analytical Technology Co., Ltd., Guangzhou, China; Nanjing Hongchuang Geological Exploration Technology Service Co., Ltd., Nanjing, China | SEM: accelerating voltage of 15–20 kV, emission current of ~80 μA, takeoff angle ~35°, 4 μm to 5 μm beam diameter, working distance of ~10 mm; SEM-CL: acceleration voltage of 10 kV, beam current of 15 nA; TIMA: accelerating voltage of 25 kV, probe current of 9 nA, working distance of 15 mm, pixel spacing 3 μm, dot spacing 9 μm; EPMA: beam current not fully stated in excerpt | [109 empty] | 61.5599 | [38 empty] | 2025 | Xinghai Lang et al., Polymetallic veins—a possible bridge between porphyry and intermediate-sulfidation deposits, Geological Society of America Bulletin, v. 136, doi:10.1130/B38406.1 |  | CHN | Tibet
| No. 1 porphyry Cu-Au deposit (Xietongmen deposit), Xiongcun ore district | No. 1 deposit, Xiongcun ore district | Magmatic hydrothermal | Porphyry | Cu-Au porphyry | Cu, Au | Zn, Ag, Pb | Cu, Au, Zn, Ag, Pb | Lang et al., 2014; Tang et al., 2015; Wang et al., 2017 |  | 5015-282.5-1@08-1 | 5015-282.5-1@08-1 | underground mine |  |  |  |  | ore material | drill core | drill core | mineral separate | [5 empty] | mineralisation |  |  |  | pyrite, sphalerite, pyrrhotite, chalcopyrite, galena, quartz | Stage A: pyrite + sericite; Stage B: sphalerite + pyrrhotite + chalcopyrite + galena + quartz; Stage C: actinolite + epidote + chlorite + magnetite + quartz | polymetallic veins crosscutting porphyry-stage veins and alteration zones | Z1 |  |  |  | actinolite, epidote, chlorite, magnetite, sericite, calcite, acanthite-argentite, pyrargyrite, hessite, electrum | carbon-coated thin sections; polished sections | SEM-EDS, EMPA, LA-ICPMS, SIMS | JEOL IT300HR scanning electron microscope equipped with secondary electron, backscattered electron (BSE), and energy dispersive X-ray spectrometry (EDS) detectors; TESCAN MIRA3 field-emission scanning electron microprobe (FE-SEM) equipped with a panchromatic cathodoluminescence (CL) detector; TESCAN Integrated Mineral Analyzer (TIMA) system with a Mira-3 scanning electron microscope with four EDS (EDAX Element 30) detectors; JEOL JXA-8230 electron microprobe | Wuhan Sample Solution Analytical Technology Co., Ltd., Wuhan, China; Tuoyan Analytical Technology Co., Ltd., Guangzhou, China; Nanjing Hongchuang Geological Exploration Technology Service Co., Ltd., Nanjing, China | SEM: accelerating voltage of 15–20 kV, emission current of ~80 μA, takeoff angle ~35°, 4 μm to 5 μm beam diameter, working distance of ~10 mm; SEM-CL: acceleration voltage of 10 kV, beam current of 15 nA; TIMA: accelerating voltage of 25 kV, probe current of 9 nA, working distance of 15 mm, pixel spacing 3 μm, dot spacing 9 μm; EPMA: beam current not fully stated in excerpt | [109 empty] | 61.8501 | [38 empty] | 2025 | Xinghai Lang et al., Polymetallic veins—a possible bridge between porphyry and intermediate-sulfidation deposits, Geological Society of America Bulletin, v. 136, doi:10.1130/B38406.1 |  | CHN | Tibet
| No. 1 porphyry Cu-Au deposit (Xietongmen deposit), Xiongcun ore district | No. 1 deposit, Xiongcun ore district | Magmatic hydrothermal | Porphyry | Cu-Au porphyry | Cu, Au | Zn, Ag, Pb | Cu, Au, Zn, Ag, Pb | Lang et al., 2014; Tang et al., 2015; Wang et al., 2017 |  | 5015-282.5-1@09-1 | 5015-282.5-1@09-1 | underground mine |  |  |  |  | ore material | drill core | drill core | mineral separate | [5 empty] | mineralisation |  |  |  | pyrite, sphalerite, pyrrhotite, chalcopyrite, galena, quartz | Stage A: pyrite + sericite; Stage B: sphalerite + pyrrhotite + chalcopyrite + galena + quartz; Stage C: actinolite + epidote + chlorite + magnetite + quartz | polymetallic veins crosscutting porphyry-stage veins and alteration zones | Z1 |  |  |  | actinolite, epidote, chlorite, magnetite, sericite, calcite, acanthite-argentite, pyrargyrite, hessite, electrum | carbon-coated thin sections; polished sections | SEM-EDS, EMPA, LA-ICPMS, SIMS | JEOL IT300HR scanning electron microscope equipped with secondary electron, backscattered electron (BSE), and energy dispersive X-ray spectrometry (EDS) detectors; TESCAN MIRA3 field-emission scanning electron microprobe (FE-SEM) equipped with a panchromatic cathodoluminescence (CL) detector; TESCAN Integrated Mineral Analyzer (TIMA) system with a Mira-3 scanning electron microscope with four EDS (EDAX Element 30) detectors; JEOL JXA-8230 electron microprobe | Wuhan Sample Solution Analytical Technology Co., Ltd., Wuhan, China; Tuoyan Analytical Technology Co., Ltd., Guangzhou, China; Nanjing Hongchuang Geological Exploration Technology Service Co., Ltd., Nanjing, China | SEM: accelerating voltage of 15–20 kV, emission current of ~80 μA, takeoff angle ~35°, 4 μm to 5 μm beam diameter, working distance of ~10 mm; SEM-CL: acceleration voltage of 10 kV, beam current of 15 nA; TIMA: accelerating voltage of 25 kV, probe current of 9 nA, working distance of 15 mm, pixel spacing 3 μm, dot spacing 9 μm; EPMA: beam current not fully stated in excerpt | [109 empty] | 61.9408 | [38 empty] | 2025 | Xinghai Lang et al., Polymetallic veins—a possible bridge between porphyry and intermediate-sulfidation deposits, Geological Society of America Bulletin, v. 136, doi:10.1130/B38406.1 |  | CHN | Tibet
| No. 1 porphyry Cu-Au deposit (Xietongmen deposit), Xiongcun ore district | No. 1 deposit, Xiongcun ore district | Magmatic hydrothermal | Porphyry | Cu-Au porphyry | Cu, Au | Zn, Ag, Pb | Cu, Au, Zn, Ag, Pb | Lang et al., 2014; Tang et al., 2015; Wang et al., 2017 |  | 5015-282.5-1@10-1 | 5015-282.5-1@10-1 | underground mine |  |  |  |  | ore material | drill core | drill core | mineral separate | [5 empty] | mineralisation |  |  |  | pyrite, sphalerite, pyrrhotite, chalcopyrite, galena, quartz | Stage A: pyrite + sericite; Stage B: sphalerite + pyrrhotite + chalcopyrite + galena + quartz; Stage C: actinolite + epidote + chlorite + magnetite + quartz | polymetallic veins crosscutting porphyry-stage veins and alteration zones | Z1 |  |  |  | actinolite, epidote, chlorite, magnetite, sericite, calcite, acanthite-argentite, pyrargyrite, hessite, electrum | carbon-coated thin sections; polished sections | SEM-EDS, EMPA, LA-ICPMS, SIMS | JEOL IT300HR scanning electron microscope equipped with secondary electron, backscattered electron (BSE), and energy dispersive X-ray spectrometry (EDS) detectors; TESCAN MIRA3 field-emission scanning electron microprobe (FE-SEM) equipped with a panchromatic cathodoluminescence (CL) detector; TESCAN Integrated Mineral Analyzer (TIMA) system with a Mira-3 scanning electron microscope with four EDS (EDAX Element 30) detectors; JEOL JXA-8230 electron microprobe | Wuhan Sample Solution Analytical Technology Co., Ltd., Wuhan, China; Tuoyan Analytical Technology Co., Ltd., Guangzhou, China; Nanjing Hongchuang Geological Exploration Technology Service Co., Ltd., Nanjing, China | SEM: accelerating voltage of 15–20 kV, emission current of ~80 μA, takeoff angle ~35°, 4 μm to 5 μm beam diameter, working distance of ~10 mm; SEM-CL: acceleration voltage of 10 kV, beam current of 15 nA; TIMA: accelerating voltage of 25 kV, probe current of 9 nA, working distance of 15 mm, pixel spacing 3 μm, dot spacing 9 μm; EPMA: beam current not fully stated in excerpt | [109 empty] | 61.8972 | [38 empty] | 2025 | Xinghai Lang et al., Polymetallic veins—a possible bridge between porphyry and intermediate-sulfidation deposits, Geological Society of America Bulletin, v. 136, doi:10.1130/B38406.1 |  | CHN | Tibet
| No. 1 porphyry Cu-Au deposit (Xietongmen deposit), Xiongcun ore district | No. 1 deposit, Xiongcun ore district | Magmatic hydrothermal | Porphyry | Cu-Au porphyry | Cu, Au | Zn, Ag, Pb | Cu, Au, Zn, Ag, Pb | Lang et al., 2014; Tang et al., 2015; Wang et al., 2017 |  | 5015-282.5-1@11-1 | 5015-282.5-1@11-1 | underground mine |  |  |  |  | ore material | drill core | drill core | mineral separate | [5 empty] | mineralisation |  |  |  | pyrite, sphalerite, pyrrhotite, chalcopyrite, galena, quartz | Stage A: pyrite + sericite; Stage B: sphalerite + pyrrhotite + chalcopyrite + galena + quartz; Stage C: actinolite + epidote + chlorite + magnetite + quartz | polymetallic veins crosscutting porphyry-stage veins and alteration zones | Z1 |  |  |  | actinolite, epidote, chlorite, magnetite, sericite, calcite, acanthite-argentite, pyrargyrite, hessite, electrum | carbon-coated thin sections; polished sections | SEM-EDS, EMPA, LA-ICPMS, SIMS | JEOL IT300HR scanning electron microscope equipped with secondary electron, backscattered electron (BSE), and energy dispersive X-ray spectrometry (EDS) detectors; TESCAN MIRA3 field-emission scanning electron microprobe (FE-SEM) equipped with a panchromatic cathodoluminescence (CL) detector; TESCAN Integrated Mineral Analyzer (TIMA) system with a Mira-3 scanning electron microscope with four EDS (EDAX Element 30) detectors; JEOL JXA-8230 electron microprobe | Wuhan Sample Solution Analytical Technology Co., Ltd., Wuhan, China; Tuoyan Analytical Technology Co., Ltd., Guangzhou, China; Nanjing Hongchuang Geological Exploration Technology Service Co., Ltd., Nanjing, China | SEM: accelerating voltage of 15–20 kV, emission current of ~80 μA, takeoff angle ~35°, 4 μm to 5 μm beam diameter, working distance of ~10 mm; SEM-CL: acceleration voltage of 10 kV, beam current of 15 nA; TIMA: accelerating voltage of 25 kV, probe current of 9 nA, working distance of 15 mm, pixel spacing 3 μm, dot spacing 9 μm; EPMA: beam current not fully stated in excerpt | [109 empty] | 71.4616 | [38 empty] | 2025 | Xinghai Lang et al., Polymetallic veins—a possible bridge between porphyry and intermediate-sulfidation deposits, Geological Society of America Bulletin, v. 136, doi:10.1130/B38406.1 |  | CHN | Tibet
| No. 1 porphyry Cu-Au deposit (Xietongmen deposit), Xiongcun ore district | No. 1 deposit, Xiongcun ore district | Magmatic hydrothermal | Porphyry | Cu-Au porphyry | Cu, Au | Zn, Ag, Pb | Cu, Au, Zn, Ag, Pb | Lang et al., 2014; Tang et al., 2015; Wang et al., 2017 |  | 5015-282.5-2@01-1 | 5015-282.5-2@01-1 | underground mine |  |  |  |  | ore material | drill core | drill core | mineral separate | [5 empty] | mineralisation |  |  |  | pyrite, sphalerite, pyrrhotite, chalcopyrite, galena, quartz | Stage A: pyrite + sericite; Stage B: sphalerite + pyrrhotite + chalcopyrite + galena + quartz; Stage C: actinolite + epidote + chlorite + magnetite + quartz | polymetallic veins crosscutting porphyry-stage veins and alteration zones | Z1 |  |  |  | actinolite, epidote, chlorite, magnetite, sericite, calcite, acanthite-argentite, pyrargyrite, hessite, electrum | carbon-coated thin sections; polished sections | SEM-EDS, EMPA, LA-ICPMS, SIMS | JEOL IT300HR scanning electron microscope equipped with secondary electron, backscattered electron (BSE), and energy dispersive X-ray spectrometry (EDS) detectors; TESCAN MIRA3 field-emission scanning electron microprobe (FE-SEM) equipped with a panchromatic cathodoluminescence (CL) detector; TESCAN Integrated Mineral Analyzer (TIMA) system with a Mira-3 scanning electron microscope with four EDS (EDAX Element 30) detectors; JEOL JXA-8230 electron microprobe | Wuhan Sample Solution Analytical Technology Co., Ltd., Wuhan, China; Tuoyan Analytical Technology Co., Ltd., Guangzhou, China; Nanjing Hongchuang Geological Exploration Technology Service Co., Ltd., Nanjing, China | SEM: accelerating voltage of 15–20 kV, emission current of ~80 μA, takeoff angle ~35°, 4 μm to 5 μm beam diameter, working distance of ~10 mm; SEM-CL: acceleration voltage of 10 kV, beam current of 15 nA; TIMA: accelerating voltage of 25 kV, probe current of 9 nA, working distance of 15 mm, pixel spacing 3 μm, dot spacing 9 μm; EPMA: beam current not fully stated in excerpt | [109 empty] | 66.1483 | [38 empty] | 2025 | Xinghai Lang et al., Polymetallic veins—a possible bridge between porphyry and intermediate-sulfidation deposits, Geological Society of America Bulletin, v. 136, doi:10.1130/B38406.1 |  | CHN | Tibet
| No. 1 porphyry Cu-Au deposit (Xietongmen deposit), Xiongcun ore district | No. 1 deposit, Xiongcun ore district | Magmatic hydrothermal | Porphyry | Cu-Au porphyry | Cu, Au | Zn, Ag, Pb | Cu, Au, Zn, Ag, Pb | Lang et al., 2014; Tang et al., 2015; Wang et al., 2017 |  | 5015-282.5-2@02-1 | 5015-282.5-2@02-1 | underground mine |  |  |  |  | ore material | drill core | drill core | mineral separate | [5 empty] | mineralisation |  |  |  | pyrite, sphalerite, pyrrhotite, chalcopyrite, galena, quartz | Stage A: pyrite + sericite; Stage B: sphalerite + pyrrhotite + chalcopyrite + galena + quartz; Stage C: actinolite + epidote + chlorite + magnetite + quartz | polymetallic veins crosscutting porphyry-stage veins and alteration zones | Z1 |  |  |  | actinolite, epidote, chlorite, magnetite, sericite, calcite, acanthite-argentite, pyrargyrite, hessite, electrum | carbon-coated thin sections; polished sections | SEM-EDS, EMPA, LA-ICPMS, SIMS | JEOL IT300HR scanning electron microscope equipped with secondary electron, backscattered electron (BSE), and energy dispersive X-ray spectrometry (EDS) detectors; TESCAN MIRA3 field-emission scanning electron microprobe (FE-SEM) equipped with a panchromatic cathodoluminescence (CL) detector; TESCAN Integrated Mineral Analyzer (TIMA) system with a Mira-3 scanning electron microscope with four EDS (EDAX Element 30) detectors; JEOL JXA-8230 electron microprobe | Wuhan Sample Solution Analytical Technology Co., Ltd., Wuhan, China; Tuoyan Analytical Technology Co., Ltd., Guangzhou, China; Nanjing Hongchuang Geological Exploration Technology Service Co., Ltd., Nanjing, China | SEM: accelerating voltage of 15–20 kV, emission current of ~80 μA, takeoff angle ~35°, 4 μm to 5 μm beam diameter, working distance of ~10 mm; SEM-CL: acceleration voltage of 10 kV, beam current of 15 nA; TIMA: accelerating voltage of 25 kV, probe current of 9 nA, working distance of 15 mm, pixel spacing 3 μm, dot spacing 9 μm; EPMA: beam current not fully stated in excerpt | [109 empty] | 100.3332 | [38 empty] | 2025 | Xinghai Lang et al., Polymetallic veins—a possible bridge between porphyry and intermediate-sulfidation deposits, Geological Society of America Bulletin, v. 136, doi:10.1130/B38406.1 |  | CHN | Tibet
| No. 1 porphyry Cu-Au deposit (Xietongmen deposit), Xiongcun ore district | No. 1 deposit, Xiongcun ore district | Magmatic hydrothermal | Porphyry | Cu-Au porphyry | Cu, Au | Zn, Ag, Pb | Cu, Au, Zn, Ag, Pb | Lang et al., 2014; Tang et al., 2015; Wang et al., 2017 |  | 5015-282.5-2@03-1 | 5015-282.5-2@03-1 | underground mine |  |  |  |  | ore material | drill core | drill core | mineral separate | [5 empty] | mineralisation |  |  |  | pyrite, sphalerite, pyrrhotite, chalcopyrite, galena, quartz | Stage A: pyrite + sericite; Stage B: sphalerite + pyrrhotite + chalcopyrite + galena + quartz; Stage C: actinolite + epidote + chlorite + magnetite + quartz | polymetallic veins crosscutting porphyry-stage veins and alteration zones | Z1 |  |  |  | actinolite, epidote, chlorite, magnetite, sericite, calcite, acanthite-argentite, pyrargyrite, hessite, electrum | carbon-coated thin sections; polished sections | SEM-EDS, EMPA, LA-ICPMS, SIMS | JEOL IT300HR scanning electron microscope equipped with secondary electron, backscattered electron (BSE), and energy dispersive X-ray spectrometry (EDS) detectors; TESCAN MIRA3 field-emission scanning electron microprobe (FE-SEM) equipped with a panchromatic cathodoluminescence (CL) detector; TESCAN Integrated Mineral Analyzer (TIMA) system with a Mira-3 scanning electron microscope with four EDS (EDAX Element 30) detectors; JEOL JXA-8230 electron microprobe | Wuhan Sample Solution Analytical Technology Co., Ltd., Wuhan, China; Tuoyan Analytical Technology Co., Ltd., Guangzhou, China; Nanjing Hongchuang Geological Exploration Technology Service Co., Ltd., Nanjing, China | SEM: accelerating voltage of 15–20 kV, emission current of ~80 μA, takeoff angle ~35°, 4 μm to 5 μm beam diameter, working distance of ~10 mm; SEM-CL: acceleration voltage of 10 kV, beam current of 15 nA; TIMA: accelerating voltage of 25 kV, probe current of 9 nA, working distance of 15 mm, pixel spacing 3 μm, dot spacing 9 μm; EPMA: beam current not fully stated in excerpt | [109 empty] | 85.2752 | [38 empty] | 2025 | Xinghai Lang et al., Polymetallic veins—a possible bridge between porphyry and intermediate-sulfidation deposits, Geological Society of America Bulletin, v. 136, doi:10.1130/B38406.1 |  | CHN | Tibet
| No. 1 porphyry Cu-Au deposit (Xietongmen deposit), Xiongcun ore district | No. 1 deposit, Xiongcun ore district | Magmatic hydrothermal | Porphyry | Cu-Au porphyry | Cu, Au | Zn, Ag, Pb | Cu, Au, Zn, Ag, Pb | Lang et al., 2014; Tang et al., 2015; Wang et al., 2017 |  | 5015-282.5-2@04-1 | 5015-282.5-2@04-1 | underground mine |  |  |  |  | ore material | drill core | drill core | mineral separate | [5 empty] | mineralisation |  |  |  | pyrite, sphalerite, pyrrhotite, chalcopyrite, galena, quartz | Stage A: pyrite + sericite; Stage B: sphalerite + pyrrhotite + chalcopyrite + galena + quartz; Stage C: actinolite + epidote + chlorite + magnetite + quartz | polymetallic veins crosscutting porphyry-stage veins and alteration zones | Z1 |  |  |  | actinolite, epidote, chlorite, magnetite, sericite, calcite, acanthite-argentite, pyrargyrite, hessite, electrum | carbon-coated thin sections; polished sections | SEM-EDS, EMPA, LA-ICPMS, SIMS | JEOL IT300HR scanning electron microscope equipped with secondary electron, backscattered electron (BSE), and energy dispersive X-ray spectrometry (EDS) detectors; TESCAN MIRA3 field-emission scanning electron microprobe (FE-SEM) equipped with a panchromatic cathodoluminescence (CL) detector; TESCAN Integrated Mineral Analyzer (TIMA) system with a Mira-3 scanning electron microscope with four EDS (EDAX Element 30) detectors; JEOL JXA-8230 electron microprobe | Wuhan Sample Solution Analytical Technology Co., Ltd., Wuhan, China; Tuoyan Analytical Technology Co., Ltd., Guangzhou, China; Nanjing Hongchuang Geological Exploration Technology Service Co., Ltd., Nanjing, China | SEM: accelerating voltage of 15–20 kV, emission current of ~80 μA, takeoff angle ~35°, 4 μm to 5 μm beam diameter, working distance of ~10 mm; SEM-CL: acceleration voltage of 10 kV, beam current of 15 nA; TIMA: accelerating voltage of 25 kV, probe current of 9 nA, working distance of 15 mm, pixel spacing 3 μm, dot spacing 9 μm; EPMA: beam current not fully stated in excerpt | [109 empty] | 60.7283 | [38 empty] | 2025 | Xinghai Lang et al., Polymetallic veins—a possible bridge between porphyry and intermediate-sulfidation deposits, Geological Society of America Bulletin, v. 136, doi:10.1130/B38406.1 |  | CHN | Tibet
| No. 1 porphyry Cu-Au deposit (Xietongmen deposit), Xiongcun ore district | No. 1 deposit, Xiongcun ore district | Magmatic hydrothermal | Porphyry | Cu-Au porphyry | Cu, Au | Zn, Ag, Pb | Cu, Au, Zn, Ag, Pb | Lang et al., 2014; Tang et al., 2015; Wang et al., 2017 |  | 5015-282.5-2@05-1 | 5015-282.5-2@05-1 | underground mine |  |  |  |  | ore material | drill core | drill core | mineral separate | [5 empty] | mineralisation |  |  |  | pyrite, sphalerite, pyrrhotite, chalcopyrite, galena, quartz | Stage A: pyrite + sericite; Stage B: sphalerite + pyrrhotite + chalcopyrite + galena + quartz; Stage C: actinolite + epidote + chlorite + magnetite + quartz | polymetallic veins crosscutting porphyry-stage veins and alteration zones | Z1 |  |  |  | actinolite, epidote, chlorite, magnetite, sericite, calcite, acanthite-argentite, pyrargyrite, hessite, electrum | carbon-coated thin sections; polished sections | SEM-EDS, EMPA, LA-ICPMS, SIMS | JEOL IT300HR scanning electron microscope equipped with secondary electron, backscattered electron (BSE), and energy dispersive X-ray spectrometry (EDS) detectors; TESCAN MIRA3 field-emission scanning electron microprobe (FE-SEM) equipped with a panchromatic cathodoluminescence (CL) detector; TESCAN Integrated Mineral Analyzer (TIMA) system with a Mira-3 scanning electron microscope with four EDS (EDAX Element 30) detectors; JEOL JXA-8230 electron microprobe | Wuhan Sample Solution Analytical Technology Co., Ltd., Wuhan, China; Tuoyan Analytical Technology Co., Ltd., Guangzhou, China; Nanjing Hongchuang Geological Exploration Technology Service Co., Ltd., Nanjing, China | SEM: accelerating voltage of 15–20 kV, emission current of ~80 μA, takeoff angle ~35°, 4 μm to 5 μm beam diameter, working distance of ~10 mm; SEM-CL: acceleration voltage of 10 kV, beam current of 15 nA; TIMA: accelerating voltage of 25 kV, probe current of 9 nA, working distance of 15 mm, pixel spacing 3 μm, dot spacing 9 μm; EPMA: beam current not fully stated in excerpt | [109 empty] | 65.0829 | [38 empty] | 2025 | Xinghai Lang et al., Polymetallic veins—a possible bridge between porphyry and intermediate-sulfidation deposits, Geological Society of America Bulletin, v. 136, doi:10.1130/B38406.1 |  | CHN | Tibet
| No. 1 porphyry Cu-Au deposit (Xietongmen deposit), Xiongcun ore district | No. 1 deposit, Xiongcun ore district | Magmatic hydrothermal | Porphyry | Cu-Au porphyry | Cu, Au | Zn, Ag, Pb | Cu, Au, Zn, Ag, Pb | Lang et al., 2014; Tang et al., 2015; Wang et al., 2017 |  | 5015-282.5-2@06-1 | 5015-282.5-2@06-1 | underground mine |  |  |  |  | ore material | drill core | drill core | mineral separate | [5 empty] | mineralisation |  |  |  | pyrite, sphalerite, pyrrhotite, chalcopyrite, galena, quartz | Stage A: pyrite + sericite; Stage B: sphalerite + pyrrhotite + chalcopyrite + galena + quartz; Stage C: actinolite + epidote + chlorite + magnetite + quartz | polymetallic veins crosscutting porphyry-stage veins and alteration zones | Z1 |  |  |  | actinolite, epidote, chlorite, magnetite, sericite, calcite, acanthite-argentite, pyrargyrite, hessite, electrum | carbon-coated thin sections; polished sections | SEM-EDS, EMPA, LA-ICPMS, SIMS | JEOL IT300HR scanning electron microscope equipped with secondary electron, backscattered electron (BSE), and energy dispersive X-ray spectrometry (EDS) detectors; TESCAN MIRA3 field-emission scanning electron microprobe (FE-SEM) equipped with a panchromatic cathodoluminescence (CL) detector; TESCAN Integrated Mineral Analyzer (TIMA) system with a Mira-3 scanning electron microscope with four EDS (EDAX Element 30) detectors; JEOL JXA-8230 electron microprobe | Wuhan Sample Solution Analytical Technology Co., Ltd., Wuhan, China; Tuoyan Analytical Technology Co., Ltd., Guangzhou, China; Nanjing Hongchuang Geological Exploration Technology Service Co., Ltd., Nanjing, China | SEM: accelerating voltage of 15–20 kV, emission current of ~80 μA, takeoff angle ~35°, 4 μm to 5 μm beam diameter, working distance of ~10 mm; SEM-CL: acceleration voltage of 10 kV, beam current of 15 nA; TIMA: accelerating voltage of 25 kV, probe current of 9 nA, working distance of 15 mm, pixel spacing 3 μm, dot spacing 9 μm; EPMA: beam current not fully stated in excerpt | [109 empty] | 60.2666 | [38 empty] | 2025 | Xinghai Lang et al., Polymetallic veins—a possible bridge between porphyry and intermediate-sulfidation deposits, Geological Society of America Bulletin, v. 136, doi:10.1130/B38406.1 |  | CHN | Tibet
| No. 1 porphyry Cu-Au deposit (Xietongmen deposit), Xiongcun ore district | No. 1 deposit, Xiongcun ore district | Magmatic hydrothermal | Porphyry | Cu-Au porphyry | Cu, Au | Zn, Ag, Pb | Cu, Au, Zn, Ag, Pb | Lang et al., 2014; Tang et al., 2015; Wang et al., 2017 |  | 5015-282.5-2@07-1 | 5015-282.5-2@07-1 | underground mine |  |  |  |  | ore material | drill core | drill core | mineral separate | [5 empty] | mineralisation |  |  |  | pyrite, sphalerite, pyrrhotite, chalcopyrite, galena, quartz | Stage A: pyrite + sericite; Stage B: sphalerite + pyrrhotite + chalcopyrite + galena + quartz; Stage C: actinolite + epidote + chlorite + magnetite + quartz | polymetallic veins crosscutting porphyry-stage veins and alteration zones | Z1 |  |  |  | actinolite, epidote, chlorite, magnetite, sericite, calcite, acanthite-argentite, pyrargyrite, hessite, electrum | carbon-coated thin sections; polished sections | SEM-EDS, EMPA, LA-ICPMS, SIMS | JEOL IT300HR scanning electron microscope equipped with secondary electron, backscattered electron (BSE), and energy dispersive X-ray spectrometry (EDS) detectors; TESCAN MIRA3 field-emission scanning electron microprobe (FE-SEM) equipped with a panchromatic cathodoluminescence (CL) detector; TESCAN Integrated Mineral Analyzer (TIMA) system with a Mira-3 scanning electron microscope with four EDS (EDAX Element 30) detectors; JEOL JXA-8230 electron microprobe | Wuhan Sample Solution Analytical Technology Co., Ltd., Wuhan, China; Tuoyan Analytical Technology Co., Ltd., Guangzhou, China; Nanjing Hongchuang Geological Exploration Technology Service Co., Ltd., Nanjing, China | SEM: accelerating voltage of 15–20 kV, emission current of ~80 μA, takeoff angle ~35°, 4 μm to 5 μm beam diameter, working distance of ~10 mm; SEM-CL: acceleration voltage of 10 kV, beam current of 15 nA; TIMA: accelerating voltage of 25 kV, probe current of 9 nA, working distance of 15 mm, pixel spacing 3 μm, dot spacing 9 μm; EPMA: beam current not fully stated in excerpt | [109 empty] | 60.0393 | [38 empty] | 2025 | Xinghai Lang et al., Polymetallic veins—a possible bridge between porphyry and intermediate-sulfidation deposits, Geological Society of America Bulletin, v. 136, doi:10.1130/B38406.1 |  | CHN | Tibet
| No. 1 porphyry Cu-Au deposit (Xietongmen deposit), Xiongcun ore district | No. 1 deposit, Xiongcun ore district | Magmatic hydrothermal | Porphyry | Cu-Au porphyry | Cu, Au | Zn, Ag, Pb | Cu, Au, Zn, Ag, Pb | Lang et al., 2014; Tang et al., 2015; Wang et al., 2017 |  | 5015-282.5-2@08-1 | 5015-282.5-2@08-1 | underground mine |  |  |  |  | ore material | drill core | drill core | mineral separate | [5 empty] | mineralisation |  |  |  | pyrite, sphalerite, pyrrhotite, chalcopyrite, galena, quartz | Stage A: pyrite + sericite; Stage B: sphalerite + pyrrhotite + chalcopyrite + galena + quartz; Stage C: actinolite + epidote + chlorite + magnetite + quartz | polymetallic veins crosscutting porphyry-stage veins and alteration zones | Z1 |  |  |  | actinolite, epidote, chlorite, magnetite, sericite, calcite, acanthite-argentite, pyrargyrite, hessite, electrum | carbon-coated thin sections; polished sections | SEM-EDS, EMPA, LA-ICPMS, SIMS | JEOL IT300HR scanning electron microscope equipped with secondary electron, backscattered electron (BSE), and energy dispersive X-ray spectrometry (EDS) detectors; TESCAN MIRA3 field-emission scanning electron microprobe (FE-SEM) equipped with a panchromatic cathodoluminescence (CL) detector; TESCAN Integrated Mineral Analyzer (TIMA) system with a Mira-3 scanning electron microscope with four EDS (EDAX Element 30) detectors; JEOL JXA-8230 electron microprobe | Wuhan Sample Solution Analytical Technology Co., Ltd., Wuhan, China; Tuoyan Analytical Technology Co., Ltd., Guangzhou, China; Nanjing Hongchuang Geological Exploration Technology Service Co., Ltd., Nanjing, China | SEM: accelerating voltage of 15–20 kV, emission current of ~80 μA, takeoff angle ~35°, 4 μm to 5 μm beam diameter, working distance of ~10 mm; SEM-CL: acceleration voltage of 10 kV, beam current of 15 nA; TIMA: accelerating voltage of 25 kV, probe current of 9 nA, working distance of 15 mm, pixel spacing 3 μm, dot spacing 9 μm; EPMA: beam current not fully stated in excerpt | [109 empty] | 82.4037 | [38 empty] | 2025 | Xinghai Lang et al., Polymetallic veins—a possible bridge between porphyry and intermediate-sulfidation deposits, Geological Society of America Bulletin, v. 136, doi:10.1130/B38406.1 |  | CHN | Tibet
| No. 1 porphyry Cu-Au deposit (Xietongmen deposit), Xiongcun ore district | No. 1 deposit, Xiongcun ore district | Magmatic hydrothermal | Porphyry | Cu-Au porphyry | Cu, Au | Zn, Ag, Pb | Cu, Au, Zn, Ag, Pb | Lang et al., 2014; Tang et al., 2015; Wang et al., 2017 |  | 5015-282.5-2@09-1 | 5015-282.5-2@09-1 | underground mine |  |  |  |  | ore material | drill core | drill core | mineral separate | [5 empty] | mineralisation |  |  |  | pyrite, sphalerite, pyrrhotite, chalcopyrite, galena, quartz | Stage A: pyrite + sericite; Stage B: sphalerite + pyrrhotite + chalcopyrite + galena + quartz; Stage C: actinolite + epidote + chlorite + magnetite + quartz | polymetallic veins crosscutting porphyry-stage veins and alteration zones | Z1 |  |  |  | actinolite, epidote, chlorite, magnetite, sericite, calcite, acanthite-argentite, pyrargyrite, hessite, electrum | carbon-coated thin sections; polished sections | SEM-EDS, EMPA, LA-ICPMS, SIMS | JEOL IT300HR scanning electron microscope equipped with secondary electron, backscattered electron (BSE), and energy dispersive X-ray spectrometry (EDS) detectors; TESCAN MIRA3 field-emission scanning electron microprobe (FE-SEM) equipped with a panchromatic cathodoluminescence (CL) detector; TESCAN Integrated Mineral Analyzer (TIMA) system with a Mira-3 scanning electron microscope with four EDS (EDAX Element 30) detectors; JEOL JXA-8230 electron microprobe | Wuhan Sample Solution Analytical Technology Co., Ltd., Wuhan, China; Tuoyan Analytical Technology Co., Ltd., Guangzhou, China; Nanjing Hongchuang Geological Exploration Technology Service Co., Ltd., Nanjing, China | SEM: accelerating voltage of 15–20 kV, emission current of ~80 μA, takeoff angle ~35°, 4 μm to 5 μm beam diameter, working distance of ~10 mm; SEM-CL: acceleration voltage of 10 kV, beam current of 15 nA; TIMA: accelerating voltage of 25 kV, probe current of 9 nA, working distance of 15 mm, pixel spacing 3 μm, dot spacing 9 μm; EPMA: beam current not fully stated in excerpt | [109 empty] | 186.7498 | [38 empty] | 2025 | Xinghai Lang et al., Polymetallic veins—a possible bridge between porphyry and intermediate-sulfidation deposits, Geological Society of America Bulletin, v. 136, doi:10.1130/B38406.1 |  | CHN | Tibet
| No. 1 porphyry Cu-Au deposit (Xietongmen deposit), Xiongcun ore district | No. 1 deposit, Xiongcun ore district | Magmatic hydrothermal | Porphyry | Cu-Au porphyry | Cu, Au | Zn, Ag, Pb | Cu, Au, Zn, Ag, Pb | Lang et al., 2014; Tang et al., 2015; Wang et al., 2017 |  | 5015-282.5-2@10-1 | 5015-282.5-2@10-1 | underground mine |  |  |  |  | ore material | drill core | drill core | mineral separate | [5 empty] | mineralisation |  |  |  | pyrite, sphalerite, pyrrhotite, chalcopyrite, galena, quartz | Stage A: pyrite + sericite; Stage B: sphalerite + pyrrhotite + chalcopyrite + galena + quartz; Stage C: actinolite + epidote + chlorite + magnetite + quartz | polymetallic veins crosscutting porphyry-stage veins and alteration zones | Z1 |  |  |  | actinolite, epidote, chlorite, magnetite, sericite, calcite, acanthite-argentite, pyrargyrite, hessite, electrum | carbon-coated thin sections; polished sections | SEM-EDS, EMPA, LA-ICPMS, SIMS | JEOL IT300HR scanning electron microscope equipped with secondary electron, backscattered electron (BSE), and energy dispersive X-ray spectrometry (EDS) detectors; TESCAN MIRA3 field-emission scanning electron microprobe (FE-SEM) equipped with a panchromatic cathodoluminescence (CL) detector; TESCAN Integrated Mineral Analyzer (TIMA) system with a Mira-3 scanning electron microscope with four EDS (EDAX Element 30) detectors; JEOL JXA-8230 electron microprobe | Wuhan Sample Solution Analytical Technology Co., Ltd., Wuhan, China; Tuoyan Analytical Technology Co., Ltd., Guangzhou, China; Nanjing Hongchuang Geological Exploration Technology Service Co., Ltd., Nanjing, China | SEM: accelerating voltage of 15–20 kV, emission current of ~80 μA, takeoff angle ~35°, 4 μm to 5 μm beam diameter, working distance of ~10 mm; SEM-CL: acceleration voltage of 10 kV, beam current of 15 nA; TIMA: accelerating voltage of 25 kV, probe current of 9 nA, working distance of 15 mm, pixel spacing 3 μm, dot spacing 9 μm; EPMA: beam current not fully stated in excerpt | [109 empty] | 80.0064 | [38 empty] | 2025 | Xinghai Lang et al., Polymetallic veins—a possible bridge between porphyry and intermediate-sulfidation deposits, Geological Society of America Bulletin, v. 136, doi:10.1130/B38406.1 |  | CHN | Tibet
| No. 1 porphyry Cu-Au deposit (Xietongmen deposit), Xiongcun ore district | No. 1 deposit, Xiongcun ore district | Magmatic hydrothermal | Porphyry | Cu-Au porphyry | Cu, Au | Zn, Ag, Pb | Cu, Au, Zn, Ag, Pb | Lang et al., 2014; Tang et al., 2015; Wang et al., 2017 |  | 5015-282.5-2@11-1 | 5015-282.5-2@11-1 | underground mine |  |  |  |  | ore material | drill core | drill core | mineral separate | [5 empty] | mineralisation |  |  |  | pyrite, sphalerite, pyrrhotite, chalcopyrite, galena, quartz | Stage A: pyrite + sericite; Stage B: sphalerite + pyrrhotite + chalcopyrite + galena + quartz; Stage C: actinolite + epidote + chlorite + magnetite + quartz | polymetallic veins crosscutting porphyry-stage veins and alteration zones | Z1 |  |  |  | actinolite, epidote, chlorite, magnetite, sericite, calcite, acanthite-argentite, pyrargyrite, hessite, electrum | carbon-coated thin sections; polished sections | SEM-EDS, EMPA, LA-ICPMS, SIMS | JEOL IT300HR scanning electron microscope equipped with secondary electron, backscattered electron (BSE), and energy dispersive X-ray spectrometry (EDS) detectors; TESCAN MIRA3 field-emission scanning electron microprobe (FE-SEM) equipped with a panchromatic cathodoluminescence (CL) detector; TESCAN Integrated Mineral Analyzer (TIMA) system with a Mira-3 scanning electron microscope with four EDS (EDAX Element 30) detectors; JEOL JXA-8230 electron microprobe | Wuhan Sample Solution Analytical Technology Co., Ltd., Wuhan, China; Tuoyan Analytical Technology Co., Ltd., Guangzhou, China; Nanjing Hongchuang Geological Exploration Technology Service Co., Ltd., Nanjing, China | SEM: accelerating voltage of 15–20 kV, emission current of ~80 μA, takeoff angle ~35°, 4 μm to 5 μm beam diameter, working distance of ~10 mm; SEM-CL: acceleration voltage of 10 kV, beam current of 15 nA; TIMA: accelerating voltage of 25 kV, probe current of 9 nA, working distance of 15 mm, pixel spacing 3 μm, dot spacing 9 μm; EPMA: beam current not fully stated in excerpt | [109 empty] | 66.8537 | [38 empty] | 2025 | Xinghai Lang et al., Polymetallic veins—a possible bridge between porphyry and intermediate-sulfidation deposits, Geological Society of America Bulletin, v. 136, doi:10.1130/B38406.1 |  | CHN | Tibet
| No. 1 porphyry Cu-Au deposit (Xietongmen deposit), Xiongcun ore district | No. 1 deposit, Xiongcun ore district | Magmatic hydrothermal | Porphyry | Cu-Au porphyry | Cu, Au | Zn, Ag, Pb | Cu, Au, Zn, Ag, Pb | Lang et al., 2014; Tang et al., 2015; Wang et al., 2017 |  | 5015-282.5-2@12-1 | 5015-282.5-2@12-1 | underground mine |  |  |  |  | ore material | drill core | drill core | mineral separate | [5 empty] | mineralisation |  |  |  | pyrite, sphalerite, pyrrhotite, chalcopyrite, galena, quartz | Stage A: pyrite + sericite; Stage B: sphalerite + pyrrhotite + chalcopyrite + galena + quartz; Stage C: actinolite + epidote + chlorite + magnetite + quartz | polymetallic veins crosscutting porphyry-stage veins and alteration zones | Z1 |  |  |  | actinolite, epidote, chlorite, magnetite, sericite, calcite, acanthite-argentite, pyrargyrite, hessite, electrum | carbon-coated thin sections; polished sections | SEM-EDS, EMPA, LA-ICPMS, SIMS | JEOL IT300HR scanning electron microscope equipped with secondary electron, backscattered electron (BSE), and energy dispersive X-ray spectrometry (EDS) detectors; TESCAN MIRA3 field-emission scanning electron microprobe (FE-SEM) equipped with a panchromatic cathodoluminescence (CL) detector; TESCAN Integrated Mineral Analyzer (TIMA) system with a Mira-3 scanning electron microscope with four EDS (EDAX Element 30) detectors; JEOL JXA-8230 electron microprobe | Wuhan Sample Solution Analytical Technology Co., Ltd., Wuhan, China; Tuoyan Analytical Technology Co., Ltd., Guangzhou, China; Nanjing Hongchuang Geological Exploration Technology Service Co., Ltd., Nanjing, China | SEM: accelerating voltage of 15–20 kV, emission current of ~80 μA, takeoff angle ~35°, 4 μm to 5 μm beam diameter, working distance of ~10 mm; SEM-CL: acceleration voltage of 10 kV, beam current of 15 nA; TIMA: accelerating voltage of 25 kV, probe current of 9 nA, working distance of 15 mm, pixel spacing 3 μm, dot spacing 9 μm; EPMA: beam current not fully stated in excerpt | [109 empty] | 60.0153 | [38 empty] | 2025 | Xinghai Lang et al., Polymetallic veins—a possible bridge between porphyry and intermediate-sulfidation deposits, Geological Society of America Bulletin, v. 136, doi:10.1130/B38406.1 |  | CHN | Tibet
| No. 1 porphyry Cu-Au deposit (Xietongmen deposit), Xiongcun ore district | No. 1 deposit, Xiongcun ore district | Magmatic hydrothermal | Porphyry | Cu-Au porphyry | Cu, Au | Zn, Ag, Pb | Cu, Au, Zn, Ag, Pb | Lang et al., 2014; Tang et al., 2015; Wang et al., 2017 |  | 5015-282.5-2@13-1 | 5015-282.5-2@13-1 | underground mine |  |  |  |  | ore material | drill core | drill core | mineral separate | [5 empty] | mineralisation |  |  |  | pyrite, sphalerite, pyrrhotite, chalcopyrite, galena, quartz | Stage A: pyrite + sericite; Stage B: sphalerite + pyrrhotite + chalcopyrite + galena + quartz; Stage C: actinolite + epidote + chlorite + magnetite + quartz | polymetallic veins crosscutting porphyry-stage veins and alteration zones | Z1 |  |  |  | actinolite, epidote, chlorite, magnetite, sericite, calcite, acanthite-argentite, pyrargyrite, hessite, electrum | carbon-coated thin sections; polished sections | SEM-EDS, EMPA, LA-ICPMS, SIMS | JEOL IT300HR scanning electron microscope equipped with secondary electron, backscattered electron (BSE), and energy dispersive X-ray spectrometry (EDS) detectors; TESCAN MIRA3 field-emission scanning electron microprobe (FE-SEM) equipped with a panchromatic cathodoluminescence (CL) detector; TESCAN Integrated Mineral Analyzer (TIMA) system with a Mira-3 scanning electron microscope with four EDS (EDAX Element 30) detectors; JEOL JXA-8230 electron microprobe | Wuhan Sample Solution Analytical Technology Co., Ltd., Wuhan, China; Tuoyan Analytical Technology Co., Ltd., Guangzhou, China; Nanjing Hongchuang Geological Exploration Technology Service Co., Ltd., Nanjing, China | SEM: accelerating voltage of 15–20 kV, emission current of ~80 μA, takeoff angle ~35°, 4 μm to 5 μm beam diameter, working distance of ~10 mm; SEM-CL: acceleration voltage of 10 kV, beam current of 15 nA; TIMA: accelerating voltage of 25 kV, probe current of 9 nA, working distance of 15 mm, pixel spacing 3 μm, dot spacing 9 μm; EPMA: beam current not fully stated in excerpt | [109 empty] | 91.5006 | [38 empty] | 2025 | Xinghai Lang et al., Polymetallic veins—a possible bridge between porphyry and intermediate-sulfidation deposits, Geological Society of America Bulletin, v. 136, doi:10.1130/B38406.1 |  | CHN | Tibet
| No. 1 porphyry Cu-Au deposit (Xietongmen deposit), Xiongcun ore district | No. 1 deposit, Xiongcun ore district | Magmatic hydrothermal | Porphyry | Cu-Au porphyry | Cu, Au | Zn, Ag, Pb | Cu, Au, Zn, Ag, Pb | Lang et al., 2014; Tang et al., 2015; Wang et al., 2017 |  | 5015-282.5-3@01-1 | 5015-282.5-3@01-1 | underground mine |  |  |  |  | ore material | drill core | drill core | mineral separate | [5 empty] | mineralisation |  |  |  | pyrite, sphalerite, pyrrhotite, chalcopyrite, galena, quartz | Stage A: pyrite + sericite; Stage B: sphalerite + pyrrhotite + chalcopyrite + galena + quartz; Stage C: actinolite + epidote + chlorite + magnetite + quartz | polymetallic veins crosscutting porphyry-stage veins and alteration zones | Z1 |  |  |  | actinolite, epidote, chlorite, magnetite, sericite, calcite, acanthite-argentite, pyrargyrite, hessite, electrum | carbon-coated thin sections; polished sections | SEM-EDS, EMPA, LA-ICPMS, SIMS | JEOL IT300HR scanning electron microscope equipped with secondary electron, backscattered electron (BSE), and energy dispersive X-ray spectrometry (EDS) detectors; TESCAN MIRA3 field-emission scanning electron microprobe (FE-SEM) equipped with a panchromatic cathodoluminescence (CL) detector; TESCAN Integrated Mineral Analyzer (TIMA) system with a Mira-3 scanning electron microscope with four EDS (EDAX Element 30) detectors; JEOL JXA-8230 electron microprobe | Wuhan Sample Solution Analytical Technology Co., Ltd., Wuhan, China; Tuoyan Analytical Technology Co., Ltd., Guangzhou, China; Nanjing Hongchuang Geological Exploration Technology Service Co., Ltd., Nanjing, China | SEM: accelerating voltage of 15–20 kV, emission current of ~80 μA, takeoff angle ~35°, 4 μm to 5 μm beam diameter, working distance of ~10 mm; SEM-CL: acceleration voltage of 10 kV, beam current of 15 nA; TIMA: accelerating voltage of 25 kV, probe current of 9 nA, working distance of 15 mm, pixel spacing 3 μm, dot spacing 9 μm; EPMA: beam current not fully stated in excerpt | [109 empty] | 80.6444 | [38 empty] | 2025 | Xinghai Lang et al., Polymetallic veins—a possible bridge between porphyry and intermediate-sulfidation deposits, Geological Society of America Bulletin, v. 136, doi:10.1130/B38406.1 |  | CHN | Tibet
| No. 1 porphyry Cu-Au deposit (Xietongmen deposit), Xiongcun ore district | No. 1 deposit, Xiongcun ore district | Magmatic hydrothermal | Porphyry | Cu-Au porphyry | Cu, Au | Zn, Ag, Pb | Cu, Au, Zn, Ag, Pb | Lang et al., 2014; Tang et al., 2015; Wang et al., 2017 |  | 5015-282.5-3@02-1 | 5015-282.5-3@02-1 | underground mine |  |  |  |  | ore material | drill core | drill core | mineral separate | [5 empty] | mineralisation |  |  |  | pyrite, sphalerite, pyrrhotite, chalcopyrite, galena, quartz | Stage A: pyrite + sericite; Stage B: sphalerite + pyrrhotite + chalcopyrite + galena + quartz; Stage C: actinolite + epidote + chlorite + magnetite + quartz | polymetallic veins crosscutting porphyry-stage veins and alteration zones | Z1 |  |  |  | actinolite, epidote, chlorite, magnetite, sericite, calcite, acanthite-argentite, pyrargyrite, hessite, electrum | carbon-coated thin sections; polished sections | SEM-EDS, EMPA, LA-ICPMS, SIMS | JEOL IT300HR scanning electron microscope equipped with secondary electron, backscattered electron (BSE), and energy dispersive X-ray spectrometry (EDS) detectors; TESCAN MIRA3 field-emission scanning electron microprobe (FE-SEM) equipped with a panchromatic cathodoluminescence (CL) detector; TESCAN Integrated Mineral Analyzer (TIMA) system with a Mira-3 scanning electron microscope with four EDS (EDAX Element 30) detectors; JEOL JXA-8230 electron microprobe | Wuhan Sample Solution Analytical Technology Co., Ltd., Wuhan, China; Tuoyan Analytical Technology Co., Ltd., Guangzhou, China; Nanjing Hongchuang Geological Exploration Technology Service Co., Ltd., Nanjing, China | SEM: accelerating voltage of 15–20 kV, emission current of ~80 μA, takeoff angle ~35°, 4 μm to 5 μm beam diameter, working distance of ~10 mm; SEM-CL: acceleration voltage of 10 kV, beam current of 15 nA; TIMA: accelerating voltage of 25 kV, probe current of 9 nA, working distance of 15 mm, pixel spacing 3 μm, dot spacing 9 μm; EPMA: beam current not fully stated in excerpt | [109 empty] | 61.491 | [38 empty] | 2025 | Xinghai Lang et al., Polymetallic veins—a possible bridge between porphyry and intermediate-sulfidation deposits, Geological Society of America Bulletin, v. 136, doi:10.1130/B38406.1 |  | CHN | Tibet
| No. 1 porphyry Cu-Au deposit (Xietongmen deposit), Xiongcun ore district | No. 1 deposit, Xiongcun ore district | Magmatic hydrothermal | Porphyry | Cu-Au porphyry | Cu, Au | Zn, Ag, Pb | Cu, Au, Zn, Ag, Pb | Lang et al., 2014; Tang et al., 2015; Wang et al., 2017 |  | 5015-282.5-3@03-1 | 5015-282.5-3@03-1 | underground mine |  |  |  |  | ore material | drill core | drill core | mineral separate | [5 empty] | mineralisation |  |  |  | pyrite, sphalerite, pyrrhotite, chalcopyrite, galena, quartz | Stage A: pyrite + sericite; Stage B: sphalerite + pyrrhotite + chalcopyrite + galena + quartz; Stage C: actinolite + epidote + chlorite + magnetite + quartz | polymetallic veins crosscutting porphyry-stage veins and alteration zones | Z1 |  |  |  | actinolite, epidote, chlorite, magnetite, sericite, calcite, acanthite-argentite, pyrargyrite, hessite, electrum | carbon-coated thin sections; polished sections | SEM-EDS, EMPA, LA-ICPMS, SIMS | JEOL IT300HR scanning electron microscope equipped with secondary electron, backscattered electron (BSE), and energy dispersive X-ray spectrometry (EDS) detectors; TESCAN MIRA3 field-emission scanning electron microprobe (FE-SEM) equipped with a panchromatic cathodoluminescence (CL) detector; TESCAN Integrated Mineral Analyzer (TIMA) system with a Mira-3 scanning electron microscope with four EDS (EDAX Element 30) detectors; JEOL JXA-8230 electron microprobe | Wuhan Sample Solution Analytical Technology Co., Ltd., Wuhan, China; Tuoyan Analytical Technology Co., Ltd., Guangzhou, China; Nanjing Hongchuang Geological Exploration Technology Service Co., Ltd., Nanjing, China | SEM: accelerating voltage of 15–20 kV, emission current of ~80 μA, takeoff angle ~35°, 4 μm to 5 μm beam diameter, working distance of ~10 mm; SEM-CL: acceleration voltage of 10 kV, beam current of 15 nA; TIMA: accelerating voltage of 25 kV, probe current of 9 nA, working distance of 15 mm, pixel spacing 3 μm, dot spacing 9 μm; EPMA: beam current not fully stated in excerpt | [109 empty] | 86.8925 | [38 empty] | 2025 | Xinghai Lang et al., Polymetallic veins—a possible bridge between porphyry and intermediate-sulfidation deposits, Geological Society of America Bulletin, v. 136, doi:10.1130/B38406.1 |  | CHN | Tibet
| No. 1 porphyry Cu-Au deposit (Xietongmen deposit), Xiongcun ore district | No. 1 deposit, Xiongcun ore district | Magmatic hydrothermal | Porphyry | Cu-Au porphyry | Cu, Au | Zn, Ag, Pb | Cu, Au, Zn, Ag, Pb | Lang et al., 2014; Tang et al., 2015; Wang et al., 2017 |  | 5015-282.5-3@04-1 | 5015-282.5-3@04-1 | underground mine |  |  |  |  | ore material | drill core | drill core | mineral separate | [5 empty] | mineralisation |  |  |  | pyrite, sphalerite, pyrrhotite, chalcopyrite, galena, quartz | Stage A: pyrite + sericite; Stage B: sphalerite + pyrrhotite + chalcopyrite + galena + quartz; Stage C: actinolite + epidote + chlorite + magnetite + quartz | polymetallic veins crosscutting porphyry-stage veins and alteration zones | Z1 |  |  |  | actinolite, epidote, chlorite, magnetite, sericite, calcite, acanthite-argentite, pyrargyrite, hessite, electrum | carbon-coated thin sections; polished sections | SEM-EDS, EMPA, LA-ICPMS, SIMS | JEOL IT300HR scanning electron microscope equipped with secondary electron, backscattered electron (BSE), and energy dispersive X-ray spectrometry (EDS) detectors; TESCAN MIRA3 field-emission scanning electron microprobe (FE-SEM) equipped with a panchromatic cathodoluminescence (CL) detector; TESCAN Integrated Mineral Analyzer (TIMA) system with a Mira-3 scanning electron microscope with four EDS (EDAX Element 30) detectors; JEOL JXA-8230 electron microprobe | Wuhan Sample Solution Analytical Technology Co., Ltd., Wuhan, China; Tuoyan Analytical Technology Co., Ltd., Guangzhou, China; Nanjing Hongchuang Geological Exploration Technology Service Co., Ltd., Nanjing, China | SEM: accelerating voltage of 15–20 kV, emission current of ~80 μA, takeoff angle ~35°, 4 μm to 5 μm beam diameter, working distance of ~10 mm; SEM-CL: acceleration voltage of 10 kV, beam current of 15 nA; TIMA: accelerating voltage of 25 kV, probe current of 9 nA, working distance of 15 mm, pixel spacing 3 μm, dot spacing 9 μm; EPMA: beam current not fully stated in excerpt | [109 empty] | 83.1587 | [38 empty] | 2025 | Xinghai Lang et al., Polymetallic veins—a possible bridge between porphyry and intermediate-sulfidation deposits, Geological Society of America Bulletin, v. 136, doi:10.1130/B38406.1 |  | CHN | Tibet
| No. 1 porphyry Cu-Au deposit (Xietongmen deposit), Xiongcun ore district | No. 1 deposit, Xiongcun ore district | Magmatic hydrothermal | Porphyry | Cu-Au porphyry | Cu, Au | Zn, Ag, Pb | Cu, Au, Zn, Ag, Pb | Lang et al., 2014; Tang et al., 2015; Wang et al., 2017 |  | 5015-282.5-3@05-1 | 5015-282.5-3@05-1 | underground mine |  |  |  |  | ore material | drill core | drill core | mineral separate | [5 empty] | mineralisation |  |  |  | pyrite, sphalerite, pyrrhotite, chalcopyrite, galena, quartz | Stage A: pyrite + sericite; Stage B: sphalerite + pyrrhotite + chalcopyrite + galena + quartz; Stage C: actinolite + epidote + chlorite + magnetite + quartz | polymetallic veins crosscutting porphyry-stage veins and alteration zones | Z1 |  |  |  | actinolite, epidote, chlorite, magnetite, sericite, calcite, acanthite-argentite, pyrargyrite, hessite, electrum | carbon-coated thin sections; polished sections | SEM-EDS, EMPA, LA-ICPMS, SIMS | JEOL IT300HR scanning electron microscope equipped with secondary electron, backscattered electron (BSE), and energy dispersive X-ray spectrometry (EDS) detectors; TESCAN MIRA3 field-emission scanning electron microprobe (FE-SEM) equipped with a panchromatic cathodoluminescence (CL) detector; TESCAN Integrated Mineral Analyzer (TIMA) system with a Mira-3 scanning electron microscope with four EDS (EDAX Element 30) detectors; JEOL JXA-8230 electron microprobe | Wuhan Sample Solution Analytical Technology Co., Ltd., Wuhan, China; Tuoyan Analytical Technology Co., Ltd., Guangzhou, China; Nanjing Hongchuang Geological Exploration Technology Service Co., Ltd., Nanjing, China | SEM: accelerating voltage of 15–20 kV, emission current of ~80 μA, takeoff angle ~35°, 4 μm to 5 μm beam diameter, working distance of ~10 mm; SEM-CL: acceleration voltage of 10 kV, beam current of 15 nA; TIMA: accelerating voltage of 25 kV, probe current of 9 nA, working distance of 15 mm, pixel spacing 3 μm, dot spacing 9 μm; EPMA: beam current not fully stated in excerpt | [109 empty] | 61.2959 | [38 empty] | 2025 | Xinghai Lang et al., Polymetallic veins—a possible bridge between porphyry and intermediate-sulfidation deposits, Geological Society of America Bulletin, v. 136, doi:10.1130/B38406.1 |  | CHN | Tibet
| No. 1 porphyry Cu-Au deposit (Xietongmen deposit), Xiongcun ore district | No. 1 deposit, Xiongcun ore district | Magmatic hydrothermal | Porphyry | Cu-Au porphyry | Cu, Au | Zn, Ag, Pb | Cu, Au, Zn, Ag, Pb | Lang et al., 2014; Tang et al., 2015; Wang et al., 2017 |  | 5015-282.5-3@06-1 | 5015-282.5-3@06-1 | underground mine |  |  |  |  | ore material | drill core | drill core | mineral separate | [5 empty] | mineralisation |  |  |  | pyrite, sphalerite, pyrrhotite, chalcopyrite, galena, quartz | Stage A: pyrite + sericite; Stage B: sphalerite + pyrrhotite + chalcopyrite + galena + quartz; Stage C: actinolite + epidote + chlorite + magnetite + quartz | polymetallic veins crosscutting porphyry-stage veins and alteration zones | Z1 |  |  |  | actinolite, epidote, chlorite, magnetite, sericite, calcite, acanthite-argentite, pyrargyrite, hessite, electrum | carbon-coated thin sections; polished sections | SEM-EDS, EMPA, LA-ICPMS, SIMS | JEOL IT300HR scanning electron microscope equipped with secondary electron, backscattered electron (BSE), and energy dispersive X-ray spectrometry (EDS) detectors; TESCAN MIRA3 field-emission scanning electron microprobe (FE-SEM) equipped with a panchromatic cathodoluminescence (CL) detector; TESCAN Integrated Mineral Analyzer (TIMA) system with a Mira-3 scanning electron microscope with four EDS (EDAX Element 30) detectors; JEOL JXA-8230 electron microprobe | Wuhan Sample Solution Analytical Technology Co., Ltd., Wuhan, China; Tuoyan Analytical Technology Co., Ltd., Guangzhou, China; Nanjing Hongchuang Geological Exploration Technology Service Co., Ltd., Nanjing, China | SEM: accelerating voltage of 15–20 kV, emission current of ~80 μA, takeoff angle ~35°, 4 μm to 5 μm beam diameter, working distance of ~10 mm; SEM-CL: acceleration voltage of 10 kV, beam current of 15 nA; TIMA: accelerating voltage of 25 kV, probe current of 9 nA, working distance of 15 mm, pixel spacing 3 μm, dot spacing 9 μm; EPMA: beam current not fully stated in excerpt | [109 empty] | 73.6037 | [38 empty] | 2025 | Xinghai Lang et al., Polymetallic veins—a possible bridge between porphyry and intermediate-sulfidation deposits, Geological Society of America Bulletin, v. 136, doi:10.1130/B38406.1 |  | CHN | Tibet
| No. 1 porphyry Cu-Au deposit (Xietongmen deposit), Xiongcun ore district | No. 1 deposit, Xiongcun ore district | Magmatic hydrothermal | Porphyry | Cu-Au porphyry | Cu, Au | Zn, Ag, Pb | Cu, Au, Zn, Ag, Pb | Lang et al., 2014; Tang et al., 2015; Wang et al., 2017 |  | 5015-282.5-3@07-1 | 5015-282.5-3@07-1 | underground mine |  |  |  |  | ore material | drill core | drill core | mineral separate | [5 empty] | mineralisation |  |  |  | pyrite, sphalerite, pyrrhotite, chalcopyrite, galena, quartz | Stage A: pyrite + sericite; Stage B: sphalerite + pyrrhotite + chalcopyrite + galena + quartz; Stage C: actinolite + epidote + chlorite + magnetite + quartz | polymetallic veins crosscutting porphyry-stage veins and alteration zones | Z1 |  |  |  | actinolite, epidote, chlorite, magnetite, sericite, calcite, acanthite-argentite, pyrargyrite, hessite, electrum | carbon-coated thin sections; polished sections | SEM-EDS, EMPA, LA-ICPMS, SIMS | JEOL IT300HR scanning electron microscope equipped with secondary electron, backscattered electron (BSE), and energy dispersive X-ray spectrometry (EDS) detectors; TESCAN MIRA3 field-emission scanning electron microprobe (FE-SEM) equipped with a panchromatic cathodoluminescence (CL) detector; TESCAN Integrated Mineral Analyzer (TIMA) system with a Mira-3 scanning electron microscope with four EDS (EDAX Element 30) detectors; JEOL JXA-8230 electron microprobe | Wuhan Sample Solution Analytical Technology Co., Ltd., Wuhan, China; Tuoyan Analytical Technology Co., Ltd., Guangzhou, China; Nanjing Hongchuang Geological Exploration Technology Service Co., Ltd., Nanjing, China | SEM: accelerating voltage of 15–20 kV, emission current of ~80 μA, takeoff angle ~35°, 4 μm to 5 μm beam diameter, working distance of ~10 mm; SEM-CL: acceleration voltage of 10 kV, beam current of 15 nA; TIMA: accelerating voltage of 25 kV, probe current of 9 nA, working distance of 15 mm, pixel spacing 3 μm, dot spacing 9 μm; EPMA: beam current not fully stated in excerpt | [109 empty] | 62.0954 | [38 empty] | 2025 | Xinghai Lang et al., Polymetallic veins—a possible bridge between porphyry and intermediate-sulfidation deposits, Geological Society of America Bulletin, v. 136, doi:10.1130/B38406.1 |  | CHN | Tibet
| No. 1 porphyry Cu-Au deposit (Xietongmen deposit), Xiongcun ore district | No. 1 deposit, Xiongcun ore district | Magmatic hydrothermal | Porphyry | Cu-Au porphyry | Cu, Au | Zn, Ag, Pb | Cu, Au, Zn, Ag, Pb | Lang et al., 2014; Tang et al., 2015; Wang et al., 2017 |  | 5015-282.5-3@08-1 | 5015-282.5-3@08-1 | underground mine |  |  |  |  | ore material | drill core | drill core | mineral separate | [5 empty] | mineralisation |  |  |  | pyrite, sphalerite, pyrrhotite, chalcopyrite, galena, quartz | Stage A: pyrite + sericite; Stage B: sphalerite + pyrrhotite + chalcopyrite + galena + quartz; Stage C: actinolite + epidote + chlorite + magnetite + quartz | polymetallic veins crosscutting porphyry-stage veins and alteration zones | Z1 |  |  |  | actinolite, epidote, chlorite, magnetite, sericite, calcite, acanthite-argentite, pyrargyrite, hessite, electrum | carbon-coated thin sections; polished sections | SEM-EDS, EMPA, LA-ICPMS, SIMS | JEOL IT300HR scanning electron microscope equipped with secondary electron, backscattered electron (BSE), and energy dispersive X-ray spectrometry (EDS) detectors; TESCAN MIRA3 field-emission scanning electron microprobe (FE-SEM) equipped with a panchromatic cathodoluminescence (CL) detector; TESCAN Integrated Mineral Analyzer (TIMA) system with a Mira-3 scanning electron microscope with four EDS (EDAX Element 30) detectors; JEOL JXA-8230 electron microprobe | Wuhan Sample Solution Analytical Technology Co., Ltd., Wuhan, China; Tuoyan Analytical Technology Co., Ltd., Guangzhou, China; Nanjing Hongchuang Geological Exploration Technology Service Co., Ltd., Nanjing, China | SEM: accelerating voltage of 15–20 kV, emission current of ~80 μA, takeoff angle ~35°, 4 μm to 5 μm beam diameter, working distance of ~10 mm; SEM-CL: acceleration voltage of 10 kV, beam current of 15 nA; TIMA: accelerating voltage of 25 kV, probe current of 9 nA, working distance of 15 mm, pixel spacing 3 μm, dot spacing 9 μm; EPMA: beam current not fully stated in excerpt | [109 empty] | 62.2198 | [38 empty] | 2025 | Xinghai Lang et al., Polymetallic veins—a possible bridge between porphyry and intermediate-sulfidation deposits, Geological Society of America Bulletin, v. 136, doi:10.1130/B38406.1 |  | CHN | Tibet
| No. 1 porphyry Cu-Au deposit (Xietongmen deposit), Xiongcun ore district | No. 1 deposit, Xiongcun ore district | Magmatic hydrothermal | Porphyry | Cu-Au porphyry | Cu, Au | Zn, Ag, Pb | Cu, Au, Zn, Ag, Pb | Lang et al., 2014; Tang et al., 2015; Wang et al., 2017 |  | 5015-282.5-3@09-1 | 5015-282.5-3@09-1 | underground mine |  |  |  |  | ore material | drill core | drill core | mineral separate | [5 empty] | mineralisation |  |  |  | pyrite, sphalerite, pyrrhotite, chalcopyrite, galena, quartz | Stage A: pyrite + sericite; Stage B: sphalerite + pyrrhotite + chalcopyrite + galena + quartz; Stage C: actinolite + epidote + chlorite + magnetite + quartz | polymetallic veins crosscutting porphyry-stage veins and alteration zones | Z1 |  |  |  | actinolite, epidote, chlorite, magnetite, sericite, calcite, acanthite-argentite, pyrargyrite, hessite, electrum | carbon-coated thin sections; polished sections | SEM-EDS, EMPA, LA-ICPMS, SIMS | JEOL IT300HR scanning electron microscope equipped with secondary electron, backscattered electron (BSE), and energy dispersive X-ray spectrometry (EDS) detectors; TESCAN MIRA3 field-emission scanning electron microprobe (FE-SEM) equipped with a panchromatic cathodoluminescence (CL) detector; TESCAN Integrated Mineral Analyzer (TIMA) system with a Mira-3 scanning electron microscope with four EDS (EDAX Element 30) detectors; JEOL JXA-8230 electron microprobe | Wuhan Sample Solution Analytical Technology Co., Ltd., Wuhan, China; Tuoyan Analytical Technology Co., Ltd., Guangzhou, China; Nanjing Hongchuang Geological Exploration Technology Service Co., Ltd., Nanjing, China | SEM: accelerating voltage of 15–20 kV, emission current of ~80 μA, takeoff angle ~35°, 4 μm to 5 μm beam diameter, working distance of ~10 mm; SEM-CL: acceleration voltage of 10 kV, beam current of 15 nA; TIMA: accelerating voltage of 25 kV, probe current of 9 nA, working distance of 15 mm, pixel spacing 3 μm, dot spacing 9 μm; EPMA: beam current not fully stated in excerpt | [109 empty] | 67.6937 | [38 empty] | 2025 | Xinghai Lang et al., Polymetallic veins—a possible bridge between porphyry and intermediate-sulfidation deposits, Geological Society of America Bulletin, v. 136, doi:10.1130/B38406.1 |  | CHN | Tibet
| No. 1 porphyry Cu-Au deposit (Xietongmen deposit), Xiongcun ore district | No. 1 deposit, Xiongcun ore district | Magmatic hydrothermal | Porphyry | Cu-Au porphyry | Cu, Au | Zn, Ag, Pb | Cu, Au, Zn, Ag, Pb | Lang et al., 2014; Tang et al., 2015; Wang et al., 2017 |  | 5015-282.5-3@10-1 | 5015-282.5-3@10-1 | underground mine |  |  |  |  | ore material | drill core | drill core | mineral separate | [5 empty] | mineralisation |  |  |  | pyrite, sphalerite, pyrrhotite, chalcopyrite, galena, quartz | Stage A: pyrite + sericite; Stage B: sphalerite + pyrrhotite + chalcopyrite + galena + quartz; Stage C: actinolite + epidote + chlorite + magnetite + quartz | polymetallic veins crosscutting porphyry-stage veins and alteration zones | Z1 |  |  |  | actinolite, epidote, chlorite, magnetite, sericite, calcite, acanthite-argentite, pyrargyrite, hessite, electrum | carbon-coated thin sections; polished sections | SEM-EDS, EMPA, LA-ICPMS, SIMS | JEOL IT300HR scanning electron microscope equipped with secondary electron, backscattered electron (BSE), and energy dispersive X-ray spectrometry (EDS) detectors; TESCAN MIRA3 field-emission scanning electron microprobe (FE-SEM) equipped with a panchromatic cathodoluminescence (CL) detector; TESCAN Integrated Mineral Analyzer (TIMA) system with a Mira-3 scanning electron microscope with four EDS (EDAX Element 30) detectors; JEOL JXA-8230 electron microprobe | Wuhan Sample Solution Analytical Technology Co., Ltd., Wuhan, China; Tuoyan Analytical Technology Co., Ltd., Guangzhou, China; Nanjing Hongchuang Geological Exploration Technology Service Co., Ltd., Nanjing, China | SEM: accelerating voltage of 15–20 kV, emission current of ~80 μA, takeoff angle ~35°, 4 μm to 5 μm beam diameter, working distance of ~10 mm; SEM-CL: acceleration voltage of 10 kV, beam current of 15 nA; TIMA: accelerating voltage of 25 kV, probe current of 9 nA, working distance of 15 mm, pixel spacing 3 μm, dot spacing 9 μm; EPMA: beam current not fully stated in excerpt | [109 empty] | 80.7754 | [38 empty] | 2025 | Xinghai Lang et al., Polymetallic veins—a possible bridge between porphyry and intermediate-sulfidation deposits, Geological Society of America Bulletin, v. 136, doi:10.1130/B38406.1 |  | CHN | Tibet
| No. 1 porphyry Cu-Au deposit (Xietongmen deposit), Xiongcun ore district | No. 1 deposit, Xiongcun ore district | Magmatic hydrothermal | Porphyry | Cu-Au porphyry | Cu, Au | Zn, Ag, Pb | Cu, Au, Zn, Ag, Pb | Lang et al., 2014; Tang et al., 2015; Wang et al., 2017 |  | 5015-282.5-3@11-1 | 5015-282.5-3@11-1 | underground mine |  |  |  |  | ore material | drill core | drill core | mineral separate | [5 empty] | mineralisation |  |  |  | pyrite, sphalerite, pyrrhotite, chalcopyrite, galena, quartz | Stage A: pyrite + sericite; Stage B: sphalerite + pyrrhotite + chalcopyrite + galena + quartz; Stage C: actinolite + epidote + chlorite + magnetite + quartz | polymetallic veins crosscutting porphyry-stage veins and alteration zones | Z1 |  |  |  | actinolite, epidote, chlorite, magnetite, sericite, calcite, acanthite-argentite, pyrargyrite, hessite, electrum | carbon-coated thin sections; polished sections | SEM-EDS, EMPA, LA-ICPMS, SIMS | JEOL IT300HR scanning electron microscope equipped with secondary electron, backscattered electron (BSE), and energy dispersive X-ray spectrometry (EDS) detectors; TESCAN MIRA3 field-emission scanning electron microprobe (FE-SEM) equipped with a panchromatic cathodoluminescence (CL) detector; TESCAN Integrated Mineral Analyzer (TIMA) system with a Mira-3 scanning electron microscope with four EDS (EDAX Element 30) detectors; JEOL JXA-8230 electron microprobe | Wuhan Sample Solution Analytical Technology Co., Ltd., Wuhan, China; Tuoyan Analytical Technology Co., Ltd., Guangzhou, China; Nanjing Hongchuang Geological Exploration Technology Service Co., Ltd., Nanjing, China | SEM: accelerating voltage of 15–20 kV, emission current of ~80 μA, takeoff angle ~35°, 4 μm to 5 μm beam diameter, working distance of ~10 mm; SEM-CL: acceleration voltage of 10 kV, beam current of 15 nA; TIMA: accelerating voltage of 25 kV, probe current of 9 nA, working distance of 15 mm, pixel spacing 3 μm, dot spacing 9 μm; EPMA: beam current not fully stated in excerpt | [109 empty] | 61.1095 | [38 empty] | 2025 | Xinghai Lang et al., Polymetallic veins—a possible bridge between porphyry and intermediate-sulfidation deposits, Geological Society of America Bulletin, v. 136, doi:10.1130/B38406.1 |  | CHN | Tibet
| No. 1 porphyry Cu-Au deposit (Xietongmen deposit), Xiongcun ore district | No. 1 deposit, Xiongcun ore district | Magmatic hydrothermal | Porphyry | Cu-Au porphyry | Cu, Au | Zn, Ag, Pb | Cu, Au, Zn, Ag, Pb | Lang et al., 2014; Tang et al., 2015; Wang et al., 2017 |  | 5015-282.5-3@12-1 | 5015-282.5-3@12-1 | underground mine |  |  |  |  | ore material | drill core | drill core | mineral separate | [5 empty] | mineralisation |  |  |  | pyrite, sphalerite, pyrrhotite, chalcopyrite, galena, quartz | Stage A: pyrite + sericite; Stage B: sphalerite + pyrrhotite + chalcopyrite + galena + quartz; Stage C: actinolite + epidote + chlorite + magnetite + quartz | polymetallic veins crosscutting porphyry-stage veins and alteration zones | Z1 |  |  |  | actinolite, epidote, chlorite, magnetite, sericite, calcite, acanthite-argentite, pyrargyrite, hessite, electrum | carbon-coated thin sections; polished sections | SEM-EDS, EMPA, LA-ICPMS, SIMS | JEOL IT300HR scanning electron microscope equipped with secondary electron, backscattered electron (BSE), and energy dispersive X-ray spectrometry (EDS) detectors; TESCAN MIRA3 field-emission scanning electron microprobe (FE-SEM) equipped with a panchromatic cathodoluminescence (CL) detector; TESCAN Integrated Mineral Analyzer (TIMA) system with a Mira-3 scanning electron microscope with four EDS (EDAX Element 30) detectors; JEOL JXA-8230 electron microprobe | Wuhan Sample Solution Analytical Technology Co., Ltd., Wuhan, China; Tuoyan Analytical Technology Co., Ltd., Guangzhou, China; Nanjing Hongchuang Geological Exploration Technology Service Co., Ltd., Nanjing, China | SEM: accelerating voltage of 15–20 kV, emission current of ~80 μA, takeoff angle ~35°, 4 μm to 5 μm beam diameter, working distance of ~10 mm; SEM-CL: acceleration voltage of 10 kV, beam current of 15 nA; TIMA: accelerating voltage of 25 kV, probe current of 9 nA, working distance of 15 mm, pixel spacing 3 μm, dot spacing 9 μm; EPMA: beam current not fully stated in excerpt | [109 empty] | 62.538 | [38 empty] | 2025 | Xinghai Lang et al., Polymetallic veins—a possible bridge between porphyry and intermediate-sulfidation deposits, Geological Society of America Bulletin, v. 136, doi:10.1130/B38406.1 |  | CHN | Tibet
| No. 1 porphyry Cu-Au deposit (Xietongmen deposit), Xiongcun ore district | No. 1 deposit, Xiongcun ore district | Magmatic hydrothermal | Porphyry | Cu-Au porphyry | Cu, Au | Zn, Ag, Pb | Cu, Au, Zn, Ag, Pb | Lang et al., 2014; Tang et al., 2015; Wang et al., 2017 |  | 5015-282.5-3@13-1 | 5015-282.5-3@13-1 | underground mine |  |  |  |  | ore material | drill core | drill core | mineral separate | [5 empty] | mineralisation |  |  |  | pyrite, sphalerite, pyrrhotite, chalcopyrite, galena, quartz | Stage A: pyrite + sericite; Stage B: sphalerite + pyrrhotite + chalcopyrite + galena + quartz; Stage C: actinolite + epidote + chlorite + magnetite + quartz | polymetallic veins crosscutting porphyry-stage veins and alteration zones | Z1 |  |  |  | actinolite, epidote, chlorite, magnetite, sericite, calcite, acanthite-argentite, pyrargyrite, hessite, electrum | carbon-coated thin sections; polished sections | SEM-EDS, EMPA, LA-ICPMS, SIMS | JEOL IT300HR scanning electron microscope equipped with secondary electron, backscattered electron (BSE), and energy dispersive X-ray spectrometry (EDS) detectors; TESCAN MIRA3 field-emission scanning electron microprobe (FE-SEM) equipped with a panchromatic cathodoluminescence (CL) detector; TESCAN Integrated Mineral Analyzer (TIMA) system with a Mira-3 scanning electron microscope with four EDS (EDAX Element 30) detectors; JEOL JXA-8230 electron microprobe | Wuhan Sample Solution Analytical Technology Co., Ltd., Wuhan, China; Tuoyan Analytical Technology Co., Ltd., Guangzhou, China; Nanjing Hongchuang Geological Exploration Technology Service Co., Ltd., Nanjing, China | SEM: accelerating voltage of 15–20 kV, emission current of ~80 μA, takeoff angle ~35°, 4 μm to 5 μm beam diameter, working distance of ~10 mm; SEM-CL: acceleration voltage of 10 kV, beam current of 15 nA; TIMA: accelerating voltage of 25 kV, probe current of 9 nA, working distance of 15 mm, pixel spacing 3 μm, dot spacing 9 μm; EPMA: beam current not fully stated in excerpt | [109 empty] | 80.3511 | [38 empty] | 2025 | Xinghai Lang et al., Polymetallic veins—a possible bridge between porphyry and intermediate-sulfidation deposits, Geological Society of America Bulletin, v. 136, doi:10.1130/B38406.1 |  | CHN | Tibet
| No. 1 porphyry Cu-Au deposit (Xietongmen deposit), Xiongcun ore district | No. 1 deposit, Xiongcun ore district | Magmatic hydrothermal | Porphyry | Cu-Au porphyry | Cu, Au | Zn, Ag, Pb | Cu, Au, Zn, Ag, Pb | Lang et al., 2014; Tang et al., 2015; Wang et al., 2017 |  | 5056-170.4-1@01-1 | 5056-170.4-1@01-1 | underground mine |  |  |  |  | ore material | drill core | drill core | mineral separate | [5 empty] | mineralisation |  |  |  | pyrite, sphalerite, pyrrhotite, chalcopyrite, galena, quartz | Stage A: pyrite + sericite; Stage B: sphalerite + pyrrhotite + chalcopyrite + galena + quartz; Stage C: actinolite + epidote + chlorite + magnetite + quartz | polymetallic veins crosscutting porphyry-stage veins and alteration zones | Z2 |  |  |  | actinolite, epidote, chlorite, magnetite, sericite, calcite, acanthite-argentite, pyrargyrite, hessite, electrum | carbon-coated thin sections; polished sections | SEM-EDS, EMPA, LA-ICPMS, SIMS | JEOL IT300HR scanning electron microscope equipped with secondary electron, backscattered electron (BSE), and energy dispersive X-ray spectrometry (EDS) detectors; TESCAN MIRA3 field-emission scanning electron microprobe (FE-SEM) equipped with a panchromatic cathodoluminescence (CL) detector; TESCAN Integrated Mineral Analyzer (TIMA) system with a Mira-3 scanning electron microscope with four EDS (EDAX Element 30) detectors; JEOL JXA-8230 electron microprobe | Wuhan Sample Solution Analytical Technology Co., Ltd., Wuhan, China; Tuoyan Analytical Technology Co., Ltd., Guangzhou, China; Nanjing Hongchuang Geological Exploration Technology Service Co., Ltd., Nanjing, China | SEM: accelerating voltage of 15–20 kV, emission current of ~80 μA, takeoff angle ~35°, 4 μm to 5 μm beam diameter, working distance of ~10 mm; SEM-CL: acceleration voltage of 10 kV, beam current of 15 nA; TIMA: accelerating voltage of 25 kV, probe current of 9 nA, working distance of 15 mm, pixel spacing 3 μm, dot spacing 9 μm; EPMA: beam current not fully stated in excerpt | [109 empty] | 93.6371 | [38 empty] | 2025 | Xinghai Lang et al., Polymetallic veins—a possible bridge between porphyry and intermediate-sulfidation deposits, Geological Society of America Bulletin, v. 136, doi:10.1130/B38406.1 |  | CHN | Tibet
| No. 1 porphyry Cu-Au deposit (Xietongmen deposit), Xiongcun ore district | No. 1 deposit, Xiongcun ore district | Magmatic hydrothermal | Porphyry | Cu-Au porphyry | Cu, Au | Zn, Ag, Pb | Cu, Au, Zn, Ag, Pb | Lang et al., 2014; Tang et al., 2015; Wang et al., 2017 |  | 5056-170.4-1@02-1 | 5056-170.4-1@02-1 | underground mine |  |  |  |  | ore material | drill core | drill core | mineral separate | [5 empty] | mineralisation |  |  |  | pyrite, sphalerite, pyrrhotite, chalcopyrite, galena, quartz | Stage A: pyrite + sericite; Stage B: sphalerite + pyrrhotite + chalcopyrite + galena + quartz; Stage C: actinolite + epidote + chlorite + magnetite + quartz | polymetallic veins crosscutting porphyry-stage veins and alteration zones | Z2 |  |  |  | actinolite, epidote, chlorite, magnetite, sericite, calcite, acanthite-argentite, pyrargyrite, hessite, electrum | carbon-coated thin sections; polished sections | SEM-EDS, EMPA, LA-ICPMS, SIMS | JEOL IT300HR scanning electron microscope equipped with secondary electron, backscattered electron (BSE), and energy dispersive X-ray spectrometry (EDS) detectors; TESCAN MIRA3 field-emission scanning electron microprobe (FE-SEM) equipped with a panchromatic cathodoluminescence (CL) detector; TESCAN Integrated Mineral Analyzer (TIMA) system with a Mira-3 scanning electron microscope with four EDS (EDAX Element 30) detectors; JEOL JXA-8230 electron microprobe | Wuhan Sample Solution Analytical Technology Co., Ltd., Wuhan, China; Tuoyan Analytical Technology Co., Ltd., Guangzhou, China; Nanjing Hongchuang Geological Exploration Technology Service Co., Ltd., Nanjing, China | SEM: accelerating voltage of 15–20 kV, emission current of ~80 μA, takeoff angle ~35°, 4 μm to 5 μm beam diameter, working distance of ~10 mm; SEM-CL: acceleration voltage of 10 kV, beam current of 15 nA; TIMA: accelerating voltage of 25 kV, probe current of 9 nA, working distance of 15 mm, pixel spacing 3 μm, dot spacing 9 μm; EPMA: beam current not fully stated in excerpt | [109 empty] | 90.9627 | [38 empty] | 2025 | Xinghai Lang et al., Polymetallic veins—a possible bridge between porphyry and intermediate-sulfidation deposits, Geological Society of America Bulletin, v. 136, doi:10.1130/B38406.1 |  | CHN | Tibet
| No. 1 porphyry Cu-Au deposit (Xietongmen deposit), Xiongcun ore district | No. 1 deposit, Xiongcun ore district | Magmatic hydrothermal | Porphyry | Cu-Au porphyry | Cu, Au | Zn, Ag, Pb | Cu, Au, Zn, Ag, Pb | Lang et al., 2014; Tang et al., 2015; Wang et al., 2017 |  | 5056-170.4-1@03-1 | 5056-170.4-1@03-1 | underground mine |  |  |  |  | ore material | drill core | drill core | mineral separate | [5 empty] | mineralisation |  |  |  | pyrite, sphalerite, pyrrhotite, chalcopyrite, galena, quartz | Stage A: pyrite + sericite; Stage B: sphalerite + pyrrhotite + chalcopyrite + galena + quartz; Stage C: actinolite + epidote + chlorite + magnetite + quartz | polymetallic veins crosscutting porphyry-stage veins and alteration zones | Z2 |  |  |  | actinolite, epidote, chlorite, magnetite, sericite, calcite, acanthite-argentite, pyrargyrite, hessite, electrum | carbon-coated thin sections; polished sections | SEM-EDS, EMPA, LA-ICPMS, SIMS | JEOL IT300HR scanning electron microscope equipped with secondary electron, backscattered electron (BSE), and energy dispersive X-ray spectrometry (EDS) detectors; TESCAN MIRA3 field-emission scanning electron microprobe (FE-SEM) equipped with a panchromatic cathodoluminescence (CL) detector; TESCAN Integrated Mineral Analyzer (TIMA) system with a Mira-3 scanning electron microscope with four EDS (EDAX Element 30) detectors; JEOL JXA-8230 electron microprobe | Wuhan Sample Solution Analytical Technology Co., Ltd., Wuhan, China; Tuoyan Analytical Technology Co., Ltd., Guangzhou, China; Nanjing Hongchuang Geological Exploration Technology Service Co., Ltd., Nanjing, China | SEM: accelerating voltage of 15–20 kV, emission current of ~80 μA, takeoff angle ~35°, 4 μm to 5 μm beam diameter, working distance of ~10 mm; SEM-CL: acceleration voltage of 10 kV, beam current of 15 nA; TIMA: accelerating voltage of 25 kV, probe current of 9 nA, working distance of 15 mm, pixel spacing 3 μm, dot spacing 9 μm; EPMA: beam current not fully stated in excerpt | [109 empty] | 78.4742 | [38 empty] | 2025 | Xinghai Lang et al., Polymetallic veins—a possible bridge between porphyry and intermediate-sulfidation deposits, Geological Society of America Bulletin, v. 136, doi:10.1130/B38406.1 |  | CHN | Tibet
| No. 1 porphyry Cu-Au deposit (Xietongmen deposit), Xiongcun ore district | No. 1 deposit, Xiongcun ore district | Magmatic hydrothermal | Porphyry | Cu-Au porphyry | Cu, Au | Zn, Ag, Pb | Cu, Au, Zn, Ag, Pb | Lang et al., 2014; Tang et al., 2015; Wang et al., 2017 |  | 5056-170.4-1@04-1 | 5056-170.4-1@04-1 | underground mine |  |  |  |  | ore material | drill core | drill core | mineral separate | [5 empty] | mineralisation |  |  |  | pyrite, sphalerite, pyrrhotite, chalcopyrite, galena, quartz | Stage A: pyrite + sericite; Stage B: sphalerite + pyrrhotite + chalcopyrite + galena + quartz; Stage C: actinolite + epidote + chlorite + magnetite + quartz | polymetallic veins crosscutting porphyry-stage veins and alteration zones | Z2 |  |  |  | actinolite, epidote, chlorite, magnetite, sericite, calcite, acanthite-argentite, pyrargyrite, hessite, electrum | carbon-coated thin sections; polished sections | SEM-EDS, EMPA, LA-ICPMS, SIMS | JEOL IT300HR scanning electron microscope equipped with secondary electron, backscattered electron (BSE), and energy dispersive X-ray spectrometry (EDS) detectors; TESCAN MIRA3 field-emission scanning electron microprobe (FE-SEM) equipped with a panchromatic cathodoluminescence (CL) detector; TESCAN Integrated Mineral Analyzer (TIMA) system with a Mira-3 scanning electron microscope with four EDS (EDAX Element 30) detectors; JEOL JXA-8230 electron microprobe | Wuhan Sample Solution Analytical Technology Co., Ltd., Wuhan, China; Tuoyan Analytical Technology Co., Ltd., Guangzhou, China; Nanjing Hongchuang Geological Exploration Technology Service Co., Ltd., Nanjing, China | SEM: accelerating voltage of 15–20 kV, emission current of ~80 μA, takeoff angle ~35°, 4 μm to 5 μm beam diameter, working distance of ~10 mm; SEM-CL: acceleration voltage of 10 kV, beam current of 15 nA; TIMA: accelerating voltage of 25 kV, probe current of 9 nA, working distance of 15 mm, pixel spacing 3 μm, dot spacing 9 μm; EPMA: beam current not fully stated in excerpt | [109 empty] | 68.8245 | [38 empty] | 2025 | Xinghai Lang et al., Polymetallic veins—a possible bridge between porphyry and intermediate-sulfidation deposits, Geological Society of America Bulletin, v. 136, doi:10.1130/B38406.1 |  | CHN | Tibet
| No. 1 porphyry Cu-Au deposit (Xietongmen deposit), Xiongcun ore district | No. 1 deposit, Xiongcun ore district | Magmatic hydrothermal | Porphyry | Cu-Au porphyry | Cu, Au | Zn, Ag, Pb | Cu, Au, Zn, Ag, Pb | Lang et al., 2014; Tang et al., 2015; Wang et al., 2017 |  | 5056-170.4-1@05-1 | 5056-170.4-1@05-1 | underground mine |  |  |  |  | ore material | drill core | drill core | mineral separate | [5 empty] | mineralisation |  |  |  | pyrite, sphalerite, pyrrhotite, chalcopyrite, galena, quartz | Stage A: pyrite + sericite; Stage B: sphalerite + pyrrhotite + chalcopyrite + galena + quartz; Stage C: actinolite + epidote + chlorite + magnetite + quartz | polymetallic veins crosscutting porphyry-stage veins and alteration zones | Z2 |  |  |  | actinolite, epidote, chlorite, magnetite, sericite, calcite, acanthite-argentite, pyrargyrite, hessite, electrum | carbon-coated thin sections; polished sections | SEM-EDS, EMPA, LA-ICPMS, SIMS | JEOL IT300HR scanning electron microscope equipped with secondary electron, backscattered electron (BSE), and energy dispersive X-ray spectrometry (EDS) detectors; TESCAN MIRA3 field-emission scanning electron microprobe (FE-SEM) equipped with a panchromatic cathodoluminescence (CL) detector; TESCAN Integrated Mineral Analyzer (TIMA) system with a Mira-3 scanning electron microscope with four EDS (EDAX Element 30) detectors; JEOL JXA-8230 electron microprobe | Wuhan Sample Solution Analytical Technology Co., Ltd., Wuhan, China; Tuoyan Analytical Technology Co., Ltd., Guangzhou, China; Nanjing Hongchuang Geological Exploration Technology Service Co., Ltd., Nanjing, China | SEM: accelerating voltage of 15–20 kV, emission current of ~80 μA, takeoff angle ~35°, 4 μm to 5 μm beam diameter, working distance of ~10 mm; SEM-CL: acceleration voltage of 10 kV, beam current of 15 nA; TIMA: accelerating voltage of 25 kV, probe current of 9 nA, working distance of 15 mm, pixel spacing 3 μm, dot spacing 9 μm; EPMA: beam current not fully stated in excerpt | [109 empty] | 88.7244 | [38 empty] | 2025 | Xinghai Lang et al., Polymetallic veins—a possible bridge between porphyry and intermediate-sulfidation deposits, Geological Society of America Bulletin, v. 136, doi:10.1130/B38406.1 |  | CHN | Tibet
| No. 1 porphyry Cu-Au deposit (Xietongmen deposit), Xiongcun ore district | No. 1 deposit, Xiongcun ore district | Magmatic hydrothermal | Porphyry | Cu-Au porphyry | Cu, Au | Zn, Ag, Pb | Cu, Au, Zn, Ag, Pb | Lang et al., 2014; Tang et al., 2015; Wang et al., 2017 |  | 5056-170.4-1@06-1 | 5056-170.4-1@06-1 | underground mine |  |  |  |  | ore material | drill core | drill core | mineral separate | [5 empty] | mineralisation |  |  |  | pyrite, sphalerite, pyrrhotite, chalcopyrite, galena, quartz | Stage A: pyrite + sericite; Stage B: sphalerite + pyrrhotite + chalcopyrite + galena + quartz; Stage C: actinolite + epidote + chlorite + magnetite + quartz | polymetallic veins crosscutting porphyry-stage veins and alteration zones | Z2 |  |  |  | actinolite, epidote, chlorite, magnetite, sericite, calcite, acanthite-argentite, pyrargyrite, hessite, electrum | carbon-coated thin sections; polished sections | SEM-EDS, EMPA, LA-ICPMS, SIMS | JEOL IT300HR scanning electron microscope equipped with secondary electron, backscattered electron (BSE), and energy dispersive X-ray spectrometry (EDS) detectors; TESCAN MIRA3 field-emission scanning electron microprobe (FE-SEM) equipped with a panchromatic cathodoluminescence (CL) detector; TESCAN Integrated Mineral Analyzer (TIMA) system with a Mira-3 scanning electron microscope with four EDS (EDAX Element 30) detectors; JEOL JXA-8230 electron microprobe | Wuhan Sample Solution Analytical Technology Co., Ltd., Wuhan, China; Tuoyan Analytical Technology Co., Ltd., Guangzhou, China; Nanjing Hongchuang Geological Exploration Technology Service Co., Ltd., Nanjing, China | SEM: accelerating voltage of 15–20 kV, emission current of ~80 μA, takeoff angle ~35°, 4 μm to 5 μm beam diameter, working distance of ~10 mm; SEM-CL: acceleration voltage of 10 kV, beam current of 15 nA; TIMA: accelerating voltage of 25 kV, probe current of 9 nA, working distance of 15 mm, pixel spacing 3 μm, dot spacing 9 μm; EPMA: beam current not fully stated in excerpt | [109 empty] | 136.1898 | [38 empty] | 2025 | Xinghai Lang et al., Polymetallic veins—a possible bridge between porphyry and intermediate-sulfidation deposits, Geological Society of America Bulletin, v. 136, doi:10.1130/B38406.1 |  | CHN | Tibet
| No. 1 porphyry Cu-Au deposit (Xietongmen deposit), Xiongcun ore district | No. 1 deposit, Xiongcun ore district | Magmatic hydrothermal | Porphyry | Cu-Au porphyry | Cu, Au | Zn, Ag, Pb | Cu, Au, Zn, Ag, Pb | Lang et al., 2014; Tang et al., 2015; Wang et al., 2017 |  | 5056-170.4-1@07-1 | 5056-170.4-1@07-1 | underground mine |  |  |  |  | ore material | drill core | drill core | mineral separate | [5 empty] | mineralisation |  |  |  | pyrite, sphalerite, pyrrhotite, chalcopyrite, galena, quartz | Stage A: pyrite + sericite; Stage B: sphalerite + pyrrhotite + chalcopyrite + galena + quartz; Stage C: actinolite + epidote + chlorite + magnetite + quartz | polymetallic veins crosscutting porphyry-stage veins and alteration zones | Z2 |  |  |  | actinolite, epidote, chlorite, magnetite, sericite, calcite, acanthite-argentite, pyrargyrite, hessite, electrum | carbon-coated thin sections; polished sections | SEM-EDS, EMPA, LA-ICPMS, SIMS | JEOL IT300HR scanning electron microscope equipped with secondary electron, backscattered electron (BSE), and energy dispersive X-ray spectrometry (EDS) detectors; TESCAN MIRA3 field-emission scanning electron microprobe (FE-SEM) equipped with a panchromatic cathodoluminescence (CL) detector; TESCAN Integrated Mineral Analyzer (TIMA) system with a Mira-3 scanning electron microscope with four EDS (EDAX Element 30) detectors; JEOL JXA-8230 electron microprobe | Wuhan Sample Solution Analytical Technology Co., Ltd., Wuhan, China; Tuoyan Analytical Technology Co., Ltd., Guangzhou, China; Nanjing Hongchuang Geological Exploration Technology Service Co., Ltd., Nanjing, China | SEM: accelerating voltage of 15–20 kV, emission current of ~80 μA, takeoff angle ~35°, 4 μm to 5 μm beam diameter, working distance of ~10 mm; SEM-CL: acceleration voltage of 10 kV, beam current of 15 nA; TIMA: accelerating voltage of 25 kV, probe current of 9 nA, working distance of 15 mm, pixel spacing 3 μm, dot spacing 9 μm; EPMA: beam current not fully stated in excerpt | [109 empty] | 86.2743 | [38 empty] | 2025 | Xinghai Lang et al., Polymetallic veins—a possible bridge between porphyry and intermediate-sulfidation deposits, Geological Society of America Bulletin, v. 136, doi:10.1130/B38406.1 |  | CHN | Tibet
| No. 1 porphyry Cu-Au deposit (Xietongmen deposit), Xiongcun ore district | No. 1 deposit, Xiongcun ore district | Magmatic hydrothermal | Porphyry | Cu-Au porphyry | Cu, Au | Zn, Ag, Pb | Cu, Au, Zn, Ag, Pb | Lang et al., 2014; Tang et al., 2015; Wang et al., 2017 |  | 5056-170.4-1@08-1 | 5056-170.4-1@08-1 | underground mine |  |  |  |  | ore material | drill core | drill core | mineral separate | [5 empty] | mineralisation |  |  |  | pyrite, sphalerite, pyrrhotite, chalcopyrite, galena, quartz | Stage A: pyrite + sericite; Stage B: sphalerite + pyrrhotite + chalcopyrite + galena + quartz; Stage C: actinolite + epidote + chlorite + magnetite + quartz | polymetallic veins crosscutting porphyry-stage veins and alteration zones | Z2 |  |  |  | actinolite, epidote, chlorite, magnetite, sericite, calcite, acanthite-argentite, pyrargyrite, hessite, electrum | carbon-coated thin sections; polished sections | SEM-EDS, EMPA, LA-ICPMS, SIMS | JEOL IT300HR scanning electron microscope equipped with secondary electron, backscattered electron (BSE), and energy dispersive X-ray spectrometry (EDS) detectors; TESCAN MIRA3 field-emission scanning electron microprobe (FE-SEM) equipped with a panchromatic cathodoluminescence (CL) detector; TESCAN Integrated Mineral Analyzer (TIMA) system with a Mira-3 scanning electron microscope with four EDS (EDAX Element 30) detectors; JEOL JXA-8230 electron microprobe | Wuhan Sample Solution Analytical Technology Co., Ltd., Wuhan, China; Tuoyan Analytical Technology Co., Ltd., Guangzhou, China; Nanjing Hongchuang Geological Exploration Technology Service Co., Ltd., Nanjing, China | SEM: accelerating voltage of 15–20 kV, emission current of ~80 μA, takeoff angle ~35°, 4 μm to 5 μm beam diameter, working distance of ~10 mm; SEM-CL: acceleration voltage of 10 kV, beam current of 15 nA; TIMA: accelerating voltage of 25 kV, probe current of 9 nA, working distance of 15 mm, pixel spacing 3 μm, dot spacing 9 μm; EPMA: beam current not fully stated in excerpt | [109 empty] | 69.2781 | [38 empty] | 2025 | Xinghai Lang et al., Polymetallic veins—a possible bridge between porphyry and intermediate-sulfidation deposits, Geological Society of America Bulletin, v. 136, doi:10.1130/B38406.1 |  | CHN | Tibet
| No. 1 porphyry Cu-Au deposit (Xietongmen deposit), Xiongcun ore district | No. 1 deposit, Xiongcun ore district | Magmatic hydrothermal | Porphyry | Cu-Au porphyry | Cu, Au | Zn, Ag, Pb | Cu, Au, Zn, Ag, Pb | Lang et al., 2014; Tang et al., 2015; Wang et al., 2017 |  | 5056-170.4-1@09-1 | 5056-170.4-1@09-1 | underground mine |  |  |  |  | ore material | drill core | drill core | mineral separate | [5 empty] | mineralisation |  |  |  | pyrite, sphalerite, pyrrhotite, chalcopyrite, galena, quartz | Stage A: pyrite + sericite; Stage B: sphalerite + pyrrhotite + chalcopyrite + galena + quartz; Stage C: actinolite + epidote + chlorite + magnetite + quartz | polymetallic veins crosscutting porphyry-stage veins and alteration zones | Z2 |  |  |  | actinolite, epidote, chlorite, magnetite, sericite, calcite, acanthite-argentite, pyrargyrite, hessite, electrum | carbon-coated thin sections; polished sections | SEM-EDS, EMPA, LA-ICPMS, SIMS | JEOL IT300HR scanning electron microscope equipped with secondary electron, backscattered electron (BSE), and energy dispersive X-ray spectrometry (EDS) detectors; TESCAN MIRA3 field-emission scanning electron microprobe (FE-SEM) equipped with a panchromatic cathodoluminescence (CL) detector; TESCAN Integrated Mineral Analyzer (TIMA) system with a Mira-3 scanning electron microscope with four EDS (EDAX Element 30) detectors; JEOL JXA-8230 electron microprobe | Wuhan Sample Solution Analytical Technology Co., Ltd., Wuhan, China; Tuoyan Analytical Technology Co., Ltd., Guangzhou, China; Nanjing Hongchuang Geological Exploration Technology Service Co., Ltd., Nanjing, China | SEM: accelerating voltage of 15–20 kV, emission current of ~80 μA, takeoff angle ~35°, 4 μm to 5 μm beam diameter, working distance of ~10 mm; SEM-CL: acceleration voltage of 10 kV, beam current of 15 nA; TIMA: accelerating voltage of 25 kV, probe current of 9 nA, working distance of 15 mm, pixel spacing 3 μm, dot spacing 9 μm; EPMA: beam current not fully stated in excerpt | [109 empty] | 134.9543 | [38 empty] | 2025 | Xinghai Lang et al., Polymetallic veins—a possible bridge between porphyry and intermediate-sulfidation deposits, Geological Society of America Bulletin, v. 136, doi:10.1130/B38406.1 |  | CHN | Tibet
| No. 1 porphyry Cu-Au deposit (Xietongmen deposit), Xiongcun ore district | No. 1 deposit, Xiongcun ore district | Magmatic hydrothermal | Porphyry | Cu-Au porphyry | Cu, Au | Zn, Ag, Pb | Cu, Au, Zn, Ag, Pb | Lang et al., 2014; Tang et al., 2015; Wang et al., 2017 |  | 5056-170.4-1@10-1 | 5056-170.4-1@10-1 | underground mine |  |  |  |  | ore material | drill core | drill core | mineral separate | [5 empty] | mineralisation |  |  |  | pyrite, sphalerite, pyrrhotite, chalcopyrite, galena, quartz | Stage A: pyrite + sericite; Stage B: sphalerite + pyrrhotite + chalcopyrite + galena + quartz; Stage C: actinolite + epidote + chlorite + magnetite + quartz | polymetallic veins crosscutting porphyry-stage veins and alteration zones | Z2 |  |  |  | actinolite, epidote, chlorite, magnetite, sericite, calcite, acanthite-argentite, pyrargyrite, hessite, electrum | carbon-coated thin sections; polished sections | SEM-EDS, EMPA, LA-ICPMS, SIMS | JEOL IT300HR scanning electron microscope equipped with secondary electron, backscattered electron (BSE), and energy dispersive X-ray spectrometry (EDS) detectors; TESCAN MIRA3 field-emission scanning electron microprobe (FE-SEM) equipped with a panchromatic cathodoluminescence (CL) detector; TESCAN Integrated Mineral Analyzer (TIMA) system with a Mira-3 scanning electron microscope with four EDS (EDAX Element 30) detectors; JEOL JXA-8230 electron microprobe | Wuhan Sample Solution Analytical Technology Co., Ltd., Wuhan, China; Tuoyan Analytical Technology Co., Ltd., Guangzhou, China; Nanjing Hongchuang Geological Exploration Technology Service Co., Ltd., Nanjing, China | SEM: accelerating voltage of 15–20 kV, emission current of ~80 μA, takeoff angle ~35°, 4 μm to 5 μm beam diameter, working distance of ~10 mm; SEM-CL: acceleration voltage of 10 kV, beam current of 15 nA; TIMA: accelerating voltage of 25 kV, probe current of 9 nA, working distance of 15 mm, pixel spacing 3 μm, dot spacing 9 μm; EPMA: beam current not fully stated in excerpt | [109 empty] | 110.9572 | [38 empty] | 2025 | Xinghai Lang et al., Polymetallic veins—a possible bridge between porphyry and intermediate-sulfidation deposits, Geological Society of America Bulletin, v. 136, doi:10.1130/B38406.1 |  | CHN | Tibet
| No. 1 porphyry Cu-Au deposit (Xietongmen deposit), Xiongcun ore district | No. 1 deposit, Xiongcun ore district | Magmatic hydrothermal | Porphyry | Cu-Au porphyry | Cu, Au | Zn, Ag, Pb | Cu, Au, Zn, Ag, Pb | Lang et al., 2014; Tang et al., 2015; Wang et al., 2017 |  | 5056-170.4-1@11-1 | 5056-170.4-1@11-1 | underground mine |  |  |  |  | ore material | drill core | drill core | mineral separate | [5 empty] | mineralisation |  |  |  | pyrite, sphalerite, pyrrhotite, chalcopyrite, galena, quartz | Stage A: pyrite + sericite; Stage B: sphalerite + pyrrhotite + chalcopyrite + galena + quartz; Stage C: actinolite + epidote + chlorite + magnetite + quartz | polymetallic veins crosscutting porphyry-stage veins and alteration zones | Z2 |  |  |  | actinolite, epidote, chlorite, magnetite, sericite, calcite, acanthite-argentite, pyrargyrite, hessite, electrum | carbon-coated thin sections; polished sections | SEM-EDS, EMPA, LA-ICPMS, SIMS | JEOL IT300HR scanning electron microscope equipped with secondary electron, backscattered electron (BSE), and energy dispersive X-ray spectrometry (EDS) detectors; TESCAN MIRA3 field-emission scanning electron microprobe (FE-SEM) equipped with a panchromatic cathodoluminescence (CL) detector; TESCAN Integrated Mineral Analyzer (TIMA) system with a Mira-3 scanning electron microscope with four EDS (EDAX Element 30) detectors; JEOL JXA-8230 electron microprobe | Wuhan Sample Solution Analytical Technology Co., Ltd., Wuhan, China; Tuoyan Analytical Technology Co., Ltd., Guangzhou, China; Nanjing Hongchuang Geological Exploration Technology Service Co., Ltd., Nanjing, China | SEM: accelerating voltage of 15–20 kV, emission current of ~80 μA, takeoff angle ~35°, 4 μm to 5 μm beam diameter, working distance of ~10 mm; SEM-CL: acceleration voltage of 10 kV, beam current of 15 nA; TIMA: accelerating voltage of 25 kV, probe current of 9 nA, working distance of 15 mm, pixel spacing 3 μm, dot spacing 9 μm; EPMA: beam current not fully stated in excerpt | [109 empty] | 84.8616 | [38 empty] | 2025 | Xinghai Lang et al., Polymetallic veins—a possible bridge between porphyry and intermediate-sulfidation deposits, Geological Society of America Bulletin, v. 136, doi:10.1130/B38406.1 |  | CHN | Tibet
| No. 1 porphyry Cu-Au deposit (Xietongmen deposit), Xiongcun ore district | No. 1 deposit, Xiongcun ore district | Magmatic hydrothermal | Porphyry | Cu-Au porphyry | Cu, Au | Zn, Ag, Pb | Cu, Au, Zn, Ag, Pb | Lang et al., 2014; Tang et al., 2015; Wang et al., 2017 |  | 5056-170.4-1@12-1 | 5056-170.4-1@12-1 | underground mine |  |  |  |  | ore material | drill core | drill core | mineral separate | [5 empty] | mineralisation |  |  |  | pyrite, sphalerite, pyrrhotite, chalcopyrite, galena, quartz | Stage A: pyrite + sericite; Stage B: sphalerite + pyrrhotite + chalcopyrite + galena + quartz; Stage C: actinolite + epidote + chlorite + magnetite + quartz | polymetallic veins crosscutting porphyry-stage veins and alteration zones | Z2 |  |  |  | actinolite, epidote, chlorite, magnetite, sericite, calcite, acanthite-argentite, pyrargyrite, hessite, electrum | carbon-coated thin sections; polished sections | SEM-EDS, EMPA, LA-ICPMS, SIMS | JEOL IT300HR scanning electron microscope equipped with secondary electron, backscattered electron (BSE), and energy dispersive X-ray spectrometry (EDS) detectors; TESCAN MIRA3 field-emission scanning electron microprobe (FE-SEM) equipped with a panchromatic cathodoluminescence (CL) detector; TESCAN Integrated Mineral Analyzer (TIMA) system with a Mira-3 scanning electron microscope with four EDS (EDAX Element 30) detectors; JEOL JXA-8230 electron microprobe | Wuhan Sample Solution Analytical Technology Co., Ltd., Wuhan, China; Tuoyan Analytical Technology Co., Ltd., Guangzhou, China; Nanjing Hongchuang Geological Exploration Technology Service Co., Ltd., Nanjing, China | SEM: accelerating voltage of 15–20 kV, emission current of ~80 μA, takeoff angle ~35°, 4 μm to 5 μm beam diameter, working distance of ~10 mm; SEM-CL: acceleration voltage of 10 kV, beam current of 15 nA; TIMA: accelerating voltage of 25 kV, probe current of 9 nA, working distance of 15 mm, pixel spacing 3 μm, dot spacing 9 μm; EPMA: beam current not fully stated in excerpt | [109 empty] | 102.0871 | [38 empty] | 2025 | Xinghai Lang et al., Polymetallic veins—a possible bridge between porphyry and intermediate-sulfidation deposits, Geological Society of America Bulletin, v. 136, doi:10.1130/B38406.1 |  | CHN | Tibet
| No. 1 porphyry Cu-Au deposit (Xietongmen deposit), Xiongcun ore district | No. 1 deposit, Xiongcun ore district | Magmatic hydrothermal | Porphyry | Cu-Au porphyry | Cu, Au | Zn, Ag, Pb | Cu, Au, Zn, Ag, Pb | Lang et al., 2014; Tang et al., 2015; Wang et al., 2017 |  | 5056-170.4-2@01-1 | 5056-170.4-2@01-1 | underground mine |  |  |  |  | ore material | drill core | drill core | mineral separate | [5 empty] | mineralisation |  |  |  | pyrite, sphalerite, pyrrhotite, chalcopyrite, galena, quartz | Stage A: pyrite + sericite; Stage B: sphalerite + pyrrhotite + chalcopyrite + galena + quartz; Stage C: actinolite + epidote + chlorite + magnetite + quartz | polymetallic veins crosscutting porphyry-stage veins and alteration zones | Z2 |  |  |  | actinolite, epidote, chlorite, magnetite, sericite, calcite, acanthite-argentite, pyrargyrite, hessite, electrum | carbon-coated thin sections; polished sections | SEM-EDS, EMPA, LA-ICPMS, SIMS | JEOL IT300HR scanning electron microscope equipped with secondary electron, backscattered electron (BSE), and energy dispersive X-ray spectrometry (EDS) detectors; TESCAN MIRA3 field-emission scanning electron microprobe (FE-SEM) equipped with a panchromatic cathodoluminescence (CL) detector; TESCAN Integrated Mineral Analyzer (TIMA) system with a Mira-3 scanning electron microscope with four EDS (EDAX Element 30) detectors; JEOL JXA-8230 electron microprobe | Wuhan Sample Solution Analytical Technology Co., Ltd., Wuhan, China; Tuoyan Analytical Technology Co., Ltd., Guangzhou, China; Nanjing Hongchuang Geological Exploration Technology Service Co., Ltd., Nanjing, China | SEM: accelerating voltage of 15–20 kV, emission current of ~80 μA, takeoff angle ~35°, 4 μm to 5 μm beam diameter, working distance of ~10 mm; SEM-CL: acceleration voltage of 10 kV, beam current of 15 nA; TIMA: accelerating voltage of 25 kV, probe current of 9 nA, working distance of 15 mm, pixel spacing 3 μm, dot spacing 9 μm; EPMA: beam current not fully stated in excerpt | [109 empty] | 91.35 | [38 empty] | 2025 | Xinghai Lang et al., Polymetallic veins—a possible bridge between porphyry and intermediate-sulfidation deposits, Geological Society of America Bulletin, v. 136, doi:10.1130/B38406.1 |  | CHN | Tibet
| No. 1 porphyry Cu-Au deposit (Xietongmen deposit), Xiongcun ore district | No. 1 deposit, Xiongcun ore district | Magmatic hydrothermal | Porphyry | Cu-Au porphyry | Cu, Au | Zn, Ag, Pb | Cu, Au, Zn, Ag, Pb | Lang et al., 2014; Tang et al., 2015; Wang et al., 2017 |  | 5056-170.4-2@02-1 | 5056-170.4-2@02-1 | underground mine |  |  |  |  | ore material | drill core | drill core | mineral separate | [5 empty] | mineralisation |  |  |  | pyrite, sphalerite, pyrrhotite, chalcopyrite, galena, quartz | Stage A: pyrite + sericite; Stage B: sphalerite + pyrrhotite + chalcopyrite + galena + quartz; Stage C: actinolite + epidote + chlorite + magnetite + quartz | polymetallic veins crosscutting porphyry-stage veins and alteration zones | Z2 |  |  |  | actinolite, epidote, chlorite, magnetite, sericite, calcite, acanthite-argentite, pyrargyrite, hessite, electrum | carbon-coated thin sections; polished sections | SEM-EDS, EMPA, LA-ICPMS, SIMS | JEOL IT300HR scanning electron microscope equipped with secondary electron, backscattered electron (BSE), and energy dispersive X-ray spectrometry (EDS) detectors; TESCAN MIRA3 field-emission scanning electron microprobe (FE-SEM) equipped with a panchromatic cathodoluminescence (CL) detector; TESCAN Integrated Mineral Analyzer (TIMA) system with a Mira-3 scanning electron microscope with four EDS (EDAX Element 30) detectors; JEOL JXA-8230 electron microprobe | Wuhan Sample Solution Analytical Technology Co., Ltd., Wuhan, China; Tuoyan Analytical Technology Co., Ltd., Guangzhou, China; Nanjing Hongchuang Geological Exploration Technology Service Co., Ltd., Nanjing, China | SEM: accelerating voltage of 15–20 kV, emission current of ~80 μA, takeoff angle ~35°, 4 μm to 5 μm beam diameter, working distance of ~10 mm; SEM-CL: acceleration voltage of 10 kV, beam current of 15 nA; TIMA: accelerating voltage of 25 kV, probe current of 9 nA, working distance of 15 mm, pixel spacing 3 μm, dot spacing 9 μm; EPMA: beam current not fully stated in excerpt | [109 empty] | 71.8307 | [38 empty] | 2025 | Xinghai Lang et al., Polymetallic veins—a possible bridge between porphyry and intermediate-sulfidation deposits, Geological Society of America Bulletin, v. 136, doi:10.1130/B38406.1 |  | CHN | Tibet
| No. 1 porphyry Cu-Au deposit (Xietongmen deposit), Xiongcun ore district | No. 1 deposit, Xiongcun ore district | Magmatic hydrothermal | Porphyry | Cu-Au porphyry | Cu, Au | Zn, Ag, Pb | Cu, Au, Zn, Ag, Pb | Lang et al., 2014; Tang et al., 2015; Wang et al., 2017 |  | 5056-170.4-2@03-1 | 5056-170.4-2@03-1 | underground mine |  |  |  |  | ore material | drill core | drill core | mineral separate | [5 empty] | mineralisation |  |  |  | pyrite, sphalerite, pyrrhotite, chalcopyrite, galena, quartz | Stage A: pyrite + sericite; Stage B: sphalerite + pyrrhotite + chalcopyrite + galena + quartz; Stage C: actinolite + epidote + chlorite + magnetite + quartz | polymetallic veins crosscutting porphyry-stage veins and alteration zones | Z2 |  |  |  | actinolite, epidote, chlorite, magnetite, sericite, calcite, acanthite-argentite, pyrargyrite, hessite, electrum | carbon-coated thin sections; polished sections | SEM-EDS, EMPA, LA-ICPMS, SIMS | JEOL IT300HR scanning electron microscope equipped with secondary electron, backscattered electron (BSE), and energy dispersive X-ray spectrometry (EDS) detectors; TESCAN MIRA3 field-emission scanning electron microprobe (FE-SEM) equipped with a panchromatic cathodoluminescence (CL) detector; TESCAN Integrated Mineral Analyzer (TIMA) system with a Mira-3 scanning electron microscope with four EDS (EDAX Element 30) detectors; JEOL JXA-8230 electron microprobe | Wuhan Sample Solution Analytical Technology Co., Ltd., Wuhan, China; Tuoyan Analytical Technology Co., Ltd., Guangzhou, China; Nanjing Hongchuang Geological Exploration Technology Service Co., Ltd., Nanjing, China | SEM: accelerating voltage of 15–20 kV, emission current of ~80 μA, takeoff angle ~35°, 4 μm to 5 μm beam diameter, working distance of ~10 mm; SEM-CL: acceleration voltage of 10 kV, beam current of 15 nA; TIMA: accelerating voltage of 25 kV, probe current of 9 nA, working distance of 15 mm, pixel spacing 3 μm, dot spacing 9 μm; EPMA: beam current not fully stated in excerpt | [109 empty] | 66.9283 | [38 empty] | 2025 | Xinghai Lang et al., Polymetallic veins—a possible bridge between porphyry and intermediate-sulfidation deposits, Geological Society of America Bulletin, v. 136, doi:10.1130/B38406.1 |  | CHN | Tibet
| No. 1 porphyry Cu-Au deposit (Xietongmen deposit), Xiongcun ore district | No. 1 deposit, Xiongcun ore district | Magmatic hydrothermal | Porphyry | Cu-Au porphyry | Cu, Au | Zn, Ag, Pb | Cu, Au, Zn, Ag, Pb | Lang et al., 2014; Tang et al., 2015; Wang et al., 2017 |  | 5056-170.4-2@04-1 | 5056-170.4-2@04-1 | underground mine |  |  |  |  | ore material | drill core | drill core | mineral separate | [5 empty] | mineralisation |  |  |  | pyrite, sphalerite, pyrrhotite, chalcopyrite, galena, quartz | Stage A: pyrite + sericite; Stage B: sphalerite + pyrrhotite + chalcopyrite + galena + quartz; Stage C: actinolite + epidote + chlorite + magnetite + quartz | polymetallic veins crosscutting porphyry-stage veins and alteration zones | Z2 |  |  |  | actinolite, epidote, chlorite, magnetite, sericite, calcite, acanthite-argentite, pyrargyrite, hessite, electrum | carbon-coated thin sections; polished sections | SEM-EDS, EMPA, LA-ICPMS, SIMS | JEOL IT300HR scanning electron microscope equipped with secondary electron, backscattered electron (BSE), and energy dispersive X-ray spectrometry (EDS) detectors; TESCAN MIRA3 field-emission scanning electron microprobe (FE-SEM) equipped with a panchromatic cathodoluminescence (CL) detector; TESCAN Integrated Mineral Analyzer (TIMA) system with a Mira-3 scanning electron microscope with four EDS (EDAX Element 30) detectors; JEOL JXA-8230 electron microprobe | Wuhan Sample Solution Analytical Technology Co., Ltd., Wuhan, China; Tuoyan Analytical Technology Co., Ltd., Guangzhou, China; Nanjing Hongchuang Geological Exploration Technology Service Co., Ltd., Nanjing, China | SEM: accelerating voltage of 15–20 kV, emission current of ~80 μA, takeoff angle ~35°, 4 μm to 5 μm beam diameter, working distance of ~10 mm; SEM-CL: acceleration voltage of 10 kV, beam current of 15 nA; TIMA: accelerating voltage of 25 kV, probe current of 9 nA, working distance of 15 mm, pixel spacing 3 μm, dot spacing 9 μm; EPMA: beam current not fully stated in excerpt | [109 empty] | 78.3975 | [38 empty] | 2025 | Xinghai Lang et al., Polymetallic veins—a possible bridge between porphyry and intermediate-sulfidation deposits, Geological Society of America Bulletin, v. 136, doi:10.1130/B38406.1 |  | CHN | Tibet
| No. 1 porphyry Cu-Au deposit (Xietongmen deposit), Xiongcun ore district | No. 1 deposit, Xiongcun ore district | Magmatic hydrothermal | Porphyry | Cu-Au porphyry | Cu, Au | Zn, Ag, Pb | Cu, Au, Zn, Ag, Pb | Lang et al., 2014; Tang et al., 2015; Wang et al., 2017 |  | 5056-170.4-2@05-1 | 5056-170.4-2@05-1 | underground mine |  |  |  |  | ore material | drill core | drill core | mineral separate | [5 empty] | mineralisation |  |  |  | pyrite, sphalerite, pyrrhotite, chalcopyrite, galena, quartz | Stage A: pyrite + sericite; Stage B: sphalerite + pyrrhotite + chalcopyrite + galena + quartz; Stage C: actinolite + epidote + chlorite + magnetite + quartz | polymetallic veins crosscutting porphyry-stage veins and alteration zones | Z2 |  |  |  | actinolite, epidote, chlorite, magnetite, sericite, calcite, acanthite-argentite, pyrargyrite, hessite, electrum | carbon-coated thin sections; polished sections | SEM-EDS, EMPA, LA-ICPMS, SIMS | JEOL IT300HR scanning electron microscope equipped with secondary electron, backscattered electron (BSE), and energy dispersive X-ray spectrometry (EDS) detectors; TESCAN MIRA3 field-emission scanning electron microprobe (FE-SEM) equipped with a panchromatic cathodoluminescence (CL) detector; TESCAN Integrated Mineral Analyzer (TIMA) system with a Mira-3 scanning electron microscope with four EDS (EDAX Element 30) detectors; JEOL JXA-8230 electron microprobe | Wuhan Sample Solution Analytical Technology Co., Ltd., Wuhan, China; Tuoyan Analytical Technology Co., Ltd., Guangzhou, China; Nanjing Hongchuang Geological Exploration Technology Service Co., Ltd., Nanjing, China | SEM: accelerating voltage of 15–20 kV, emission current of ~80 μA, takeoff angle ~35°, 4 μm to 5 μm beam diameter, working distance of ~10 mm; SEM-CL: acceleration voltage of 10 kV, beam current of 15 nA; TIMA: accelerating voltage of 25 kV, probe current of 9 nA, working distance of 15 mm, pixel spacing 3 μm, dot spacing 9 μm; EPMA: beam current not fully stated in excerpt | [109 empty] | 113.2925 | [38 empty] | 2025 | Xinghai Lang et al., Polymetallic veins—a possible bridge between porphyry and intermediate-sulfidation deposits, Geological Society of America Bulletin, v. 136, doi:10.1130/B38406.1 |  | CHN | Tibet
| No. 1 porphyry Cu-Au deposit (Xietongmen deposit), Xiongcun ore district | No. 1 deposit, Xiongcun ore district | Magmatic hydrothermal | Porphyry | Cu-Au porphyry | Cu, Au | Zn, Ag, Pb | Cu, Au, Zn, Ag, Pb | Lang et al., 2014; Tang et al., 2015; Wang et al., 2017 |  | 5056-170.4-2@06-1 | 5056-170.4-2@06-1 | underground mine |  |  |  |  | ore material | drill core | drill core | mineral separate | [5 empty] | mineralisation |  |  |  | pyrite, sphalerite, pyrrhotite, chalcopyrite, galena, quartz | Stage A: pyrite + sericite; Stage B: sphalerite + pyrrhotite + chalcopyrite + galena + quartz; Stage C: actinolite + epidote + chlorite + magnetite + quartz | polymetallic veins crosscutting porphyry-stage veins and alteration zones | Z2 |  |  |  | actinolite, epidote, chlorite, magnetite, sericite, calcite, acanthite-argentite, pyrargyrite, hessite, electrum | carbon-coated thin sections; polished sections | SEM-EDS, EMPA, LA-ICPMS, SIMS | JEOL IT300HR scanning electron microscope equipped with secondary electron, backscattered electron (BSE), and energy dispersive X-ray spectrometry (EDS) detectors; TESCAN MIRA3 field-emission scanning electron microprobe (FE-SEM) equipped with a panchromatic cathodoluminescence (CL) detector; TESCAN Integrated Mineral Analyzer (TIMA) system with a Mira-3 scanning electron microscope with four EDS (EDAX Element 30) detectors; JEOL JXA-8230 electron microprobe | Wuhan Sample Solution Analytical Technology Co., Ltd., Wuhan, China; Tuoyan Analytical Technology Co., Ltd., Guangzhou, China; Nanjing Hongchuang Geological Exploration Technology Service Co., Ltd., Nanjing, China | SEM: accelerating voltage of 15–20 kV, emission current of ~80 μA, takeoff angle ~35°, 4 μm to 5 μm beam diameter, working distance of ~10 mm; SEM-CL: acceleration voltage of 10 kV, beam current of 15 nA; TIMA: accelerating voltage of 25 kV, probe current of 9 nA, working distance of 15 mm, pixel spacing 3 μm, dot spacing 9 μm; EPMA: beam current not fully stated in excerpt | [109 empty] | 85.7312 | [38 empty] | 2025 | Xinghai Lang et al., Polymetallic veins—a possible bridge between porphyry and intermediate-sulfidation deposits, Geological Society of America Bulletin, v. 136, doi:10.1130/B38406.1 |  | CHN | Tibet
| No. 1 porphyry Cu-Au deposit (Xietongmen deposit), Xiongcun ore district | No. 1 deposit, Xiongcun ore district | Magmatic hydrothermal | Porphyry | Cu-Au porphyry | Cu, Au | Zn, Ag, Pb | Cu, Au, Zn, Ag, Pb | Lang et al., 2014; Tang et al., 2015; Wang et al., 2017 |  | 5056-170.4-2@07-1 | 5056-170.4-2@07-1 | underground mine |  |  |  |  | ore material | drill core | drill core | mineral separate | [5 empty] | mineralisation |  |  |  | pyrite, sphalerite, pyrrhotite, chalcopyrite, galena, quartz | Stage A: pyrite + sericite; Stage B: sphalerite + pyrrhotite + chalcopyrite + galena + quartz; Stage C: actinolite + epidote + chlorite + magnetite + quartz | polymetallic veins crosscutting porphyry-stage veins and alteration zones | Z2 |  |  |  | actinolite, epidote, chlorite, magnetite, sericite, calcite, acanthite-argentite, pyrargyrite, hessite, electrum | carbon-coated thin sections; polished sections | SEM-EDS, EMPA, LA-ICPMS, SIMS | JEOL IT300HR scanning electron microscope equipped with secondary electron, backscattered electron (BSE), and energy dispersive X-ray spectrometry (EDS) detectors; TESCAN MIRA3 field-emission scanning electron microprobe (FE-SEM) equipped with a panchromatic cathodoluminescence (CL) detector; TESCAN Integrated Mineral Analyzer (TIMA) system with a Mira-3 scanning electron microscope with four EDS (EDAX Element 30) detectors; JEOL JXA-8230 electron microprobe | Wuhan Sample Solution Analytical Technology Co., Ltd., Wuhan, China; Tuoyan Analytical Technology Co., Ltd., Guangzhou, China; Nanjing Hongchuang Geological Exploration Technology Service Co., Ltd., Nanjing, China | SEM: accelerating voltage of 15–20 kV, emission current of ~80 μA, takeoff angle ~35°, 4 μm to 5 μm beam diameter, working distance of ~10 mm; SEM-CL: acceleration voltage of 10 kV, beam current of 15 nA; TIMA: accelerating voltage of 25 kV, probe current of 9 nA, working distance of 15 mm, pixel spacing 3 μm, dot spacing 9 μm; EPMA: beam current not fully stated in excerpt | [109 empty] | 86.7709 | [38 empty] | 2025 | Xinghai Lang et al., Polymetallic veins—a possible bridge between porphyry and intermediate-sulfidation deposits, Geological Society of America Bulletin, v. 136, doi:10.1130/B38406.1 |  | CHN | Tibet
| No. 1 porphyry Cu-Au deposit (Xietongmen deposit), Xiongcun ore district | No. 1 deposit, Xiongcun ore district | Magmatic hydrothermal | Porphyry | Cu-Au porphyry | Cu, Au | Zn, Ag, Pb | Cu, Au, Zn, Ag, Pb | Lang et al., 2014; Tang et al., 2015; Wang et al., 2017 |  | 5056-170.4-2@08-1 | 5056-170.4-2@08-1 | underground mine |  |  |  |  | ore material | drill core | drill core | mineral separate | [5 empty] | mineralisation |  |  |  | pyrite, sphalerite, pyrrhotite, chalcopyrite, galena, quartz | Stage A: pyrite + sericite; Stage B: sphalerite + pyrrhotite + chalcopyrite + galena + quartz; Stage C: actinolite + epidote + chlorite + magnetite + quartz | polymetallic veins crosscutting porphyry-stage veins and alteration zones | Z2 |  |  |  | actinolite, epidote, chlorite, magnetite, sericite, calcite, acanthite-argentite, pyrargyrite, hessite, electrum | carbon-coated thin sections; polished sections | SEM-EDS, EMPA, LA-ICPMS, SIMS | JEOL IT300HR scanning electron microscope equipped with secondary electron, backscattered electron (BSE), and energy dispersive X-ray spectrometry (EDS) detectors; TESCAN MIRA3 field-emission scanning electron microprobe (FE-SEM) equipped with a panchromatic cathodoluminescence (CL) detector; TESCAN Integrated Mineral Analyzer (TIMA) system with a Mira-3 scanning electron microscope with four EDS (EDAX Element 30) detectors; JEOL JXA-8230 electron microprobe | Wuhan Sample Solution Analytical Technology Co., Ltd., Wuhan, China; Tuoyan Analytical Technology Co., Ltd., Guangzhou, China; Nanjing Hongchuang Geological Exploration Technology Service Co., Ltd., Nanjing, China | SEM: accelerating voltage of 15–20 kV, emission current of ~80 μA, takeoff angle ~35°, 4 μm to 5 μm beam diameter, working distance of ~10 mm; SEM-CL: acceleration voltage of 10 kV, beam current of 15 nA; TIMA: accelerating voltage of 25 kV, probe current of 9 nA, working distance of 15 mm, pixel spacing 3 μm, dot spacing 9 μm; EPMA: beam current not fully stated in excerpt | [109 empty] | 88.1692 | [38 empty] | 2025 | Xinghai Lang et al., Polymetallic veins—a possible bridge between porphyry and intermediate-sulfidation deposits, Geological Society of America Bulletin, v. 136, doi:10.1130/B38406.1 |  | CHN | Tibet
| No. 1 porphyry Cu-Au deposit (Xietongmen deposit), Xiongcun ore district | No. 1 deposit, Xiongcun ore district | Magmatic hydrothermal | Porphyry | Cu-Au porphyry | Cu, Au | Zn, Ag, Pb | Cu, Au, Zn, Ag, Pb | Lang et al., 2014; Tang et al., 2015; Wang et al., 2017 |  | 5056-170.4-2@09-1 | 5056-170.4-2@09-1 | underground mine |  |  |  |  | ore material | drill core | drill core | mineral separate | [5 empty] | mineralisation |  |  |  | pyrite, sphalerite, pyrrhotite, chalcopyrite, galena, quartz | Stage A: pyrite + sericite; Stage B: sphalerite + pyrrhotite + chalcopyrite + galena + quartz; Stage C: actinolite + epidote + chlorite + magnetite + quartz | polymetallic veins crosscutting porphyry-stage veins and alteration zones | Z2 |  |  |  | actinolite, epidote, chlorite, magnetite, sericite, calcite, acanthite-argentite, pyrargyrite, hessite, electrum | carbon-coated thin sections; polished sections | SEM-EDS, EMPA, LA-ICPMS, SIMS | JEOL IT300HR scanning electron microscope equipped with secondary electron, backscattered electron (BSE), and energy dispersive X-ray spectrometry (EDS) detectors; TESCAN MIRA3 field-emission scanning electron microprobe (FE-SEM) equipped with a panchromatic cathodoluminescence (CL) detector; TESCAN Integrated Mineral Analyzer (TIMA) system with a Mira-3 scanning electron microscope with four EDS (EDAX Element 30) detectors; JEOL JXA-8230 electron microprobe | Wuhan Sample Solution Analytical Technology Co., Ltd., Wuhan, China; Tuoyan Analytical Technology Co., Ltd., Guangzhou, China; Nanjing Hongchuang Geological Exploration Technology Service Co., Ltd., Nanjing, China | SEM: accelerating voltage of 15–20 kV, emission current of ~80 μA, takeoff angle ~35°, 4 μm to 5 μm beam diameter, working distance of ~10 mm; SEM-CL: acceleration voltage of 10 kV, beam current of 15 nA; TIMA: accelerating voltage of 25 kV, probe current of 9 nA, working distance of 15 mm, pixel spacing 3 μm, dot spacing 9 μm; EPMA: beam current not fully stated in excerpt | [109 empty] | 67.1128 | [38 empty] | 2025 | Xinghai Lang et al., Polymetallic veins—a possible bridge between porphyry and intermediate-sulfidation deposits, Geological Society of America Bulletin, v. 136, doi:10.1130/B38406.1 |  | CHN | Tibet
| No. 1 porphyry Cu-Au deposit (Xietongmen deposit), Xiongcun ore district | No. 1 deposit, Xiongcun ore district | Magmatic hydrothermal | Porphyry | Cu-Au porphyry | Cu, Au | Zn, Ag, Pb | Cu, Au, Zn, Ag, Pb | Lang et al., 2014; Tang et al., 2015; Wang et al., 2017 |  | 5056-170.4-2@10-1 | 5056-170.4-2@10-1 | underground mine |  |  |  |  | ore material | drill core | drill core | mineral separate | [5 empty] | mineralisation |  |  |  | pyrite, sphalerite, pyrrhotite, chalcopyrite, galena, quartz | Stage A: pyrite + sericite; Stage B: sphalerite + pyrrhotite + chalcopyrite + galena + quartz; Stage C: actinolite + epidote + chlorite + magnetite + quartz | polymetallic veins crosscutting porphyry-stage veins and alteration zones | Z2 |  |  |  | actinolite, epidote, chlorite, magnetite, sericite, calcite, acanthite-argentite, pyrargyrite, hessite, electrum | carbon-coated thin sections; polished sections | SEM-EDS, EMPA, LA-ICPMS, SIMS | JEOL IT300HR scanning electron microscope equipped with secondary electron, backscattered electron (BSE), and energy dispersive X-ray spectrometry (EDS) detectors; TESCAN MIRA3 field-emission scanning electron microprobe (FE-SEM) equipped with a panchromatic cathodoluminescence (CL) detector; TESCAN Integrated Mineral Analyzer (TIMA) system with a Mira-3 scanning electron microscope with four EDS (EDAX Element 30) detectors; JEOL JXA-8230 electron microprobe | Wuhan Sample Solution Analytical Technology Co., Ltd., Wuhan, China; Tuoyan Analytical Technology Co., Ltd., Guangzhou, China; Nanjing Hongchuang Geological Exploration Technology Service Co., Ltd., Nanjing, China | SEM: accelerating voltage of 15–20 kV, emission current of ~80 μA, takeoff angle ~35°, 4 μm to 5 μm beam diameter, working distance of ~10 mm; SEM-CL: acceleration voltage of 10 kV, beam current of 15 nA; TIMA: accelerating voltage of 25 kV, probe current of 9 nA, working distance of 15 mm, pixel spacing 3 μm, dot spacing 9 μm; EPMA: beam current not fully stated in excerpt | [109 empty] | 78.714 | [38 empty] | 2025 | Xinghai Lang et al., Polymetallic veins—a possible bridge between porphyry and intermediate-sulfidation deposits, Geological Society of America Bulletin, v. 136, doi:10.1130/B38406.1 |  | CHN | Tibet
| No. 1 porphyry Cu-Au deposit (Xietongmen deposit), Xiongcun ore district | No. 1 deposit, Xiongcun ore district | Magmatic hydrothermal | Porphyry | Cu-Au porphyry | Cu, Au | Zn, Ag, Pb | Cu, Au, Zn, Ag, Pb | Lang et al., 2014; Tang et al., 2015; Wang et al., 2017 |  | 5056-170.4-2@11-1 | 5056-170.4-2@11-1 | underground mine |  |  |  |  | ore material | drill core | drill core | mineral separate | [5 empty] | mineralisation |  |  |  | pyrite, sphalerite, pyrrhotite, chalcopyrite, galena, quartz | Stage A: pyrite + sericite; Stage B: sphalerite + pyrrhotite + chalcopyrite + galena + quartz; Stage C: actinolite + epidote + chlorite + magnetite + quartz | polymetallic veins crosscutting porphyry-stage veins and alteration zones | Z2 |  |  |  | actinolite, epidote, chlorite, magnetite, sericite, calcite, acanthite-argentite, pyrargyrite, hessite, electrum | carbon-coated thin sections; polished sections | SEM-EDS, EMPA, LA-ICPMS, SIMS | JEOL IT300HR scanning electron microscope equipped with secondary electron, backscattered electron (BSE), and energy dispersive X-ray spectrometry (EDS) detectors; TESCAN MIRA3 field-emission scanning electron microprobe (FE-SEM) equipped with a panchromatic cathodoluminescence (CL) detector; TESCAN Integrated Mineral Analyzer (TIMA) system with a Mira-3 scanning electron microscope with four EDS (EDAX Element 30) detectors; JEOL JXA-8230 electron microprobe | Wuhan Sample Solution Analytical Technology Co., Ltd., Wuhan, China; Tuoyan Analytical Technology Co., Ltd., Guangzhou, China; Nanjing Hongchuang Geological Exploration Technology Service Co., Ltd., Nanjing, China | SEM: accelerating voltage of 15–20 kV, emission current of ~80 μA, takeoff angle ~35°, 4 μm to 5 μm beam diameter, working distance of ~10 mm; SEM-CL: acceleration voltage of 10 kV, beam current of 15 nA; TIMA: accelerating voltage of 25 kV, probe current of 9 nA, working distance of 15 mm, pixel spacing 3 μm, dot spacing 9 μm; EPMA: beam current not fully stated in excerpt | [109 empty] | 94.7115 | [38 empty] | 2025 | Xinghai Lang et al., Polymetallic veins—a possible bridge between porphyry and intermediate-sulfidation deposits, Geological Society of America Bulletin, v. 136, doi:10.1130/B38406.1 |  | CHN | Tibet
| No. 1 porphyry Cu-Au deposit (Xietongmen deposit), Xiongcun ore district | No. 1 deposit, Xiongcun ore district | Magmatic hydrothermal | Porphyry | Cu-Au porphyry | Cu, Au | Zn, Ag, Pb | Cu, Au, Zn, Ag, Pb | Lang et al., 2014; Tang et al., 2015; Wang et al., 2017 |  | 5056-170.4-2@12-1 | 5056-170.4-2@12-1 | underground mine |  |  |  |  | ore material | drill core | drill core | mineral separate | [5 empty] | mineralisation |  |  |  | pyrite, sphalerite, pyrrhotite, chalcopyrite, galena, quartz | Stage A: pyrite + sericite; Stage B: sphalerite + pyrrhotite + chalcopyrite + galena + quartz; Stage C: actinolite + epidote + chlorite + magnetite + quartz | polymetallic veins crosscutting porphyry-stage veins and alteration zones | Z2 |  |  |  | actinolite, epidote, chlorite, magnetite, sericite, calcite, acanthite-argentite, pyrargyrite, hessite, electrum | carbon-coated thin sections; polished sections | SEM-EDS, EMPA, LA-ICPMS, SIMS | JEOL IT300HR scanning electron microscope equipped with secondary electron, backscattered electron (BSE), and energy dispersive X-ray spectrometry (EDS) detectors; TESCAN MIRA3 field-emission scanning electron microprobe (FE-SEM) equipped with a panchromatic cathodoluminescence (CL) detector; TESCAN Integrated Mineral Analyzer (TIMA) system with a Mira-3 scanning electron microscope with four EDS (EDAX Element 30) detectors; JEOL JXA-8230 electron microprobe | Wuhan Sample Solution Analytical Technology Co., Ltd., Wuhan, China; Tuoyan Analytical Technology Co., Ltd., Guangzhou, China; Nanjing Hongchuang Geological Exploration Technology Service Co., Ltd., Nanjing, China | SEM: accelerating voltage of 15–20 kV, emission current of ~80 μA, takeoff angle ~35°, 4 μm to 5 μm beam diameter, working distance of ~10 mm; SEM-CL: acceleration voltage of 10 kV, beam current of 15 nA; TIMA: accelerating voltage of 25 kV, probe current of 9 nA, working distance of 15 mm, pixel spacing 3 μm, dot spacing 9 μm; EPMA: beam current not fully stated in excerpt | [109 empty] | 72.1429 | [38 empty] | 2025 | Xinghai Lang et al., Polymetallic veins—a possible bridge between porphyry and intermediate-sulfidation deposits, Geological Society of America Bulletin, v. 136, doi:10.1130/B38406.1 |  | CHN | Tibet
| No. 1 porphyry Cu-Au deposit (Xietongmen deposit), Xiongcun ore district | No. 1 deposit, Xiongcun ore district | Magmatic hydrothermal | Porphyry | Cu-Au porphyry | Cu, Au | Zn, Ag, Pb | Cu, Au, Zn, Ag, Pb | Lang et al., 2014; Tang et al., 2015; Wang et al., 2017 |  | 5056-170.4-2@13-1 | 5056-170.4-2@13-1 | underground mine |  |  |  |  | ore material | drill core | drill core | mineral separate | [5 empty] | mineralisation |  |  |  | pyrite, sphalerite, pyrrhotite, chalcopyrite, galena, quartz | Stage A: pyrite + sericite; Stage B: sphalerite + pyrrhotite + chalcopyrite + galena + quartz; Stage C: actinolite + epidote + chlorite + magnetite + quartz | polymetallic veins crosscutting porphyry-stage veins and alteration zones | Z2 |  |  |  | actinolite, epidote, chlorite, magnetite, sericite, calcite, acanthite-argentite, pyrargyrite, hessite, electrum | carbon-coated thin sections; polished sections | SEM-EDS, EMPA, LA-ICPMS, SIMS | JEOL IT300HR scanning electron microscope equipped with secondary electron, backscattered electron (BSE), and energy dispersive X-ray spectrometry (EDS) detectors; TESCAN MIRA3 field-emission scanning electron microprobe (FE-SEM) equipped with a panchromatic cathodoluminescence (CL) detector; TESCAN Integrated Mineral Analyzer (TIMA) system with a Mira-3 scanning electron microscope with four EDS (EDAX Element 30) detectors; JEOL JXA-8230 electron microprobe | Wuhan Sample Solution Analytical Technology Co., Ltd., Wuhan, China; Tuoyan Analytical Technology Co., Ltd., Guangzhou, China; Nanjing Hongchuang Geological Exploration Technology Service Co., Ltd., Nanjing, China | SEM: accelerating voltage of 15–20 kV, emission current of ~80 μA, takeoff angle ~35°, 4 μm to 5 μm beam diameter, working distance of ~10 mm; SEM-CL: acceleration voltage of 10 kV, beam current of 15 nA; TIMA: accelerating voltage of 25 kV, probe current of 9 nA, working distance of 15 mm, pixel spacing 3 μm, dot spacing 9 μm; EPMA: beam current not fully stated in excerpt | [109 empty] | 204.6572 | [38 empty] | 2025 | Xinghai Lang et al., Polymetallic veins—a possible bridge between porphyry and intermediate-sulfidation deposits, Geological Society of America Bulletin, v. 136, doi:10.1130/B38406.1 |  | CHN | Tibet
| No. 1 porphyry Cu-Au deposit (Xietongmen deposit), Xiongcun ore district | No. 1 deposit, Xiongcun ore district | Magmatic hydrothermal | Porphyry | Cu-Au porphyry | Cu, Au | Zn, Ag, Pb | Cu, Au, Zn, Ag, Pb | Lang et al., 2014; Tang et al., 2015; Wang et al., 2017 |  | 5056-170.4-3@01-1 | 5056-170.4-3@01-1 | underground mine |  |  |  |  | ore material | drill core | drill core | mineral separate | [5 empty] | mineralisation |  |  |  | pyrite, sphalerite, pyrrhotite, chalcopyrite, galena, quartz | Stage A: pyrite + sericite; Stage B: sphalerite + pyrrhotite + chalcopyrite + galena + quartz; Stage C: actinolite + epidote + chlorite + magnetite + quartz | polymetallic veins crosscutting porphyry-stage veins and alteration zones | Z2 |  |  |  | actinolite, epidote, chlorite, magnetite, sericite, calcite, acanthite-argentite, pyrargyrite, hessite, electrum | carbon-coated thin sections; polished sections | SEM-EDS, EMPA, LA-ICPMS, SIMS | JEOL IT300HR scanning electron microscope equipped with secondary electron, backscattered electron (BSE), and energy dispersive X-ray spectrometry (EDS) detectors; TESCAN MIRA3 field-emission scanning electron microprobe (FE-SEM) equipped with a panchromatic cathodoluminescence (CL) detector; TESCAN Integrated Mineral Analyzer (TIMA) system with a Mira-3 scanning electron microscope with four EDS (EDAX Element 30) detectors; JEOL JXA-8230 electron microprobe | Wuhan Sample Solution Analytical Technology Co., Ltd., Wuhan, China; Tuoyan Analytical Technology Co., Ltd., Guangzhou, China; Nanjing Hongchuang Geological Exploration Technology Service Co., Ltd., Nanjing, China | SEM: accelerating voltage of 15–20 kV, emission current of ~80 μA, takeoff angle ~35°, 4 μm to 5 μm beam diameter, working distance of ~10 mm; SEM-CL: acceleration voltage of 10 kV, beam current of 15 nA; TIMA: accelerating voltage of 25 kV, probe current of 9 nA, working distance of 15 mm, pixel spacing 3 μm, dot spacing 9 μm; EPMA: beam current not fully stated in excerpt | [109 empty] | 93.656 | [38 empty] | 2025 | Xinghai Lang et al., Polymetallic veins—a possible bridge between porphyry and intermediate-sulfidation deposits, Geological Society of America Bulletin, v. 136, doi:10.1130/B38406.1 |  | CHN | Tibet
| No. 1 porphyry Cu-Au deposit (Xietongmen deposit), Xiongcun ore district | No. 1 deposit, Xiongcun ore district | Magmatic hydrothermal | Porphyry | Cu-Au porphyry | Cu, Au | Zn, Ag, Pb | Cu, Au, Zn, Ag, Pb | Lang et al., 2014; Tang et al., 2015; Wang et al., 2017 |  | 5056-170.4-3@02-1 | 5056-170.4-3@02-1 | underground mine |  |  |  |  | ore material | drill core | drill core | mineral separate | [5 empty] | mineralisation |  |  |  | pyrite, sphalerite, pyrrhotite, chalcopyrite, galena, quartz | Stage A: pyrite + sericite; Stage B: sphalerite + pyrrhotite + chalcopyrite + galena + quartz; Stage C: actinolite + epidote + chlorite + magnetite + quartz | polymetallic veins crosscutting porphyry-stage veins and alteration zones | Z2 |  |  |  | actinolite, epidote, chlorite, magnetite, sericite, calcite, acanthite-argentite, pyrargyrite, hessite, electrum | carbon-coated thin sections; polished sections | SEM-EDS, EMPA, LA-ICPMS, SIMS | JEOL IT300HR scanning electron microscope equipped with secondary electron, backscattered electron (BSE), and energy dispersive X-ray spectrometry (EDS) detectors; TESCAN MIRA3 field-emission scanning electron microprobe (FE-SEM) equipped with a panchromatic cathodoluminescence (CL) detector; TESCAN Integrated Mineral Analyzer (TIMA) system with a Mira-3 scanning electron microscope with four EDS (EDAX Element 30) detectors; JEOL JXA-8230 electron microprobe | Wuhan Sample Solution Analytical Technology Co., Ltd., Wuhan, China; Tuoyan Analytical Technology Co., Ltd., Guangzhou, China; Nanjing Hongchuang Geological Exploration Technology Service Co., Ltd., Nanjing, China | SEM: accelerating voltage of 15–20 kV, emission current of ~80 μA, takeoff angle ~35°, 4 μm to 5 μm beam diameter, working distance of ~10 mm; SEM-CL: acceleration voltage of 10 kV, beam current of 15 nA; TIMA: accelerating voltage of 25 kV, probe current of 9 nA, working distance of 15 mm, pixel spacing 3 μm, dot spacing 9 μm; EPMA: beam current not fully stated in excerpt | [109 empty] | 79.8032 | [38 empty] | 2025 | Xinghai Lang et al., Polymetallic veins—a possible bridge between porphyry and intermediate-sulfidation deposits, Geological Society of America Bulletin, v. 136, doi:10.1130/B38406.1 |  | CHN | Tibet
| No. 1 porphyry Cu-Au deposit (Xietongmen deposit), Xiongcun ore district | No. 1 deposit, Xiongcun ore district | Magmatic hydrothermal | Porphyry | Cu-Au porphyry | Cu, Au | Zn, Ag, Pb | Cu, Au, Zn, Ag, Pb | Lang et al., 2014; Tang et al., 2015; Wang et al., 2017 |  | 5056-170.4-3@03-1 | 5056-170.4-3@03-1 | underground mine |  |  |  |  | ore material | drill core | drill core | mineral separate | [5 empty] | mineralisation |  |  |  | pyrite, sphalerite, pyrrhotite, chalcopyrite, galena, quartz | Stage A: pyrite + sericite; Stage B: sphalerite + pyrrhotite + chalcopyrite + galena + quartz; Stage C: actinolite + epidote + chlorite + magnetite + quartz | polymetallic veins crosscutting porphyry-stage veins and alteration zones | Z2 |  |  |  | actinolite, epidote, chlorite, magnetite, sericite, calcite, acanthite-argentite, pyrargyrite, hessite, electrum | carbon-coated thin sections; polished sections | SEM-EDS, EMPA, LA-ICPMS, SIMS | JEOL IT300HR scanning electron microscope equipped with secondary electron, backscattered electron (BSE), and energy dispersive X-ray spectrometry (EDS) detectors; TESCAN MIRA3 field-emission scanning electron microprobe (FE-SEM) equipped with a panchromatic cathodoluminescence (CL) detector; TESCAN Integrated Mineral Analyzer (TIMA) system with a Mira-3 scanning electron microscope with four EDS (EDAX Element 30) detectors; JEOL JXA-8230 electron microprobe | Wuhan Sample Solution Analytical Technology Co., Ltd., Wuhan, China; Tuoyan Analytical Technology Co., Ltd., Guangzhou, China; Nanjing Hongchuang Geological Exploration Technology Service Co., Ltd., Nanjing, China | SEM: accelerating voltage of 15–20 kV, emission current of ~80 μA, takeoff angle ~35°, 4 μm to 5 μm beam diameter, working distance of ~10 mm; SEM-CL: acceleration voltage of 10 kV, beam current of 15 nA; TIMA: accelerating voltage of 25 kV, probe current of 9 nA, working distance of 15 mm, pixel spacing 3 μm, dot spacing 9 μm; EPMA: beam current not fully stated in excerpt | [109 empty] | 74.5374 | [38 empty] | 2025 | Xinghai Lang et al., Polymetallic veins—a possible bridge between porphyry and intermediate-sulfidation deposits, Geological Society of America Bulletin, v. 136, doi:10.1130/B38406.1 |  | CHN | Tibet
| No. 1 porphyry Cu-Au deposit (Xietongmen deposit), Xiongcun ore district | No. 1 deposit, Xiongcun ore district | Magmatic hydrothermal | Porphyry | Cu-Au porphyry | Cu, Au | Zn, Ag, Pb | Cu, Au, Zn, Ag, Pb | Lang et al., 2014; Tang et al., 2015; Wang et al., 2017 |  | 5056-170.4-3@04-1 | 5056-170.4-3@04-1 | underground mine |  |  |  |  | ore material | drill core | drill core | mineral separate | [5 empty] | mineralisation |  |  |  | pyrite, sphalerite, pyrrhotite, chalcopyrite, galena, quartz | Stage A: pyrite + sericite; Stage B: sphalerite + pyrrhotite + chalcopyrite + galena + quartz; Stage C: actinolite + epidote + chlorite + magnetite + quartz | polymetallic veins crosscutting porphyry-stage veins and alteration zones | Z2 |  |  |  | actinolite, epidote, chlorite, magnetite, sericite, calcite, acanthite-argentite, pyrargyrite, hessite, electrum | carbon-coated thin sections; polished sections | SEM-EDS, EMPA, LA-ICPMS, SIMS | JEOL IT300HR scanning electron microscope equipped with secondary electron, backscattered electron (BSE), and energy dispersive X-ray spectrometry (EDS) detectors; TESCAN MIRA3 field-emission scanning electron microprobe (FE-SEM) equipped with a panchromatic cathodoluminescence (CL) detector; TESCAN Integrated Mineral Analyzer (TIMA) system with a Mira-3 scanning electron microscope with four EDS (EDAX Element 30) detectors; JEOL JXA-8230 electron microprobe | Wuhan Sample Solution Analytical Technology Co., Ltd., Wuhan, China; Tuoyan Analytical Technology Co., Ltd., Guangzhou, China; Nanjing Hongchuang Geological Exploration Technology Service Co., Ltd., Nanjing, China | SEM: accelerating voltage of 15–20 kV, emission current of ~80 μA, takeoff angle ~35°, 4 μm to 5 μm beam diameter, working distance of ~10 mm; SEM-CL: acceleration voltage of 10 kV, beam current of 15 nA; TIMA: accelerating voltage of 25 kV, probe current of 9 nA, working distance of 15 mm, pixel spacing 3 μm, dot spacing 9 μm; EPMA: beam current not fully stated in excerpt | [109 empty] | 67.9983 | [38 empty] | 2025 | Xinghai Lang et al., Polymetallic veins—a possible bridge between porphyry and intermediate-sulfidation deposits, Geological Society of America Bulletin, v. 136, doi:10.1130/B38406.1 |  | CHN | Tibet
| No. 1 porphyry Cu-Au deposit (Xietongmen deposit), Xiongcun ore district | No. 1 deposit, Xiongcun ore district | Magmatic hydrothermal | Porphyry | Cu-Au porphyry | Cu, Au | Zn, Ag, Pb | Cu, Au, Zn, Ag, Pb | Lang et al., 2014; Tang et al., 2015; Wang et al., 2017 |  | 5056-170.4-3@05-1 | 5056-170.4-3@05-1 | underground mine |  |  |  |  | ore material | drill core | drill core | mineral separate | [5 empty] | mineralisation |  |  |  | pyrite, sphalerite, pyrrhotite, chalcopyrite, galena, quartz | Stage A: pyrite + sericite; Stage B: sphalerite + pyrrhotite + chalcopyrite + galena + quartz; Stage C: actinolite + epidote + chlorite + magnetite + quartz | polymetallic veins crosscutting porphyry-stage veins and alteration zones | Z2 |  |  |  | actinolite, epidote, chlorite, magnetite, sericite, calcite, acanthite-argentite, pyrargyrite, hessite, electrum | carbon-coated thin sections; polished sections | SEM-EDS, EMPA, LA-ICPMS, SIMS | JEOL IT300HR scanning electron microscope equipped with secondary electron, backscattered electron (BSE), and energy dispersive X-ray spectrometry (EDS) detectors; TESCAN MIRA3 field-emission scanning electron microprobe (FE-SEM) equipped with a panchromatic cathodoluminescence (CL) detector; TESCAN Integrated Mineral Analyzer (TIMA) system with a Mira-3 scanning electron microscope with four EDS (EDAX Element 30) detectors; JEOL JXA-8230 electron microprobe | Wuhan Sample Solution Analytical Technology Co., Ltd., Wuhan, China; Tuoyan Analytical Technology Co., Ltd., Guangzhou, China; Nanjing Hongchuang Geological Exploration Technology Service Co., Ltd., Nanjing, China | SEM: accelerating voltage of 15–20 kV, emission current of ~80 μA, takeoff angle ~35°, 4 μm to 5 μm beam diameter, working distance of ~10 mm; SEM-CL: acceleration voltage of 10 kV, beam current of 15 nA; TIMA: accelerating voltage of 25 kV, probe current of 9 nA, working distance of 15 mm, pixel spacing 3 μm, dot spacing 9 μm; EPMA: beam current not fully stated in excerpt | [109 empty] | 82.0085 | [38 empty] | 2025 | Xinghai Lang et al., Polymetallic veins—a possible bridge between porphyry and intermediate-sulfidation deposits, Geological Society of America Bulletin, v. 136, doi:10.1130/B38406.1 |  | CHN | Tibet
| No. 1 porphyry Cu-Au deposit (Xietongmen deposit), Xiongcun ore district | No. 1 deposit, Xiongcun ore district | Magmatic hydrothermal | Porphyry | Cu-Au porphyry | Cu, Au | Zn, Ag, Pb | Cu, Au, Zn, Ag, Pb | Lang et al., 2014; Tang et al., 2015; Wang et al., 2017 |  | 5056-170.4-3@06-1 | 5056-170.4-3@06-1 | underground mine |  |  |  |  | ore material | drill core | drill core | mineral separate | [5 empty] | mineralisation |  |  |  | pyrite, sphalerite, pyrrhotite, chalcopyrite, galena, quartz | Stage A: pyrite + sericite; Stage B: sphalerite + pyrrhotite + chalcopyrite + galena + quartz; Stage C: actinolite + epidote + chlorite + magnetite + quartz | polymetallic veins crosscutting porphyry-stage veins and alteration zones | Z2 |  |  |  | actinolite, epidote, chlorite, magnetite, sericite, calcite, acanthite-argentite, pyrargyrite, hessite, electrum | carbon-coated thin sections; polished sections | SEM-EDS, EMPA, LA-ICPMS, SIMS | JEOL IT300HR scanning electron microscope equipped with secondary electron, backscattered electron (BSE), and energy dispersive X-ray spectrometry (EDS) detectors; TESCAN MIRA3 field-emission scanning electron microprobe (FE-SEM) equipped with a panchromatic cathodoluminescence (CL) detector; TESCAN Integrated Mineral Analyzer (TIMA) system with a Mira-3 scanning electron microscope with four EDS (EDAX Element 30) detectors; JEOL JXA-8230 electron microprobe | Wuhan Sample Solution Analytical Technology Co., Ltd., Wuhan, China; Tuoyan Analytical Technology Co., Ltd., Guangzhou, China; Nanjing Hongchuang Geological Exploration Technology Service Co., Ltd., Nanjing, China | SEM: accelerating voltage of 15–20 kV, emission current of ~80 μA, takeoff angle ~35°, 4 μm to 5 μm beam diameter, working distance of ~10 mm; SEM-CL: acceleration voltage of 10 kV, beam current of 15 nA; TIMA: accelerating voltage of 25 kV, probe current of 9 nA, working distance of 15 mm, pixel spacing 3 μm, dot spacing 9 μm; EPMA: beam current not fully stated in excerpt | [109 empty] | 80.2134 | [38 empty] | 2025 | Xinghai Lang et al., Polymetallic veins—a possible bridge between porphyry and intermediate-sulfidation deposits, Geological Society of America Bulletin, v. 136, doi:10.1130/B38406.1 |  | CHN | Tibet
| No. 1 porphyry Cu-Au deposit (Xietongmen deposit), Xiongcun ore district | No. 1 deposit, Xiongcun ore district | Magmatic hydrothermal | Porphyry | Cu-Au porphyry | Cu, Au | Zn, Ag, Pb | Cu, Au, Zn, Ag, Pb | Lang et al., 2014; Tang et al., 2015; Wang et al., 2017 |  | 5056-170.4-3@07-1 | 5056-170.4-3@07-1 | underground mine |  |  |  |  | ore material | drill core | drill core | mineral separate | [5 empty] | mineralisation |  |  |  | pyrite, sphalerite, pyrrhotite, chalcopyrite, galena, quartz | Stage A: pyrite + sericite; Stage B: sphalerite + pyrrhotite + chalcopyrite + galena + quartz; Stage C: actinolite + epidote + chlorite + magnetite + quartz | polymetallic veins crosscutting porphyry-stage veins and alteration zones | Z2 |  |  |  | actinolite, epidote, chlorite, magnetite, sericite, calcite, acanthite-argentite, pyrargyrite, hessite, electrum | carbon-coated thin sections; polished sections | SEM-EDS, EMPA, LA-ICPMS, SIMS | JEOL IT300HR scanning electron microscope equipped with secondary electron, backscattered electron (BSE), and energy dispersive X-ray spectrometry (EDS) detectors; TESCAN MIRA3 field-emission scanning electron microprobe (FE-SEM) equipped with a panchromatic cathodoluminescence (CL) detector; TESCAN Integrated Mineral Analyzer (TIMA) system with a Mira-3 scanning electron microscope with four EDS (EDAX Element 30) detectors; JEOL JXA-8230 electron microprobe | Wuhan Sample Solution Analytical Technology Co., Ltd., Wuhan, China; Tuoyan Analytical Technology Co., Ltd., Guangzhou, China; Nanjing Hongchuang Geological Exploration Technology Service Co., Ltd., Nanjing, China | SEM: accelerating voltage of 15–20 kV, emission current of ~80 μA, takeoff angle ~35°, 4 μm to 5 μm beam diameter, working distance of ~10 mm; SEM-CL: acceleration voltage of 10 kV, beam current of 15 nA; TIMA: accelerating voltage of 25 kV, probe current of 9 nA, working distance of 15 mm, pixel spacing 3 μm, dot spacing 9 μm; EPMA: beam current not fully stated in excerpt | [109 empty] | 79.4781 | [38 empty] | 2025 | Xinghai Lang et al., Polymetallic veins—a possible bridge between porphyry and intermediate-sulfidation deposits, Geological Society of America Bulletin, v. 136, doi:10.1130/B38406.1 |  | CHN | Tibet
| No. 1 porphyry Cu-Au deposit (Xietongmen deposit), Xiongcun ore district | No. 1 deposit, Xiongcun ore district | Magmatic hydrothermal | Porphyry | Cu-Au porphyry | Cu, Au | Zn, Ag, Pb | Cu, Au, Zn, Ag, Pb | Lang et al., 2014; Tang et al., 2015; Wang et al., 2017 |  | 5056-170.4-3@08-1 | 5056-170.4-3@08-1 | underground mine |  |  |  |  | ore material | drill core | drill core | mineral separate | [5 empty] | mineralisation |  |  |  | pyrite, sphalerite, pyrrhotite, chalcopyrite, galena, quartz | Stage A: pyrite + sericite; Stage B: sphalerite + pyrrhotite + chalcopyrite + galena + quartz; Stage C: actinolite + epidote + chlorite + magnetite + quartz | polymetallic veins crosscutting porphyry-stage veins and alteration zones | Z2 |  |  |  | actinolite, epidote, chlorite, magnetite, sericite, calcite, acanthite-argentite, pyrargyrite, hessite, electrum | carbon-coated thin sections; polished sections | SEM-EDS, EMPA, LA-ICPMS, SIMS | JEOL IT300HR scanning electron microscope equipped with secondary electron, backscattered electron (BSE), and energy dispersive X-ray spectrometry (EDS) detectors; TESCAN MIRA3 field-emission scanning electron microprobe (FE-SEM) equipped with a panchromatic cathodoluminescence (CL) detector; TESCAN Integrated Mineral Analyzer (TIMA) system with a Mira-3 scanning electron microscope with four EDS (EDAX Element 30) detectors; JEOL JXA-8230 electron microprobe | Wuhan Sample Solution Analytical Technology Co., Ltd., Wuhan, China; Tuoyan Analytical Technology Co., Ltd., Guangzhou, China; Nanjing Hongchuang Geological Exploration Technology Service Co., Ltd., Nanjing, China | SEM: accelerating voltage of 15–20 kV, emission current of ~80 μA, takeoff angle ~35°, 4 μm to 5 μm beam diameter, working distance of ~10 mm; SEM-CL: acceleration voltage of 10 kV, beam current of 15 nA; TIMA: accelerating voltage of 25 kV, probe current of 9 nA, working distance of 15 mm, pixel spacing 3 μm, dot spacing 9 μm; EPMA: beam current not fully stated in excerpt | [109 empty] | 95.0139 | [38 empty] | 2025 | Xinghai Lang et al., Polymetallic veins—a possible bridge between porphyry and intermediate-sulfidation deposits, Geological Society of America Bulletin, v. 136, doi:10.1130/B38406.1 |  | CHN | Tibet
| No. 1 porphyry Cu-Au deposit (Xietongmen deposit), Xiongcun ore district | No. 1 deposit, Xiongcun ore district | Magmatic hydrothermal | Porphyry | Cu-Au porphyry | Cu, Au | Zn, Ag, Pb | Cu, Au, Zn, Ag, Pb | Lang et al., 2014; Tang et al., 2015; Wang et al., 2017 |  | 5056-170.4-3@09-1 | 5056-170.4-3@09-1 | underground mine |  |  |  |  | ore material | drill core | drill core | mineral separate | [5 empty] | mineralisation |  |  |  | pyrite, sphalerite, pyrrhotite, chalcopyrite, galena, quartz | Stage A: pyrite + sericite; Stage B: sphalerite + pyrrhotite + chalcopyrite + galena + quartz; Stage C: actinolite + epidote + chlorite + magnetite + quartz | polymetallic veins crosscutting porphyry-stage veins and alteration zones | Z2 |  |  |  | actinolite, epidote, chlorite, magnetite, sericite, calcite, acanthite-argentite, pyrargyrite, hessite, electrum | carbon-coated thin sections; polished sections | SEM-EDS, EMPA, LA-ICPMS, SIMS | JEOL IT300HR scanning electron microscope equipped with secondary electron, backscattered electron (BSE), and energy dispersive X-ray spectrometry (EDS) detectors; TESCAN MIRA3 field-emission scanning electron microprobe (FE-SEM) equipped with a panchromatic cathodoluminescence (CL) detector; TESCAN Integrated Mineral Analyzer (TIMA) system with a Mira-3 scanning electron microscope with four EDS (EDAX Element 30) detectors; JEOL JXA-8230 electron microprobe | Wuhan Sample Solution Analytical Technology Co., Ltd., Wuhan, China; Tuoyan Analytical Technology Co., Ltd., Guangzhou, China; Nanjing Hongchuang Geological Exploration Technology Service Co., Ltd., Nanjing, China | SEM: accelerating voltage of 15–20 kV, emission current of ~80 μA, takeoff angle ~35°, 4 μm to 5 μm beam diameter, working distance of ~10 mm; SEM-CL: acceleration voltage of 10 kV, beam current of 15 nA; TIMA: accelerating voltage of 25 kV, probe current of 9 nA, working distance of 15 mm, pixel spacing 3 μm, dot spacing 9 μm; EPMA: beam current not fully stated in excerpt | [109 empty] | 86.2552 | [38 empty] | 2025 | Xinghai Lang et al., Polymetallic veins—a possible bridge between porphyry and intermediate-sulfidation deposits, Geological Society of America Bulletin, v. 136, doi:10.1130/B38406.1 |  | CHN | Tibet
| No. 1 porphyry Cu-Au deposit (Xietongmen deposit), Xiongcun ore district | No. 1 deposit, Xiongcun ore district | Magmatic hydrothermal | Porphyry | Cu-Au porphyry | Cu, Au | Zn, Ag, Pb | Cu, Au, Zn, Ag, Pb | Lang et al., 2014; Tang et al., 2015; Wang et al., 2017 |  | 5056-170.4-3@10-1 | 5056-170.4-3@10-1 | underground mine |  |  |  |  | ore material | drill core | drill core | mineral separate | [5 empty] | mineralisation |  |  |  | pyrite, sphalerite, pyrrhotite, chalcopyrite, galena, quartz | Stage A: pyrite + sericite; Stage B: sphalerite + pyrrhotite + chalcopyrite + galena + quartz; Stage C: actinolite + epidote + chlorite + magnetite + quartz | polymetallic veins crosscutting porphyry-stage veins and alteration zones | Z2 |  |  |  | actinolite, epidote, chlorite, magnetite, sericite, calcite, acanthite-argentite, pyrargyrite, hessite, electrum | carbon-coated thin sections; polished sections | SEM-EDS, EMPA, LA-ICPMS, SIMS | JEOL IT300HR scanning electron microscope equipped with secondary electron, backscattered electron (BSE), and energy dispersive X-ray spectrometry (EDS) detectors; TESCAN MIRA3 field-emission scanning electron microprobe (FE-SEM) equipped with a panchromatic cathodoluminescence (CL) detector; TESCAN Integrated Mineral Analyzer (TIMA) system with a Mira-3 scanning electron microscope with four EDS (EDAX Element 30) detectors; JEOL JXA-8230 electron microprobe | Wuhan Sample Solution Analytical Technology Co., Ltd., Wuhan, China; Tuoyan Analytical Technology Co., Ltd., Guangzhou, China; Nanjing Hongchuang Geological Exploration Technology Service Co., Ltd., Nanjing, China | SEM: accelerating voltage of 15–20 kV, emission current of ~80 μA, takeoff angle ~35°, 4 μm to 5 μm beam diameter, working distance of ~10 mm; SEM-CL: acceleration voltage of 10 kV, beam current of 15 nA; TIMA: accelerating voltage of 25 kV, probe current of 9 nA, working distance of 15 mm, pixel spacing 3 μm, dot spacing 9 μm; EPMA: beam current not fully stated in excerpt | [109 empty] | 136.335 | [38 empty] | 2025 | Xinghai Lang et al., Polymetallic veins—a possible bridge between porphyry and intermediate-sulfidation deposits, Geological Society of America Bulletin, v. 136, doi:10.1130/B38406.1 |  | CHN | Tibet
| No. 1 porphyry Cu-Au deposit (Xietongmen deposit), Xiongcun ore district | No. 1 deposit, Xiongcun ore district | Magmatic hydrothermal | Porphyry | Cu-Au porphyry | Cu, Au | Zn, Ag, Pb | Cu, Au, Zn, Ag, Pb | Lang et al., 2014; Tang et al., 2015; Wang et al., 2017 |  | 5056-170.4-3@11-1 | 5056-170.4-3@11-1 | underground mine |  |  |  |  | ore material | drill core | drill core | mineral separate | [5 empty] | mineralisation |  |  |  | pyrite, sphalerite, pyrrhotite, chalcopyrite, galena, quartz | Stage A: pyrite + sericite; Stage B: sphalerite + pyrrhotite + chalcopyrite + galena + quartz; Stage C: actinolite + epidote + chlorite + magnetite + quartz | polymetallic veins crosscutting porphyry-stage veins and alteration zones | Z2 |  |  |  | actinolite, epidote, chlorite, magnetite, sericite, calcite, acanthite-argentite, pyrargyrite, hessite, electrum | carbon-coated thin sections; polished sections | SEM-EDS, EMPA, LA-ICPMS, SIMS | JEOL IT300HR scanning electron microscope equipped with secondary electron, backscattered electron (BSE), and energy dispersive X-ray spectrometry (EDS) detectors; TESCAN MIRA3 field-emission scanning electron microprobe (FE-SEM) equipped with a panchromatic cathodoluminescence (CL) detector; TESCAN Integrated Mineral Analyzer (TIMA) system with a Mira-3 scanning electron microscope with four EDS (EDAX Element 30) detectors; JEOL JXA-8230 electron microprobe | Wuhan Sample Solution Analytical Technology Co., Ltd., Wuhan, China; Tuoyan Analytical Technology Co., Ltd., Guangzhou, China; Nanjing Hongchuang Geological Exploration Technology Service Co., Ltd., Nanjing, China | SEM: accelerating voltage of 15–20 kV, emission current of ~80 μA, takeoff angle ~35°, 4 μm to 5 μm beam diameter, working distance of ~10 mm; SEM-CL: acceleration voltage of 10 kV, beam current of 15 nA; TIMA: accelerating voltage of 25 kV, probe current of 9 nA, working distance of 15 mm, pixel spacing 3 μm, dot spacing 9 μm; EPMA: beam current not fully stated in excerpt | [109 empty] | 72.0251 | [38 empty] | 2025 | Xinghai Lang et al., Polymetallic veins—a possible bridge between porphyry and intermediate-sulfidation deposits, Geological Society of America Bulletin, v. 136, doi:10.1130/B38406.1 |  | CHN | Tibet
| No. 1 porphyry Cu-Au deposit (Xietongmen deposit), Xiongcun ore district | No. 1 deposit, Xiongcun ore district | Magmatic hydrothermal | Porphyry | Cu-Au porphyry | Cu, Au | Zn, Ag, Pb | Cu, Au, Zn, Ag, Pb | Lang et al., 2014; Tang et al., 2015; Wang et al., 2017 |  | 6068-119.7-1@01-1 | 6068-119.7-1@01-1 | underground mine |  |  |  |  | ore material | drill core | drill core | mineral separate | [5 empty] | mineralisation |  |  |  | pyrite, sphalerite, pyrrhotite, chalcopyrite, galena, quartz | Stage A: pyrite + sericite; Stage B: sphalerite + pyrrhotite + chalcopyrite + galena + quartz; Stage C: actinolite + epidote + chlorite + magnetite + quartz | polymetallic veins crosscutting porphyry-stage veins and alteration zones | Z3 |  |  |  | actinolite, epidote, chlorite, magnetite, sericite, calcite, acanthite-argentite, pyrargyrite, hessite, electrum | carbon-coated thin sections; polished sections | SEM-EDS, EMPA, LA-ICPMS, SIMS | JEOL IT300HR scanning electron microscope equipped with secondary electron, backscattered electron (BSE), and energy dispersive X-ray spectrometry (EDS) detectors; TESCAN MIRA3 field-emission scanning electron microprobe (FE-SEM) equipped with a panchromatic cathodoluminescence (CL) detector; TESCAN Integrated Mineral Analyzer (TIMA) system with a Mira-3 scanning electron microscope with four EDS (EDAX Element 30) detectors; JEOL JXA-8230 electron microprobe | Wuhan Sample Solution Analytical Technology Co., Ltd., Wuhan, China; Tuoyan Analytical Technology Co., Ltd., Guangzhou, China; Nanjing Hongchuang Geological Exploration Technology Service Co., Ltd., Nanjing, China | SEM: accelerating voltage of 15–20 kV, emission current of ~80 μA, takeoff angle ~35°, 4 μm to 5 μm beam diameter, working distance of ~10 mm; SEM-CL: acceleration voltage of 10 kV, beam current of 15 nA; TIMA: accelerating voltage of 25 kV, probe current of 9 nA, working distance of 15 mm, pixel spacing 3 μm, dot spacing 9 μm; EPMA: beam current not fully stated in excerpt | [109 empty] | 68.3267 | [38 empty] | 2025 | Xinghai Lang et al., Polymetallic veins—a possible bridge between porphyry and intermediate-sulfidation deposits, Geological Society of America Bulletin, v. 136, doi:10.1130/B38406.1 |  | CHN | Tibet
| No. 1 porphyry Cu-Au deposit (Xietongmen deposit), Xiongcun ore district | No. 1 deposit, Xiongcun ore district | Magmatic hydrothermal | Porphyry | Cu-Au porphyry | Cu, Au | Zn, Ag, Pb | Cu, Au, Zn, Ag, Pb | Lang et al., 2014; Tang et al., 2015; Wang et al., 2017 |  | 6068-119.7-1@02-1 | 6068-119.7-1@02-1 | underground mine |  |  |  |  | ore material | drill core | drill core | mineral separate | [5 empty] | mineralisation |  |  |  | pyrite, sphalerite, pyrrhotite, chalcopyrite, galena, quartz | Stage A: pyrite + sericite; Stage B: sphalerite + pyrrhotite + chalcopyrite + galena + quartz; Stage C: actinolite + epidote + chlorite + magnetite + quartz | polymetallic veins crosscutting porphyry-stage veins and alteration zones | Z3 |  |  |  | actinolite, epidote, chlorite, magnetite, sericite, calcite, acanthite-argentite, pyrargyrite, hessite, electrum | carbon-coated thin sections; polished sections | SEM-EDS, EMPA, LA-ICPMS, SIMS | JEOL IT300HR scanning electron microscope equipped with secondary electron, backscattered electron (BSE), and energy dispersive X-ray spectrometry (EDS) detectors; TESCAN MIRA3 field-emission scanning electron microprobe (FE-SEM) equipped with a panchromatic cathodoluminescence (CL) detector; TESCAN Integrated Mineral Analyzer (TIMA) system with a Mira-3 scanning electron microscope with four EDS (EDAX Element 30) detectors; JEOL JXA-8230 electron microprobe | Wuhan Sample Solution Analytical Technology Co., Ltd., Wuhan, China; Tuoyan Analytical Technology Co., Ltd., Guangzhou, China; Nanjing Hongchuang Geological Exploration Technology Service Co., Ltd., Nanjing, China | SEM: accelerating voltage of 15–20 kV, emission current of ~80 μA, takeoff angle ~35°, 4 μm to 5 μm beam diameter, working distance of ~10 mm; SEM-CL: acceleration voltage of 10 kV, beam current of 15 nA; TIMA: accelerating voltage of 25 kV, probe current of 9 nA, working distance of 15 mm, pixel spacing 3 μm, dot spacing 9 μm; EPMA: beam current not fully stated in excerpt | [109 empty] | 97.1332 | [38 empty] | 2025 | Xinghai Lang et al., Polymetallic veins—a possible bridge between porphyry and intermediate-sulfidation deposits, Geological Society of America Bulletin, v. 136, doi:10.1130/B38406.1 |  | CHN | Tibet
| No. 1 porphyry Cu-Au deposit (Xietongmen deposit), Xiongcun ore district | No. 1 deposit, Xiongcun ore district | Magmatic hydrothermal | Porphyry | Cu-Au porphyry | Cu, Au | Zn, Ag, Pb | Cu, Au, Zn, Ag, Pb | Lang et al., 2014; Tang et al., 2015; Wang et al., 2017 |  | 6068-119.7-1@03-1 | 6068-119.7-1@03-1 | underground mine |  |  |  |  | ore material | drill core | drill core | mineral separate | [5 empty] | mineralisation |  |  |  | pyrite, sphalerite, pyrrhotite, chalcopyrite, galena, quartz | Stage A: pyrite + sericite; Stage B: sphalerite + pyrrhotite + chalcopyrite + galena + quartz; Stage C: actinolite + epidote + chlorite + magnetite + quartz | polymetallic veins crosscutting porphyry-stage veins and alteration zones | Z3 |  |  |  | actinolite, epidote, chlorite, magnetite, sericite, calcite, acanthite-argentite, pyrargyrite, hessite, electrum | carbon-coated thin sections; polished sections | SEM-EDS, EMPA, LA-ICPMS, SIMS | JEOL IT300HR scanning electron microscope equipped with secondary electron, backscattered electron (BSE), and energy dispersive X-ray spectrometry (EDS) detectors; TESCAN MIRA3 field-emission scanning electron microprobe (FE-SEM) equipped with a panchromatic cathodoluminescence (CL) detector; TESCAN Integrated Mineral Analyzer (TIMA) system with a Mira-3 scanning electron microscope with four EDS (EDAX Element 30) detectors; JEOL JXA-8230 electron microprobe | Wuhan Sample Solution Analytical Technology Co., Ltd., Wuhan, China; Tuoyan Analytical Technology Co., Ltd., Guangzhou, China; Nanjing Hongchuang Geological Exploration Technology Service Co., Ltd., Nanjing, China | SEM: accelerating voltage of 15–20 kV, emission current of ~80 μA, takeoff angle ~35°, 4 μm to 5 μm beam diameter, working distance of ~10 mm; SEM-CL: acceleration voltage of 10 kV, beam current of 15 nA; TIMA: accelerating voltage of 25 kV, probe current of 9 nA, working distance of 15 mm, pixel spacing 3 μm, dot spacing 9 μm; EPMA: beam current not fully stated in excerpt | [109 empty] | 91.8819 | [38 empty] | 2025 | Xinghai Lang et al., Polymetallic veins—a possible bridge between porphyry and intermediate-sulfidation deposits, Geological Society of America Bulletin, v. 136, doi:10.1130/B38406.1 |  | CHN | Tibet
| No. 1 porphyry Cu-Au deposit (Xietongmen deposit), Xiongcun ore district | No. 1 deposit, Xiongcun ore district | Magmatic hydrothermal | Porphyry | Cu-Au porphyry | Cu, Au | Zn, Ag, Pb | Cu, Au, Zn, Ag, Pb | Lang et al., 2014; Tang et al., 2015; Wang et al., 2017 |  | 6068-119.7-1@04-1 | 6068-119.7-1@04-1 | underground mine |  |  |  |  | ore material | drill core | drill core | mineral separate | [5 empty] | mineralisation |  |  |  | pyrite, sphalerite, pyrrhotite, chalcopyrite, galena, quartz | Stage A: pyrite + sericite; Stage B: sphalerite + pyrrhotite + chalcopyrite + galena + quartz; Stage C: actinolite + epidote + chlorite + magnetite + quartz | polymetallic veins crosscutting porphyry-stage veins and alteration zones | Z3 |  |  |  | actinolite, epidote, chlorite, magnetite, sericite, calcite, acanthite-argentite, pyrargyrite, hessite, electrum | carbon-coated thin sections; polished sections | SEM-EDS, EMPA, LA-ICPMS, SIMS | JEOL IT300HR scanning electron microscope equipped with secondary electron, backscattered electron (BSE), and energy dispersive X-ray spectrometry (EDS) detectors; TESCAN MIRA3 field-emission scanning electron microprobe (FE-SEM) equipped with a panchromatic cathodoluminescence (CL) detector; TESCAN Integrated Mineral Analyzer (TIMA) system with a Mira-3 scanning electron microscope with four EDS (EDAX Element 30) detectors; JEOL JXA-8230 electron microprobe | Wuhan Sample Solution Analytical Technology Co., Ltd., Wuhan, China; Tuoyan Analytical Technology Co., Ltd., Guangzhou, China; Nanjing Hongchuang Geological Exploration Technology Service Co., Ltd., Nanjing, China | SEM: accelerating voltage of 15–20 kV, emission current of ~80 μA, takeoff angle ~35°, 4 μm to 5 μm beam diameter, working distance of ~10 mm; SEM-CL: acceleration voltage of 10 kV, beam current of 15 nA; TIMA: accelerating voltage of 25 kV, probe current of 9 nA, working distance of 15 mm, pixel spacing 3 μm, dot spacing 9 μm; EPMA: beam current not fully stated in excerpt | [109 empty] | 70.9363 | [38 empty] | 2025 | Xinghai Lang et al., Polymetallic veins—a possible bridge between porphyry and intermediate-sulfidation deposits, Geological Society of America Bulletin, v. 136, doi:10.1130/B38406.1 |  | CHN | Tibet
| No. 1 porphyry Cu-Au deposit (Xietongmen deposit), Xiongcun ore district | No. 1 deposit, Xiongcun ore district | Magmatic hydrothermal | Porphyry | Cu-Au porphyry | Cu, Au | Zn, Ag, Pb | Cu, Au, Zn, Ag, Pb | Lang et al., 2014; Tang et al., 2015; Wang et al., 2017 |  | 6068-119.7-1@05-1 | 6068-119.7-1@05-1 | underground mine |  |  |  |  | ore material | drill core | drill core | mineral separate | [5 empty] | mineralisation |  |  |  | pyrite, sphalerite, pyrrhotite, chalcopyrite, galena, quartz | Stage A: pyrite + sericite; Stage B: sphalerite + pyrrhotite + chalcopyrite + galena + quartz; Stage C: actinolite + epidote + chlorite + magnetite + quartz | polymetallic veins crosscutting porphyry-stage veins and alteration zones | Z3 |  |  |  | actinolite, epidote, chlorite, magnetite, sericite, calcite, acanthite-argentite, pyrargyrite, hessite, electrum | carbon-coated thin sections; polished sections | SEM-EDS, EMPA, LA-ICPMS, SIMS | JEOL IT300HR scanning electron microscope equipped with secondary electron, backscattered electron (BSE), and energy dispersive X-ray spectrometry (EDS) detectors; TESCAN MIRA3 field-emission scanning electron microprobe (FE-SEM) equipped with a panchromatic cathodoluminescence (CL) detector; TESCAN Integrated Mineral Analyzer (TIMA) system with a Mira-3 scanning electron microscope with four EDS (EDAX Element 30) detectors; JEOL JXA-8230 electron microprobe | Wuhan Sample Solution Analytical Technology Co., Ltd., Wuhan, China; Tuoyan Analytical Technology Co., Ltd., Guangzhou, China; Nanjing Hongchuang Geological Exploration Technology Service Co., Ltd., Nanjing, China | SEM: accelerating voltage of 15–20 kV, emission current of ~80 μA, takeoff angle ~35°, 4 μm to 5 μm beam diameter, working distance of ~10 mm; SEM-CL: acceleration voltage of 10 kV, beam current of 15 nA; TIMA: accelerating voltage of 25 kV, probe current of 9 nA, working distance of 15 mm, pixel spacing 3 μm, dot spacing 9 μm; EPMA: beam current not fully stated in excerpt | [109 empty] | 90.1516 | [38 empty] | 2025 | Xinghai Lang et al., Polymetallic veins—a possible bridge between porphyry and intermediate-sulfidation deposits, Geological Society of America Bulletin, v. 136, doi:10.1130/B38406.1 |  | CHN | Tibet
| No. 1 porphyry Cu-Au deposit (Xietongmen deposit), Xiongcun ore district | No. 1 deposit, Xiongcun ore district | Magmatic hydrothermal | Porphyry | Cu-Au porphyry | Cu, Au | Zn, Ag, Pb | Cu, Au, Zn, Ag, Pb | Lang et al., 2014; Tang et al., 2015; Wang et al., 2017 |  | 6068-119.7-1@06-1 | 6068-119.7-1@06-1 | underground mine |  |  |  |  | ore material | drill core | drill core | mineral separate | [5 empty] | mineralisation |  |  |  | pyrite, sphalerite, pyrrhotite, chalcopyrite, galena, quartz | Stage A: pyrite + sericite; Stage B: sphalerite + pyrrhotite + chalcopyrite + galena + quartz; Stage C: actinolite + epidote + chlorite + magnetite + quartz | polymetallic veins crosscutting porphyry-stage veins and alteration zones | Z3 |  |  |  | actinolite, epidote, chlorite, magnetite, sericite, calcite, acanthite-argentite, pyrargyrite, hessite, electrum | carbon-coated thin sections; polished sections | SEM-EDS, EMPA, LA-ICPMS, SIMS | JEOL IT300HR scanning electron microscope equipped with secondary electron, backscattered electron (BSE), and energy dispersive X-ray spectrometry (EDS) detectors; TESCAN MIRA3 field-emission scanning electron microprobe (FE-SEM) equipped with a panchromatic cathodoluminescence (CL) detector; TESCAN Integrated Mineral Analyzer (TIMA) system with a Mira-3 scanning electron microscope with four EDS (EDAX Element 30) detectors; JEOL JXA-8230 electron microprobe | Wuhan Sample Solution Analytical Technology Co., Ltd., Wuhan, China; Tuoyan Analytical Technology Co., Ltd., Guangzhou, China; Nanjing Hongchuang Geological Exploration Technology Service Co., Ltd., Nanjing, China | SEM: accelerating voltage of 15–20 kV, emission current of ~80 μA, takeoff angle ~35°, 4 μm to 5 μm beam diameter, working distance of ~10 mm; SEM-CL: acceleration voltage of 10 kV, beam current of 15 nA; TIMA: accelerating voltage of 25 kV, probe current of 9 nA, working distance of 15 mm, pixel spacing 3 μm, dot spacing 9 μm; EPMA: beam current not fully stated in excerpt | [109 empty] | 65.0784 | [38 empty] | 2025 | Xinghai Lang et al., Polymetallic veins—a possible bridge between porphyry and intermediate-sulfidation deposits, Geological Society of America Bulletin, v. 136, doi:10.1130/B38406.1 |  | CHN | Tibet
| No. 1 porphyry Cu-Au deposit (Xietongmen deposit), Xiongcun ore district | No. 1 deposit, Xiongcun ore district | Magmatic hydrothermal | Porphyry | Cu-Au porphyry | Cu, Au | Zn, Ag, Pb | Cu, Au, Zn, Ag, Pb | Lang et al., 2014; Tang et al., 2015; Wang et al., 2017 |  | 6068-119.7-1@07-1 | 6068-119.7-1@07-1 | underground mine |  |  |  |  | ore material | drill core | drill core | mineral separate | [5 empty] | mineralisation |  |  |  | pyrite, sphalerite, pyrrhotite, chalcopyrite, galena, quartz | Stage A: pyrite + sericite; Stage B: sphalerite + pyrrhotite + chalcopyrite + galena + quartz; Stage C: actinolite + epidote + chlorite + magnetite + quartz | polymetallic veins crosscutting porphyry-stage veins and alteration zones | Z3 |  |  |  | actinolite, epidote, chlorite, magnetite, sericite, calcite, acanthite-argentite, pyrargyrite, hessite, electrum | carbon-coated thin sections; polished sections | SEM-EDS, EMPA, LA-ICPMS, SIMS | JEOL IT300HR scanning electron microscope equipped with secondary electron, backscattered electron (BSE), and energy dispersive X-ray spectrometry (EDS) detectors; TESCAN MIRA3 field-emission scanning electron microprobe (FE-SEM) equipped with a panchromatic cathodoluminescence (CL) detector; TESCAN Integrated Mineral Analyzer (TIMA) system with a Mira-3 scanning electron microscope with four EDS (EDAX Element 30) detectors; JEOL JXA-8230 electron microprobe | Wuhan Sample Solution Analytical Technology Co., Ltd., Wuhan, China; Tuoyan Analytical Technology Co., Ltd., Guangzhou, China; Nanjing Hongchuang Geological Exploration Technology Service Co., Ltd., Nanjing, China | SEM: accelerating voltage of 15–20 kV, emission current of ~80 μA, takeoff angle ~35°, 4 μm to 5 μm beam diameter, working distance of ~10 mm; SEM-CL: acceleration voltage of 10 kV, beam current of 15 nA; TIMA: accelerating voltage of 25 kV, probe current of 9 nA, working distance of 15 mm, pixel spacing 3 μm, dot spacing 9 μm; EPMA: beam current not fully stated in excerpt | [109 empty] | 62.545 | [38 empty] | 2025 | Xinghai Lang et al., Polymetallic veins—a possible bridge between porphyry and intermediate-sulfidation deposits, Geological Society of America Bulletin, v. 136, doi:10.1130/B38406.1 |  | CHN | Tibet
| No. 1 porphyry Cu-Au deposit (Xietongmen deposit), Xiongcun ore district | No. 1 deposit, Xiongcun ore district | Magmatic hydrothermal | Porphyry | Cu-Au porphyry | Cu, Au | Zn, Ag, Pb | Cu, Au, Zn, Ag, Pb | Lang et al., 2014; Tang et al., 2015; Wang et al., 2017 |  | 6068-119.7-1@08-1 | 6068-119.7-1@08-1 | underground mine |  |  |  |  | ore material | drill core | drill core | mineral separate | [5 empty] | mineralisation |  |  |  | pyrite, sphalerite, pyrrhotite, chalcopyrite, galena, quartz | Stage A: pyrite + sericite; Stage B: sphalerite + pyrrhotite + chalcopyrite + galena + quartz; Stage C: actinolite + epidote + chlorite + magnetite + quartz | polymetallic veins crosscutting porphyry-stage veins and alteration zones | Z3 |  |  |  | actinolite, epidote, chlorite, magnetite, sericite, calcite, acanthite-argentite, pyrargyrite, hessite, electrum | carbon-coated thin sections; polished sections | SEM-EDS, EMPA, LA-ICPMS, SIMS | JEOL IT300HR scanning electron microscope equipped with secondary electron, backscattered electron (BSE), and energy dispersive X-ray spectrometry (EDS) detectors; TESCAN MIRA3 field-emission scanning electron microprobe (FE-SEM) equipped with a panchromatic cathodoluminescence (CL) detector; TESCAN Integrated Mineral Analyzer (TIMA) system with a Mira-3 scanning electron microscope with four EDS (EDAX Element 30) detectors; JEOL JXA-8230 electron microprobe | Wuhan Sample Solution Analytical Technology Co., Ltd., Wuhan, China; Tuoyan Analytical Technology Co., Ltd., Guangzhou, China; Nanjing Hongchuang Geological Exploration Technology Service Co., Ltd., Nanjing, China | SEM: accelerating voltage of 15–20 kV, emission current of ~80 μA, takeoff angle ~35°, 4 μm to 5 μm beam diameter, working distance of ~10 mm; SEM-CL: acceleration voltage of 10 kV, beam current of 15 nA; TIMA: accelerating voltage of 25 kV, probe current of 9 nA, working distance of 15 mm, pixel spacing 3 μm, dot spacing 9 μm; EPMA: beam current not fully stated in excerpt | [109 empty] | 73.7843 | [38 empty] | 2025 | Xinghai Lang et al., Polymetallic veins—a possible bridge between porphyry and intermediate-sulfidation deposits, Geological Society of America Bulletin, v. 136, doi:10.1130/B38406.1 |  | CHN | Tibet
| No. 1 porphyry Cu-Au deposit (Xietongmen deposit), Xiongcun ore district | No. 1 deposit, Xiongcun ore district | Magmatic hydrothermal | Porphyry | Cu-Au porphyry | Cu, Au | Zn, Ag, Pb | Cu, Au, Zn, Ag, Pb | Lang et al., 2014; Tang et al., 2015; Wang et al., 2017 |  | 6068-119.7-1@09-1 | 6068-119.7-1@09-1 | underground mine |  |  |  |  | ore material | drill core | drill core | mineral separate | [5 empty] | mineralisation |  |  |  | pyrite, sphalerite, pyrrhotite, chalcopyrite, galena, quartz | Stage A: pyrite + sericite; Stage B: sphalerite + pyrrhotite + chalcopyrite + galena + quartz; Stage C: actinolite + epidote + chlorite + magnetite + quartz | polymetallic veins crosscutting porphyry-stage veins and alteration zones | Z3 |  |  |  | actinolite, epidote, chlorite, magnetite, sericite, calcite, acanthite-argentite, pyrargyrite, hessite, electrum | carbon-coated thin sections; polished sections | SEM-EDS, EMPA, LA-ICPMS, SIMS | JEOL IT300HR scanning electron microscope equipped with secondary electron, backscattered electron (BSE), and energy dispersive X-ray spectrometry (EDS) detectors; TESCAN MIRA3 field-emission scanning electron microprobe (FE-SEM) equipped with a panchromatic cathodoluminescence (CL) detector; TESCAN Integrated Mineral Analyzer (TIMA) system with a Mira-3 scanning electron microscope with four EDS (EDAX Element 30) detectors; JEOL JXA-8230 electron microprobe | Wuhan Sample Solution Analytical Technology Co., Ltd., Wuhan, China; Tuoyan Analytical Technology Co., Ltd., Guangzhou, China; Nanjing Hongchuang Geological Exploration Technology Service Co., Ltd., Nanjing, China | SEM: accelerating voltage of 15–20 kV, emission current of ~80 μA, takeoff angle ~35°, 4 μm to 5 μm beam diameter, working distance of ~10 mm; SEM-CL: acceleration voltage of 10 kV, beam current of 15 nA; TIMA: accelerating voltage of 25 kV, probe current of 9 nA, working distance of 15 mm, pixel spacing 3 μm, dot spacing 9 μm; EPMA: beam current not fully stated in excerpt | [109 empty] | 66.468 | [38 empty] | 2025 | Xinghai Lang et al., Polymetallic veins—a possible bridge between porphyry and intermediate-sulfidation deposits, Geological Society of America Bulletin, v. 136, doi:10.1130/B38406.1 |  | CHN | Tibet
| No. 1 porphyry Cu-Au deposit (Xietongmen deposit), Xiongcun ore district | No. 1 deposit, Xiongcun ore district | Magmatic hydrothermal | Porphyry | Cu-Au porphyry | Cu, Au | Zn, Ag, Pb | Cu, Au, Zn, Ag, Pb | Lang et al., 2014; Tang et al., 2015; Wang et al., 2017 |  | 6068-119.7-1@10-1 | 6068-119.7-1@10-1 | underground mine |  |  |  |  | ore material | drill core | drill core | mineral separate | [5 empty] | mineralisation |  |  |  | pyrite, sphalerite, pyrrhotite, chalcopyrite, galena, quartz | Stage A: pyrite + sericite; Stage B: sphalerite + pyrrhotite + chalcopyrite + galena + quartz; Stage C: actinolite + epidote + chlorite + magnetite + quartz | polymetallic veins crosscutting porphyry-stage veins and alteration zones | Z3 |  |  |  | actinolite, epidote, chlorite, magnetite, sericite, calcite, acanthite-argentite, pyrargyrite, hessite, electrum | carbon-coated thin sections; polished sections | SEM-EDS, EMPA, LA-ICPMS, SIMS | JEOL IT300HR scanning electron microscope equipped with secondary electron, backscattered electron (BSE), and energy dispersive X-ray spectrometry (EDS) detectors; TESCAN MIRA3 field-emission scanning electron microprobe (FE-SEM) equipped with a panchromatic cathodoluminescence (CL) detector; TESCAN Integrated Mineral Analyzer (TIMA) system with a Mira-3 scanning electron microscope with four EDS (EDAX Element 30) detectors; JEOL JXA-8230 electron microprobe | Wuhan Sample Solution Analytical Technology Co., Ltd., Wuhan, China; Tuoyan Analytical Technology Co., Ltd., Guangzhou, China; Nanjing Hongchuang Geological Exploration Technology Service Co., Ltd., Nanjing, China | SEM: accelerating voltage of 15–20 kV, emission current of ~80 μA, takeoff angle ~35°, 4 μm to 5 μm beam diameter, working distance of ~10 mm; SEM-CL: acceleration voltage of 10 kV, beam current of 15 nA; TIMA: accelerating voltage of 25 kV, probe current of 9 nA, working distance of 15 mm, pixel spacing 3 μm, dot spacing 9 μm; EPMA: beam current not fully stated in excerpt | [109 empty] | 103.7325 | [38 empty] | 2025 | Xinghai Lang et al., Polymetallic veins—a possible bridge between porphyry and intermediate-sulfidation deposits, Geological Society of America Bulletin, v. 136, doi:10.1130/B38406.1 |  | CHN | Tibet
| No. 1 porphyry Cu-Au deposit (Xietongmen deposit), Xiongcun ore district | No. 1 deposit, Xiongcun ore district | Magmatic hydrothermal | Porphyry | Cu-Au porphyry | Cu, Au | Zn, Ag, Pb | Cu, Au, Zn, Ag, Pb | Lang et al., 2014; Tang et al., 2015; Wang et al., 2017 |  | 6068-119.7-1@11-1 | 6068-119.7-1@11-1 | underground mine |  |  |  |  | ore material | drill core | drill core | mineral separate | [5 empty] | mineralisation |  |  |  | pyrite, sphalerite, pyrrhotite, chalcopyrite, galena, quartz | Stage A: pyrite + sericite; Stage B: sphalerite + pyrrhotite + chalcopyrite + galena + quartz; Stage C: actinolite + epidote + chlorite + magnetite + quartz | polymetallic veins crosscutting porphyry-stage veins and alteration zones | Z3 |  |  |  | actinolite, epidote, chlorite, magnetite, sericite, calcite, acanthite-argentite, pyrargyrite, hessite, electrum | carbon-coated thin sections; polished sections | SEM-EDS, EMPA, LA-ICPMS, SIMS | JEOL IT300HR scanning electron microscope equipped with secondary electron, backscattered electron (BSE), and energy dispersive X-ray spectrometry (EDS) detectors; TESCAN MIRA3 field-emission scanning electron microprobe (FE-SEM) equipped with a panchromatic cathodoluminescence (CL) detector; TESCAN Integrated Mineral Analyzer (TIMA) system with a Mira-3 scanning electron microscope with four EDS (EDAX Element 30) detectors; JEOL JXA-8230 electron microprobe | Wuhan Sample Solution Analytical Technology Co., Ltd., Wuhan, China; Tuoyan Analytical Technology Co., Ltd., Guangzhou, China; Nanjing Hongchuang Geological Exploration Technology Service Co., Ltd., Nanjing, China | SEM: accelerating voltage of 15–20 kV, emission current of ~80 μA, takeoff angle ~35°, 4 μm to 5 μm beam diameter, working distance of ~10 mm; SEM-CL: acceleration voltage of 10 kV, beam current of 15 nA; TIMA: accelerating voltage of 25 kV, probe current of 9 nA, working distance of 15 mm, pixel spacing 3 μm, dot spacing 9 μm; EPMA: beam current not fully stated in excerpt | [109 empty] | 63.9415 | [38 empty] | 2025 | Xinghai Lang et al., Polymetallic veins—a possible bridge between porphyry and intermediate-sulfidation deposits, Geological Society of America Bulletin, v. 136, doi:10.1130/B38406.1 |  | CHN | Tibet
| No. 1 porphyry Cu-Au deposit (Xietongmen deposit), Xiongcun ore district | No. 1 deposit, Xiongcun ore district | Magmatic hydrothermal | Porphyry | Cu-Au porphyry | Cu, Au | Zn, Ag, Pb | Cu, Au, Zn, Ag, Pb | Lang et al., 2014; Tang et al., 2015; Wang et al., 2017 |  | 6068-119.7-1@12-1 | 6068-119.7-1@12-1 | underground mine |  |  |  |  | ore material | drill core | drill core | mineral separate | [5 empty] | mineralisation |  |  |  | pyrite, sphalerite, pyrrhotite, chalcopyrite, galena, quartz | Stage A: pyrite + sericite; Stage B: sphalerite + pyrrhotite + chalcopyrite + galena + quartz; Stage C: actinolite + epidote + chlorite + magnetite + quartz | polymetallic veins crosscutting porphyry-stage veins and alteration zones | Z3 |  |  |  | actinolite, epidote, chlorite, magnetite, sericite, calcite, acanthite-argentite, pyrargyrite, hessite, electrum | carbon-coated thin sections; polished sections | SEM-EDS, EMPA, LA-ICPMS, SIMS | JEOL IT300HR scanning electron microscope equipped with secondary electron, backscattered electron (BSE), and energy dispersive X-ray spectrometry (EDS) detectors; TESCAN MIRA3 field-emission scanning electron microprobe (FE-SEM) equipped with a panchromatic cathodoluminescence (CL) detector; TESCAN Integrated Mineral Analyzer (TIMA) system with a Mira-3 scanning electron microscope with four EDS (EDAX Element 30) detectors; JEOL JXA-8230 electron microprobe | Wuhan Sample Solution Analytical Technology Co., Ltd., Wuhan, China; Tuoyan Analytical Technology Co., Ltd., Guangzhou, China; Nanjing Hongchuang Geological Exploration Technology Service Co., Ltd., Nanjing, China | SEM: accelerating voltage of 15–20 kV, emission current of ~80 μA, takeoff angle ~35°, 4 μm to 5 μm beam diameter, working distance of ~10 mm; SEM-CL: acceleration voltage of 10 kV, beam current of 15 nA; TIMA: accelerating voltage of 25 kV, probe current of 9 nA, working distance of 15 mm, pixel spacing 3 μm, dot spacing 9 μm; EPMA: beam current not fully stated in excerpt | [109 empty] | 74.0371 | [38 empty] | 2025 | Xinghai Lang et al., Polymetallic veins—a possible bridge between porphyry and intermediate-sulfidation deposits, Geological Society of America Bulletin, v. 136, doi:10.1130/B38406.1 |  | CHN | Tibet
| No. 1 porphyry Cu-Au deposit (Xietongmen deposit), Xiongcun ore district | No. 1 deposit, Xiongcun ore district | Magmatic hydrothermal | Porphyry | Cu-Au porphyry | Cu, Au | Zn, Ag, Pb | Cu, Au, Zn, Ag, Pb | Lang et al., 2014; Tang et al., 2015; Wang et al., 2017 |  | 6068-119.7-1@13-1 | 6068-119.7-1@13-1 | underground mine |  |  |  |  | ore material | drill core | drill core | mineral separate | [5 empty] | mineralisation |  |  |  | pyrite, sphalerite, pyrrhotite, chalcopyrite, galena, quartz | Stage A: pyrite + sericite; Stage B: sphalerite + pyrrhotite + chalcopyrite + galena + quartz; Stage C: actinolite + epidote + chlorite + magnetite + quartz | polymetallic veins crosscutting porphyry-stage veins and alteration zones | Z3 |  |  |  | actinolite, epidote, chlorite, magnetite, sericite, calcite, acanthite-argentite, pyrargyrite, hessite, electrum | carbon-coated thin sections; polished sections | SEM-EDS, EMPA, LA-ICPMS, SIMS | JEOL IT300HR scanning electron microscope equipped with secondary electron, backscattered electron (BSE), and energy dispersive X-ray spectrometry (EDS) detectors; TESCAN MIRA3 field-emission scanning electron microprobe (FE-SEM) equipped with a panchromatic cathodoluminescence (CL) detector; TESCAN Integrated Mineral Analyzer (TIMA) system with a Mira-3 scanning electron microscope with four EDS (EDAX Element 30) detectors; JEOL JXA-8230 electron microprobe | Wuhan Sample Solution Analytical Technology Co., Ltd., Wuhan, China; Tuoyan Analytical Technology Co., Ltd., Guangzhou, China; Nanjing Hongchuang Geological Exploration Technology Service Co., Ltd., Nanjing, China | SEM: accelerating voltage of 15–20 kV, emission current of ~80 μA, takeoff angle ~35°, 4 μm to 5 μm beam diameter, working distance of ~10 mm; SEM-CL: acceleration voltage of 10 kV, beam current of 15 nA; TIMA: accelerating voltage of 25 kV, probe current of 9 nA, working distance of 15 mm, pixel spacing 3 μm, dot spacing 9 μm; EPMA: beam current not fully stated in excerpt | [109 empty] | 83.0008 | [38 empty] | 2025 | Xinghai Lang et al., Polymetallic veins—a possible bridge between porphyry and intermediate-sulfidation deposits, Geological Society of America Bulletin, v. 136, doi:10.1130/B38406.1 |  | CHN | Tibet
| No. 1 porphyry Cu-Au deposit (Xietongmen deposit), Xiongcun ore district | No. 1 deposit, Xiongcun ore district | Magmatic hydrothermal | Porphyry | Cu-Au porphyry | Cu, Au | Zn, Ag, Pb | Cu, Au, Zn, Ag, Pb | Lang et al., 2014; Tang et al., 2015; Wang et al., 2017 |  | 6068-119.7-2@01-1 | 6068-119.7-2@01-1 | underground mine |  |  |  |  | ore material | drill core | drill core | mineral separate | [5 empty] | mineralisation |  |  |  | pyrite, sphalerite, pyrrhotite, chalcopyrite, galena, quartz | Stage A: pyrite + sericite; Stage B: sphalerite + pyrrhotite + chalcopyrite + galena + quartz; Stage C: actinolite + epidote + chlorite + magnetite + quartz | polymetallic veins crosscutting porphyry-stage veins and alteration zones | Z3 |  |  |  | actinolite, epidote, chlorite, magnetite, sericite, calcite, acanthite-argentite, pyrargyrite, hessite, electrum | carbon-coated thin sections; polished sections | SEM-EDS, EMPA, LA-ICPMS, SIMS | JEOL IT300HR scanning electron microscope equipped with secondary electron, backscattered electron (BSE), and energy dispersive X-ray spectrometry (EDS) detectors; TESCAN MIRA3 field-emission scanning electron microprobe (FE-SEM) equipped with a panchromatic cathodoluminescence (CL) detector; TESCAN Integrated Mineral Analyzer (TIMA) system with a Mira-3 scanning electron microscope with four EDS (EDAX Element 30) detectors; JEOL JXA-8230 electron microprobe | Wuhan Sample Solution Analytical Technology Co., Ltd., Wuhan, China; Tuoyan Analytical Technology Co., Ltd., Guangzhou, China; Nanjing Hongchuang Geological Exploration Technology Service Co., Ltd., Nanjing, China | SEM: accelerating voltage of 15–20 kV, emission current of ~80 μA, takeoff angle ~35°, 4 μm to 5 μm beam diameter, working distance of ~10 mm; SEM-CL: acceleration voltage of 10 kV, beam current of 15 nA; TIMA: accelerating voltage of 25 kV, probe current of 9 nA, working distance of 15 mm, pixel spacing 3 μm, dot spacing 9 μm; EPMA: beam current not fully stated in excerpt | [109 empty] | 81.201 | [38 empty] | 2025 | Xinghai Lang et al., Polymetallic veins—a possible bridge between porphyry and intermediate-sulfidation deposits, Geological Society of America Bulletin, v. 136, doi:10.1130/B38406.1 |  | CHN | Tibet
| No. 1 porphyry Cu-Au deposit (Xietongmen deposit), Xiongcun ore district | No. 1 deposit, Xiongcun ore district | Magmatic hydrothermal | Porphyry | Cu-Au porphyry | Cu, Au | Zn, Ag, Pb | Cu, Au, Zn, Ag, Pb | Lang et al., 2014; Tang et al., 2015; Wang et al., 2017 |  | 6068-119.7-2@02-1 | 6068-119.7-2@02-1 | underground mine |  |  |  |  | ore material | drill core | drill core | mineral separate | [5 empty] | mineralisation |  |  |  | pyrite, sphalerite, pyrrhotite, chalcopyrite, galena, quartz | Stage A: pyrite + sericite; Stage B: sphalerite + pyrrhotite + chalcopyrite + galena + quartz; Stage C: actinolite + epidote + chlorite + magnetite + quartz | polymetallic veins crosscutting porphyry-stage veins and alteration zones | Z3 |  |  |  | actinolite, epidote, chlorite, magnetite, sericite, calcite, acanthite-argentite, pyrargyrite, hessite, electrum | carbon-coated thin sections; polished sections | SEM-EDS, EMPA, LA-ICPMS, SIMS | JEOL IT300HR scanning electron microscope equipped with secondary electron, backscattered electron (BSE), and energy dispersive X-ray spectrometry (EDS) detectors; TESCAN MIRA3 field-emission scanning electron microprobe (FE-SEM) equipped with a panchromatic cathodoluminescence (CL) detector; TESCAN Integrated Mineral Analyzer (TIMA) system with a Mira-3 scanning electron microscope with four EDS (EDAX Element 30) detectors; JEOL JXA-8230 electron microprobe | Wuhan Sample Solution Analytical Technology Co., Ltd., Wuhan, China; Tuoyan Analytical Technology Co., Ltd., Guangzhou, China; Nanjing Hongchuang Geological Exploration Technology Service Co., Ltd., Nanjing, China | SEM: accelerating voltage of 15–20 kV, emission current of ~80 μA, takeoff angle ~35°, 4 μm to 5 μm beam diameter, working distance of ~10 mm; SEM-CL: acceleration voltage of 10 kV, beam current of 15 nA; TIMA: accelerating voltage of 25 kV, probe current of 9 nA, working distance of 15 mm, pixel spacing 3 μm, dot spacing 9 μm; EPMA: beam current not fully stated in excerpt | [109 empty] | 63.759 | [38 empty] | 2025 | Xinghai Lang et al., Polymetallic veins—a possible bridge between porphyry and intermediate-sulfidation deposits, Geological Society of America Bulletin, v. 136, doi:10.1130/B38406.1 |  | CHN | Tibet
| No. 1 porphyry Cu-Au deposit (Xietongmen deposit), Xiongcun ore district | No. 1 deposit, Xiongcun ore district | Magmatic hydrothermal | Porphyry | Cu-Au porphyry | Cu, Au | Zn, Ag, Pb | Cu, Au, Zn, Ag, Pb | Lang et al., 2014; Tang et al., 2015; Wang et al., 2017 |  | 6068-119.7-2@03-1 | 6068-119.7-2@03-1 | underground mine |  |  |  |  | ore material | drill core | drill core | mineral separate | [5 empty] | mineralisation |  |  |  | pyrite, sphalerite, pyrrhotite, chalcopyrite, galena, quartz | Stage A: pyrite + sericite; Stage B: sphalerite + pyrrhotite + chalcopyrite + galena + quartz; Stage C: actinolite + epidote + chlorite + magnetite + quartz | polymetallic veins crosscutting porphyry-stage veins and alteration zones | Z3 |  |  |  | actinolite, epidote, chlorite, magnetite, sericite, calcite, acanthite-argentite, pyrargyrite, hessite, electrum | carbon-coated thin sections; polished sections | SEM-EDS, EMPA, LA-ICPMS, SIMS | JEOL IT300HR scanning electron microscope equipped with secondary electron, backscattered electron (BSE), and energy dispersive X-ray spectrometry (EDS) detectors; TESCAN MIRA3 field-emission scanning electron microprobe (FE-SEM) equipped with a panchromatic cathodoluminescence (CL) detector; TESCAN Integrated Mineral Analyzer (TIMA) system with a Mira-3 scanning electron microscope with four EDS (EDAX Element 30) detectors; JEOL JXA-8230 electron microprobe | Wuhan Sample Solution Analytical Technology Co., Ltd., Wuhan, China; Tuoyan Analytical Technology Co., Ltd., Guangzhou, China; Nanjing Hongchuang Geological Exploration Technology Service Co., Ltd., Nanjing, China | SEM: accelerating voltage of 15–20 kV, emission current of ~80 μA, takeoff angle ~35°, 4 μm to 5 μm beam diameter, working distance of ~10 mm; SEM-CL: acceleration voltage of 10 kV, beam current of 15 nA; TIMA: accelerating voltage of 25 kV, probe current of 9 nA, working distance of 15 mm, pixel spacing 3 μm, dot spacing 9 μm; EPMA: beam current not fully stated in excerpt | [109 empty] | 92.2751 | [38 empty] | 2025 | Xinghai Lang et al., Polymetallic veins—a possible bridge between porphyry and intermediate-sulfidation deposits, Geological Society of America Bulletin, v. 136, doi:10.1130/B38406.1 |  | CHN | Tibet
| No. 1 porphyry Cu-Au deposit (Xietongmen deposit), Xiongcun ore district | No. 1 deposit, Xiongcun ore district | Magmatic hydrothermal | Porphyry | Cu-Au porphyry | Cu, Au | Zn, Ag, Pb | Cu, Au, Zn, Ag, Pb | Lang et al., 2014; Tang et al., 2015; Wang et al., 2017 |  | 6068-119.7-2@04-1 | 6068-119.7-2@04-1 | underground mine |  |  |  |  | ore material | drill core | drill core | mineral separate | [5 empty] | mineralisation |  |  |  | pyrite, sphalerite, pyrrhotite, chalcopyrite, galena, quartz | Stage A: pyrite + sericite; Stage B: sphalerite + pyrrhotite + chalcopyrite + galena + quartz; Stage C: actinolite + epidote + chlorite + magnetite + quartz | polymetallic veins crosscutting porphyry-stage veins and alteration zones | Z3 |  |  |  | actinolite, epidote, chlorite, magnetite, sericite, calcite, acanthite-argentite, pyrargyrite, hessite, electrum | carbon-coated thin sections; polished sections | SEM-EDS, EMPA, LA-ICPMS, SIMS | JEOL IT300HR scanning electron microscope equipped with secondary electron, backscattered electron (BSE), and energy dispersive X-ray spectrometry (EDS) detectors; TESCAN MIRA3 field-emission scanning electron microprobe (FE-SEM) equipped with a panchromatic cathodoluminescence (CL) detector; TESCAN Integrated Mineral Analyzer (TIMA) system with a Mira-3 scanning electron microscope with four EDS (EDAX Element 30) detectors; JEOL JXA-8230 electron microprobe | Wuhan Sample Solution Analytical Technology Co., Ltd., Wuhan, China; Tuoyan Analytical Technology Co., Ltd., Guangzhou, China; Nanjing Hongchuang Geological Exploration Technology Service Co., Ltd., Nanjing, China | SEM: accelerating voltage of 15–20 kV, emission current of ~80 μA, takeoff angle ~35°, 4 μm to 5 μm beam diameter, working distance of ~10 mm; SEM-CL: acceleration voltage of 10 kV, beam current of 15 nA; TIMA: accelerating voltage of 25 kV, probe current of 9 nA, working distance of 15 mm, pixel spacing 3 μm, dot spacing 9 μm; EPMA: beam current not fully stated in excerpt | [109 empty] | 86.4384 | [38 empty] | 2025 | Xinghai Lang et al., Polymetallic veins—a possible bridge between porphyry and intermediate-sulfidation deposits, Geological Society of America Bulletin, v. 136, doi:10.1130/B38406.1 |  | CHN | Tibet
| No. 1 porphyry Cu-Au deposit (Xietongmen deposit), Xiongcun ore district | No. 1 deposit, Xiongcun ore district | Magmatic hydrothermal | Porphyry | Cu-Au porphyry | Cu, Au | Zn, Ag, Pb | Cu, Au, Zn, Ag, Pb | Lang et al., 2014; Tang et al., 2015; Wang et al., 2017 |  | 6068-119.7-2@05-1 | 6068-119.7-2@05-1 | underground mine |  |  |  |  | ore material | drill core | drill core | mineral separate | [5 empty] | mineralisation |  |  |  | pyrite, sphalerite, pyrrhotite, chalcopyrite, galena, quartz | Stage A: pyrite + sericite; Stage B: sphalerite + pyrrhotite + chalcopyrite + galena + quartz; Stage C: actinolite + epidote + chlorite + magnetite + quartz | polymetallic veins crosscutting porphyry-stage veins and alteration zones | Z3 |  |  |  | actinolite, epidote, chlorite, magnetite, sericite, calcite, acanthite-argentite, pyrargyrite, hessite, electrum | carbon-coated thin sections; polished sections | SEM-EDS, EMPA, LA-ICPMS, SIMS | JEOL IT300HR scanning electron microscope equipped with secondary electron, backscattered electron (BSE), and energy dispersive X-ray spectrometry (EDS) detectors; TESCAN MIRA3 field-emission scanning electron microprobe (FE-SEM) equipped with a panchromatic cathodoluminescence (CL) detector; TESCAN Integrated Mineral Analyzer (TIMA) system with a Mira-3 scanning electron microscope with four EDS (EDAX Element 30) detectors; JEOL JXA-8230 electron microprobe | Wuhan Sample Solution Analytical Technology Co., Ltd., Wuhan, China; Tuoyan Analytical Technology Co., Ltd., Guangzhou, China; Nanjing Hongchuang Geological Exploration Technology Service Co., Ltd., Nanjing, China | SEM: accelerating voltage of 15–20 kV, emission current of ~80 μA, takeoff angle ~35°, 4 μm to 5 μm beam diameter, working distance of ~10 mm; SEM-CL: acceleration voltage of 10 kV, beam current of 15 nA; TIMA: accelerating voltage of 25 kV, probe current of 9 nA, working distance of 15 mm, pixel spacing 3 μm, dot spacing 9 μm; EPMA: beam current not fully stated in excerpt | [109 empty] | 64.0166 | [38 empty] | 2025 | Xinghai Lang et al., Polymetallic veins—a possible bridge between porphyry and intermediate-sulfidation deposits, Geological Society of America Bulletin, v. 136, doi:10.1130/B38406.1 |  | CHN | Tibet
| No. 1 porphyry Cu-Au deposit (Xietongmen deposit), Xiongcun ore district | No. 1 deposit, Xiongcun ore district | Magmatic hydrothermal | Porphyry | Cu-Au porphyry | Cu, Au | Zn, Ag, Pb | Cu, Au, Zn, Ag, Pb | Lang et al., 2014; Tang et al., 2015; Wang et al., 2017 |  | 6068-119.7-2@06-1 | 6068-119.7-2@06-1 | underground mine |  |  |  |  | ore material | drill core | drill core | mineral separate | [5 empty] | mineralisation |  |  |  | pyrite, sphalerite, pyrrhotite, chalcopyrite, galena, quartz | Stage A: pyrite + sericite; Stage B: sphalerite + pyrrhotite + chalcopyrite + galena + quartz; Stage C: actinolite + epidote + chlorite + magnetite + quartz | polymetallic veins crosscutting porphyry-stage veins and alteration zones | Z3 |  |  |  | actinolite, epidote, chlorite, magnetite, sericite, calcite, acanthite-argentite, pyrargyrite, hessite, electrum | carbon-coated thin sections; polished sections | SEM-EDS, EMPA, LA-ICPMS, SIMS | JEOL IT300HR scanning electron microscope equipped with secondary electron, backscattered electron (BSE), and energy dispersive X-ray spectrometry (EDS) detectors; TESCAN MIRA3 field-emission scanning electron microprobe (FE-SEM) equipped with a panchromatic cathodoluminescence (CL) detector; TESCAN Integrated Mineral Analyzer (TIMA) system with a Mira-3 scanning electron microscope with four EDS (EDAX Element 30) detectors; JEOL JXA-8230 electron microprobe | Wuhan Sample Solution Analytical Technology Co., Ltd., Wuhan, China; Tuoyan Analytical Technology Co., Ltd., Guangzhou, China; Nanjing Hongchuang Geological Exploration Technology Service Co., Ltd., Nanjing, China | SEM: accelerating voltage of 15–20 kV, emission current of ~80 μA, takeoff angle ~35°, 4 μm to 5 μm beam diameter, working distance of ~10 mm; SEM-CL: acceleration voltage of 10 kV, beam current of 15 nA; TIMA: accelerating voltage of 25 kV, probe current of 9 nA, working distance of 15 mm, pixel spacing 3 μm, dot spacing 9 μm; EPMA: beam current not fully stated in excerpt | [109 empty] | 71.7337 | [38 empty] | 2025 | Xinghai Lang et al., Polymetallic veins—a possible bridge between porphyry and intermediate-sulfidation deposits, Geological Society of America Bulletin, v. 136, doi:10.1130/B38406.1 |  | CHN | Tibet
| No. 1 porphyry Cu-Au deposit (Xietongmen deposit), Xiongcun ore district | No. 1 deposit, Xiongcun ore district | Magmatic hydrothermal | Porphyry | Cu-Au porphyry | Cu, Au | Zn, Ag, Pb | Cu, Au, Zn, Ag, Pb | Lang et al., 2014; Tang et al., 2015; Wang et al., 2017 |  | 6068-119.7-2@07-1 | 6068-119.7-2@07-1 | underground mine |  |  |  |  | ore material | drill core | drill core | mineral separate | [5 empty] | mineralisation |  |  |  | pyrite, sphalerite, pyrrhotite, chalcopyrite, galena, quartz | Stage A: pyrite + sericite; Stage B: sphalerite + pyrrhotite + chalcopyrite + galena + quartz; Stage C: actinolite + epidote + chlorite + magnetite + quartz | polymetallic veins crosscutting porphyry-stage veins and alteration zones | Z3 |  |  |  | actinolite, epidote, chlorite, magnetite, sericite, calcite, acanthite-argentite, pyrargyrite, hessite, electrum | carbon-coated thin sections; polished sections | SEM-EDS, EMPA, LA-ICPMS, SIMS | JEOL IT300HR scanning electron microscope equipped with secondary electron, backscattered electron (BSE), and energy dispersive X-ray spectrometry (EDS) detectors; TESCAN MIRA3 field-emission scanning electron microprobe (FE-SEM) equipped with a panchromatic cathodoluminescence (CL) detector; TESCAN Integrated Mineral Analyzer (TIMA) system with a Mira-3 scanning electron microscope with four EDS (EDAX Element 30) detectors; JEOL JXA-8230 electron microprobe | Wuhan Sample Solution Analytical Technology Co., Ltd., Wuhan, China; Tuoyan Analytical Technology Co., Ltd., Guangzhou, China; Nanjing Hongchuang Geological Exploration Technology Service Co., Ltd., Nanjing, China | SEM: accelerating voltage of 15–20 kV, emission current of ~80 μA, takeoff angle ~35°, 4 μm to 5 μm beam diameter, working distance of ~10 mm; SEM-CL: acceleration voltage of 10 kV, beam current of 15 nA; TIMA: accelerating voltage of 25 kV, probe current of 9 nA, working distance of 15 mm, pixel spacing 3 μm, dot spacing 9 μm; EPMA: beam current not fully stated in excerpt | [109 empty] | 62.743 | [38 empty] | 2025 | Xinghai Lang et al., Polymetallic veins—a possible bridge between porphyry and intermediate-sulfidation deposits, Geological Society of America Bulletin, v. 136, doi:10.1130/B38406.1 |  | CHN | Tibet
| No. 1 porphyry Cu-Au deposit (Xietongmen deposit), Xiongcun ore district | No. 1 deposit, Xiongcun ore district | Magmatic hydrothermal | Porphyry | Cu-Au porphyry | Cu, Au | Zn, Ag, Pb | Cu, Au, Zn, Ag, Pb | Lang et al., 2014; Tang et al., 2015; Wang et al., 2017 |  | 6068-119.7-2@08-1 | 6068-119.7-2@08-1 | underground mine |  |  |  |  | ore material | drill core | drill core | mineral separate | [5 empty] | mineralisation |  |  |  | pyrite, sphalerite, pyrrhotite, chalcopyrite, galena, quartz | Stage A: pyrite + sericite; Stage B: sphalerite + pyrrhotite + chalcopyrite + galena + quartz; Stage C: actinolite + epidote + chlorite + magnetite + quartz | polymetallic veins crosscutting porphyry-stage veins and alteration zones | Z3 |  |  |  | actinolite, epidote, chlorite, magnetite, sericite, calcite, acanthite-argentite, pyrargyrite, hessite, electrum | carbon-coated thin sections; polished sections | SEM-EDS, EMPA, LA-ICPMS, SIMS | JEOL IT300HR scanning electron microscope equipped with secondary electron, backscattered electron (BSE), and energy dispersive X-ray spectrometry (EDS) detectors; TESCAN MIRA3 field-emission scanning electron microprobe (FE-SEM) equipped with a panchromatic cathodoluminescence (CL) detector; TESCAN Integrated Mineral Analyzer (TIMA) system with a Mira-3 scanning electron microscope with four EDS (EDAX Element 30) detectors; JEOL JXA-8230 electron microprobe | Wuhan Sample Solution Analytical Technology Co., Ltd., Wuhan, China; Tuoyan Analytical Technology Co., Ltd., Guangzhou, China; Nanjing Hongchuang Geological Exploration Technology Service Co., Ltd., Nanjing, China | SEM: accelerating voltage of 15–20 kV, emission current of ~80 μA, takeoff angle ~35°, 4 μm to 5 μm beam diameter, working distance of ~10 mm; SEM-CL: acceleration voltage of 10 kV, beam current of 15 nA; TIMA: accelerating voltage of 25 kV, probe current of 9 nA, working distance of 15 mm, pixel spacing 3 μm, dot spacing 9 μm; EPMA: beam current not fully stated in excerpt | [109 empty] | 89.0161 | [38 empty] | 2025 | Xinghai Lang et al., Polymetallic veins—a possible bridge between porphyry and intermediate-sulfidation deposits, Geological Society of America Bulletin, v. 136, doi:10.1130/B38406.1 |  | CHN | Tibet
| No. 1 porphyry Cu-Au deposit (Xietongmen deposit), Xiongcun ore district | No. 1 deposit, Xiongcun ore district | Magmatic hydrothermal | Porphyry | Cu-Au porphyry | Cu, Au | Zn, Ag, Pb | Cu, Au, Zn, Ag, Pb | Lang et al., 2014; Tang et al., 2015; Wang et al., 2017 |  | 6068-119.7-2@09-1 | 6068-119.7-2@09-1 | underground mine |  |  |  |  | ore material | drill core | drill core | mineral separate | [5 empty] | mineralisation |  |  |  | pyrite, sphalerite, pyrrhotite, chalcopyrite, galena, quartz | Stage A: pyrite + sericite; Stage B: sphalerite + pyrrhotite + chalcopyrite + galena + quartz; Stage C: actinolite + epidote + chlorite + magnetite + quartz | polymetallic veins crosscutting porphyry-stage veins and alteration zones | Z3 |  |  |  | actinolite, epidote, chlorite, magnetite, sericite, calcite, acanthite-argentite, pyrargyrite, hessite, electrum | carbon-coated thin sections; polished sections | SEM-EDS, EMPA, LA-ICPMS, SIMS | JEOL IT300HR scanning electron microscope equipped with secondary electron, backscattered electron (BSE), and energy dispersive X-ray spectrometry (EDS) detectors; TESCAN MIRA3 field-emission scanning electron microprobe (FE-SEM) equipped with a panchromatic cathodoluminescence (CL) detector; TESCAN Integrated Mineral Analyzer (TIMA) system with a Mira-3 scanning electron microscope with four EDS (EDAX Element 30) detectors; JEOL JXA-8230 electron microprobe | Wuhan Sample Solution Analytical Technology Co., Ltd., Wuhan, China; Tuoyan Analytical Technology Co., Ltd., Guangzhou, China; Nanjing Hongchuang Geological Exploration Technology Service Co., Ltd., Nanjing, China | SEM: accelerating voltage of 15–20 kV, emission current of ~80 μA, takeoff angle ~35°, 4 μm to 5 μm beam diameter, working distance of ~10 mm; SEM-CL: acceleration voltage of 10 kV, beam current of 15 nA; TIMA: accelerating voltage of 25 kV, probe current of 9 nA, working distance of 15 mm, pixel spacing 3 μm, dot spacing 9 μm; EPMA: beam current not fully stated in excerpt | [109 empty] | 78.7077 | [38 empty] | 2025 | Xinghai Lang et al., Polymetallic veins—a possible bridge between porphyry and intermediate-sulfidation deposits, Geological Society of America Bulletin, v. 136, doi:10.1130/B38406.1 |  | CHN | Tibet
| No. 1 porphyry Cu-Au deposit (Xietongmen deposit), Xiongcun ore district | No. 1 deposit, Xiongcun ore district | Magmatic hydrothermal | Porphyry | Cu-Au porphyry | Cu, Au | Zn, Ag, Pb | Cu, Au, Zn, Ag, Pb | Lang et al., 2014; Tang et al., 2015; Wang et al., 2017 |  | 6068-119.7-2@10-1 | 6068-119.7-2@10-1 | underground mine |  |  |  |  | ore material | drill core | drill core | mineral separate | [5 empty] | mineralisation |  |  |  | pyrite, sphalerite, pyrrhotite, chalcopyrite, galena, quartz | Stage A: pyrite + sericite; Stage B: sphalerite + pyrrhotite + chalcopyrite + galena + quartz; Stage C: actinolite + epidote + chlorite + magnetite + quartz | polymetallic veins crosscutting porphyry-stage veins and alteration zones | Z3 |  |  |  | actinolite, epidote, chlorite, magnetite, sericite, calcite, acanthite-argentite, pyrargyrite, hessite, electrum | carbon-coated thin sections; polished sections | SEM-EDS, EMPA, LA-ICPMS, SIMS | JEOL IT300HR scanning electron microscope equipped with secondary electron, backscattered electron (BSE), and energy dispersive X-ray spectrometry (EDS) detectors; TESCAN MIRA3 field-emission scanning electron microprobe (FE-SEM) equipped with a panchromatic cathodoluminescence (CL) detector; TESCAN Integrated Mineral Analyzer (TIMA) system with a Mira-3 scanning electron microscope with four EDS (EDAX Element 30) detectors; JEOL JXA-8230 electron microprobe | Wuhan Sample Solution Analytical Technology Co., Ltd., Wuhan, China; Tuoyan Analytical Technology Co., Ltd., Guangzhou, China; Nanjing Hongchuang Geological Exploration Technology Service Co., Ltd., Nanjing, China | SEM: accelerating voltage of 15–20 kV, emission current of ~80 μA, takeoff angle ~35°, 4 μm to 5 μm beam diameter, working distance of ~10 mm; SEM-CL: acceleration voltage of 10 kV, beam current of 15 nA; TIMA: accelerating voltage of 25 kV, probe current of 9 nA, working distance of 15 mm, pixel spacing 3 μm, dot spacing 9 μm; EPMA: beam current not fully stated in excerpt | [109 empty] | 103.8312 | [38 empty] | 2025 | Xinghai Lang et al., Polymetallic veins—a possible bridge between porphyry and intermediate-sulfidation deposits, Geological Society of America Bulletin, v. 136, doi:10.1130/B38406.1 |  | CHN | Tibet
| No. 1 porphyry Cu-Au deposit (Xietongmen deposit), Xiongcun ore district | No. 1 deposit, Xiongcun ore district | Magmatic hydrothermal | Porphyry | Cu-Au porphyry | Cu, Au | Zn, Ag, Pb | Cu, Au, Zn, Ag, Pb | Lang et al., 2014; Tang et al., 2015; Wang et al., 2017 |  | 6068-119.7-2@11-1 | 6068-119.7-2@11-1 | underground mine |  |  |  |  | ore material | drill core | drill core | mineral separate | [5 empty] | mineralisation |  |  |  | pyrite, sphalerite, pyrrhotite, chalcopyrite, galena, quartz | Stage A: pyrite + sericite; Stage B: sphalerite + pyrrhotite + chalcopyrite + galena + quartz; Stage C: actinolite + epidote + chlorite + magnetite + quartz | polymetallic veins crosscutting porphyry-stage veins and alteration zones | Z3 |  |  |  | actinolite, epidote, chlorite, magnetite, sericite, calcite, acanthite-argentite, pyrargyrite, hessite, electrum | carbon-coated thin sections; polished sections | SEM-EDS, EMPA, LA-ICPMS, SIMS | JEOL IT300HR scanning electron microscope equipped with secondary electron, backscattered electron (BSE), and energy dispersive X-ray spectrometry (EDS) detectors; TESCAN MIRA3 field-emission scanning electron microprobe (FE-SEM) equipped with a panchromatic cathodoluminescence (CL) detector; TESCAN Integrated Mineral Analyzer (TIMA) system with a Mira-3 scanning electron microscope with four EDS (EDAX Element 30) detectors; JEOL JXA-8230 electron microprobe | Wuhan Sample Solution Analytical Technology Co., Ltd., Wuhan, China; Tuoyan Analytical Technology Co., Ltd., Guangzhou, China; Nanjing Hongchuang Geological Exploration Technology Service Co., Ltd., Nanjing, China | SEM: accelerating voltage of 15–20 kV, emission current of ~80 μA, takeoff angle ~35°, 4 μm to 5 μm beam diameter, working distance of ~10 mm; SEM-CL: acceleration voltage of 10 kV, beam current of 15 nA; TIMA: accelerating voltage of 25 kV, probe current of 9 nA, working distance of 15 mm, pixel spacing 3 μm, dot spacing 9 μm; EPMA: beam current not fully stated in excerpt | [109 empty] | 63.8905 | [38 empty] | 2025 | Xinghai Lang et al., Polymetallic veins—a possible bridge between porphyry and intermediate-sulfidation deposits, Geological Society of America Bulletin, v. 136, doi:10.1130/B38406.1 |  | CHN | Tibet
| No. 1 porphyry Cu-Au deposit (Xietongmen deposit), Xiongcun ore district | No. 1 deposit, Xiongcun ore district | Magmatic hydrothermal | Porphyry | Cu-Au porphyry | Cu, Au | Zn, Ag, Pb | Cu, Au, Zn, Ag, Pb | Lang et al., 2014; Tang et al., 2015; Wang et al., 2017 |  | 6068-119.7-2@12-1 | 6068-119.7-2@12-1 | underground mine |  |  |  |  | ore material | drill core | drill core | mineral separate | [5 empty] | mineralisation |  |  |  | pyrite, sphalerite, pyrrhotite, chalcopyrite, galena, quartz | Stage A: pyrite + sericite; Stage B: sphalerite + pyrrhotite + chalcopyrite + galena + quartz; Stage C: actinolite + epidote + chlorite + magnetite + quartz | polymetallic veins crosscutting porphyry-stage veins and alteration zones | Z3 |  |  |  | actinolite, epidote, chlorite, magnetite, sericite, calcite, acanthite-argentite, pyrargyrite, hessite, electrum | carbon-coated thin sections; polished sections | SEM-EDS, EMPA, LA-ICPMS, SIMS | JEOL IT300HR scanning electron microscope equipped with secondary electron, backscattered electron (BSE), and energy dispersive X-ray spectrometry (EDS) detectors; TESCAN MIRA3 field-emission scanning electron microprobe (FE-SEM) equipped with a panchromatic cathodoluminescence (CL) detector; TESCAN Integrated Mineral Analyzer (TIMA) system with a Mira-3 scanning electron microscope with four EDS (EDAX Element 30) detectors; JEOL JXA-8230 electron microprobe | Wuhan Sample Solution Analytical Technology Co., Ltd., Wuhan, China; Tuoyan Analytical Technology Co., Ltd., Guangzhou, China; Nanjing Hongchuang Geological Exploration Technology Service Co., Ltd., Nanjing, China | SEM: accelerating voltage of 15–20 kV, emission current of ~80 μA, takeoff angle ~35°, 4 μm to 5 μm beam diameter, working distance of ~10 mm; SEM-CL: acceleration voltage of 10 kV, beam current of 15 nA; TIMA: accelerating voltage of 25 kV, probe current of 9 nA, working distance of 15 mm, pixel spacing 3 μm, dot spacing 9 μm; EPMA: beam current not fully stated in excerpt | [109 empty] | 70.5418 | [38 empty] | 2025 | Xinghai Lang et al., Polymetallic veins—a possible bridge between porphyry and intermediate-sulfidation deposits, Geological Society of America Bulletin, v. 136, doi:10.1130/B38406.1 |  | CHN | Tibet
| No. 1 porphyry Cu-Au deposit (Xietongmen deposit), Xiongcun ore district | No. 1 deposit, Xiongcun ore district | Magmatic hydrothermal | Porphyry | Cu-Au porphyry | Cu, Au | Zn, Ag, Pb | Cu, Au, Zn, Ag, Pb | Lang et al., 2014; Tang et al., 2015; Wang et al., 2017 |  | 6068-119.7-3@01-1 | 6068-119.7-3@01-1 | underground mine |  |  |  |  | ore material | drill core | drill core | mineral separate | [5 empty] | mineralisation |  |  |  | pyrite, sphalerite, pyrrhotite, chalcopyrite, galena, quartz | Stage A: pyrite + sericite; Stage B: sphalerite + pyrrhotite + chalcopyrite + galena + quartz; Stage C: actinolite + epidote + chlorite + magnetite + quartz | polymetallic veins crosscutting porphyry-stage veins and alteration zones | Z3 |  |  |  | actinolite, epidote, chlorite, magnetite, sericite, calcite, acanthite-argentite, pyrargyrite, hessite, electrum | carbon-coated thin sections; polished sections | SEM-EDS, EMPA, LA-ICPMS, SIMS | JEOL IT300HR scanning electron microscope equipped with secondary electron, backscattered electron (BSE), and energy dispersive X-ray spectrometry (EDS) detectors; TESCAN MIRA3 field-emission scanning electron microprobe (FE-SEM) equipped with a panchromatic cathodoluminescence (CL) detector; TESCAN Integrated Mineral Analyzer (TIMA) system with a Mira-3 scanning electron microscope with four EDS (EDAX Element 30) detectors; JEOL JXA-8230 electron microprobe | Wuhan Sample Solution Analytical Technology Co., Ltd., Wuhan, China; Tuoyan Analytical Technology Co., Ltd., Guangzhou, China; Nanjing Hongchuang Geological Exploration Technology Service Co., Ltd., Nanjing, China | SEM: accelerating voltage of 15–20 kV, emission current of ~80 μA, takeoff angle ~35°, 4 μm to 5 μm beam diameter, working distance of ~10 mm; SEM-CL: acceleration voltage of 10 kV, beam current of 15 nA; TIMA: accelerating voltage of 25 kV, probe current of 9 nA, working distance of 15 mm, pixel spacing 3 μm, dot spacing 9 μm; EPMA: beam current not fully stated in excerpt | [109 empty] | 76.4976 | [38 empty] | 2025 | Xinghai Lang et al., Polymetallic veins—a possible bridge between porphyry and intermediate-sulfidation deposits, Geological Society of America Bulletin, v. 136, doi:10.1130/B38406.1 |  | CHN | Tibet
| No. 1 porphyry Cu-Au deposit (Xietongmen deposit), Xiongcun ore district | No. 1 deposit, Xiongcun ore district | Magmatic hydrothermal | Porphyry | Cu-Au porphyry | Cu, Au | Zn, Ag, Pb | Cu, Au, Zn, Ag, Pb | Lang et al., 2014; Tang et al., 2015; Wang et al., 2017 |  | 6068-119.7-3@02-1 | 6068-119.7-3@02-1 | underground mine |  |  |  |  | ore material | drill core | drill core | mineral separate | [5 empty] | mineralisation |  |  |  | pyrite, sphalerite, pyrrhotite, chalcopyrite, galena, quartz | Stage A: pyrite + sericite; Stage B: sphalerite + pyrrhotite + chalcopyrite + galena + quartz; Stage C: actinolite + epidote + chlorite + magnetite + quartz | polymetallic veins crosscutting porphyry-stage veins and alteration zones | Z3 |  |  |  | actinolite, epidote, chlorite, magnetite, sericite, calcite, acanthite-argentite, pyrargyrite, hessite, electrum | carbon-coated thin sections; polished sections | SEM-EDS, EMPA, LA-ICPMS, SIMS | JEOL IT300HR scanning electron microscope equipped with secondary electron, backscattered electron (BSE), and energy dispersive X-ray spectrometry (EDS) detectors; TESCAN MIRA3 field-emission scanning electron microprobe (FE-SEM) equipped with a panchromatic cathodoluminescence (CL) detector; TESCAN Integrated Mineral Analyzer (TIMA) system with a Mira-3 scanning electron microscope with four EDS (EDAX Element 30) detectors; JEOL JXA-8230 electron microprobe | Wuhan Sample Solution Analytical Technology Co., Ltd., Wuhan, China; Tuoyan Analytical Technology Co., Ltd., Guangzhou, China; Nanjing Hongchuang Geological Exploration Technology Service Co., Ltd., Nanjing, China | SEM: accelerating voltage of 15–20 kV, emission current of ~80 μA, takeoff angle ~35°, 4 μm to 5 μm beam diameter, working distance of ~10 mm; SEM-CL: acceleration voltage of 10 kV, beam current of 15 nA; TIMA: accelerating voltage of 25 kV, probe current of 9 nA, working distance of 15 mm, pixel spacing 3 μm, dot spacing 9 μm; EPMA: beam current not fully stated in excerpt | [109 empty] | 99.4088 | [38 empty] | 2025 | Xinghai Lang et al., Polymetallic veins—a possible bridge between porphyry and intermediate-sulfidation deposits, Geological Society of America Bulletin, v. 136, doi:10.1130/B38406.1 |  | CHN | Tibet
| No. 1 porphyry Cu-Au deposit (Xietongmen deposit), Xiongcun ore district | No. 1 deposit, Xiongcun ore district | Magmatic hydrothermal | Porphyry | Cu-Au porphyry | Cu, Au | Zn, Ag, Pb | Cu, Au, Zn, Ag, Pb | Lang et al., 2014; Tang et al., 2015; Wang et al., 2017 |  | 6068-119.7-3@03-1 | 6068-119.7-3@03-1 | underground mine |  |  |  |  | ore material | drill core | drill core | mineral separate | [5 empty] | mineralisation |  |  |  | pyrite, sphalerite, pyrrhotite, chalcopyrite, galena, quartz | Stage A: pyrite + sericite; Stage B: sphalerite + pyrrhotite + chalcopyrite + galena + quartz; Stage C: actinolite + epidote + chlorite + magnetite + quartz | polymetallic veins crosscutting porphyry-stage veins and alteration zones | Z3 |  |  |  | actinolite, epidote, chlorite, magnetite, sericite, calcite, acanthite-argentite, pyrargyrite, hessite, electrum | carbon-coated thin sections; polished sections | SEM-EDS, EMPA, LA-ICPMS, SIMS | JEOL IT300HR scanning electron microscope equipped with secondary electron, backscattered electron (BSE), and energy dispersive X-ray spectrometry (EDS) detectors; TESCAN MIRA3 field-emission scanning electron microprobe (FE-SEM) equipped with a panchromatic cathodoluminescence (CL) detector; TESCAN Integrated Mineral Analyzer (TIMA) system with a Mira-3 scanning electron microscope with four EDS (EDAX Element 30) detectors; JEOL JXA-8230 electron microprobe | Wuhan Sample Solution Analytical Technology Co., Ltd., Wuhan, China; Tuoyan Analytical Technology Co., Ltd., Guangzhou, China; Nanjing Hongchuang Geological Exploration Technology Service Co., Ltd., Nanjing, China | SEM: accelerating voltage of 15–20 kV, emission current of ~80 μA, takeoff angle ~35°, 4 μm to 5 μm beam diameter, working distance of ~10 mm; SEM-CL: acceleration voltage of 10 kV, beam current of 15 nA; TIMA: accelerating voltage of 25 kV, probe current of 9 nA, working distance of 15 mm, pixel spacing 3 μm, dot spacing 9 μm; EPMA: beam current not fully stated in excerpt | [109 empty] | 68.0381 | [38 empty] | 2025 | Xinghai Lang et al., Polymetallic veins—a possible bridge between porphyry and intermediate-sulfidation deposits, Geological Society of America Bulletin, v. 136, doi:10.1130/B38406.1 |  | CHN | Tibet
| No. 1 porphyry Cu-Au deposit (Xietongmen deposit), Xiongcun ore district | No. 1 deposit, Xiongcun ore district | Magmatic hydrothermal | Porphyry | Cu-Au porphyry | Cu, Au | Zn, Ag, Pb | Cu, Au, Zn, Ag, Pb | Lang et al., 2014; Tang et al., 2015; Wang et al., 2017 |  | 6068-119.7-3@04-1 | 6068-119.7-3@04-1 | underground mine |  |  |  |  | ore material | drill core | drill core | mineral separate | [5 empty] | mineralisation |  |  |  | pyrite, sphalerite, pyrrhotite, chalcopyrite, galena, quartz | Stage A: pyrite + sericite; Stage B: sphalerite + pyrrhotite + chalcopyrite + galena + quartz; Stage C: actinolite + epidote + chlorite + magnetite + quartz | polymetallic veins crosscutting porphyry-stage veins and alteration zones | Z3 |  |  |  | actinolite, epidote, chlorite, magnetite, sericite, calcite, acanthite-argentite, pyrargyrite, hessite, electrum | carbon-coated thin sections; polished sections | SEM-EDS, EMPA, LA-ICPMS, SIMS | JEOL IT300HR scanning electron microscope equipped with secondary electron, backscattered electron (BSE), and energy dispersive X-ray spectrometry (EDS) detectors; TESCAN MIRA3 field-emission scanning electron microprobe (FE-SEM) equipped with a panchromatic cathodoluminescence (CL) detector; TESCAN Integrated Mineral Analyzer (TIMA) system with a Mira-3 scanning electron microscope with four EDS (EDAX Element 30) detectors; JEOL JXA-8230 electron microprobe | Wuhan Sample Solution Analytical Technology Co., Ltd., Wuhan, China; Tuoyan Analytical Technology Co., Ltd., Guangzhou, China; Nanjing Hongchuang Geological Exploration Technology Service Co., Ltd., Nanjing, China | SEM: accelerating voltage of 15–20 kV, emission current of ~80 μA, takeoff angle ~35°, 4 μm to 5 μm beam diameter, working distance of ~10 mm; SEM-CL: acceleration voltage of 10 kV, beam current of 15 nA; TIMA: accelerating voltage of 25 kV, probe current of 9 nA, working distance of 15 mm, pixel spacing 3 μm, dot spacing 9 μm; EPMA: beam current not fully stated in excerpt | [109 empty] | 67.956 | [38 empty] | 2025 | Xinghai Lang et al., Polymetallic veins—a possible bridge between porphyry and intermediate-sulfidation deposits, Geological Society of America Bulletin, v. 136, doi:10.1130/B38406.1 |  | CHN | Tibet
| No. 1 porphyry Cu-Au deposit (Xietongmen deposit), Xiongcun ore district | No. 1 deposit, Xiongcun ore district | Magmatic hydrothermal | Porphyry | Cu-Au porphyry | Cu, Au | Zn, Ag, Pb | Cu, Au, Zn, Ag, Pb | Lang et al., 2014; Tang et al., 2015; Wang et al., 2017 |  | 6068-119.7-3@05-1 | 6068-119.7-3@05-1 | underground mine |  |  |  |  | ore material | drill core | drill core | mineral separate | [5 empty] | mineralisation |  |  |  | pyrite, sphalerite, pyrrhotite, chalcopyrite, galena, quartz | Stage A: pyrite + sericite; Stage B: sphalerite + pyrrhotite + chalcopyrite + galena + quartz; Stage C: actinolite + epidote + chlorite + magnetite + quartz | polymetallic veins crosscutting porphyry-stage veins and alteration zones | Z3 |  |  |  | actinolite, epidote, chlorite, magnetite, sericite, calcite, acanthite-argentite, pyrargyrite, hessite, electrum | carbon-coated thin sections; polished sections | SEM-EDS, EMPA, LA-ICPMS, SIMS | JEOL IT300HR scanning electron microscope equipped with secondary electron, backscattered electron (BSE), and energy dispersive X-ray spectrometry (EDS) detectors; TESCAN MIRA3 field-emission scanning electron microprobe (FE-SEM) equipped with a panchromatic cathodoluminescence (CL) detector; TESCAN Integrated Mineral Analyzer (TIMA) system with a Mira-3 scanning electron microscope with four EDS (EDAX Element 30) detectors; JEOL JXA-8230 electron microprobe | Wuhan Sample Solution Analytical Technology Co., Ltd., Wuhan, China; Tuoyan Analytical Technology Co., Ltd., Guangzhou, China; Nanjing Hongchuang Geological Exploration Technology Service Co., Ltd., Nanjing, China | SEM: accelerating voltage of 15–20 kV, emission current of ~80 μA, takeoff angle ~35°, 4 μm to 5 μm beam diameter, working distance of ~10 mm; SEM-CL: acceleration voltage of 10 kV, beam current of 15 nA; TIMA: accelerating voltage of 25 kV, probe current of 9 nA, working distance of 15 mm, pixel spacing 3 μm, dot spacing 9 μm; EPMA: beam current not fully stated in excerpt | [109 empty] | 82.8051 | [38 empty] | 2025 | Xinghai Lang et al., Polymetallic veins—a possible bridge between porphyry and intermediate-sulfidation deposits, Geological Society of America Bulletin, v. 136, doi:10.1130/B38406.1 |  | CHN | Tibet
| No. 1 porphyry Cu-Au deposit (Xietongmen deposit), Xiongcun ore district | No. 1 deposit, Xiongcun ore district | Magmatic hydrothermal | Porphyry | Cu-Au porphyry | Cu, Au | Zn, Ag, Pb | Cu, Au, Zn, Ag, Pb | Lang et al., 2014; Tang et al., 2015; Wang et al., 2017 |  | 6068-119.7-3@06-1 | 6068-119.7-3@06-1 | underground mine |  |  |  |  | ore material | drill core | drill core | mineral separate | [5 empty] | mineralisation |  |  |  | pyrite, sphalerite, pyrrhotite, chalcopyrite, galena, quartz | Stage A: pyrite + sericite; Stage B: sphalerite + pyrrhotite + chalcopyrite + galena + quartz; Stage C: actinolite + epidote + chlorite + magnetite + quartz | polymetallic veins crosscutting porphyry-stage veins and alteration zones | Z3 |  |  |  | actinolite, epidote, chlorite, magnetite, sericite, calcite, acanthite-argentite, pyrargyrite, hessite, electrum | carbon-coated thin sections; polished sections | SEM-EDS, EMPA, LA-ICPMS, SIMS | JEOL IT300HR scanning electron microscope equipped with secondary electron, backscattered electron (BSE), and energy dispersive X-ray spectrometry (EDS) detectors; TESCAN MIRA3 field-emission scanning electron microprobe (FE-SEM) equipped with a panchromatic cathodoluminescence (CL) detector; TESCAN Integrated Mineral Analyzer (TIMA) system with a Mira-3 scanning electron microscope with four EDS (EDAX Element 30) detectors; JEOL JXA-8230 electron microprobe | Wuhan Sample Solution Analytical Technology Co., Ltd., Wuhan, China; Tuoyan Analytical Technology Co., Ltd., Guangzhou, China; Nanjing Hongchuang Geological Exploration Technology Service Co., Ltd., Nanjing, China | SEM: accelerating voltage of 15–20 kV, emission current of ~80 μA, takeoff angle ~35°, 4 μm to 5 μm beam diameter, working distance of ~10 mm; SEM-CL: acceleration voltage of 10 kV, beam current of 15 nA; TIMA: accelerating voltage of 25 kV, probe current of 9 nA, working distance of 15 mm, pixel spacing 3 μm, dot spacing 9 μm; EPMA: beam current not fully stated in excerpt | [109 empty] | 82.0352 | [38 empty] | 2025 | Xinghai Lang et al., Polymetallic veins—a possible bridge between porphyry and intermediate-sulfidation deposits, Geological Society of America Bulletin, v. 136, doi:10.1130/B38406.1 |  | CHN | Tibet
| No. 1 porphyry Cu-Au deposit (Xietongmen deposit), Xiongcun ore district | No. 1 deposit, Xiongcun ore district | Magmatic hydrothermal | Porphyry | Cu-Au porphyry | Cu, Au | Zn, Ag, Pb | Cu, Au, Zn, Ag, Pb | Lang et al., 2014; Tang et al., 2015; Wang et al., 2017 |  | 6068-119.7-3@07-1 | 6068-119.7-3@07-1 | underground mine |  |  |  |  | ore material | drill core | drill core | mineral separate | [5 empty] | mineralisation |  |  |  | pyrite, sphalerite, pyrrhotite, chalcopyrite, galena, quartz | Stage A: pyrite + sericite; Stage B: sphalerite + pyrrhotite + chalcopyrite + galena + quartz; Stage C: actinolite + epidote + chlorite + magnetite + quartz | polymetallic veins crosscutting porphyry-stage veins and alteration zones | Z3 |  |  |  | actinolite, epidote, chlorite, magnetite, sericite, calcite, acanthite-argentite, pyrargyrite, hessite, electrum | carbon-coated thin sections; polished sections | SEM-EDS, EMPA, LA-ICPMS, SIMS | JEOL IT300HR scanning electron microscope equipped with secondary electron, backscattered electron (BSE), and energy dispersive X-ray spectrometry (EDS) detectors; TESCAN MIRA3 field-emission scanning electron microprobe (FE-SEM) equipped with a panchromatic cathodoluminescence (CL) detector; TESCAN Integrated Mineral Analyzer (TIMA) system with a Mira-3 scanning electron microscope with four EDS (EDAX Element 30) detectors; JEOL JXA-8230 electron microprobe | Wuhan Sample Solution Analytical Technology Co., Ltd., Wuhan, China; Tuoyan Analytical Technology Co., Ltd., Guangzhou, China; Nanjing Hongchuang Geological Exploration Technology Service Co., Ltd., Nanjing, China | SEM: accelerating voltage of 15–20 kV, emission current of ~80 μA, takeoff angle ~35°, 4 μm to 5 μm beam diameter, working distance of ~10 mm; SEM-CL: acceleration voltage of 10 kV, beam current of 15 nA; TIMA: accelerating voltage of 25 kV, probe current of 9 nA, working distance of 15 mm, pixel spacing 3 μm, dot spacing 9 μm; EPMA: beam current not fully stated in excerpt | [109 empty] | 66.5771 | [38 empty] | 2025 | Xinghai Lang et al., Polymetallic veins—a possible bridge between porphyry and intermediate-sulfidation deposits, Geological Society of America Bulletin, v. 136, doi:10.1130/B38406.1 |  | CHN | Tibet
| No. 1 porphyry Cu-Au deposit (Xietongmen deposit), Xiongcun ore district | No. 1 deposit, Xiongcun ore district | Magmatic hydrothermal | Porphyry | Cu-Au porphyry | Cu, Au | Zn, Ag, Pb | Cu, Au, Zn, Ag, Pb | Lang et al., 2014; Tang et al., 2015; Wang et al., 2017 |  | 6068-119.7-3@08-1 | 6068-119.7-3@08-1 | underground mine |  |  |  |  | ore material | drill core | drill core | mineral separate | [5 empty] | mineralisation |  |  |  | pyrite, sphalerite, pyrrhotite, chalcopyrite, galena, quartz | Stage A: pyrite + sericite; Stage B: sphalerite + pyrrhotite + chalcopyrite + galena + quartz; Stage C: actinolite + epidote + chlorite + magnetite + quartz | polymetallic veins crosscutting porphyry-stage veins and alteration zones | Z3 |  |  |  | actinolite, epidote, chlorite, magnetite, sericite, calcite, acanthite-argentite, pyrargyrite, hessite, electrum | carbon-coated thin sections; polished sections | SEM-EDS, EMPA, LA-ICPMS, SIMS | JEOL IT300HR scanning electron microscope equipped with secondary electron, backscattered electron (BSE), and energy dispersive X-ray spectrometry (EDS) detectors; TESCAN MIRA3 field-emission scanning electron microprobe (FE-SEM) equipped with a panchromatic cathodoluminescence (CL) detector; TESCAN Integrated Mineral Analyzer (TIMA) system with a Mira-3 scanning electron microscope with four EDS (EDAX Element 30) detectors; JEOL JXA-8230 electron microprobe | Wuhan Sample Solution Analytical Technology Co., Ltd., Wuhan, China; Tuoyan Analytical Technology Co., Ltd., Guangzhou, China; Nanjing Hongchuang Geological Exploration Technology Service Co., Ltd., Nanjing, China | SEM: accelerating voltage of 15–20 kV, emission current of ~80 μA, takeoff angle ~35°, 4 μm to 5 μm beam diameter, working distance of ~10 mm; SEM-CL: acceleration voltage of 10 kV, beam current of 15 nA; TIMA: accelerating voltage of 25 kV, probe current of 9 nA, working distance of 15 mm, pixel spacing 3 μm, dot spacing 9 μm; EPMA: beam current not fully stated in excerpt | [109 empty] | 81.2086 | [38 empty] | 2025 | Xinghai Lang et al., Polymetallic veins—a possible bridge between porphyry and intermediate-sulfidation deposits, Geological Society of America Bulletin, v. 136, doi:10.1130/B38406.1 |  | CHN | Tibet
| No. 1 porphyry Cu-Au deposit (Xietongmen deposit), Xiongcun ore district | No. 1 deposit, Xiongcun ore district | Magmatic hydrothermal | Porphyry | Cu-Au porphyry | Cu, Au | Zn, Ag, Pb | Cu, Au, Zn, Ag, Pb | Lang et al., 2014; Tang et al., 2015; Wang et al., 2017 |  | 6068-119.7-3@09-1 | 6068-119.7-3@09-1 | underground mine |  |  |  |  | ore material | drill core | drill core | mineral separate | [5 empty] | mineralisation |  |  |  | pyrite, sphalerite, pyrrhotite, chalcopyrite, galena, quartz | Stage A: pyrite + sericite; Stage B: sphalerite + pyrrhotite + chalcopyrite + galena + quartz; Stage C: actinolite + epidote + chlorite + magnetite + quartz | polymetallic veins crosscutting porphyry-stage veins and alteration zones | Z3 |  |  |  | actinolite, epidote, chlorite, magnetite, sericite, calcite, acanthite-argentite, pyrargyrite, hessite, electrum | carbon-coated thin sections; polished sections | SEM-EDS, EMPA, LA-ICPMS, SIMS | JEOL IT300HR scanning electron microscope equipped with secondary electron, backscattered electron (BSE), and energy dispersive X-ray spectrometry (EDS) detectors; TESCAN MIRA3 field-emission scanning electron microprobe (FE-SEM) equipped with a panchromatic cathodoluminescence (CL) detector; TESCAN Integrated Mineral Analyzer (TIMA) system with a Mira-3 scanning electron microscope with four EDS (EDAX Element 30) detectors; JEOL JXA-8230 electron microprobe | Wuhan Sample Solution Analytical Technology Co., Ltd., Wuhan, China; Tuoyan Analytical Technology Co., Ltd., Guangzhou, China; Nanjing Hongchuang Geological Exploration Technology Service Co., Ltd., Nanjing, China | SEM: accelerating voltage of 15–20 kV, emission current of ~80 μA, takeoff angle ~35°, 4 μm to 5 μm beam diameter, working distance of ~10 mm; SEM-CL: acceleration voltage of 10 kV, beam current of 15 nA; TIMA: accelerating voltage of 25 kV, probe current of 9 nA, working distance of 15 mm, pixel spacing 3 μm, dot spacing 9 μm; EPMA: beam current not fully stated in excerpt | [109 empty] | 97.0465 | [38 empty] | 2025 | Xinghai Lang et al., Polymetallic veins—a possible bridge between porphyry and intermediate-sulfidation deposits, Geological Society of America Bulletin, v. 136, doi:10.1130/B38406.1 |  | CHN | Tibet
| No. 1 porphyry Cu-Au deposit (Xietongmen deposit), Xiongcun ore district | No. 1 deposit, Xiongcun ore district | Magmatic hydrothermal | Porphyry | Cu-Au porphyry | Cu, Au | Zn, Ag, Pb | Cu, Au, Zn, Ag, Pb | Lang et al., 2014; Tang et al., 2015; Wang et al., 2017 |  | 6068-119.7-3@10-1 | 6068-119.7-3@10-1 | underground mine |  |  |  |  | ore material | drill core | drill core | mineral separate | [5 empty] | mineralisation |  |  |  | pyrite, sphalerite, pyrrhotite, chalcopyrite, galena, quartz | Stage A: pyrite + sericite; Stage B: sphalerite + pyrrhotite + chalcopyrite + galena + quartz; Stage C: actinolite + epidote + chlorite + magnetite + quartz | polymetallic veins crosscutting porphyry-stage veins and alteration zones | Z3 |  |  |  | actinolite, epidote, chlorite, magnetite, sericite, calcite, acanthite-argentite, pyrargyrite, hessite, electrum | carbon-coated thin sections; polished sections | SEM-EDS, EMPA, LA-ICPMS, SIMS | JEOL IT300HR scanning electron microscope equipped with secondary electron, backscattered electron (BSE), and energy dispersive X-ray spectrometry (EDS) detectors; TESCAN MIRA3 field-emission scanning electron microprobe (FE-SEM) equipped with a panchromatic cathodoluminescence (CL) detector; TESCAN Integrated Mineral Analyzer (TIMA) system with a Mira-3 scanning electron microscope with four EDS (EDAX Element 30) detectors; JEOL JXA-8230 electron microprobe | Wuhan Sample Solution Analytical Technology Co., Ltd., Wuhan, China; Tuoyan Analytical Technology Co., Ltd., Guangzhou, China; Nanjing Hongchuang Geological Exploration Technology Service Co., Ltd., Nanjing, China | SEM: accelerating voltage of 15–20 kV, emission current of ~80 μA, takeoff angle ~35°, 4 μm to 5 μm beam diameter, working distance of ~10 mm; SEM-CL: acceleration voltage of 10 kV, beam current of 15 nA; TIMA: accelerating voltage of 25 kV, probe current of 9 nA, working distance of 15 mm, pixel spacing 3 μm, dot spacing 9 μm; EPMA: beam current not fully stated in excerpt | [109 empty] | 68.5896 | [38 empty] | 2025 | Xinghai Lang et al., Polymetallic veins—a possible bridge between porphyry and intermediate-sulfidation deposits, Geological Society of America Bulletin, v. 136, doi:10.1130/B38406.1 |  | CHN | Tibet
| No. 1 porphyry Cu-Au deposit (Xietongmen deposit), Xiongcun ore district | No. 1 deposit, Xiongcun ore district | Magmatic hydrothermal | Porphyry | Cu-Au porphyry | Cu, Au | Zn, Ag, Pb | Cu, Au, Zn, Ag, Pb | Lang et al., 2014; Tang et al., 2015; Wang et al., 2017 |  | 6068-119.7-3@11-1 | 6068-119.7-3@11-1 | underground mine |  |  |  |  | ore material | drill core | drill core | mineral separate | [5 empty] | mineralisation |  |  |  | pyrite, sphalerite, pyrrhotite, chalcopyrite, galena, quartz | Stage A: pyrite + sericite; Stage B: sphalerite + pyrrhotite + chalcopyrite + galena + quartz; Stage C: actinolite + epidote + chlorite + magnetite + quartz | polymetallic veins crosscutting porphyry-stage veins and alteration zones | Z3 |  |  |  | actinolite, epidote, chlorite, magnetite, sericite, calcite, acanthite-argentite, pyrargyrite, hessite, electrum | carbon-coated thin sections; polished sections | SEM-EDS, EMPA, LA-ICPMS, SIMS | JEOL IT300HR scanning electron microscope equipped with secondary electron, backscattered electron (BSE), and energy dispersive X-ray spectrometry (EDS) detectors; TESCAN MIRA3 field-emission scanning electron microprobe (FE-SEM) equipped with a panchromatic cathodoluminescence (CL) detector; TESCAN Integrated Mineral Analyzer (TIMA) system with a Mira-3 scanning electron microscope with four EDS (EDAX Element 30) detectors; JEOL JXA-8230 electron microprobe | Wuhan Sample Solution Analytical Technology Co., Ltd., Wuhan, China; Tuoyan Analytical Technology Co., Ltd., Guangzhou, China; Nanjing Hongchuang Geological Exploration Technology Service Co., Ltd., Nanjing, China | SEM: accelerating voltage of 15–20 kV, emission current of ~80 μA, takeoff angle ~35°, 4 μm to 5 μm beam diameter, working distance of ~10 mm; SEM-CL: acceleration voltage of 10 kV, beam current of 15 nA; TIMA: accelerating voltage of 25 kV, probe current of 9 nA, working distance of 15 mm, pixel spacing 3 μm, dot spacing 9 μm; EPMA: beam current not fully stated in excerpt | [109 empty] | 74.7763 | [38 empty] | 2025 | Xinghai Lang et al., Polymetallic veins—a possible bridge between porphyry and intermediate-sulfidation deposits, Geological Society of America Bulletin, v. 136, doi:10.1130/B38406.1 |  | CHN | Tibet
| No. 1 porphyry Cu-Au deposit (Xietongmen deposit), Xiongcun ore district | No. 1 deposit, Xiongcun ore district | Magmatic hydrothermal | Porphyry | Cu-Au porphyry | Cu, Au | Zn, Ag, Pb | Cu, Au, Zn, Ag, Pb | Lang et al., 2014; Tang et al., 2015; Wang et al., 2017 |  | 6068-119.7-3@12-1 | 6068-119.7-3@12-1 | underground mine |  |  |  |  | ore material | drill core | drill core | mineral separate | [5 empty] | mineralisation |  |  |  | pyrite, sphalerite, pyrrhotite, chalcopyrite, galena, quartz | Stage A: pyrite + sericite; Stage B: sphalerite + pyrrhotite + chalcopyrite + galena + quartz; Stage C: actinolite + epidote + chlorite + magnetite + quartz | polymetallic veins crosscutting porphyry-stage veins and alteration zones | Z3 |  |  |  | actinolite, epidote, chlorite, magnetite, sericite, calcite, acanthite-argentite, pyrargyrite, hessite, electrum | carbon-coated thin sections; polished sections | SEM-EDS, EMPA, LA-ICPMS, SIMS | JEOL IT300HR scanning electron microscope equipped with secondary electron, backscattered electron (BSE), and energy dispersive X-ray spectrometry (EDS) detectors; TESCAN MIRA3 field-emission scanning electron microprobe (FE-SEM) equipped with a panchromatic cathodoluminescence (CL) detector; TESCAN Integrated Mineral Analyzer (TIMA) system with a Mira-3 scanning electron microscope with four EDS (EDAX Element 30) detectors; JEOL JXA-8230 electron microprobe | Wuhan Sample Solution Analytical Technology Co., Ltd., Wuhan, China; Tuoyan Analytical Technology Co., Ltd., Guangzhou, China; Nanjing Hongchuang Geological Exploration Technology Service Co., Ltd., Nanjing, China | SEM: accelerating voltage of 15–20 kV, emission current of ~80 μA, takeoff angle ~35°, 4 μm to 5 μm beam diameter, working distance of ~10 mm; SEM-CL: acceleration voltage of 10 kV, beam current of 15 nA; TIMA: accelerating voltage of 25 kV, probe current of 9 nA, working distance of 15 mm, pixel spacing 3 μm, dot spacing 9 μm; EPMA: beam current not fully stated in excerpt | [109 empty] | 81.3049 | [38 empty] | 2025 | Xinghai Lang et al., Polymetallic veins—a possible bridge between porphyry and intermediate-sulfidation deposits, Geological Society of America Bulletin, v. 136, doi:10.1130/B38406.1 |  | CHN | Tibet
| No. 1 porphyry Cu-Au deposit (Xietongmen deposit), Xiongcun ore district | No. 1 deposit, Xiongcun ore district | Magmatic hydrothermal | Porphyry | Cu-Au porphyry | Cu, Au | Zn, Ag, Pb | Cu, Au, Zn, Ag, Pb | Lang et al., 2014; Tang et al., 2015; Wang et al., 2017 |  | 6068-119.7-3@13-1 | 6068-119.7-3@13-1 | underground mine |  |  |  |  | ore material | drill core | drill core | mineral separate | [5 empty] | mineralisation |  |  |  | pyrite, sphalerite, pyrrhotite, chalcopyrite, galena, quartz | Stage A: pyrite + sericite; Stage B: sphalerite + pyrrhotite + chalcopyrite + galena + quartz; Stage C: actinolite + epidote + chlorite + magnetite + quartz | polymetallic veins crosscutting porphyry-stage veins and alteration zones | Z3 |  |  |  | actinolite, epidote, chlorite, magnetite, sericite, calcite, acanthite-argentite, pyrargyrite, hessite, electrum | carbon-coated thin sections; polished sections | SEM-EDS, EMPA, LA-ICPMS, SIMS | JEOL IT300HR scanning electron microscope equipped with secondary electron, backscattered electron (BSE), and energy dispersive X-ray spectrometry (EDS) detectors; TESCAN MIRA3 field-emission scanning electron microprobe (FE-SEM) equipped with a panchromatic cathodoluminescence (CL) detector; TESCAN Integrated Mineral Analyzer (TIMA) system with a Mira-3 scanning electron microscope with four EDS (EDAX Element 30) detectors; JEOL JXA-8230 electron microprobe | Wuhan Sample Solution Analytical Technology Co., Ltd., Wuhan, China; Tuoyan Analytical Technology Co., Ltd., Guangzhou, China; Nanjing Hongchuang Geological Exploration Technology Service Co., Ltd., Nanjing, China | SEM: accelerating voltage of 15–20 kV, emission current of ~80 μA, takeoff angle ~35°, 4 μm to 5 μm beam diameter, working distance of ~10 mm; SEM-CL: acceleration voltage of 10 kV, beam current of 15 nA; TIMA: accelerating voltage of 25 kV, probe current of 9 nA, working distance of 15 mm, pixel spacing 3 μm, dot spacing 9 μm; EPMA: beam current not fully stated in excerpt | [109 empty] | 94.1051 | [38 empty] | 2025 | Xinghai Lang et al., Polymetallic veins—a possible bridge between porphyry and intermediate-sulfidation deposits, Geological Society of America Bulletin, v. 136, doi:10.1130/B38406.1 |  | CHN | Tibet
| No. 1 porphyry Cu-Au deposit (Xietongmen deposit), Xiongcun ore district | No. 1 deposit, Xiongcun ore district | Magmatic hydrothermal | Porphyry | Cu-Au porphyry | Cu, Au | Zn, Ag, Pb | Cu, Au, Zn, Ag, Pb | Lang et al., 2014; Tang et al., 2015; Wang et al., 2017 |  | NBS-28@01-1 | NBS-28@01-1 | underground mine |  |  |  |  | ore material | drill core | drill core | mineral separate | [5 empty] | mineralisation |  |  |  | pyrite, sphalerite, pyrrhotite, chalcopyrite, galena, quartz | Stage A: pyrite + sericite; Stage B: sphalerite + pyrrhotite + chalcopyrite + galena + quartz; Stage C: actinolite + epidote + chlorite + magnetite + quartz | polymetallic veins crosscutting porphyry-stage veins and alteration zones | stockwork veins, sheeted veins, open-space filling |  |  |  | actinolite, epidote, chlorite, magnetite, sericite, calcite, acanthite-argentite, pyrargyrite, hessite, electrum | carbon-coated thin sections; polished sections | SEM-EDS, EMPA, LA-ICPMS, SIMS | JEOL IT300HR scanning electron microscope equipped with secondary electron, backscattered electron (BSE), and energy dispersive X-ray spectrometry (EDS) detectors; TESCAN MIRA3 field-emission scanning electron microprobe (FE-SEM) equipped with a panchromatic cathodoluminescence (CL) detector; TESCAN Integrated Mineral Analyzer (TIMA) system with a Mira-3 scanning electron microscope with four EDS (EDAX Element 30) detectors; JEOL JXA-8230 electron microprobe | Wuhan Sample Solution Analytical Technology Co., Ltd., Wuhan, China; Tuoyan Analytical Technology Co., Ltd., Guangzhou, China; Nanjing Hongchuang Geological Exploration Technology Service Co., Ltd., Nanjing, China | SEM: accelerating voltage of 15–20 kV, emission current of ~80 μA, takeoff angle ~35°, 4 μm to 5 μm beam diameter, working distance of ~10 mm; SEM-CL: acceleration voltage of 10 kV, beam current of 15 nA; TIMA: accelerating voltage of 25 kV, probe current of 9 nA, working distance of 15 mm, pixel spacing 3 μm, dot spacing 9 μm; EPMA: beam current not fully stated in excerpt | [109 empty] | 61.2117 | [38 empty] | 2025 | Xinghai Lang et al., Polymetallic veins—a possible bridge between porphyry and intermediate-sulfidation deposits, Geological Society of America Bulletin, v. 136, doi:10.1130/B38406.1 |  | CHN | Tibet
| No. 1 porphyry Cu-Au deposit (Xietongmen deposit), Xiongcun ore district | No. 1 deposit, Xiongcun ore district | Magmatic hydrothermal | Porphyry | Cu-Au porphyry | Cu, Au | Zn, Ag, Pb | Cu, Au, Zn, Ag, Pb | Lang et al., 2014; Tang et al., 2015; Wang et al., 2017 |  | NBS-28@02-1 | NBS-28@02-1 | underground mine |  |  |  |  | ore material | drill core | drill core | mineral separate | [5 empty] | mineralisation |  |  |  | pyrite, sphalerite, pyrrhotite, chalcopyrite, galena, quartz | Stage A: pyrite + sericite; Stage B: sphalerite + pyrrhotite + chalcopyrite + galena + quartz; Stage C: actinolite + epidote + chlorite + magnetite + quartz | polymetallic veins crosscutting porphyry-stage veins and alteration zones | stockwork veins, sheeted veins, open-space filling |  |  |  | actinolite, epidote, chlorite, magnetite, sericite, calcite, acanthite-argentite, pyrargyrite, hessite, electrum | carbon-coated thin sections; polished sections | SEM-EDS, EMPA, LA-ICPMS, SIMS | JEOL IT300HR scanning electron microscope equipped with secondary electron, backscattered electron (BSE), and energy dispersive X-ray spectrometry (EDS) detectors; TESCAN MIRA3 field-emission scanning electron microprobe (FE-SEM) equipped with a panchromatic cathodoluminescence (CL) detector; TESCAN Integrated Mineral Analyzer (TIMA) system with a Mira-3 scanning electron microscope with four EDS (EDAX Element 30) detectors; JEOL JXA-8230 electron microprobe | Wuhan Sample Solution Analytical Technology Co., Ltd., Wuhan, China; Tuoyan Analytical Technology Co., Ltd., Guangzhou, China; Nanjing Hongchuang Geological Exploration Technology Service Co., Ltd., Nanjing, China | SEM: accelerating voltage of 15–20 kV, emission current of ~80 μA, takeoff angle ~35°, 4 μm to 5 μm beam diameter, working distance of ~10 mm; SEM-CL: acceleration voltage of 10 kV, beam current of 15 nA; TIMA: accelerating voltage of 25 kV, probe current of 9 nA, working distance of 15 mm, pixel spacing 3 μm, dot spacing 9 μm; EPMA: beam current not fully stated in excerpt | [109 empty] | 67.8607 | [38 empty] | 2025 | Xinghai Lang et al., Polymetallic veins—a possible bridge between porphyry and intermediate-sulfidation deposits, Geological Society of America Bulletin, v. 136, doi:10.1130/B38406.1 |  | CHN | Tibet
| No. 1 porphyry Cu-Au deposit (Xietongmen deposit), Xiongcun ore district | No. 1 deposit, Xiongcun ore district | Magmatic hydrothermal | Porphyry | Cu-Au porphyry | Cu, Au | Zn, Ag, Pb | Cu, Au, Zn, Ag, Pb | Lang et al., 2014; Tang et al., 2015; Wang et al., 2017 |  | NBS-28@03-1 | NBS-28@03-1 | underground mine |  |  |  |  | ore material | drill core | drill core | mineral separate | [5 empty] | mineralisation |  |  |  | pyrite, sphalerite, pyrrhotite, chalcopyrite, galena, quartz | Stage A: pyrite + sericite; Stage B: sphalerite + pyrrhotite + chalcopyrite + galena + quartz; Stage C: actinolite + epidote + chlorite + magnetite + quartz | polymetallic veins crosscutting porphyry-stage veins and alteration zones | stockwork veins, sheeted veins, open-space filling |  |  |  | actinolite, epidote, chlorite, magnetite, sericite, calcite, acanthite-argentite, pyrargyrite, hessite, electrum | carbon-coated thin sections; polished sections | SEM-EDS, EMPA, LA-ICPMS, SIMS | JEOL IT300HR scanning electron microscope equipped with secondary electron, backscattered electron (BSE), and energy dispersive X-ray spectrometry (EDS) detectors; TESCAN MIRA3 field-emission scanning electron microprobe (FE-SEM) equipped with a panchromatic cathodoluminescence (CL) detector; TESCAN Integrated Mineral Analyzer (TIMA) system with a Mira-3 scanning electron microscope with four EDS (EDAX Element 30) detectors; JEOL JXA-8230 electron microprobe | Wuhan Sample Solution Analytical Technology Co., Ltd., Wuhan, China; Tuoyan Analytical Technology Co., Ltd., Guangzhou, China; Nanjing Hongchuang Geological Exploration Technology Service Co., Ltd., Nanjing, China | SEM: accelerating voltage of 15–20 kV, emission current of ~80 μA, takeoff angle ~35°, 4 μm to 5 μm beam diameter, working distance of ~10 mm; SEM-CL: acceleration voltage of 10 kV, beam current of 15 nA; TIMA: accelerating voltage of 25 kV, probe current of 9 nA, working distance of 15 mm, pixel spacing 3 μm, dot spacing 9 μm; EPMA: beam current not fully stated in excerpt | [109 empty] | 75.9595 | [38 empty] | 2025 | Xinghai Lang et al., Polymetallic veins—a possible bridge between porphyry and intermediate-sulfidation deposits, Geological Society of America Bulletin, v. 136, doi:10.1130/B38406.1 |  | CHN | Tibet
| No. 1 porphyry Cu-Au deposit (Xietongmen deposit), Xiongcun ore district | No. 1 deposit, Xiongcun ore district | Magmatic hydrothermal | Porphyry | Cu-Au porphyry | Cu, Au | Zn, Ag, Pb | Cu, Au, Zn, Ag, Pb | Lang et al., 2014; Tang et al., 2015; Wang et al., 2017 |  | NBS-28@04-1 | NBS-28@04-1 | underground mine |  |  |  |  | ore material | drill core | drill core | mineral separate | [5 empty] | mineralisation |  |  |  | pyrite, sphalerite, pyrrhotite, chalcopyrite, galena, quartz | Stage A: pyrite + sericite; Stage B: sphalerite + pyrrhotite + chalcopyrite + galena + quartz; Stage C: actinolite + epidote + chlorite + magnetite + quartz | polymetallic veins crosscutting porphyry-stage veins and alteration zones | stockwork veins, sheeted veins, open-space filling |  |  |  | actinolite, epidote, chlorite, magnetite, sericite, calcite, acanthite-argentite, pyrargyrite, hessite, electrum | carbon-coated thin sections; polished sections | SEM-EDS, EMPA, LA-ICPMS, SIMS | JEOL IT300HR scanning electron microscope equipped with secondary electron, backscattered electron (BSE), and energy dispersive X-ray spectrometry (EDS) detectors; TESCAN MIRA3 field-emission scanning electron microprobe (FE-SEM) equipped with a panchromatic cathodoluminescence (CL) detector; TESCAN Integrated Mineral Analyzer (TIMA) system with a Mira-3 scanning electron microscope with four EDS (EDAX Element 30) detectors; JEOL JXA-8230 electron microprobe | Wuhan Sample Solution Analytical Technology Co., Ltd., Wuhan, China; Tuoyan Analytical Technology Co., Ltd., Guangzhou, China; Nanjing Hongchuang Geological Exploration Technology Service Co., Ltd., Nanjing, China | SEM: accelerating voltage of 15–20 kV, emission current of ~80 μA, takeoff angle ~35°, 4 μm to 5 μm beam diameter, working distance of ~10 mm; SEM-CL: acceleration voltage of 10 kV, beam current of 15 nA; TIMA: accelerating voltage of 25 kV, probe current of 9 nA, working distance of 15 mm, pixel spacing 3 μm, dot spacing 9 μm; EPMA: beam current not fully stated in excerpt | [109 empty] | 61.401 | [38 empty] | 2025 | Xinghai Lang et al., Polymetallic veins—a possible bridge between porphyry and intermediate-sulfidation deposits, Geological Society of America Bulletin, v. 136, doi:10.1130/B38406.1 |  | CHN | Tibet
| No. 1 porphyry Cu-Au deposit (Xietongmen deposit), Xiongcun ore district | No. 1 deposit, Xiongcun ore district | Magmatic hydrothermal | Porphyry | Cu-Au porphyry | Cu, Au | Zn, Ag, Pb | Cu, Au, Zn, Ag, Pb | Lang et al., 2014; Tang et al., 2015; Wang et al., 2017 |  | NBS-28@05-1 | NBS-28@05-1 | underground mine |  |  |  |  | ore material | drill core | drill core | mineral separate | [5 empty] | mineralisation |  |  |  | pyrite, sphalerite, pyrrhotite, chalcopyrite, galena, quartz | Stage A: pyrite + sericite; Stage B: sphalerite + pyrrhotite + chalcopyrite + galena + quartz; Stage C: actinolite + epidote + chlorite + magnetite + quartz | polymetallic veins crosscutting porphyry-stage veins and alteration zones | stockwork veins, sheeted veins, open-space filling |  |  |  | actinolite, epidote, chlorite, magnetite, sericite, calcite, acanthite-argentite, pyrargyrite, hessite, electrum | carbon-coated thin sections; polished sections | SEM-EDS, EMPA, LA-ICPMS, SIMS | JEOL IT300HR scanning electron microscope equipped with secondary electron, backscattered electron (BSE), and energy dispersive X-ray spectrometry (EDS) detectors; TESCAN MIRA3 field-emission scanning electron microprobe (FE-SEM) equipped with a panchromatic cathodoluminescence (CL) detector; TESCAN Integrated Mineral Analyzer (TIMA) system with a Mira-3 scanning electron microscope with four EDS (EDAX Element 30) detectors; JEOL JXA-8230 electron microprobe | Wuhan Sample Solution Analytical Technology Co., Ltd., Wuhan, China; Tuoyan Analytical Technology Co., Ltd., Guangzhou, China; Nanjing Hongchuang Geological Exploration Technology Service Co., Ltd., Nanjing, China | SEM: accelerating voltage of 15–20 kV, emission current of ~80 μA, takeoff angle ~35°, 4 μm to 5 μm beam diameter, working distance of ~10 mm; SEM-CL: acceleration voltage of 10 kV, beam current of 15 nA; TIMA: accelerating voltage of 25 kV, probe current of 9 nA, working distance of 15 mm, pixel spacing 3 μm, dot spacing 9 μm; EPMA: beam current not fully stated in excerpt | [109 empty] | 71.1017 | [38 empty] | 2025 | Xinghai Lang et al., Polymetallic veins—a possible bridge between porphyry and intermediate-sulfidation deposits, Geological Society of America Bulletin, v. 136, doi:10.1130/B38406.1 |  | CHN | Tibet
| No. 1 porphyry Cu-Au deposit (Xietongmen deposit), Xiongcun ore district | No. 1 deposit, Xiongcun ore district | Magmatic hydrothermal | Porphyry | Cu-Au porphyry | Cu, Au | Zn, Ag, Pb | Cu, Au, Zn, Ag, Pb | Lang et al., 2014; Tang et al., 2015; Wang et al., 2017 |  | NBS-28@06-1 | NBS-28@06-1 | underground mine |  |  |  |  | ore material | drill core | drill core | mineral separate | [5 empty] | mineralisation |  |  |  | pyrite, sphalerite, pyrrhotite, chalcopyrite, galena, quartz | Stage A: pyrite + sericite; Stage B: sphalerite + pyrrhotite + chalcopyrite + galena + quartz; Stage C: actinolite + epidote + chlorite + magnetite + quartz | polymetallic veins crosscutting porphyry-stage veins and alteration zones | stockwork veins, sheeted veins, open-space filling |  |  |  | actinolite, epidote, chlorite, magnetite, sericite, calcite, acanthite-argentite, pyrargyrite, hessite, electrum | carbon-coated thin sections; polished sections | SEM-EDS, EMPA, LA-ICPMS, SIMS | JEOL IT300HR scanning electron microscope equipped with secondary electron, backscattered electron (BSE), and energy dispersive X-ray spectrometry (EDS) detectors; TESCAN MIRA3 field-emission scanning electron microprobe (FE-SEM) equipped with a panchromatic cathodoluminescence (CL) detector; TESCAN Integrated Mineral Analyzer (TIMA) system with a Mira-3 scanning electron microscope with four EDS (EDAX Element 30) detectors; JEOL JXA-8230 electron microprobe | Wuhan Sample Solution Analytical Technology Co., Ltd., Wuhan, China; Tuoyan Analytical Technology Co., Ltd., Guangzhou, China; Nanjing Hongchuang Geological Exploration Technology Service Co., Ltd., Nanjing, China | SEM: accelerating voltage of 15–20 kV, emission current of ~80 μA, takeoff angle ~35°, 4 μm to 5 μm beam diameter, working distance of ~10 mm; SEM-CL: acceleration voltage of 10 kV, beam current of 15 nA; TIMA: accelerating voltage of 25 kV, probe current of 9 nA, working distance of 15 mm, pixel spacing 3 μm, dot spacing 9 μm; EPMA: beam current not fully stated in excerpt | [109 empty] | 69.3196 | [38 empty] | 2025 | Xinghai Lang et al., Polymetallic veins—a possible bridge between porphyry and intermediate-sulfidation deposits, Geological Society of America Bulletin, v. 136, doi:10.1130/B38406.1 |  | CHN | Tibet
| No. 1 porphyry Cu-Au deposit (Xietongmen deposit), Xiongcun ore district | No. 1 deposit, Xiongcun ore district | Magmatic hydrothermal | Porphyry | Cu-Au porphyry | Cu, Au | Zn, Ag, Pb | Cu, Au, Zn, Ag, Pb | Lang et al., 2014; Tang et al., 2015; Wang et al., 2017 |  | NBS-28@07-1 | NBS-28@07-1 | underground mine |  |  |  |  | ore material | drill core | drill core | mineral separate | [5 empty] | mineralisation |  |  |  | pyrite, sphalerite, pyrrhotite, chalcopyrite, galena, quartz | Stage A: pyrite + sericite; Stage B: sphalerite + pyrrhotite + chalcopyrite + galena + quartz; Stage C: actinolite + epidote + chlorite + magnetite + quartz | polymetallic veins crosscutting porphyry-stage veins and alteration zones | stockwork veins, sheeted veins, open-space filling |  |  |  | actinolite, epidote, chlorite, magnetite, sericite, calcite, acanthite-argentite, pyrargyrite, hessite, electrum | carbon-coated thin sections; polished sections | SEM-EDS, EMPA, LA-ICPMS, SIMS | JEOL IT300HR scanning electron microscope equipped with secondary electron, backscattered electron (BSE), and energy dispersive X-ray spectrometry (EDS) detectors; TESCAN MIRA3 field-emission scanning electron microprobe (FE-SEM) equipped with a panchromatic cathodoluminescence (CL) detector; TESCAN Integrated Mineral Analyzer (TIMA) system with a Mira-3 scanning electron microscope with four EDS (EDAX Element 30) detectors; JEOL JXA-8230 electron microprobe | Wuhan Sample Solution Analytical Technology Co., Ltd., Wuhan, China; Tuoyan Analytical Technology Co., Ltd., Guangzhou, China; Nanjing Hongchuang Geological Exploration Technology Service Co., Ltd., Nanjing, China | SEM: accelerating voltage of 15–20 kV, emission current of ~80 μA, takeoff angle ~35°, 4 μm to 5 μm beam diameter, working distance of ~10 mm; SEM-CL: acceleration voltage of 10 kV, beam current of 15 nA; TIMA: accelerating voltage of 25 kV, probe current of 9 nA, working distance of 15 mm, pixel spacing 3 μm, dot spacing 9 μm; EPMA: beam current not fully stated in excerpt | [109 empty] | 69.8337 | [38 empty] | 2025 | Xinghai Lang et al., Polymetallic veins—a possible bridge between porphyry and intermediate-sulfidation deposits, Geological Society of America Bulletin, v. 136, doi:10.1130/B38406.1 |  | CHN | Tibet
| No. 1 porphyry Cu-Au deposit (Xietongmen deposit), Xiongcun ore district | No. 1 deposit, Xiongcun ore district | Magmatic hydrothermal | Porphyry | Cu-Au porphyry | Cu, Au | Zn, Ag, Pb | Cu, Au, Zn, Ag, Pb | Lang et al., 2014; Tang et al., 2015; Wang et al., 2017 |  | NBS-28@08-1 | NBS-28@08-1 | underground mine |  |  |  |  | ore material | drill core | drill core | mineral separate | [5 empty] | mineralisation |  |  |  | pyrite, sphalerite, pyrrhotite, chalcopyrite, galena, quartz | Stage A: pyrite + sericite; Stage B: sphalerite + pyrrhotite + chalcopyrite + galena + quartz; Stage C: actinolite + epidote + chlorite + magnetite + quartz | polymetallic veins crosscutting porphyry-stage veins and alteration zones | stockwork veins, sheeted veins, open-space filling |  |  |  | actinolite, epidote, chlorite, magnetite, sericite, calcite, acanthite-argentite, pyrargyrite, hessite, electrum | carbon-coated thin sections; polished sections | SEM-EDS, EMPA, LA-ICPMS, SIMS | JEOL IT300HR scanning electron microscope equipped with secondary electron, backscattered electron (BSE), and energy dispersive X-ray spectrometry (EDS) detectors; TESCAN MIRA3 field-emission scanning electron microprobe (FE-SEM) equipped with a panchromatic cathodoluminescence (CL) detector; TESCAN Integrated Mineral Analyzer (TIMA) system with a Mira-3 scanning electron microscope with four EDS (EDAX Element 30) detectors; JEOL JXA-8230 electron microprobe | Wuhan Sample Solution Analytical Technology Co., Ltd., Wuhan, China; Tuoyan Analytical Technology Co., Ltd., Guangzhou, China; Nanjing Hongchuang Geological Exploration Technology Service Co., Ltd., Nanjing, China | SEM: accelerating voltage of 15–20 kV, emission current of ~80 μA, takeoff angle ~35°, 4 μm to 5 μm beam diameter, working distance of ~10 mm; SEM-CL: acceleration voltage of 10 kV, beam current of 15 nA; TIMA: accelerating voltage of 25 kV, probe current of 9 nA, working distance of 15 mm, pixel spacing 3 μm, dot spacing 9 μm; EPMA: beam current not fully stated in excerpt | [109 empty] | 61.7929 | [38 empty] | 2025 | Xinghai Lang et al., Polymetallic veins—a possible bridge between porphyry and intermediate-sulfidation deposits, Geological Society of America Bulletin, v. 136, doi:10.1130/B38406.1 |  | CHN | Tibet
| No. 1 porphyry Cu-Au deposit (Xietongmen deposit), Xiongcun ore district | No. 1 deposit, Xiongcun ore district | Magmatic hydrothermal | Porphyry | Cu-Au porphyry | Cu, Au | Zn, Ag, Pb | Cu, Au, Zn, Ag, Pb | Lang et al., 2014; Tang et al., 2015; Wang et al., 2017 |  | NBS-28@09-1 | NBS-28@09-1 | underground mine |  |  |  |  | ore material | drill core | drill core | mineral separate | [5 empty] | mineralisation |  |  |  | pyrite, sphalerite, pyrrhotite, chalcopyrite, galena, quartz | Stage A: pyrite + sericite; Stage B: sphalerite + pyrrhotite + chalcopyrite + galena + quartz; Stage C: actinolite + epidote + chlorite + magnetite + quartz | polymetallic veins crosscutting porphyry-stage veins and alteration zones | stockwork veins, sheeted veins, open-space filling |  |  |  | actinolite, epidote, chlorite, magnetite, sericite, calcite, acanthite-argentite, pyrargyrite, hessite, electrum | carbon-coated thin sections; polished sections | SEM-EDS, EMPA, LA-ICPMS, SIMS | JEOL IT300HR scanning electron microscope equipped with secondary electron, backscattered electron (BSE), and energy dispersive X-ray spectrometry (EDS) detectors; TESCAN MIRA3 field-emission scanning electron microprobe (FE-SEM) equipped with a panchromatic cathodoluminescence (CL) detector; TESCAN Integrated Mineral Analyzer (TIMA) system with a Mira-3 scanning electron microscope with four EDS (EDAX Element 30) detectors; JEOL JXA-8230 electron microprobe | Wuhan Sample Solution Analytical Technology Co., Ltd., Wuhan, China; Tuoyan Analytical Technology Co., Ltd., Guangzhou, China; Nanjing Hongchuang Geological Exploration Technology Service Co., Ltd., Nanjing, China | SEM: accelerating voltage of 15–20 kV, emission current of ~80 μA, takeoff angle ~35°, 4 μm to 5 μm beam diameter, working distance of ~10 mm; SEM-CL: acceleration voltage of 10 kV, beam current of 15 nA; TIMA: accelerating voltage of 25 kV, probe current of 9 nA, working distance of 15 mm, pixel spacing 3 μm, dot spacing 9 μm; EPMA: beam current not fully stated in excerpt | [109 empty] | 61.8624 | [38 empty] | 2025 | Xinghai Lang et al., Polymetallic veins—a possible bridge between porphyry and intermediate-sulfidation deposits, Geological Society of America Bulletin, v. 136, doi:10.1130/B38406.1 |  | CHN | Tibet
| No. 1 porphyry Cu-Au deposit (Xietongmen deposit), Xiongcun ore district | No. 1 deposit, Xiongcun ore district | Magmatic hydrothermal | Porphyry | Cu-Au porphyry | Cu, Au | Zn, Ag, Pb | Cu, Au, Zn, Ag, Pb | Lang et al., 2014; Tang et al., 2015; Wang et al., 2017 |  | Qinghu@01-1 | Qinghu@01-1 | underground mine |  |  |  |  | ore material | drill core | drill core | mineral separate | [5 empty] | mineralisation |  |  |  | pyrite, sphalerite, pyrrhotite, chalcopyrite, galena, quartz | Stage A: pyrite + sericite; Stage B: sphalerite + pyrrhotite + chalcopyrite + galena + quartz; Stage C: actinolite + epidote + chlorite + magnetite + quartz | polymetallic veins crosscutting porphyry-stage veins and alteration zones | stockwork veins, sheeted veins, open-space filling |  |  |  | actinolite, epidote, chlorite, magnetite, sericite, calcite, acanthite-argentite, pyrargyrite, hessite, electrum | carbon-coated thin sections; polished sections | SEM-EDS, EMPA, LA-ICPMS, SIMS | JEOL IT300HR scanning electron microscope equipped with secondary electron, backscattered electron (BSE), and energy dispersive X-ray spectrometry (EDS) detectors; TESCAN MIRA3 field-emission scanning electron microprobe (FE-SEM) equipped with a panchromatic cathodoluminescence (CL) detector; TESCAN Integrated Mineral Analyzer (TIMA) system with a Mira-3 scanning electron microscope with four EDS (EDAX Element 30) detectors; JEOL JXA-8230 electron microprobe | Wuhan Sample Solution Analytical Technology Co., Ltd., Wuhan, China; Tuoyan Analytical Technology Co., Ltd., Guangzhou, China; Nanjing Hongchuang Geological Exploration Technology Service Co., Ltd., Nanjing, China | SEM: accelerating voltage of 15–20 kV, emission current of ~80 μA, takeoff angle ~35°, 4 μm to 5 μm beam diameter, working distance of ~10 mm; SEM-CL: acceleration voltage of 10 kV, beam current of 15 nA; TIMA: accelerating voltage of 25 kV, probe current of 9 nA, working distance of 15 mm, pixel spacing 3 μm, dot spacing 9 μm; EPMA: beam current not fully stated in excerpt | [109 empty] | 61.359 | [38 empty] | 2025 | Xinghai Lang et al., Polymetallic veins—a possible bridge between porphyry and intermediate-sulfidation deposits, Geological Society of America Bulletin, v. 136, doi:10.1130/B38406.1 |  | CHN | Tibet
| No. 1 porphyry Cu-Au deposit (Xietongmen deposit), Xiongcun ore district | No. 1 deposit, Xiongcun ore district | Magmatic hydrothermal | Porphyry | Cu-Au porphyry | Cu, Au | Zn, Ag, Pb | Cu, Au, Zn, Ag, Pb | Lang et al., 2014; Tang et al., 2015; Wang et al., 2017 |  | Qinghu@02-1 | Qinghu@02-1 | underground mine |  |  |  |  | ore material | drill core | drill core | mineral separate | [5 empty] | mineralisation |  |  |  | pyrite, sphalerite, pyrrhotite, chalcopyrite, galena, quartz | Stage A: pyrite + sericite; Stage B: sphalerite + pyrrhotite + chalcopyrite + galena + quartz; Stage C: actinolite + epidote + chlorite + magnetite + quartz | polymetallic veins crosscutting porphyry-stage veins and alteration zones | stockwork veins, sheeted veins, open-space filling |  |  |  | actinolite, epidote, chlorite, magnetite, sericite, calcite, acanthite-argentite, pyrargyrite, hessite, electrum | carbon-coated thin sections; polished sections | SEM-EDS, EMPA, LA-ICPMS, SIMS | JEOL IT300HR scanning electron microscope equipped with secondary electron, backscattered electron (BSE), and energy dispersive X-ray spectrometry (EDS) detectors; TESCAN MIRA3 field-emission scanning electron microprobe (FE-SEM) equipped with a panchromatic cathodoluminescence (CL) detector; TESCAN Integrated Mineral Analyzer (TIMA) system with a Mira-3 scanning electron microscope with four EDS (EDAX Element 30) detectors; JEOL JXA-8230 electron microprobe | Wuhan Sample Solution Analytical Technology Co., Ltd., Wuhan, China; Tuoyan Analytical Technology Co., Ltd., Guangzhou, China; Nanjing Hongchuang Geological Exploration Technology Service Co., Ltd., Nanjing, China | SEM: accelerating voltage of 15–20 kV, emission current of ~80 μA, takeoff angle ~35°, 4 μm to 5 μm beam diameter, working distance of ~10 mm; SEM-CL: acceleration voltage of 10 kV, beam current of 15 nA; TIMA: accelerating voltage of 25 kV, probe current of 9 nA, working distance of 15 mm, pixel spacing 3 μm, dot spacing 9 μm; EPMA: beam current not fully stated in excerpt | [109 empty] | 61.222 | [38 empty] | 2025 | Xinghai Lang et al., Polymetallic veins—a possible bridge between porphyry and intermediate-sulfidation deposits, Geological Society of America Bulletin, v. 136, doi:10.1130/B38406.1 |  | CHN | Tibet
| No. 1 porphyry Cu-Au deposit (Xietongmen deposit), Xiongcun ore district | No. 1 deposit, Xiongcun ore district | Magmatic hydrothermal | Porphyry | Cu-Au porphyry | Cu, Au | Zn, Ag, Pb | Cu, Au, Zn, Ag, Pb | Lang et al., 2014; Tang et al., 2015; Wang et al., 2017 |  | Qinghu@03-1 | Qinghu@03-1 | underground mine |  |  |  |  | ore material | drill core | drill core | mineral separate | [5 empty] | mineralisation |  |  |  | pyrite, sphalerite, pyrrhotite, chalcopyrite, galena, quartz | Stage A: pyrite + sericite; Stage B: sphalerite + pyrrhotite + chalcopyrite + galena + quartz; Stage C: actinolite + epidote + chlorite + magnetite + quartz | polymetallic veins crosscutting porphyry-stage veins and alteration zones | stockwork veins, sheeted veins, open-space filling |  |  |  | actinolite, epidote, chlorite, magnetite, sericite, calcite, acanthite-argentite, pyrargyrite, hessite, electrum | carbon-coated thin sections; polished sections | SEM-EDS, EMPA, LA-ICPMS, SIMS | JEOL IT300HR scanning electron microscope equipped with secondary electron, backscattered electron (BSE), and energy dispersive X-ray spectrometry (EDS) detectors; TESCAN MIRA3 field-emission scanning electron microprobe (FE-SEM) equipped with a panchromatic cathodoluminescence (CL) detector; TESCAN Integrated Mineral Analyzer (TIMA) system with a Mira-3 scanning electron microscope with four EDS (EDAX Element 30) detectors; JEOL JXA-8230 electron microprobe | Wuhan Sample Solution Analytical Technology Co., Ltd., Wuhan, China; Tuoyan Analytical Technology Co., Ltd., Guangzhou, China; Nanjing Hongchuang Geological Exploration Technology Service Co., Ltd., Nanjing, China | SEM: accelerating voltage of 15–20 kV, emission current of ~80 μA, takeoff angle ~35°, 4 μm to 5 μm beam diameter, working distance of ~10 mm; SEM-CL: acceleration voltage of 10 kV, beam current of 15 nA; TIMA: accelerating voltage of 25 kV, probe current of 9 nA, working distance of 15 mm, pixel spacing 3 μm, dot spacing 9 μm; EPMA: beam current not fully stated in excerpt | [109 empty] | 61.3768 | [38 empty] | 2025 | Xinghai Lang et al., Polymetallic veins—a possible bridge between porphyry and intermediate-sulfidation deposits, Geological Society of America Bulletin, v. 136, doi:10.1130/B38406.1 |  | CHN | Tibet
| No. 1 porphyry Cu-Au deposit (Xietongmen deposit), Xiongcun ore district | No. 1 deposit, Xiongcun ore district | Magmatic hydrothermal | Porphyry | Cu-Au porphyry | Cu, Au | Zn, Ag, Pb | Cu, Au, Zn, Ag, Pb | Lang et al., 2014; Tang et al., 2015; Wang et al., 2017 |  | Qinghu@04-1 | Qinghu@04-1 | underground mine |  |  |  |  | ore material | drill core | drill core | mineral separate | [5 empty] | mineralisation |  |  |  | pyrite, sphalerite, pyrrhotite, chalcopyrite, galena, quartz | Stage A: pyrite + sericite; Stage B: sphalerite + pyrrhotite + chalcopyrite + galena + quartz; Stage C: actinolite + epidote + chlorite + magnetite + quartz | polymetallic veins crosscutting porphyry-stage veins and alteration zones | stockwork veins, sheeted veins, open-space filling |  |  |  | actinolite, epidote, chlorite, magnetite, sericite, calcite, acanthite-argentite, pyrargyrite, hessite, electrum | carbon-coated thin sections; polished sections | SEM-EDS, EMPA, LA-ICPMS, SIMS | JEOL IT300HR scanning electron microscope equipped with secondary electron, backscattered electron (BSE), and energy dispersive X-ray spectrometry (EDS) detectors; TESCAN MIRA3 field-emission scanning electron microprobe (FE-SEM) equipped with a panchromatic cathodoluminescence (CL) detector; TESCAN Integrated Mineral Analyzer (TIMA) system with a Mira-3 scanning electron microscope with four EDS (EDAX Element 30) detectors; JEOL JXA-8230 electron microprobe | Wuhan Sample Solution Analytical Technology Co., Ltd., Wuhan, China; Tuoyan Analytical Technology Co., Ltd., Guangzhou, China; Nanjing Hongchuang Geological Exploration Technology Service Co., Ltd., Nanjing, China | SEM: accelerating voltage of 15–20 kV, emission current of ~80 μA, takeoff angle ~35°, 4 μm to 5 μm beam diameter, working distance of ~10 mm; SEM-CL: acceleration voltage of 10 kV, beam current of 15 nA; TIMA: accelerating voltage of 25 kV, probe current of 9 nA, working distance of 15 mm, pixel spacing 3 μm, dot spacing 9 μm; EPMA: beam current not fully stated in excerpt | [109 empty] | 71.4061 | [38 empty] | 2025 | Xinghai Lang et al., Polymetallic veins—a possible bridge between porphyry and intermediate-sulfidation deposits, Geological Society of America Bulletin, v. 136, doi:10.1130/B38406.1 |  | CHN | Tibet
| No. 1 porphyry Cu-Au deposit (Xietongmen deposit), Xiongcun ore district | No. 1 deposit, Xiongcun ore district | Magmatic hydrothermal | Porphyry | Cu-Au porphyry | Cu, Au | Zn, Ag, Pb | Cu, Au, Zn, Ag, Pb | Lang et al., 2014; Tang et al., 2015; Wang et al., 2017 |  | Qinghu@05-1 | Qinghu@05-1 | underground mine |  |  |  |  | ore material | drill core | drill core | mineral separate | [5 empty] | mineralisation |  |  |  | pyrite, sphalerite, pyrrhotite, chalcopyrite, galena, quartz | Stage A: pyrite + sericite; Stage B: sphalerite + pyrrhotite + chalcopyrite + galena + quartz; Stage C: actinolite + epidote + chlorite + magnetite + quartz | polymetallic veins crosscutting porphyry-stage veins and alteration zones | stockwork veins, sheeted veins, open-space filling |  |  |  | actinolite, epidote, chlorite, magnetite, sericite, calcite, acanthite-argentite, pyrargyrite, hessite, electrum | carbon-coated thin sections; polished sections | SEM-EDS, EMPA, LA-ICPMS, SIMS | JEOL IT300HR scanning electron microscope equipped with secondary electron, backscattered electron (BSE), and energy dispersive X-ray spectrometry (EDS) detectors; TESCAN MIRA3 field-emission scanning electron microprobe (FE-SEM) equipped with a panchromatic cathodoluminescence (CL) detector; TESCAN Integrated Mineral Analyzer (TIMA) system with a Mira-3 scanning electron microscope with four EDS (EDAX Element 30) detectors; JEOL JXA-8230 electron microprobe | Wuhan Sample Solution Analytical Technology Co., Ltd., Wuhan, China; Tuoyan Analytical Technology Co., Ltd., Guangzhou, China; Nanjing Hongchuang Geological Exploration Technology Service Co., Ltd., Nanjing, China | SEM: accelerating voltage of 15–20 kV, emission current of ~80 μA, takeoff angle ~35°, 4 μm to 5 μm beam diameter, working distance of ~10 mm; SEM-CL: acceleration voltage of 10 kV, beam current of 15 nA; TIMA: accelerating voltage of 25 kV, probe current of 9 nA, working distance of 15 mm, pixel spacing 3 μm, dot spacing 9 μm; EPMA: beam current not fully stated in excerpt | [109 empty] | 61.435 | [38 empty] | 2025 | Xinghai Lang et al., Polymetallic veins—a possible bridge between porphyry and intermediate-sulfidation deposits, Geological Society of America Bulletin, v. 136, doi:10.1130/B38406.1 |  | CHN | Tibet
| No. 1 porphyry Cu-Au deposit (Xietongmen deposit), Xiongcun ore district | No. 1 deposit, Xiongcun ore district | Magmatic hydrothermal | Porphyry | Cu-Au porphyry | Cu, Au | Zn, Ag, Pb | Cu, Au, Zn, Ag, Pb | Lang et al., 2014; Tang et al., 2015; Wang et al., 2017 |  | NBS-28@000-1-1 | NBS-28@000-1-1 | underground mine |  |  |  |  | ore material | drill core | drill core | mineral separate | [5 empty] | mineralisation |  |  |  | pyrite, sphalerite, pyrrhotite, chalcopyrite, galena, quartz | Stage A: pyrite + sericite; Stage B: sphalerite + pyrrhotite + chalcopyrite + galena + quartz; Stage C: actinolite + epidote + chlorite + magnetite + quartz | polymetallic veins crosscutting porphyry-stage veins and alteration zones | stockwork veins, sheeted veins, open-space filling |  |  |  | actinolite, epidote, chlorite, magnetite, sericite, calcite, acanthite-argentite, pyrargyrite, hessite, electrum | carbon-coated thin sections; polished sections | SEM-EDS, EMPA, LA-ICPMS, SIMS | JEOL IT300HR scanning electron microscope equipped with secondary electron, backscattered electron (BSE), and energy dispersive X-ray spectrometry (EDS) detectors; TESCAN MIRA3 field-emission scanning electron microprobe (FE-SEM) equipped with a panchromatic cathodoluminescence (CL) detector; TESCAN Integrated Mineral Analyzer (TIMA) system with a Mira-3 scanning electron microscope with four EDS (EDAX Element 30) detectors; JEOL JXA-8230 electron microprobe | Wuhan Sample Solution Analytical Technology Co., Ltd., Wuhan, China; Tuoyan Analytical Technology Co., Ltd., Guangzhou, China; Nanjing Hongchuang Geological Exploration Technology Service Co., Ltd., Nanjing, China | SEM: accelerating voltage of 15–20 kV, emission current of ~80 μA, takeoff angle ~35°, 4 μm to 5 μm beam diameter, working distance of ~10 mm; SEM-CL: acceleration voltage of 10 kV, beam current of 15 nA; TIMA: accelerating voltage of 25 kV, probe current of 9 nA, working distance of 15 mm, pixel spacing 3 μm, dot spacing 9 μm; EPMA: beam current not fully stated in excerpt | [109 empty] | 64.5206 | [38 empty] | 2025 | Xinghai Lang et al., Polymetallic veins—a possible bridge between porphyry and intermediate-sulfidation deposits, Geological Society of America Bulletin, v. 136, doi:10.1130/B38406.1 |  | CHN | Tibet
| No. 1 porphyry Cu-Au deposit (Xietongmen deposit), Xiongcun ore district | No. 1 deposit, Xiongcun ore district | Magmatic hydrothermal | Porphyry | Cu-Au porphyry | Cu, Au | Zn, Ag, Pb | Cu, Au, Zn, Ag, Pb | Lang et al., 2014; Tang et al., 2015; Wang et al., 2017 |  | NBS-28@000-2-1 | NBS-28@000-2-1 | underground mine |  |  |  |  | ore material | drill core | drill core | mineral separate | [5 empty] | mineralisation |  |  |  | pyrite, sphalerite, pyrrhotite, chalcopyrite, galena, quartz | Stage A: pyrite + sericite; Stage B: sphalerite + pyrrhotite + chalcopyrite + galena + quartz; Stage C: actinolite + epidote + chlorite + magnetite + quartz | polymetallic veins crosscutting porphyry-stage veins and alteration zones | stockwork veins, sheeted veins, open-space filling |  |  |  | actinolite, epidote, chlorite, magnetite, sericite, calcite, acanthite-argentite, pyrargyrite, hessite, electrum | carbon-coated thin sections; polished sections | SEM-EDS, EMPA, LA-ICPMS, SIMS | JEOL IT300HR scanning electron microscope equipped with secondary electron, backscattered electron (BSE), and energy dispersive X-ray spectrometry (EDS) detectors; TESCAN MIRA3 field-emission scanning electron microprobe (FE-SEM) equipped with a panchromatic cathodoluminescence (CL) detector; TESCAN Integrated Mineral Analyzer (TIMA) system with a Mira-3 scanning electron microscope with four EDS (EDAX Element 30) detectors; JEOL JXA-8230 electron microprobe | Wuhan Sample Solution Analytical Technology Co., Ltd., Wuhan, China; Tuoyan Analytical Technology Co., Ltd., Guangzhou, China; Nanjing Hongchuang Geological Exploration Technology Service Co., Ltd., Nanjing, China | SEM: accelerating voltage of 15–20 kV, emission current of ~80 μA, takeoff angle ~35°, 4 μm to 5 μm beam diameter, working distance of ~10 mm; SEM-CL: acceleration voltage of 10 kV, beam current of 15 nA; TIMA: accelerating voltage of 25 kV, probe current of 9 nA, working distance of 15 mm, pixel spacing 3 μm, dot spacing 9 μm; EPMA: beam current not fully stated in excerpt | [109 empty] | 64.7936 | [38 empty] | 2025 | Xinghai Lang et al., Polymetallic veins—a possible bridge between porphyry and intermediate-sulfidation deposits, Geological Society of America Bulletin, v. 136, doi:10.1130/B38406.1 |  | CHN | Tibet
| No. 1 porphyry Cu-Au deposit (Xietongmen deposit), Xiongcun ore district | No. 1 deposit, Xiongcun ore district | Magmatic hydrothermal | Porphyry | Cu-Au porphyry | Cu, Au | Zn, Ag, Pb | Cu, Au, Zn, Ag, Pb | Lang et al., 2014; Tang et al., 2015; Wang et al., 2017 |  | NBS-28@000-3-1 | NBS-28@000-3-1 | underground mine |  |  |  |  | ore material | drill core | drill core | mineral separate | [5 empty] | mineralisation |  |  |  | pyrite, sphalerite, pyrrhotite, chalcopyrite, galena, quartz | Stage A: pyrite + sericite; Stage B: sphalerite + pyrrhotite + chalcopyrite + galena + quartz; Stage C: actinolite + epidote + chlorite + magnetite + quartz | polymetallic veins crosscutting porphyry-stage veins and alteration zones | stockwork veins, sheeted veins, open-space filling |  |  |  | actinolite, epidote, chlorite, magnetite, sericite, calcite, acanthite-argentite, pyrargyrite, hessite, electrum | carbon-coated thin sections; polished sections | SEM-EDS, EMPA, LA-ICPMS, SIMS | JEOL IT300HR scanning electron microscope equipped with secondary electron, backscattered electron (BSE), and energy dispersive X-ray spectrometry (EDS) detectors; TESCAN MIRA3 field-emission scanning electron microprobe (FE-SEM) equipped with a panchromatic cathodoluminescence (CL) detector; TESCAN Integrated Mineral Analyzer (TIMA) system with a Mira-3 scanning electron microscope with four EDS (EDAX Element 30) detectors; JEOL JXA-8230 electron microprobe | Wuhan Sample Solution Analytical Technology Co., Ltd., Wuhan, China; Tuoyan Analytical Technology Co., Ltd., Guangzhou, China; Nanjing Hongchuang Geological Exploration Technology Service Co., Ltd., Nanjing, China | SEM: accelerating voltage of 15–20 kV, emission current of ~80 μA, takeoff angle ~35°, 4 μm to 5 μm beam diameter, working distance of ~10 mm; SEM-CL: acceleration voltage of 10 kV, beam current of 15 nA; TIMA: accelerating voltage of 25 kV, probe current of 9 nA, working distance of 15 mm, pixel spacing 3 μm, dot spacing 9 μm; EPMA: beam current not fully stated in excerpt | [109 empty] | 104.6047 | [38 empty] | 2025 | Xinghai Lang et al., Polymetallic veins—a possible bridge between porphyry and intermediate-sulfidation deposits, Geological Society of America Bulletin, v. 136, doi:10.1130/B38406.1 |  | CHN | Tibet
| No. 1 porphyry Cu-Au deposit (Xietongmen deposit), Xiongcun ore district | No. 1 deposit, Xiongcun ore district | Magmatic hydrothermal | Porphyry | Cu-Au porphyry | Cu, Au | Zn, Ag, Pb | Cu, Au, Zn, Ag, Pb | Lang et al., 2014; Tang et al., 2015; Wang et al., 2017 |  | NBS-28@001-1 | NBS-28@001-1 | underground mine |  |  |  |  | ore material | drill core | drill core | mineral separate | [5 empty] | mineralisation |  |  |  | pyrite, sphalerite, pyrrhotite, chalcopyrite, galena, quartz | Stage A: pyrite + sericite; Stage B: sphalerite + pyrrhotite + chalcopyrite + galena + quartz; Stage C: actinolite + epidote + chlorite + magnetite + quartz | polymetallic veins crosscutting porphyry-stage veins and alteration zones | stockwork veins, sheeted veins, open-space filling |  |  |  | actinolite, epidote, chlorite, magnetite, sericite, calcite, acanthite-argentite, pyrargyrite, hessite, electrum | carbon-coated thin sections; polished sections | SEM-EDS, EMPA, LA-ICPMS, SIMS | JEOL IT300HR scanning electron microscope equipped with secondary electron, backscattered electron (BSE), and energy dispersive X-ray spectrometry (EDS) detectors; TESCAN MIRA3 field-emission scanning electron microprobe (FE-SEM) equipped with a panchromatic cathodoluminescence (CL) detector; TESCAN Integrated Mineral Analyzer (TIMA) system with a Mira-3 scanning electron microscope with four EDS (EDAX Element 30) detectors; JEOL JXA-8230 electron microprobe | Wuhan Sample Solution Analytical Technology Co., Ltd., Wuhan, China; Tuoyan Analytical Technology Co., Ltd., Guangzhou, China; Nanjing Hongchuang Geological Exploration Technology Service Co., Ltd., Nanjing, China | SEM: accelerating voltage of 15–20 kV, emission current of ~80 μA, takeoff angle ~35°, 4 μm to 5 μm beam diameter, working distance of ~10 mm; SEM-CL: acceleration voltage of 10 kV, beam current of 15 nA; TIMA: accelerating voltage of 25 kV, probe current of 9 nA, working distance of 15 mm, pixel spacing 3 μm, dot spacing 9 μm; EPMA: beam current not fully stated in excerpt | [109 empty] | 84.2278 | [38 empty] | 2025 | Xinghai Lang et al., Polymetallic veins—a possible bridge between porphyry and intermediate-sulfidation deposits, Geological Society of America Bulletin, v. 136, doi:10.1130/B38406.1 |  | CHN | Tibet
| No. 1 porphyry Cu-Au deposit (Xietongmen deposit), Xiongcun ore district | No. 1 deposit, Xiongcun ore district | Magmatic hydrothermal | Porphyry | Cu-Au porphyry | Cu, Au | Zn, Ag, Pb | Cu, Au, Zn, Ag, Pb | Lang et al., 2014; Tang et al., 2015; Wang et al., 2017 |  | NBS-28@002-1 | NBS-28@002-1 | underground mine |  |  |  |  | ore material | drill core | drill core | mineral separate | [5 empty] | mineralisation |  |  |  | pyrite, sphalerite, pyrrhotite, chalcopyrite, galena, quartz | Stage A: pyrite + sericite; Stage B: sphalerite + pyrrhotite + chalcopyrite + galena + quartz; Stage C: actinolite + epidote + chlorite + magnetite + quartz | polymetallic veins crosscutting porphyry-stage veins and alteration zones | stockwork veins, sheeted veins, open-space filling |  |  |  | actinolite, epidote, chlorite, magnetite, sericite, calcite, acanthite-argentite, pyrargyrite, hessite, electrum | carbon-coated thin sections; polished sections | SEM-EDS, EMPA, LA-ICPMS, SIMS | JEOL IT300HR scanning electron microscope equipped with secondary electron, backscattered electron (BSE), and energy dispersive X-ray spectrometry (EDS) detectors; TESCAN MIRA3 field-emission scanning electron microprobe (FE-SEM) equipped with a panchromatic cathodoluminescence (CL) detector; TESCAN Integrated Mineral Analyzer (TIMA) system with a Mira-3 scanning electron microscope with four EDS (EDAX Element 30) detectors; JEOL JXA-8230 electron microprobe | Wuhan Sample Solution Analytical Technology Co., Ltd., Wuhan, China; Tuoyan Analytical Technology Co., Ltd., Guangzhou, China; Nanjing Hongchuang Geological Exploration Technology Service Co., Ltd., Nanjing, China | SEM: accelerating voltage of 15–20 kV, emission current of ~80 μA, takeoff angle ~35°, 4 μm to 5 μm beam diameter, working distance of ~10 mm; SEM-CL: acceleration voltage of 10 kV, beam current of 15 nA; TIMA: accelerating voltage of 25 kV, probe current of 9 nA, working distance of 15 mm, pixel spacing 3 μm, dot spacing 9 μm; EPMA: beam current not fully stated in excerpt | [109 empty] | 64.548 | [38 empty] | 2025 | Xinghai Lang et al., Polymetallic veins—a possible bridge between porphyry and intermediate-sulfidation deposits, Geological Society of America Bulletin, v. 136, doi:10.1130/B38406.1 |  | CHN | Tibet
| No. 1 porphyry Cu-Au deposit (Xietongmen deposit), Xiongcun ore district | No. 1 deposit, Xiongcun ore district | Magmatic hydrothermal | Porphyry | Cu-Au porphyry | Cu, Au | Zn, Ag, Pb | Cu, Au, Zn, Ag, Pb | Lang et al., 2014; Tang et al., 2015; Wang et al., 2017 |  | NBS-28@003-1 | NBS-28@003-1 | underground mine |  |  |  |  | ore material | drill core | drill core | mineral separate | [5 empty] | mineralisation |  |  |  | pyrite, sphalerite, pyrrhotite, chalcopyrite, galena, quartz | Stage A: pyrite + sericite; Stage B: sphalerite + pyrrhotite + chalcopyrite + galena + quartz; Stage C: actinolite + epidote + chlorite + magnetite + quartz | polymetallic veins crosscutting porphyry-stage veins and alteration zones | stockwork veins, sheeted veins, open-space filling |  |  |  | actinolite, epidote, chlorite, magnetite, sericite, calcite, acanthite-argentite, pyrargyrite, hessite, electrum | carbon-coated thin sections; polished sections | SEM-EDS, EMPA, LA-ICPMS, SIMS | JEOL IT300HR scanning electron microscope equipped with secondary electron, backscattered electron (BSE), and energy dispersive X-ray spectrometry (EDS) detectors; TESCAN MIRA3 field-emission scanning electron microprobe (FE-SEM) equipped with a panchromatic cathodoluminescence (CL) detector; TESCAN Integrated Mineral Analyzer (TIMA) system with a Mira-3 scanning electron microscope with four EDS (EDAX Element 30) detectors; JEOL JXA-8230 electron microprobe | Wuhan Sample Solution Analytical Technology Co., Ltd., Wuhan, China; Tuoyan Analytical Technology Co., Ltd., Guangzhou, China; Nanjing Hongchuang Geological Exploration Technology Service Co., Ltd., Nanjing, China | SEM: accelerating voltage of 15–20 kV, emission current of ~80 μA, takeoff angle ~35°, 4 μm to 5 μm beam diameter, working distance of ~10 mm; SEM-CL: acceleration voltage of 10 kV, beam current of 15 nA; TIMA: accelerating voltage of 25 kV, probe current of 9 nA, working distance of 15 mm, pixel spacing 3 μm, dot spacing 9 μm; EPMA: beam current not fully stated in excerpt | [109 empty] | 102.257 | [38 empty] | 2025 | Xinghai Lang et al., Polymetallic veins—a possible bridge between porphyry and intermediate-sulfidation deposits, Geological Society of America Bulletin, v. 136, doi:10.1130/B38406.1 |  | CHN | Tibet
| No. 1 porphyry Cu-Au deposit (Xietongmen deposit), Xiongcun ore district | No. 1 deposit, Xiongcun ore district | Magmatic hydrothermal | Porphyry | Cu-Au porphyry | Cu, Au | Zn, Ag, Pb | Cu, Au, Zn, Ag, Pb | Lang et al., 2014; Tang et al., 2015; Wang et al., 2017 |  | NBS-28@004-1 | NBS-28@004-1 | underground mine |  |  |  |  | ore material | drill core | drill core | mineral separate | [5 empty] | mineralisation |  |  |  | pyrite, sphalerite, pyrrhotite, chalcopyrite, galena, quartz | Stage A: pyrite + sericite; Stage B: sphalerite + pyrrhotite + chalcopyrite + galena + quartz; Stage C: actinolite + epidote + chlorite + magnetite + quartz | polymetallic veins crosscutting porphyry-stage veins and alteration zones | stockwork veins, sheeted veins, open-space filling |  |  |  | actinolite, epidote, chlorite, magnetite, sericite, calcite, acanthite-argentite, pyrargyrite, hessite, electrum | carbon-coated thin sections; polished sections | SEM-EDS, EMPA, LA-ICPMS, SIMS | JEOL IT300HR scanning electron microscope equipped with secondary electron, backscattered electron (BSE), and energy dispersive X-ray spectrometry (EDS) detectors; TESCAN MIRA3 field-emission scanning electron microprobe (FE-SEM) equipped with a panchromatic cathodoluminescence (CL) detector; TESCAN Integrated Mineral Analyzer (TIMA) system with a Mira-3 scanning electron microscope with four EDS (EDAX Element 30) detectors; JEOL JXA-8230 electron microprobe | Wuhan Sample Solution Analytical Technology Co., Ltd., Wuhan, China; Tuoyan Analytical Technology Co., Ltd., Guangzhou, China; Nanjing Hongchuang Geological Exploration Technology Service Co., Ltd., Nanjing, China | SEM: accelerating voltage of 15–20 kV, emission current of ~80 μA, takeoff angle ~35°, 4 μm to 5 μm beam diameter, working distance of ~10 mm; SEM-CL: acceleration voltage of 10 kV, beam current of 15 nA; TIMA: accelerating voltage of 25 kV, probe current of 9 nA, working distance of 15 mm, pixel spacing 3 μm, dot spacing 9 μm; EPMA: beam current not fully stated in excerpt | [109 empty] | 113.0992 | [38 empty] | 2025 | Xinghai Lang et al., Polymetallic veins—a possible bridge between porphyry and intermediate-sulfidation deposits, Geological Society of America Bulletin, v. 136, doi:10.1130/B38406.1 |  | CHN | Tibet
| No. 1 porphyry Cu-Au deposit (Xietongmen deposit), Xiongcun ore district | No. 1 deposit, Xiongcun ore district | Magmatic hydrothermal | Porphyry | Cu-Au porphyry | Cu, Au | Zn, Ag, Pb | Cu, Au, Zn, Ag, Pb | Lang et al., 2014; Tang et al., 2015; Wang et al., 2017 |  | NBS-28@005-1 | NBS-28@005-1 | underground mine |  |  |  |  | ore material | drill core | drill core | mineral separate | [5 empty] | mineralisation |  |  |  | pyrite, sphalerite, pyrrhotite, chalcopyrite, galena, quartz | Stage A: pyrite + sericite; Stage B: sphalerite + pyrrhotite + chalcopyrite + galena + quartz; Stage C: actinolite + epidote + chlorite + magnetite + quartz | polymetallic veins crosscutting porphyry-stage veins and alteration zones | stockwork veins, sheeted veins, open-space filling |  |  |  | actinolite, epidote, chlorite, magnetite, sericite, calcite, acanthite-argentite, pyrargyrite, hessite, electrum | carbon-coated thin sections; polished sections | SEM-EDS, EMPA, LA-ICPMS, SIMS | JEOL IT300HR scanning electron microscope equipped with secondary electron, backscattered electron (BSE), and energy dispersive X-ray spectrometry (EDS) detectors; TESCAN MIRA3 field-emission scanning electron microprobe (FE-SEM) equipped with a panchromatic cathodoluminescence (CL) detector; TESCAN Integrated Mineral Analyzer (TIMA) system with a Mira-3 scanning electron microscope with four EDS (EDAX Element 30) detectors; JEOL JXA-8230 electron microprobe | Wuhan Sample Solution Analytical Technology Co., Ltd., Wuhan, China; Tuoyan Analytical Technology Co., Ltd., Guangzhou, China; Nanjing Hongchuang Geological Exploration Technology Service Co., Ltd., Nanjing, China | SEM: accelerating voltage of 15–20 kV, emission current of ~80 μA, takeoff angle ~35°, 4 μm to 5 μm beam diameter, working distance of ~10 mm; SEM-CL: acceleration voltage of 10 kV, beam current of 15 nA; TIMA: accelerating voltage of 25 kV, probe current of 9 nA, working distance of 15 mm, pixel spacing 3 μm, dot spacing 9 μm; EPMA: beam current not fully stated in excerpt | [109 empty] | 98.4089 | [38 empty] | 2025 | Xinghai Lang et al., Polymetallic veins—a possible bridge between porphyry and intermediate-sulfidation deposits, Geological Society of America Bulletin, v. 136, doi:10.1130/B38406.1 |  | CHN | Tibet
| No. 1 porphyry Cu-Au deposit (Xietongmen deposit), Xiongcun ore district | No. 1 deposit, Xiongcun ore district | Magmatic hydrothermal | Porphyry | Cu-Au porphyry | Cu, Au | Zn, Ag, Pb | Cu, Au, Zn, Ag, Pb | Lang et al., 2014; Tang et al., 2015; Wang et al., 2017 |  | NBS-28@006-1 | NBS-28@006-1 | underground mine |  |  |  |  | ore material | drill core | drill core | mineral separate | [5 empty] | mineralisation |  |  |  | pyrite, sphalerite, pyrrhotite, chalcopyrite, galena, quartz | Stage A: pyrite + sericite; Stage B: sphalerite + pyrrhotite + chalcopyrite + galena + quartz; Stage C: actinolite + epidote + chlorite + magnetite + quartz | polymetallic veins crosscutting porphyry-stage veins and alteration zones | stockwork veins, sheeted veins, open-space filling |  |  |  | actinolite, epidote, chlorite, magnetite, sericite, calcite, acanthite-argentite, pyrargyrite, hessite, electrum | carbon-coated thin sections; polished sections | SEM-EDS, EMPA, LA-ICPMS, SIMS | JEOL IT300HR scanning electron microscope equipped with secondary electron, backscattered electron (BSE), and energy dispersive X-ray spectrometry (EDS) detectors; TESCAN MIRA3 field-emission scanning electron microprobe (FE-SEM) equipped with a panchromatic cathodoluminescence (CL) detector; TESCAN Integrated Mineral Analyzer (TIMA) system with a Mira-3 scanning electron microscope with four EDS (EDAX Element 30) detectors; JEOL JXA-8230 electron microprobe | Wuhan Sample Solution Analytical Technology Co., Ltd., Wuhan, China; Tuoyan Analytical Technology Co., Ltd., Guangzhou, China; Nanjing Hongchuang Geological Exploration Technology Service Co., Ltd., Nanjing, China | SEM: accelerating voltage of 15–20 kV, emission current of ~80 μA, takeoff angle ~35°, 4 μm to 5 μm beam diameter, working distance of ~10 mm; SEM-CL: acceleration voltage of 10 kV, beam current of 15 nA; TIMA: accelerating voltage of 25 kV, probe current of 9 nA, working distance of 15 mm, pixel spacing 3 μm, dot spacing 9 μm; EPMA: beam current not fully stated in excerpt | [109 empty] | 64.7554 | [38 empty] | 2025 | Xinghai Lang et al., Polymetallic veins—a possible bridge between porphyry and intermediate-sulfidation deposits, Geological Society of America Bulletin, v. 136, doi:10.1130/B38406.1 |  | CHN | Tibet
| No. 1 porphyry Cu-Au deposit (Xietongmen deposit), Xiongcun ore district | No. 1 deposit, Xiongcun ore district | Magmatic hydrothermal | Porphyry | Cu-Au porphyry | Cu, Au | Zn, Ag, Pb | Cu, Au, Zn, Ag, Pb | Lang et al., 2014; Tang et al., 2015; Wang et al., 2017 |  | NBS-28@007-1 | NBS-28@007-1 | underground mine |  |  |  |  | ore material | drill core | drill core | mineral separate | [5 empty] | mineralisation |  |  |  | pyrite, sphalerite, pyrrhotite, chalcopyrite, galena, quartz | Stage A: pyrite + sericite; Stage B: sphalerite + pyrrhotite + chalcopyrite + galena + quartz; Stage C: actinolite + epidote + chlorite + magnetite + quartz | polymetallic veins crosscutting porphyry-stage veins and alteration zones | stockwork veins, sheeted veins, open-space filling |  |  |  | actinolite, epidote, chlorite, magnetite, sericite, calcite, acanthite-argentite, pyrargyrite, hessite, electrum | carbon-coated thin sections; polished sections | SEM-EDS, EMPA, LA-ICPMS, SIMS | JEOL IT300HR scanning electron microscope equipped with secondary electron, backscattered electron (BSE), and energy dispersive X-ray spectrometry (EDS) detectors; TESCAN MIRA3 field-emission scanning electron microprobe (FE-SEM) equipped with a panchromatic cathodoluminescence (CL) detector; TESCAN Integrated Mineral Analyzer (TIMA) system with a Mira-3 scanning electron microscope with four EDS (EDAX Element 30) detectors; JEOL JXA-8230 electron microprobe | Wuhan Sample Solution Analytical Technology Co., Ltd., Wuhan, China; Tuoyan Analytical Technology Co., Ltd., Guangzhou, China; Nanjing Hongchuang Geological Exploration Technology Service Co., Ltd., Nanjing, China | SEM: accelerating voltage of 15–20 kV, emission current of ~80 μA, takeoff angle ~35°, 4 μm to 5 μm beam diameter, working distance of ~10 mm; SEM-CL: acceleration voltage of 10 kV, beam current of 15 nA; TIMA: accelerating voltage of 25 kV, probe current of 9 nA, working distance of 15 mm, pixel spacing 3 μm, dot spacing 9 μm; EPMA: beam current not fully stated in excerpt | [109 empty] | 66.9629 | [38 empty] | 2025 | Xinghai Lang et al., Polymetallic veins—a possible bridge between porphyry and intermediate-sulfidation deposits, Geological Society of America Bulletin, v. 136, doi:10.1130/B38406.1 |  | CHN | Tibet
| No. 1 porphyry Cu-Au deposit (Xietongmen deposit), Xiongcun ore district | No. 1 deposit, Xiongcun ore district | Magmatic hydrothermal | Porphyry | Cu-Au porphyry | Cu, Au | Zn, Ag, Pb | Cu, Au, Zn, Ag, Pb | Lang et al., 2014; Tang et al., 2015; Wang et al., 2017 |  | NBS-28@01-2 | NBS-28@01-2 | underground mine |  |  |  |  | ore material | drill core | drill core | mineral separate | [5 empty] | mineralisation |  |  |  | pyrite, sphalerite, pyrrhotite, chalcopyrite, galena, quartz | Stage A: pyrite + sericite; Stage B: sphalerite + pyrrhotite + chalcopyrite + galena + quartz; Stage C: actinolite + epidote + chlorite + magnetite + quartz | polymetallic veins crosscutting porphyry-stage veins and alteration zones | stockwork veins, sheeted veins, open-space filling |  |  |  | actinolite, epidote, chlorite, magnetite, sericite, calcite, acanthite-argentite, pyrargyrite, hessite, electrum | carbon-coated thin sections; polished sections | SEM-EDS, EMPA, LA-ICPMS, SIMS | JEOL IT300HR scanning electron microscope equipped with secondary electron, backscattered electron (BSE), and energy dispersive X-ray spectrometry (EDS) detectors; TESCAN MIRA3 field-emission scanning electron microprobe (FE-SEM) equipped with a panchromatic cathodoluminescence (CL) detector; TESCAN Integrated Mineral Analyzer (TIMA) system with a Mira-3 scanning electron microscope with four EDS (EDAX Element 30) detectors; JEOL JXA-8230 electron microprobe | Wuhan Sample Solution Analytical Technology Co., Ltd., Wuhan, China; Tuoyan Analytical Technology Co., Ltd., Guangzhou, China; Nanjing Hongchuang Geological Exploration Technology Service Co., Ltd., Nanjing, China | SEM: accelerating voltage of 15–20 kV, emission current of ~80 μA, takeoff angle ~35°, 4 μm to 5 μm beam diameter, working distance of ~10 mm; SEM-CL: acceleration voltage of 10 kV, beam current of 15 nA; TIMA: accelerating voltage of 25 kV, probe current of 9 nA, working distance of 15 mm, pixel spacing 3 μm, dot spacing 9 μm; EPMA: beam current not fully stated in excerpt | [109 empty] | 64.2097 | [38 empty] | 2025 | Xinghai Lang et al., Polymetallic veins—a possible bridge between porphyry and intermediate-sulfidation deposits, Geological Society of America Bulletin, v. 136, doi:10.1130/B38406.1 |  | CHN | Tibet
| No. 1 porphyry Cu-Au deposit (Xietongmen deposit), Xiongcun ore district | No. 1 deposit, Xiongcun ore district | Magmatic hydrothermal | Porphyry | Cu-Au porphyry | Cu, Au | Zn, Ag, Pb | Cu, Au, Zn, Ag, Pb | Lang et al., 2014; Tang et al., 2015; Wang et al., 2017 |  | NBS-28@02-2 | NBS-28@02-2 | underground mine |  |  |  |  | ore material | drill core | drill core | mineral separate | [5 empty] | mineralisation |  |  |  | pyrite, sphalerite, pyrrhotite, chalcopyrite, galena, quartz | Stage A: pyrite + sericite; Stage B: sphalerite + pyrrhotite + chalcopyrite + galena + quartz; Stage C: actinolite + epidote + chlorite + magnetite + quartz | polymetallic veins crosscutting porphyry-stage veins and alteration zones | stockwork veins, sheeted veins, open-space filling |  |  |  | actinolite, epidote, chlorite, magnetite, sericite, calcite, acanthite-argentite, pyrargyrite, hessite, electrum | carbon-coated thin sections; polished sections | SEM-EDS, EMPA, LA-ICPMS, SIMS | JEOL IT300HR scanning electron microscope equipped with secondary electron, backscattered electron (BSE), and energy dispersive X-ray spectrometry (EDS) detectors; TESCAN MIRA3 field-emission scanning electron microprobe (FE-SEM) equipped with a panchromatic cathodoluminescence (CL) detector; TESCAN Integrated Mineral Analyzer (TIMA) system with a Mira-3 scanning electron microscope with four EDS (EDAX Element 30) detectors; JEOL JXA-8230 electron microprobe | Wuhan Sample Solution Analytical Technology Co., Ltd., Wuhan, China; Tuoyan Analytical Technology Co., Ltd., Guangzhou, China; Nanjing Hongchuang Geological Exploration Technology Service Co., Ltd., Nanjing, China | SEM: accelerating voltage of 15–20 kV, emission current of ~80 μA, takeoff angle ~35°, 4 μm to 5 μm beam diameter, working distance of ~10 mm; SEM-CL: acceleration voltage of 10 kV, beam current of 15 nA; TIMA: accelerating voltage of 25 kV, probe current of 9 nA, working distance of 15 mm, pixel spacing 3 μm, dot spacing 9 μm; EPMA: beam current not fully stated in excerpt | [109 empty] | 64.4293 | [38 empty] | 2025 | Xinghai Lang et al., Polymetallic veins—a possible bridge between porphyry and intermediate-sulfidation deposits, Geological Society of America Bulletin, v. 136, doi:10.1130/B38406.1 |  | CHN | Tibet
| No. 1 porphyry Cu-Au deposit (Xietongmen deposit), Xiongcun ore district | No. 1 deposit, Xiongcun ore district | Magmatic hydrothermal | Porphyry | Cu-Au porphyry | Cu, Au | Zn, Ag, Pb | Cu, Au, Zn, Ag, Pb | Lang et al., 2014; Tang et al., 2015; Wang et al., 2017 |  | NBS-28@03-2 | NBS-28@03-2 | underground mine |  |  |  |  | ore material | drill core | drill core | mineral separate | [5 empty] | mineralisation |  |  |  | pyrite, sphalerite, pyrrhotite, chalcopyrite, galena, quartz | Stage A: pyrite + sericite; Stage B: sphalerite + pyrrhotite + chalcopyrite + galena + quartz; Stage C: actinolite + epidote + chlorite + magnetite + quartz | polymetallic veins crosscutting porphyry-stage veins and alteration zones | stockwork veins, sheeted veins, open-space filling |  |  |  | actinolite, epidote, chlorite, magnetite, sericite, calcite, acanthite-argentite, pyrargyrite, hessite, electrum | carbon-coated thin sections; polished sections | SEM-EDS, EMPA, LA-ICPMS, SIMS | JEOL IT300HR scanning electron microscope equipped with secondary electron, backscattered electron (BSE), and energy dispersive X-ray spectrometry (EDS) detectors; TESCAN MIRA3 field-emission scanning electron microprobe (FE-SEM) equipped with a panchromatic cathodoluminescence (CL) detector; TESCAN Integrated Mineral Analyzer (TIMA) system with a Mira-3 scanning electron microscope with four EDS (EDAX Element 30) detectors; JEOL JXA-8230 electron microprobe | Wuhan Sample Solution Analytical Technology Co., Ltd., Wuhan, China; Tuoyan Analytical Technology Co., Ltd., Guangzhou, China; Nanjing Hongchuang Geological Exploration Technology Service Co., Ltd., Nanjing, China | SEM: accelerating voltage of 15–20 kV, emission current of ~80 μA, takeoff angle ~35°, 4 μm to 5 μm beam diameter, working distance of ~10 mm; SEM-CL: acceleration voltage of 10 kV, beam current of 15 nA; TIMA: accelerating voltage of 25 kV, probe current of 9 nA, working distance of 15 mm, pixel spacing 3 μm, dot spacing 9 μm; EPMA: beam current not fully stated in excerpt | [109 empty] | 94.9524 | [38 empty] | 2025 | Xinghai Lang et al., Polymetallic veins—a possible bridge between porphyry and intermediate-sulfidation deposits, Geological Society of America Bulletin, v. 136, doi:10.1130/B38406.1 |  | CHN | Tibet
| No. 1 porphyry Cu-Au deposit (Xietongmen deposit), Xiongcun ore district | No. 1 deposit, Xiongcun ore district | Magmatic hydrothermal | Porphyry | Cu-Au porphyry | Cu, Au | Zn, Ag, Pb | Cu, Au, Zn, Ag, Pb | Lang et al., 2014; Tang et al., 2015; Wang et al., 2017 |  | NBS-28@04-2 | NBS-28@04-2 | underground mine |  |  |  |  | ore material | drill core | drill core | mineral separate | [5 empty] | mineralisation |  |  |  | pyrite, sphalerite, pyrrhotite, chalcopyrite, galena, quartz | Stage A: pyrite + sericite; Stage B: sphalerite + pyrrhotite + chalcopyrite + galena + quartz; Stage C: actinolite + epidote + chlorite + magnetite + quartz | polymetallic veins crosscutting porphyry-stage veins and alteration zones | stockwork veins, sheeted veins, open-space filling |  |  |  | actinolite, epidote, chlorite, magnetite, sericite, calcite, acanthite-argentite, pyrargyrite, hessite, electrum | carbon-coated thin sections; polished sections | SEM-EDS, EMPA, LA-ICPMS, SIMS | JEOL IT300HR scanning electron microscope equipped with secondary electron, backscattered electron (BSE), and energy dispersive X-ray spectrometry (EDS) detectors; TESCAN MIRA3 field-emission scanning electron microprobe (FE-SEM) equipped with a panchromatic cathodoluminescence (CL) detector; TESCAN Integrated Mineral Analyzer (TIMA) system with a Mira-3 scanning electron microscope with four EDS (EDAX Element 30) detectors; JEOL JXA-8230 electron microprobe | Wuhan Sample Solution Analytical Technology Co., Ltd., Wuhan, China; Tuoyan Analytical Technology Co., Ltd., Guangzhou, China; Nanjing Hongchuang Geological Exploration Technology Service Co., Ltd., Nanjing, China | SEM: accelerating voltage of 15–20 kV, emission current of ~80 μA, takeoff angle ~35°, 4 μm to 5 μm beam diameter, working distance of ~10 mm; SEM-CL: acceleration voltage of 10 kV, beam current of 15 nA; TIMA: accelerating voltage of 25 kV, probe current of 9 nA, working distance of 15 mm, pixel spacing 3 μm, dot spacing 9 μm; EPMA: beam current not fully stated in excerpt | [109 empty] | 77.5977 | [38 empty] | 2025 | Xinghai Lang et al., Polymetallic veins—a possible bridge between porphyry and intermediate-sulfidation deposits, Geological Society of America Bulletin, v. 136, doi:10.1130/B38406.1 |  | CHN | Tibet
| No. 1 porphyry Cu-Au deposit (Xietongmen deposit), Xiongcun ore district | No. 1 deposit, Xiongcun ore district | Magmatic hydrothermal | Porphyry | Cu-Au porphyry | Cu, Au | Zn, Ag, Pb | Cu, Au, Zn, Ag, Pb | Lang et al., 2014; Tang et al., 2015; Wang et al., 2017 |  | Qinghu@000-1-1 | Qinghu@000-1-1 | underground mine |  |  |  |  | ore material | drill core | drill core | mineral separate | [5 empty] | mineralisation |  |  |  | pyrite, sphalerite, pyrrhotite, chalcopyrite, galena, quartz | Stage A: pyrite + sericite; Stage B: sphalerite + pyrrhotite + chalcopyrite + galena + quartz; Stage C: actinolite + epidote + chlorite + magnetite + quartz | polymetallic veins crosscutting porphyry-stage veins and alteration zones | stockwork veins, sheeted veins, open-space filling |  |  |  | actinolite, epidote, chlorite, magnetite, sericite, calcite, acanthite-argentite, pyrargyrite, hessite, electrum | carbon-coated thin sections; polished sections | SEM-EDS, EMPA, LA-ICPMS, SIMS | JEOL IT300HR scanning electron microscope equipped with secondary electron, backscattered electron (BSE), and energy dispersive X-ray spectrometry (EDS) detectors; TESCAN MIRA3 field-emission scanning electron microprobe (FE-SEM) equipped with a panchromatic cathodoluminescence (CL) detector; TESCAN Integrated Mineral Analyzer (TIMA) system with a Mira-3 scanning electron microscope with four EDS (EDAX Element 30) detectors; JEOL JXA-8230 electron microprobe | Wuhan Sample Solution Analytical Technology Co., Ltd., Wuhan, China; Tuoyan Analytical Technology Co., Ltd., Guangzhou, China; Nanjing Hongchuang Geological Exploration Technology Service Co., Ltd., Nanjing, China | SEM: accelerating voltage of 15–20 kV, emission current of ~80 μA, takeoff angle ~35°, 4 μm to 5 μm beam diameter, working distance of ~10 mm; SEM-CL: acceleration voltage of 10 kV, beam current of 15 nA; TIMA: accelerating voltage of 25 kV, probe current of 9 nA, working distance of 15 mm, pixel spacing 3 μm, dot spacing 9 μm; EPMA: beam current not fully stated in excerpt | [109 empty] | 85.5928 | [38 empty] | 2025 | Xinghai Lang et al., Polymetallic veins—a possible bridge between porphyry and intermediate-sulfidation deposits, Geological Society of America Bulletin, v. 136, doi:10.1130/B38406.1 |  | CHN | Tibet
| No. 1 porphyry Cu-Au deposit (Xietongmen deposit), Xiongcun ore district | No. 1 deposit, Xiongcun ore district | Magmatic hydrothermal | Porphyry | Cu-Au porphyry | Cu, Au | Zn, Ag, Pb | Cu, Au, Zn, Ag, Pb | Lang et al., 2014; Tang et al., 2015; Wang et al., 2017 |  | Qinghu@001-1 | Qinghu@001-1 | underground mine |  |  |  |  | ore material | drill core | drill core | mineral separate | [5 empty] | mineralisation |  |  |  | pyrite, sphalerite, pyrrhotite, chalcopyrite, galena, quartz | Stage A: pyrite + sericite; Stage B: sphalerite + pyrrhotite + chalcopyrite + galena + quartz; Stage C: actinolite + epidote + chlorite + magnetite + quartz | polymetallic veins crosscutting porphyry-stage veins and alteration zones | stockwork veins, sheeted veins, open-space filling |  |  |  | actinolite, epidote, chlorite, magnetite, sericite, calcite, acanthite-argentite, pyrargyrite, hessite, electrum | carbon-coated thin sections; polished sections | SEM-EDS, EMPA, LA-ICPMS, SIMS | JEOL IT300HR scanning electron microscope equipped with secondary electron, backscattered electron (BSE), and energy dispersive X-ray spectrometry (EDS) detectors; TESCAN MIRA3 field-emission scanning electron microprobe (FE-SEM) equipped with a panchromatic cathodoluminescence (CL) detector; TESCAN Integrated Mineral Analyzer (TIMA) system with a Mira-3 scanning electron microscope with four EDS (EDAX Element 30) detectors; JEOL JXA-8230 electron microprobe | Wuhan Sample Solution Analytical Technology Co., Ltd., Wuhan, China; Tuoyan Analytical Technology Co., Ltd., Guangzhou, China; Nanjing Hongchuang Geological Exploration Technology Service Co., Ltd., Nanjing, China | SEM: accelerating voltage of 15–20 kV, emission current of ~80 μA, takeoff angle ~35°, 4 μm to 5 μm beam diameter, working distance of ~10 mm; SEM-CL: acceleration voltage of 10 kV, beam current of 15 nA; TIMA: accelerating voltage of 25 kV, probe current of 9 nA, working distance of 15 mm, pixel spacing 3 μm, dot spacing 9 μm; EPMA: beam current not fully stated in excerpt | [109 empty] | 104.7403 | [38 empty] | 2025 | Xinghai Lang et al., Polymetallic veins—a possible bridge between porphyry and intermediate-sulfidation deposits, Geological Society of America Bulletin, v. 136, doi:10.1130/B38406.1 |  | CHN | Tibet
| No. 1 porphyry Cu-Au deposit (Xietongmen deposit), Xiongcun ore district | No. 1 deposit, Xiongcun ore district | Magmatic hydrothermal | Porphyry | Cu-Au porphyry | Cu, Au | Zn, Ag, Pb | Cu, Au, Zn, Ag, Pb | Lang et al., 2014; Tang et al., 2015; Wang et al., 2017 |  | Qinghu@002-1 | Qinghu@002-1 | underground mine |  |  |  |  | ore material | drill core | drill core | mineral separate | [5 empty] | mineralisation |  |  |  | pyrite, sphalerite, pyrrhotite, chalcopyrite, galena, quartz | Stage A: pyrite + sericite; Stage B: sphalerite + pyrrhotite + chalcopyrite + galena + quartz; Stage C: actinolite + epidote + chlorite + magnetite + quartz | polymetallic veins crosscutting porphyry-stage veins and alteration zones | stockwork veins, sheeted veins, open-space filling |  |  |  | actinolite, epidote, chlorite, magnetite, sericite, calcite, acanthite-argentite, pyrargyrite, hessite, electrum | carbon-coated thin sections; polished sections | SEM-EDS, EMPA, LA-ICPMS, SIMS | JEOL IT300HR scanning electron microscope equipped with secondary electron, backscattered electron (BSE), and energy dispersive X-ray spectrometry (EDS) detectors; TESCAN MIRA3 field-emission scanning electron microprobe (FE-SEM) equipped with a panchromatic cathodoluminescence (CL) detector; TESCAN Integrated Mineral Analyzer (TIMA) system with a Mira-3 scanning electron microscope with four EDS (EDAX Element 30) detectors; JEOL JXA-8230 electron microprobe | Wuhan Sample Solution Analytical Technology Co., Ltd., Wuhan, China; Tuoyan Analytical Technology Co., Ltd., Guangzhou, China; Nanjing Hongchuang Geological Exploration Technology Service Co., Ltd., Nanjing, China | SEM: accelerating voltage of 15–20 kV, emission current of ~80 μA, takeoff angle ~35°, 4 μm to 5 μm beam diameter, working distance of ~10 mm; SEM-CL: acceleration voltage of 10 kV, beam current of 15 nA; TIMA: accelerating voltage of 25 kV, probe current of 9 nA, working distance of 15 mm, pixel spacing 3 μm, dot spacing 9 μm; EPMA: beam current not fully stated in excerpt | [109 empty] | 73.733 | [38 empty] | 2025 | Xinghai Lang et al., Polymetallic veins—a possible bridge between porphyry and intermediate-sulfidation deposits, Geological Society of America Bulletin, v. 136, doi:10.1130/B38406.1 |  | CHN | Tibet
| No. 1 porphyry Cu-Au deposit (Xietongmen deposit), Xiongcun ore district | No. 1 deposit, Xiongcun ore district | Magmatic hydrothermal | Porphyry | Cu-Au porphyry | Cu, Au | Zn, Ag, Pb | Cu, Au, Zn, Ag, Pb | Lang et al., 2014; Tang et al., 2015; Wang et al., 2017 |  | Qinghu@003-1 | Qinghu@003-1 | underground mine |  |  |  |  | ore material | drill core | drill core | mineral separate | [5 empty] | mineralisation |  |  |  | pyrite, sphalerite, pyrrhotite, chalcopyrite, galena, quartz | Stage A: pyrite + sericite; Stage B: sphalerite + pyrrhotite + chalcopyrite + galena + quartz; Stage C: actinolite + epidote + chlorite + magnetite + quartz | polymetallic veins crosscutting porphyry-stage veins and alteration zones | stockwork veins, sheeted veins, open-space filling |  |  |  | actinolite, epidote, chlorite, magnetite, sericite, calcite, acanthite-argentite, pyrargyrite, hessite, electrum | carbon-coated thin sections; polished sections | SEM-EDS, EMPA, LA-ICPMS, SIMS | JEOL IT300HR scanning electron microscope equipped with secondary electron, backscattered electron (BSE), and energy dispersive X-ray spectrometry (EDS) detectors; TESCAN MIRA3 field-emission scanning electron microprobe (FE-SEM) equipped with a panchromatic cathodoluminescence (CL) detector; TESCAN Integrated Mineral Analyzer (TIMA) system with a Mira-3 scanning electron microscope with four EDS (EDAX Element 30) detectors; JEOL JXA-8230 electron microprobe | Wuhan Sample Solution Analytical Technology Co., Ltd., Wuhan, China; Tuoyan Analytical Technology Co., Ltd., Guangzhou, China; Nanjing Hongchuang Geological Exploration Technology Service Co., Ltd., Nanjing, China | SEM: accelerating voltage of 15–20 kV, emission current of ~80 μA, takeoff angle ~35°, 4 μm to 5 μm beam diameter, working distance of ~10 mm; SEM-CL: acceleration voltage of 10 kV, beam current of 15 nA; TIMA: accelerating voltage of 25 kV, probe current of 9 nA, working distance of 15 mm, pixel spacing 3 μm, dot spacing 9 μm; EPMA: beam current not fully stated in excerpt | [109 empty] | 64.6107 | [38 empty] | 2025 | Xinghai Lang et al., Polymetallic veins—a possible bridge between porphyry and intermediate-sulfidation deposits, Geological Society of America Bulletin, v. 136, doi:10.1130/B38406.1 |  | CHN | Tibet
| No. 1 porphyry Cu-Au deposit (Xietongmen deposit), Xiongcun ore district | No. 1 deposit, Xiongcun ore district | Magmatic hydrothermal | Porphyry | Cu-Au porphyry | Cu, Au | Zn, Ag, Pb | Cu, Au, Zn, Ag, Pb | Lang et al., 2014; Tang et al., 2015; Wang et al., 2017 |  | Qinghu@01-2 | Qinghu@01-2 | underground mine |  |  |  |  | ore material | drill core | drill core | mineral separate | [5 empty] | mineralisation |  |  |  | pyrite, sphalerite, pyrrhotite, chalcopyrite, galena, quartz | Stage A: pyrite + sericite; Stage B: sphalerite + pyrrhotite + chalcopyrite + galena + quartz; Stage C: actinolite + epidote + chlorite + magnetite + quartz | polymetallic veins crosscutting porphyry-stage veins and alteration zones | stockwork veins, sheeted veins, open-space filling |  |  |  | actinolite, epidote, chlorite, magnetite, sericite, calcite, acanthite-argentite, pyrargyrite, hessite, electrum | carbon-coated thin sections; polished sections | SEM-EDS, EMPA, LA-ICPMS, SIMS | JEOL IT300HR scanning electron microscope equipped with secondary electron, backscattered electron (BSE), and energy dispersive X-ray spectrometry (EDS) detectors; TESCAN MIRA3 field-emission scanning electron microprobe (FE-SEM) equipped with a panchromatic cathodoluminescence (CL) detector; TESCAN Integrated Mineral Analyzer (TIMA) system with a Mira-3 scanning electron microscope with four EDS (EDAX Element 30) detectors; JEOL JXA-8230 electron microprobe | Wuhan Sample Solution Analytical Technology Co., Ltd., Wuhan, China; Tuoyan Analytical Technology Co., Ltd., Guangzhou, China; Nanjing Hongchuang Geological Exploration Technology Service Co., Ltd., Nanjing, China | SEM: accelerating voltage of 15–20 kV, emission current of ~80 μA, takeoff angle ~35°, 4 μm to 5 μm beam diameter, working distance of ~10 mm; SEM-CL: acceleration voltage of 10 kV, beam current of 15 nA; TIMA: accelerating voltage of 25 kV, probe current of 9 nA, working distance of 15 mm, pixel spacing 3 μm, dot spacing 9 μm; EPMA: beam current not fully stated in excerpt | [109 empty] | 75.6392 | [38 empty] | 2025 | Xinghai Lang et al., Polymetallic veins—a possible bridge between porphyry and intermediate-sulfidation deposits, Geological Society of America Bulletin, v. 136, doi:10.1130/B38406.1 |  | CHN | Tibet
| No. 1 porphyry Cu-Au deposit (Xietongmen deposit), Xiongcun ore district | No. 1 deposit, Xiongcun ore district | Magmatic hydrothermal | Porphyry | Cu-Au porphyry | Cu, Au | Zn, Ag, Pb | Cu, Au, Zn, Ag, Pb | Lang et al., 2014; Tang et al., 2015; Wang et al., 2017 |  | NBS-28@01-3 | NBS-28@01-3 | underground mine |  |  |  |  | ore material | drill core | drill core | mineral separate | [5 empty] | mineralisation |  |  |  | pyrite, sphalerite, pyrrhotite, chalcopyrite, galena, quartz | Stage A: pyrite + sericite; Stage B: sphalerite + pyrrhotite + chalcopyrite + galena + quartz; Stage C: actinolite + epidote + chlorite + magnetite + quartz | polymetallic veins crosscutting porphyry-stage veins and alteration zones | stockwork veins, sheeted veins, open-space filling |  |  |  | actinolite, epidote, chlorite, magnetite, sericite, calcite, acanthite-argentite, pyrargyrite, hessite, electrum | carbon-coated thin sections; polished sections | SEM-EDS, EMPA, LA-ICPMS, SIMS | JEOL IT300HR scanning electron microscope equipped with secondary electron, backscattered electron (BSE), and energy dispersive X-ray spectrometry (EDS) detectors; TESCAN MIRA3 field-emission scanning electron microprobe (FE-SEM) equipped with a panchromatic cathodoluminescence (CL) detector; TESCAN Integrated Mineral Analyzer (TIMA) system with a Mira-3 scanning electron microscope with four EDS (EDAX Element 30) detectors; JEOL JXA-8230 electron microprobe | Wuhan Sample Solution Analytical Technology Co., Ltd., Wuhan, China; Tuoyan Analytical Technology Co., Ltd., Guangzhou, China; Nanjing Hongchuang Geological Exploration Technology Service Co., Ltd., Nanjing, China | SEM: accelerating voltage of 15–20 kV, emission current of ~80 μA, takeoff angle ~35°, 4 μm to 5 μm beam diameter, working distance of ~10 mm; SEM-CL: acceleration voltage of 10 kV, beam current of 15 nA; TIMA: accelerating voltage of 25 kV, probe current of 9 nA, working distance of 15 mm, pixel spacing 3 μm, dot spacing 9 μm; EPMA: beam current not fully stated in excerpt | [109 empty] | 86.5518 | [38 empty] | 2025 | Xinghai Lang et al., Polymetallic veins—a possible bridge between porphyry and intermediate-sulfidation deposits, Geological Society of America Bulletin, v. 136, doi:10.1130/B38406.1 |  | CHN | Tibet
| No. 1 porphyry Cu-Au deposit (Xietongmen deposit), Xiongcun ore district | No. 1 deposit, Xiongcun ore district | Magmatic hydrothermal | Porphyry | Cu-Au porphyry | Cu, Au | Zn, Ag, Pb | Cu, Au, Zn, Ag, Pb | Lang et al., 2014; Tang et al., 2015; Wang et al., 2017 |  | NBS-28@010-1-1 | NBS-28@010-1-1 | underground mine |  |  |  |  | ore material | drill core | drill core | mineral separate | [5 empty] | mineralisation |  |  |  | pyrite, sphalerite, pyrrhotite, chalcopyrite, galena, quartz | Stage A: pyrite + sericite; Stage B: sphalerite + pyrrhotite + chalcopyrite + galena + quartz; Stage C: actinolite + epidote + chlorite + magnetite + quartz | polymetallic veins crosscutting porphyry-stage veins and alteration zones | stockwork veins, sheeted veins, open-space filling |  |  |  | actinolite, epidote, chlorite, magnetite, sericite, calcite, acanthite-argentite, pyrargyrite, hessite, electrum | carbon-coated thin sections; polished sections | SEM-EDS, EMPA, LA-ICPMS, SIMS | JEOL IT300HR scanning electron microscope equipped with secondary electron, backscattered electron (BSE), and energy dispersive X-ray spectrometry (EDS) detectors; TESCAN MIRA3 field-emission scanning electron microprobe (FE-SEM) equipped with a panchromatic cathodoluminescence (CL) detector; TESCAN Integrated Mineral Analyzer (TIMA) system with a Mira-3 scanning electron microscope with four EDS (EDAX Element 30) detectors; JEOL JXA-8230 electron microprobe | Wuhan Sample Solution Analytical Technology Co., Ltd., Wuhan, China; Tuoyan Analytical Technology Co., Ltd., Guangzhou, China; Nanjing Hongchuang Geological Exploration Technology Service Co., Ltd., Nanjing, China | SEM: accelerating voltage of 15–20 kV, emission current of ~80 μA, takeoff angle ~35°, 4 μm to 5 μm beam diameter, working distance of ~10 mm; SEM-CL: acceleration voltage of 10 kV, beam current of 15 nA; TIMA: accelerating voltage of 25 kV, probe current of 9 nA, working distance of 15 mm, pixel spacing 3 μm, dot spacing 9 μm; EPMA: beam current not fully stated in excerpt | [109 empty] | 67.4153 | [38 empty] | 2025 | Xinghai Lang et al., Polymetallic veins—a possible bridge between porphyry and intermediate-sulfidation deposits, Geological Society of America Bulletin, v. 136, doi:10.1130/B38406.1 |  | CHN | Tibet
| No. 1 porphyry Cu-Au deposit (Xietongmen deposit), Xiongcun ore district | No. 1 deposit, Xiongcun ore district | Magmatic hydrothermal | Porphyry | Cu-Au porphyry | Cu, Au | Zn, Ag, Pb | Cu, Au, Zn, Ag, Pb | Lang et al., 2014; Tang et al., 2015; Wang et al., 2017 |  | NBS-28@01-4 | NBS-28@01-4 | underground mine |  |  |  |  | ore material | drill core | drill core | mineral separate | [5 empty] | mineralisation |  |  |  | pyrite, sphalerite, pyrrhotite, chalcopyrite, galena, quartz | Stage A: pyrite + sericite; Stage B: sphalerite + pyrrhotite + chalcopyrite + galena + quartz; Stage C: actinolite + epidote + chlorite + magnetite + quartz | polymetallic veins crosscutting porphyry-stage veins and alteration zones | stockwork veins, sheeted veins, open-space filling |  |  |  | actinolite, epidote, chlorite, magnetite, sericite, calcite, acanthite-argentite, pyrargyrite, hessite, electrum | carbon-coated thin sections; polished sections | SEM-EDS, EMPA, LA-ICPMS, SIMS | JEOL IT300HR scanning electron microscope equipped with secondary electron, backscattered electron (BSE), and energy dispersive X-ray spectrometry (EDS) detectors; TESCAN MIRA3 field-emission scanning electron microprobe (FE-SEM) equipped with a panchromatic cathodoluminescence (CL) detector; TESCAN Integrated Mineral Analyzer (TIMA) system with a Mira-3 scanning electron microscope with four EDS (EDAX Element 30) detectors; JEOL JXA-8230 electron microprobe | Wuhan Sample Solution Analytical Technology Co., Ltd., Wuhan, China; Tuoyan Analytical Technology Co., Ltd., Guangzhou, China; Nanjing Hongchuang Geological Exploration Technology Service Co., Ltd., Nanjing, China | SEM: accelerating voltage of 15–20 kV, emission current of ~80 μA, takeoff angle ~35°, 4 μm to 5 μm beam diameter, working distance of ~10 mm; SEM-CL: acceleration voltage of 10 kV, beam current of 15 nA; TIMA: accelerating voltage of 25 kV, probe current of 9 nA, working distance of 15 mm, pixel spacing 3 μm, dot spacing 9 μm; EPMA: beam current not fully stated in excerpt | [109 empty] | 99.6834 | [38 empty] | 2025 | Xinghai Lang et al., Polymetallic veins—a possible bridge between porphyry and intermediate-sulfidation deposits, Geological Society of America Bulletin, v. 136, doi:10.1130/B38406.1 |  | CHN | Tibet
| No. 1 porphyry Cu-Au deposit (Xietongmen deposit), Xiongcun ore district | No. 1 deposit, Xiongcun ore district | Magmatic hydrothermal | Porphyry | Cu-Au porphyry | Cu, Au | Zn, Ag, Pb | Cu, Au, Zn, Ag, Pb | Lang et al., 2014; Tang et al., 2015; Wang et al., 2017 |  | NBS-28@02-3 | NBS-28@02-3 | underground mine |  |  |  |  | ore material | drill core | drill core | mineral separate | [5 empty] | mineralisation |  |  |  | pyrite, sphalerite, pyrrhotite, chalcopyrite, galena, quartz | Stage A: pyrite + sericite; Stage B: sphalerite + pyrrhotite + chalcopyrite + galena + quartz; Stage C: actinolite + epidote + chlorite + magnetite + quartz | polymetallic veins crosscutting porphyry-stage veins and alteration zones | stockwork veins, sheeted veins, open-space filling |  |  |  | actinolite, epidote, chlorite, magnetite, sericite, calcite, acanthite-argentite, pyrargyrite, hessite, electrum | carbon-coated thin sections; polished sections | SEM-EDS, EMPA, LA-ICPMS, SIMS | JEOL IT300HR scanning electron microscope equipped with secondary electron, backscattered electron (BSE), and energy dispersive X-ray spectrometry (EDS) detectors; TESCAN MIRA3 field-emission scanning electron microprobe (FE-SEM) equipped with a panchromatic cathodoluminescence (CL) detector; TESCAN Integrated Mineral Analyzer (TIMA) system with a Mira-3 scanning electron microscope with four EDS (EDAX Element 30) detectors; JEOL JXA-8230 electron microprobe | Wuhan Sample Solution Analytical Technology Co., Ltd., Wuhan, China; Tuoyan Analytical Technology Co., Ltd., Guangzhou, China; Nanjing Hongchuang Geological Exploration Technology Service Co., Ltd., Nanjing, China | SEM: accelerating voltage of 15–20 kV, emission current of ~80 μA, takeoff angle ~35°, 4 μm to 5 μm beam diameter, working distance of ~10 mm; SEM-CL: acceleration voltage of 10 kV, beam current of 15 nA; TIMA: accelerating voltage of 25 kV, probe current of 9 nA, working distance of 15 mm, pixel spacing 3 μm, dot spacing 9 μm; EPMA: beam current not fully stated in excerpt | [109 empty] | 90.4165 | [38 empty] | 2025 | Xinghai Lang et al., Polymetallic veins—a possible bridge between porphyry and intermediate-sulfidation deposits, Geological Society of America Bulletin, v. 136, doi:10.1130/B38406.1 |  | CHN | Tibet
| No. 1 porphyry Cu-Au deposit (Xietongmen deposit), Xiongcun ore district | No. 1 deposit, Xiongcun ore district | Magmatic hydrothermal | Porphyry | Cu-Au porphyry | Cu, Au | Zn, Ag, Pb | Cu, Au, Zn, Ag, Pb | Lang et al., 2014; Tang et al., 2015; Wang et al., 2017 |  | NBS-28@03-3 | NBS-28@03-3 | underground mine |  |  |  |  | ore material | drill core | drill core | mineral separate | [5 empty] | mineralisation |  |  |  | pyrite, sphalerite, pyrrhotite, chalcopyrite, galena, quartz | Stage A: pyrite + sericite; Stage B: sphalerite + pyrrhotite + chalcopyrite + galena + quartz; Stage C: actinolite + epidote + chlorite + magnetite + quartz | polymetallic veins crosscutting porphyry-stage veins and alteration zones | stockwork veins, sheeted veins, open-space filling |  |  |  | actinolite, epidote, chlorite, magnetite, sericite, calcite, acanthite-argentite, pyrargyrite, hessite, electrum | carbon-coated thin sections; polished sections | SEM-EDS, EMPA, LA-ICPMS, SIMS | JEOL IT300HR scanning electron microscope equipped with secondary electron, backscattered electron (BSE), and energy dispersive X-ray spectrometry (EDS) detectors; TESCAN MIRA3 field-emission scanning electron microprobe (FE-SEM) equipped with a panchromatic cathodoluminescence (CL) detector; TESCAN Integrated Mineral Analyzer (TIMA) system with a Mira-3 scanning electron microscope with four EDS (EDAX Element 30) detectors; JEOL JXA-8230 electron microprobe | Wuhan Sample Solution Analytical Technology Co., Ltd., Wuhan, China; Tuoyan Analytical Technology Co., Ltd., Guangzhou, China; Nanjing Hongchuang Geological Exploration Technology Service Co., Ltd., Nanjing, China | SEM: accelerating voltage of 15–20 kV, emission current of ~80 μA, takeoff angle ~35°, 4 μm to 5 μm beam diameter, working distance of ~10 mm; SEM-CL: acceleration voltage of 10 kV, beam current of 15 nA; TIMA: accelerating voltage of 25 kV, probe current of 9 nA, working distance of 15 mm, pixel spacing 3 μm, dot spacing 9 μm; EPMA: beam current not fully stated in excerpt | [109 empty] | 67.6677 | [38 empty] | 2025 | Xinghai Lang et al., Polymetallic veins—a possible bridge between porphyry and intermediate-sulfidation deposits, Geological Society of America Bulletin, v. 136, doi:10.1130/B38406.1 |  | CHN | Tibet
| No. 1 porphyry Cu-Au deposit (Xietongmen deposit), Xiongcun ore district | No. 1 deposit, Xiongcun ore district | Magmatic hydrothermal | Porphyry | Cu-Au porphyry | Cu, Au | Zn, Ag, Pb | Cu, Au, Zn, Ag, Pb | Lang et al., 2014; Tang et al., 2015; Wang et al., 2017 |  | NBS-28@04-3 | NBS-28@04-3 | underground mine |  |  |  |  | ore material | drill core | drill core | mineral separate | [5 empty] | mineralisation |  |  |  | pyrite, sphalerite, pyrrhotite, chalcopyrite, galena, quartz | Stage A: pyrite + sericite; Stage B: sphalerite + pyrrhotite + chalcopyrite + galena + quartz; Stage C: actinolite + epidote + chlorite + magnetite + quartz | polymetallic veins crosscutting porphyry-stage veins and alteration zones | stockwork veins, sheeted veins, open-space filling |  |  |  | actinolite, epidote, chlorite, magnetite, sericite, calcite, acanthite-argentite, pyrargyrite, hessite, electrum | carbon-coated thin sections; polished sections | SEM-EDS, EMPA, LA-ICPMS, SIMS | JEOL IT300HR scanning electron microscope equipped with secondary electron, backscattered electron (BSE), and energy dispersive X-ray spectrometry (EDS) detectors; TESCAN MIRA3 field-emission scanning electron microprobe (FE-SEM) equipped with a panchromatic cathodoluminescence (CL) detector; TESCAN Integrated Mineral Analyzer (TIMA) system with a Mira-3 scanning electron microscope with four EDS (EDAX Element 30) detectors; JEOL JXA-8230 electron microprobe | Wuhan Sample Solution Analytical Technology Co., Ltd., Wuhan, China; Tuoyan Analytical Technology Co., Ltd., Guangzhou, China; Nanjing Hongchuang Geological Exploration Technology Service Co., Ltd., Nanjing, China | SEM: accelerating voltage of 15–20 kV, emission current of ~80 μA, takeoff angle ~35°, 4 μm to 5 μm beam diameter, working distance of ~10 mm; SEM-CL: acceleration voltage of 10 kV, beam current of 15 nA; TIMA: accelerating voltage of 25 kV, probe current of 9 nA, working distance of 15 mm, pixel spacing 3 μm, dot spacing 9 μm; EPMA: beam current not fully stated in excerpt | [109 empty] | 85.6168 | [38 empty] | 2025 | Xinghai Lang et al., Polymetallic veins—a possible bridge between porphyry and intermediate-sulfidation deposits, Geological Society of America Bulletin, v. 136, doi:10.1130/B38406.1 |  | CHN | Tibet
| No. 1 porphyry Cu-Au deposit (Xietongmen deposit), Xiongcun ore district | No. 1 deposit, Xiongcun ore district | Magmatic hydrothermal | Porphyry | Cu-Au porphyry | Cu, Au | Zn, Ag, Pb | Cu, Au, Zn, Ag, Pb | Lang et al., 2014; Tang et al., 2015; Wang et al., 2017 |  | NBS-28@05-2 | NBS-28@05-2 | underground mine |  |  |  |  | ore material | drill core | drill core | mineral separate | [5 empty] | mineralisation |  |  |  | pyrite, sphalerite, pyrrhotite, chalcopyrite, galena, quartz | Stage A: pyrite + sericite; Stage B: sphalerite + pyrrhotite + chalcopyrite + galena + quartz; Stage C: actinolite + epidote + chlorite + magnetite + quartz | polymetallic veins crosscutting porphyry-stage veins and alteration zones | stockwork veins, sheeted veins, open-space filling |  |  |  | actinolite, epidote, chlorite, magnetite, sericite, calcite, acanthite-argentite, pyrargyrite, hessite, electrum | carbon-coated thin sections; polished sections | SEM-EDS, EMPA, LA-ICPMS, SIMS | JEOL IT300HR scanning electron microscope equipped with secondary electron, backscattered electron (BSE), and energy dispersive X-ray spectrometry (EDS) detectors; TESCAN MIRA3 field-emission scanning electron microprobe (FE-SEM) equipped with a panchromatic cathodoluminescence (CL) detector; TESCAN Integrated Mineral Analyzer (TIMA) system with a Mira-3 scanning electron microscope with four EDS (EDAX Element 30) detectors; JEOL JXA-8230 electron microprobe | Wuhan Sample Solution Analytical Technology Co., Ltd., Wuhan, China; Tuoyan Analytical Technology Co., Ltd., Guangzhou, China; Nanjing Hongchuang Geological Exploration Technology Service Co., Ltd., Nanjing, China | SEM: accelerating voltage of 15–20 kV, emission current of ~80 μA, takeoff angle ~35°, 4 μm to 5 μm beam diameter, working distance of ~10 mm; SEM-CL: acceleration voltage of 10 kV, beam current of 15 nA; TIMA: accelerating voltage of 25 kV, probe current of 9 nA, working distance of 15 mm, pixel spacing 3 μm, dot spacing 9 μm; EPMA: beam current not fully stated in excerpt | [109 empty] | 67.2467 | [38 empty] | 2025 | Xinghai Lang et al., Polymetallic veins—a possible bridge between porphyry and intermediate-sulfidation deposits, Geological Society of America Bulletin, v. 136, doi:10.1130/B38406.1 |  | CHN | Tibet
| No. 1 porphyry Cu-Au deposit (Xietongmen deposit), Xiongcun ore district | No. 1 deposit, Xiongcun ore district | Magmatic hydrothermal | Porphyry | Cu-Au porphyry | Cu, Au | Zn, Ag, Pb | Cu, Au, Zn, Ag, Pb | Lang et al., 2014; Tang et al., 2015; Wang et al., 2017 |  | NBS-28@06-2 | NBS-28@06-2 | underground mine |  |  |  |  | ore material | drill core | drill core | mineral separate | [5 empty] | mineralisation |  |  |  | pyrite, sphalerite, pyrrhotite, chalcopyrite, galena, quartz | Stage A: pyrite + sericite; Stage B: sphalerite + pyrrhotite + chalcopyrite + galena + quartz; Stage C: actinolite + epidote + chlorite + magnetite + quartz | polymetallic veins crosscutting porphyry-stage veins and alteration zones | stockwork veins, sheeted veins, open-space filling |  |  |  | actinolite, epidote, chlorite, magnetite, sericite, calcite, acanthite-argentite, pyrargyrite, hessite, electrum | carbon-coated thin sections; polished sections | SEM-EDS, EMPA, LA-ICPMS, SIMS | JEOL IT300HR scanning electron microscope equipped with secondary electron, backscattered electron (BSE), and energy dispersive X-ray spectrometry (EDS) detectors; TESCAN MIRA3 field-emission scanning electron microprobe (FE-SEM) equipped with a panchromatic cathodoluminescence (CL) detector; TESCAN Integrated Mineral Analyzer (TIMA) system with a Mira-3 scanning electron microscope with four EDS (EDAX Element 30) detectors; JEOL JXA-8230 electron microprobe | Wuhan Sample Solution Analytical Technology Co., Ltd., Wuhan, China; Tuoyan Analytical Technology Co., Ltd., Guangzhou, China; Nanjing Hongchuang Geological Exploration Technology Service Co., Ltd., Nanjing, China | SEM: accelerating voltage of 15–20 kV, emission current of ~80 μA, takeoff angle ~35°, 4 μm to 5 μm beam diameter, working distance of ~10 mm; SEM-CL: acceleration voltage of 10 kV, beam current of 15 nA; TIMA: accelerating voltage of 25 kV, probe current of 9 nA, working distance of 15 mm, pixel spacing 3 μm, dot spacing 9 μm; EPMA: beam current not fully stated in excerpt | [109 empty] | 108.9131 | [38 empty] | 2025 | Xinghai Lang et al., Polymetallic veins—a possible bridge between porphyry and intermediate-sulfidation deposits, Geological Society of America Bulletin, v. 136, doi:10.1130/B38406.1 |  | CHN | Tibet
| No. 1 porphyry Cu-Au deposit (Xietongmen deposit), Xiongcun ore district | No. 1 deposit, Xiongcun ore district | Magmatic hydrothermal | Porphyry | Cu-Au porphyry | Cu, Au | Zn, Ag, Pb | Cu, Au, Zn, Ag, Pb | Lang et al., 2014; Tang et al., 2015; Wang et al., 2017 |  | NBS-28@07-2 | NBS-28@07-2 | underground mine |  |  |  |  | ore material | drill core | drill core | mineral separate | [5 empty] | mineralisation |  |  |  | pyrite, sphalerite, pyrrhotite, chalcopyrite, galena, quartz | Stage A: pyrite + sericite; Stage B: sphalerite + pyrrhotite + chalcopyrite + galena + quartz; Stage C: actinolite + epidote + chlorite + magnetite + quartz | polymetallic veins crosscutting porphyry-stage veins and alteration zones | stockwork veins, sheeted veins, open-space filling |  |  |  | actinolite, epidote, chlorite, magnetite, sericite, calcite, acanthite-argentite, pyrargyrite, hessite, electrum | carbon-coated thin sections; polished sections | SEM-EDS, EMPA, LA-ICPMS, SIMS | JEOL IT300HR scanning electron microscope equipped with secondary electron, backscattered electron (BSE), and energy dispersive X-ray spectrometry (EDS) detectors; TESCAN MIRA3 field-emission scanning electron microprobe (FE-SEM) equipped with a panchromatic cathodoluminescence (CL) detector; TESCAN Integrated Mineral Analyzer (TIMA) system with a Mira-3 scanning electron microscope with four EDS (EDAX Element 30) detectors; JEOL JXA-8230 electron microprobe | Wuhan Sample Solution Analytical Technology Co., Ltd., Wuhan, China; Tuoyan Analytical Technology Co., Ltd., Guangzhou, China; Nanjing Hongchuang Geological Exploration Technology Service Co., Ltd., Nanjing, China | SEM: accelerating voltage of 15–20 kV, emission current of ~80 μA, takeoff angle ~35°, 4 μm to 5 μm beam diameter, working distance of ~10 mm; SEM-CL: acceleration voltage of 10 kV, beam current of 15 nA; TIMA: accelerating voltage of 25 kV, probe current of 9 nA, working distance of 15 mm, pixel spacing 3 μm, dot spacing 9 μm; EPMA: beam current not fully stated in excerpt | [109 empty] | 66.999 | [38 empty] | 2025 | Xinghai Lang et al., Polymetallic veins—a possible bridge between porphyry and intermediate-sulfidation deposits, Geological Society of America Bulletin, v. 136, doi:10.1130/B38406.1 |  | CHN | Tibet
| No. 1 porphyry Cu-Au deposit (Xietongmen deposit), Xiongcun ore district | No. 1 deposit, Xiongcun ore district | Magmatic hydrothermal | Porphyry | Cu-Au porphyry | Cu, Au | Zn, Ag, Pb | Cu, Au, Zn, Ag, Pb | Lang et al., 2014; Tang et al., 2015; Wang et al., 2017 |  | NBS-28@08-2 | NBS-28@08-2 | underground mine |  |  |  |  | ore material | drill core | drill core | mineral separate | [5 empty] | mineralisation |  |  |  | pyrite, sphalerite, pyrrhotite, chalcopyrite, galena, quartz | Stage A: pyrite + sericite; Stage B: sphalerite + pyrrhotite + chalcopyrite + galena + quartz; Stage C: actinolite + epidote + chlorite + magnetite + quartz | polymetallic veins crosscutting porphyry-stage veins and alteration zones | stockwork veins, sheeted veins, open-space filling |  |  |  | actinolite, epidote, chlorite, magnetite, sericite, calcite, acanthite-argentite, pyrargyrite, hessite, electrum | carbon-coated thin sections; polished sections | SEM-EDS, EMPA, LA-ICPMS, SIMS | JEOL IT300HR scanning electron microscope equipped with secondary electron, backscattered electron (BSE), and energy dispersive X-ray spectrometry (EDS) detectors; TESCAN MIRA3 field-emission scanning electron microprobe (FE-SEM) equipped with a panchromatic cathodoluminescence (CL) detector; TESCAN Integrated Mineral Analyzer (TIMA) system with a Mira-3 scanning electron microscope with four EDS (EDAX Element 30) detectors; JEOL JXA-8230 electron microprobe | Wuhan Sample Solution Analytical Technology Co., Ltd., Wuhan, China; Tuoyan Analytical Technology Co., Ltd., Guangzhou, China; Nanjing Hongchuang Geological Exploration Technology Service Co., Ltd., Nanjing, China | SEM: accelerating voltage of 15–20 kV, emission current of ~80 μA, takeoff angle ~35°, 4 μm to 5 μm beam diameter, working distance of ~10 mm; SEM-CL: acceleration voltage of 10 kV, beam current of 15 nA; TIMA: accelerating voltage of 25 kV, probe current of 9 nA, working distance of 15 mm, pixel spacing 3 μm, dot spacing 9 μm; EPMA: beam current not fully stated in excerpt | [109 empty] | 68.3077 | [38 empty] | 2025 | Xinghai Lang et al., Polymetallic veins—a possible bridge between porphyry and intermediate-sulfidation deposits, Geological Society of America Bulletin, v. 136, doi:10.1130/B38406.1 |  | CHN | Tibet
| No. 1 porphyry Cu-Au deposit (Xietongmen deposit), Xiongcun ore district | No. 1 deposit, Xiongcun ore district | Magmatic hydrothermal | Porphyry | Cu-Au porphyry | Cu, Au | Zn, Ag, Pb | Cu, Au, Zn, Ag, Pb | Lang et al., 2014; Tang et al., 2015; Wang et al., 2017 |  | NBS-28@09-2 | NBS-28@09-2 | underground mine |  |  |  |  | ore material | drill core | drill core | mineral separate | [5 empty] | mineralisation |  |  |  | pyrite, sphalerite, pyrrhotite, chalcopyrite, galena, quartz | Stage A: pyrite + sericite; Stage B: sphalerite + pyrrhotite + chalcopyrite + galena + quartz; Stage C: actinolite + epidote + chlorite + magnetite + quartz | polymetallic veins crosscutting porphyry-stage veins and alteration zones | stockwork veins, sheeted veins, open-space filling |  |  |  | actinolite, epidote, chlorite, magnetite, sericite, calcite, acanthite-argentite, pyrargyrite, hessite, electrum | carbon-coated thin sections; polished sections | SEM-EDS, EMPA, LA-ICPMS, SIMS | JEOL IT300HR scanning electron microscope equipped with secondary electron, backscattered electron (BSE), and energy dispersive X-ray spectrometry (EDS) detectors; TESCAN MIRA3 field-emission scanning electron microprobe (FE-SEM) equipped with a panchromatic cathodoluminescence (CL) detector; TESCAN Integrated Mineral Analyzer (TIMA) system with a Mira-3 scanning electron microscope with four EDS (EDAX Element 30) detectors; JEOL JXA-8230 electron microprobe | Wuhan Sample Solution Analytical Technology Co., Ltd., Wuhan, China; Tuoyan Analytical Technology Co., Ltd., Guangzhou, China; Nanjing Hongchuang Geological Exploration Technology Service Co., Ltd., Nanjing, China | SEM: accelerating voltage of 15–20 kV, emission current of ~80 μA, takeoff angle ~35°, 4 μm to 5 μm beam diameter, working distance of ~10 mm; SEM-CL: acceleration voltage of 10 kV, beam current of 15 nA; TIMA: accelerating voltage of 25 kV, probe current of 9 nA, working distance of 15 mm, pixel spacing 3 μm, dot spacing 9 μm; EPMA: beam current not fully stated in excerpt | [109 empty] | 147.0116 | [38 empty] | 2025 | Xinghai Lang et al., Polymetallic veins—a possible bridge between porphyry and intermediate-sulfidation deposits, Geological Society of America Bulletin, v. 136, doi:10.1130/B38406.1 |  | CHN | Tibet
| No. 1 porphyry Cu-Au deposit (Xietongmen deposit), Xiongcun ore district | No. 1 deposit, Xiongcun ore district | Magmatic hydrothermal | Porphyry | Cu-Au porphyry | Cu, Au | Zn, Ag, Pb | Cu, Au, Zn, Ag, Pb | Lang et al., 2014; Tang et al., 2015; Wang et al., 2017 |  | NBS-28@001-2 | NBS-28@001-2 | underground mine |  |  |  |  | ore material | drill core | drill core | mineral separate | [5 empty] | mineralisation |  |  |  | pyrite, sphalerite, pyrrhotite, chalcopyrite, galena, quartz | Stage A: pyrite + sericite; Stage B: sphalerite + pyrrhotite + chalcopyrite + galena + quartz; Stage C: actinolite + epidote + chlorite + magnetite + quartz | polymetallic veins crosscutting porphyry-stage veins and alteration zones | stockwork veins, sheeted veins, open-space filling |  |  |  | actinolite, epidote, chlorite, magnetite, sericite, calcite, acanthite-argentite, pyrargyrite, hessite, electrum | carbon-coated thin sections; polished sections | SEM-EDS, EMPA, LA-ICPMS, SIMS | JEOL IT300HR scanning electron microscope equipped with secondary electron, backscattered electron (BSE), and energy dispersive X-ray spectrometry (EDS) detectors; TESCAN MIRA3 field-emission scanning electron microprobe (FE-SEM) equipped with a panchromatic cathodoluminescence (CL) detector; TESCAN Integrated Mineral Analyzer (TIMA) system with a Mira-3 scanning electron microscope with four EDS (EDAX Element 30) detectors; JEOL JXA-8230 electron microprobe | Wuhan Sample Solution Analytical Technology Co., Ltd., Wuhan, China; Tuoyan Analytical Technology Co., Ltd., Guangzhou, China; Nanjing Hongchuang Geological Exploration Technology Service Co., Ltd., Nanjing, China | SEM: accelerating voltage of 15–20 kV, emission current of ~80 μA, takeoff angle ~35°, 4 μm to 5 μm beam diameter, working distance of ~10 mm; SEM-CL: acceleration voltage of 10 kV, beam current of 15 nA; TIMA: accelerating voltage of 25 kV, probe current of 9 nA, working distance of 15 mm, pixel spacing 3 μm, dot spacing 9 μm; EPMA: beam current not fully stated in excerpt | [109 empty] | 90.5777 | [38 empty] | 2025 | Xinghai Lang et al., Polymetallic veins—a possible bridge between porphyry and intermediate-sulfidation deposits, Geological Society of America Bulletin, v. 136, doi:10.1130/B38406.1 |  | CHN | Tibet
| No. 1 porphyry Cu-Au deposit (Xietongmen deposit), Xiongcun ore district | No. 1 deposit, Xiongcun ore district | Magmatic hydrothermal | Porphyry | Cu-Au porphyry | Cu, Au | Zn, Ag, Pb | Cu, Au, Zn, Ag, Pb | Lang et al., 2014; Tang et al., 2015; Wang et al., 2017 |  | NBS-28@01-5 | NBS-28@01-5 | underground mine |  |  |  |  | ore material | drill core | drill core | mineral separate | [5 empty] | mineralisation |  |  |  | pyrite, sphalerite, pyrrhotite, chalcopyrite, galena, quartz | Stage A: pyrite + sericite; Stage B: sphalerite + pyrrhotite + chalcopyrite + galena + quartz; Stage C: actinolite + epidote + chlorite + magnetite + quartz | polymetallic veins crosscutting porphyry-stage veins and alteration zones | stockwork veins, sheeted veins, open-space filling |  |  |  | actinolite, epidote, chlorite, magnetite, sericite, calcite, acanthite-argentite, pyrargyrite, hessite, electrum | carbon-coated thin sections; polished sections | SEM-EDS, EMPA, LA-ICPMS, SIMS | JEOL IT300HR scanning electron microscope equipped with secondary electron, backscattered electron (BSE), and energy dispersive X-ray spectrometry (EDS) detectors; TESCAN MIRA3 field-emission scanning electron microprobe (FE-SEM) equipped with a panchromatic cathodoluminescence (CL) detector; TESCAN Integrated Mineral Analyzer (TIMA) system with a Mira-3 scanning electron microscope with four EDS (EDAX Element 30) detectors; JEOL JXA-8230 electron microprobe | Wuhan Sample Solution Analytical Technology Co., Ltd., Wuhan, China; Tuoyan Analytical Technology Co., Ltd., Guangzhou, China; Nanjing Hongchuang Geological Exploration Technology Service Co., Ltd., Nanjing, China | SEM: accelerating voltage of 15–20 kV, emission current of ~80 μA, takeoff angle ~35°, 4 μm to 5 μm beam diameter, working distance of ~10 mm; SEM-CL: acceleration voltage of 10 kV, beam current of 15 nA; TIMA: accelerating voltage of 25 kV, probe current of 9 nA, working distance of 15 mm, pixel spacing 3 μm, dot spacing 9 μm; EPMA: beam current not fully stated in excerpt | [109 empty] | 84.254 | [38 empty] | 2025 | Xinghai Lang et al., Polymetallic veins—a possible bridge between porphyry and intermediate-sulfidation deposits, Geological Society of America Bulletin, v. 136, doi:10.1130/B38406.1 |  | CHN | Tibet
| No. 1 porphyry Cu-Au deposit (Xietongmen deposit), Xiongcun ore district | No. 1 deposit, Xiongcun ore district | Magmatic hydrothermal | Porphyry | Cu-Au porphyry | Cu, Au | Zn, Ag, Pb | Cu, Au, Zn, Ag, Pb | Lang et al., 2014; Tang et al., 2015; Wang et al., 2017 |  | NBS-28@02-4 | NBS-28@02-4 | underground mine |  |  |  |  | ore material | drill core | drill core | mineral separate | [5 empty] | mineralisation |  |  |  | pyrite, sphalerite, pyrrhotite, chalcopyrite, galena, quartz | Stage A: pyrite + sericite; Stage B: sphalerite + pyrrhotite + chalcopyrite + galena + quartz; Stage C: actinolite + epidote + chlorite + magnetite + quartz | polymetallic veins crosscutting porphyry-stage veins and alteration zones | stockwork veins, sheeted veins, open-space filling |  |  |  | actinolite, epidote, chlorite, magnetite, sericite, calcite, acanthite-argentite, pyrargyrite, hessite, electrum | carbon-coated thin sections; polished sections | SEM-EDS, EMPA, LA-ICPMS, SIMS | JEOL IT300HR scanning electron microscope equipped with secondary electron, backscattered electron (BSE), and energy dispersive X-ray spectrometry (EDS) detectors; TESCAN MIRA3 field-emission scanning electron microprobe (FE-SEM) equipped with a panchromatic cathodoluminescence (CL) detector; TESCAN Integrated Mineral Analyzer (TIMA) system with a Mira-3 scanning electron microscope with four EDS (EDAX Element 30) detectors; JEOL JXA-8230 electron microprobe | Wuhan Sample Solution Analytical Technology Co., Ltd., Wuhan, China; Tuoyan Analytical Technology Co., Ltd., Guangzhou, China; Nanjing Hongchuang Geological Exploration Technology Service Co., Ltd., Nanjing, China | SEM: accelerating voltage of 15–20 kV, emission current of ~80 μA, takeoff angle ~35°, 4 μm to 5 μm beam diameter, working distance of ~10 mm; SEM-CL: acceleration voltage of 10 kV, beam current of 15 nA; TIMA: accelerating voltage of 25 kV, probe current of 9 nA, working distance of 15 mm, pixel spacing 3 μm, dot spacing 9 μm; EPMA: beam current not fully stated in excerpt | [109 empty] | 68.7281 | [38 empty] | 2025 | Xinghai Lang et al., Polymetallic veins—a possible bridge between porphyry and intermediate-sulfidation deposits, Geological Society of America Bulletin, v. 136, doi:10.1130/B38406.1 |  | CHN | Tibet
| No. 1 porphyry Cu-Au deposit (Xietongmen deposit), Xiongcun ore district | No. 1 deposit, Xiongcun ore district | Magmatic hydrothermal | Porphyry | Cu-Au porphyry | Cu, Au | Zn, Ag, Pb | Cu, Au, Zn, Ag, Pb | Lang et al., 2014; Tang et al., 2015; Wang et al., 2017 |  | NBS-28@03-4 | NBS-28@03-4 | underground mine |  |  |  |  | ore material | drill core | drill core | mineral separate | [5 empty] | mineralisation |  |  |  | pyrite, sphalerite, pyrrhotite, chalcopyrite, galena, quartz | Stage A: pyrite + sericite; Stage B: sphalerite + pyrrhotite + chalcopyrite + galena + quartz; Stage C: actinolite + epidote + chlorite + magnetite + quartz | polymetallic veins crosscutting porphyry-stage veins and alteration zones | stockwork veins, sheeted veins, open-space filling |  |  |  | actinolite, epidote, chlorite, magnetite, sericite, calcite, acanthite-argentite, pyrargyrite, hessite, electrum | carbon-coated thin sections; polished sections | SEM-EDS, EMPA, LA-ICPMS, SIMS | JEOL IT300HR scanning electron microscope equipped with secondary electron, backscattered electron (BSE), and energy dispersive X-ray spectrometry (EDS) detectors; TESCAN MIRA3 field-emission scanning electron microprobe (FE-SEM) equipped with a panchromatic cathodoluminescence (CL) detector; TESCAN Integrated Mineral Analyzer (TIMA) system with a Mira-3 scanning electron microscope with four EDS (EDAX Element 30) detectors; JEOL JXA-8230 electron microprobe | Wuhan Sample Solution Analytical Technology Co., Ltd., Wuhan, China; Tuoyan Analytical Technology Co., Ltd., Guangzhou, China; Nanjing Hongchuang Geological Exploration Technology Service Co., Ltd., Nanjing, China | SEM: accelerating voltage of 15–20 kV, emission current of ~80 μA, takeoff angle ~35°, 4 μm to 5 μm beam diameter, working distance of ~10 mm; SEM-CL: acceleration voltage of 10 kV, beam current of 15 nA; TIMA: accelerating voltage of 25 kV, probe current of 9 nA, working distance of 15 mm, pixel spacing 3 μm, dot spacing 9 μm; EPMA: beam current not fully stated in excerpt | [109 empty] | 75.4949 | [38 empty] | 2025 | Xinghai Lang et al., Polymetallic veins—a possible bridge between porphyry and intermediate-sulfidation deposits, Geological Society of America Bulletin, v. 136, doi:10.1130/B38406.1 |  | CHN | Tibet
| No. 1 porphyry Cu-Au deposit (Xietongmen deposit), Xiongcun ore district | No. 1 deposit, Xiongcun ore district | Magmatic hydrothermal | Porphyry | Cu-Au porphyry | Cu, Au | Zn, Ag, Pb | Cu, Au, Zn, Ag, Pb | Lang et al., 2014; Tang et al., 2015; Wang et al., 2017 |  | NBS-28@04-4 | NBS-28@04-4 | underground mine |  |  |  |  | ore material | drill core | drill core | mineral separate | [5 empty] | mineralisation |  |  |  | pyrite, sphalerite, pyrrhotite, chalcopyrite, galena, quartz | Stage A: pyrite + sericite; Stage B: sphalerite + pyrrhotite + chalcopyrite + galena + quartz; Stage C: actinolite + epidote + chlorite + magnetite + quartz | polymetallic veins crosscutting porphyry-stage veins and alteration zones | stockwork veins, sheeted veins, open-space filling |  |  |  | actinolite, epidote, chlorite, magnetite, sericite, calcite, acanthite-argentite, pyrargyrite, hessite, electrum | carbon-coated thin sections; polished sections | SEM-EDS, EMPA, LA-ICPMS, SIMS | JEOL IT300HR scanning electron microscope equipped with secondary electron, backscattered electron (BSE), and energy dispersive X-ray spectrometry (EDS) detectors; TESCAN MIRA3 field-emission scanning electron microprobe (FE-SEM) equipped with a panchromatic cathodoluminescence (CL) detector; TESCAN Integrated Mineral Analyzer (TIMA) system with a Mira-3 scanning electron microscope with four EDS (EDAX Element 30) detectors; JEOL JXA-8230 electron microprobe | Wuhan Sample Solution Analytical Technology Co., Ltd., Wuhan, China; Tuoyan Analytical Technology Co., Ltd., Guangzhou, China; Nanjing Hongchuang Geological Exploration Technology Service Co., Ltd., Nanjing, China | SEM: accelerating voltage of 15–20 kV, emission current of ~80 μA, takeoff angle ~35°, 4 μm to 5 μm beam diameter, working distance of ~10 mm; SEM-CL: acceleration voltage of 10 kV, beam current of 15 nA; TIMA: accelerating voltage of 25 kV, probe current of 9 nA, working distance of 15 mm, pixel spacing 3 μm, dot spacing 9 μm; EPMA: beam current not fully stated in excerpt | [109 empty] | 68.7725 | [38 empty] | 2025 | Xinghai Lang et al., Polymetallic veins—a possible bridge between porphyry and intermediate-sulfidation deposits, Geological Society of America Bulletin, v. 136, doi:10.1130/B38406.1 |  | CHN | Tibet
| No. 1 porphyry Cu-Au deposit (Xietongmen deposit), Xiongcun ore district | No. 1 deposit, Xiongcun ore district | Magmatic hydrothermal | Porphyry | Cu-Au porphyry | Cu, Au | Zn, Ag, Pb | Cu, Au, Zn, Ag, Pb | Lang et al., 2014; Tang et al., 2015; Wang et al., 2017 |  | Qinghu@01-3 | Qinghu@01-3 | underground mine |  |  |  |  | ore material | drill core | drill core | mineral separate | [5 empty] | mineralisation |  |  |  | pyrite, sphalerite, pyrrhotite, chalcopyrite, galena, quartz | Stage A: pyrite + sericite; Stage B: sphalerite + pyrrhotite + chalcopyrite + galena + quartz; Stage C: actinolite + epidote + chlorite + magnetite + quartz | polymetallic veins crosscutting porphyry-stage veins and alteration zones | stockwork veins, sheeted veins, open-space filling |  |  |  | actinolite, epidote, chlorite, magnetite, sericite, calcite, acanthite-argentite, pyrargyrite, hessite, electrum | carbon-coated thin sections; polished sections | SEM-EDS, EMPA, LA-ICPMS, SIMS | JEOL IT300HR scanning electron microscope equipped with secondary electron, backscattered electron (BSE), and energy dispersive X-ray spectrometry (EDS) detectors; TESCAN MIRA3 field-emission scanning electron microprobe (FE-SEM) equipped with a panchromatic cathodoluminescence (CL) detector; TESCAN Integrated Mineral Analyzer (TIMA) system with a Mira-3 scanning electron microscope with four EDS (EDAX Element 30) detectors; JEOL JXA-8230 electron microprobe | Wuhan Sample Solution Analytical Technology Co., Ltd., Wuhan, China; Tuoyan Analytical Technology Co., Ltd., Guangzhou, China; Nanjing Hongchuang Geological Exploration Technology Service Co., Ltd., Nanjing, China | SEM: accelerating voltage of 15–20 kV, emission current of ~80 μA, takeoff angle ~35°, 4 μm to 5 μm beam diameter, working distance of ~10 mm; SEM-CL: acceleration voltage of 10 kV, beam current of 15 nA; TIMA: accelerating voltage of 25 kV, probe current of 9 nA, working distance of 15 mm, pixel spacing 3 μm, dot spacing 9 μm; EPMA: beam current not fully stated in excerpt | [109 empty] | 99.7353 | [38 empty] | 2025 | Xinghai Lang et al., Polymetallic veins—a possible bridge between porphyry and intermediate-sulfidation deposits, Geological Society of America Bulletin, v. 136, doi:10.1130/B38406.1 |  | CHN | Tibet
| No. 1 porphyry Cu-Au deposit (Xietongmen deposit), Xiongcun ore district | No. 1 deposit, Xiongcun ore district | Magmatic hydrothermal | Porphyry | Cu-Au porphyry | Cu, Au | Zn, Ag, Pb | Cu, Au, Zn, Ag, Pb | Lang et al., 2014; Tang et al., 2015; Wang et al., 2017 |  | Qinghu@02-2 | Qinghu@02-2 | underground mine |  |  |  |  | ore material | drill core | drill core | mineral separate | [5 empty] | mineralisation |  |  |  | pyrite, sphalerite, pyrrhotite, chalcopyrite, galena, quartz | Stage A: pyrite + sericite; Stage B: sphalerite + pyrrhotite + chalcopyrite + galena + quartz; Stage C: actinolite + epidote + chlorite + magnetite + quartz | polymetallic veins crosscutting porphyry-stage veins and alteration zones | stockwork veins, sheeted veins, open-space filling |  |  |  | actinolite, epidote, chlorite, magnetite, sericite, calcite, acanthite-argentite, pyrargyrite, hessite, electrum | carbon-coated thin sections; polished sections | SEM-EDS, EMPA, LA-ICPMS, SIMS | JEOL IT300HR scanning electron microscope equipped with secondary electron, backscattered electron (BSE), and energy dispersive X-ray spectrometry (EDS) detectors; TESCAN MIRA3 field-emission scanning electron microprobe (FE-SEM) equipped with a panchromatic cathodoluminescence (CL) detector; TESCAN Integrated Mineral Analyzer (TIMA) system with a Mira-3 scanning electron microscope with four EDS (EDAX Element 30) detectors; JEOL JXA-8230 electron microprobe | Wuhan Sample Solution Analytical Technology Co., Ltd., Wuhan, China; Tuoyan Analytical Technology Co., Ltd., Guangzhou, China; Nanjing Hongchuang Geological Exploration Technology Service Co., Ltd., Nanjing, China | SEM: accelerating voltage of 15–20 kV, emission current of ~80 μA, takeoff angle ~35°, 4 μm to 5 μm beam diameter, working distance of ~10 mm; SEM-CL: acceleration voltage of 10 kV, beam current of 15 nA; TIMA: accelerating voltage of 25 kV, probe current of 9 nA, working distance of 15 mm, pixel spacing 3 μm, dot spacing 9 μm; EPMA: beam current not fully stated in excerpt | [109 empty] | 77.2387 | [38 empty] | 2025 | Xinghai Lang et al., Polymetallic veins—a possible bridge between porphyry and intermediate-sulfidation deposits, Geological Society of America Bulletin, v. 136, doi:10.1130/B38406.1 |  | CHN | Tibet
| No. 1 porphyry Cu-Au deposit (Xietongmen deposit), Xiongcun ore district | No. 1 deposit, Xiongcun ore district | Magmatic hydrothermal | Porphyry | Cu-Au porphyry | Cu, Au | Zn, Ag, Pb | Cu, Au, Zn, Ag, Pb | Lang et al., 2014; Tang et al., 2015; Wang et al., 2017 |  | Qinghu@03-2 | Qinghu@03-2 | underground mine |  |  |  |  | ore material | drill core | drill core | mineral separate | [5 empty] | mineralisation |  |  |  | pyrite, sphalerite, pyrrhotite, chalcopyrite, galena, quartz | Stage A: pyrite + sericite; Stage B: sphalerite + pyrrhotite + chalcopyrite + galena + quartz; Stage C: actinolite + epidote + chlorite + magnetite + quartz | polymetallic veins crosscutting porphyry-stage veins and alteration zones | stockwork veins, sheeted veins, open-space filling |  |  |  | actinolite, epidote, chlorite, magnetite, sericite, calcite, acanthite-argentite, pyrargyrite, hessite, electrum | carbon-coated thin sections; polished sections | SEM-EDS, EMPA, LA-ICPMS, SIMS | JEOL IT300HR scanning electron microscope equipped with secondary electron, backscattered electron (BSE), and energy dispersive X-ray spectrometry (EDS) detectors; TESCAN MIRA3 field-emission scanning electron microprobe (FE-SEM) equipped with a panchromatic cathodoluminescence (CL) detector; TESCAN Integrated Mineral Analyzer (TIMA) system with a Mira-3 scanning electron microscope with four EDS (EDAX Element 30) detectors; JEOL JXA-8230 electron microprobe | Wuhan Sample Solution Analytical Technology Co., Ltd., Wuhan, China; Tuoyan Analytical Technology Co., Ltd., Guangzhou, China; Nanjing Hongchuang Geological Exploration Technology Service Co., Ltd., Nanjing, China | SEM: accelerating voltage of 15–20 kV, emission current of ~80 μA, takeoff angle ~35°, 4 μm to 5 μm beam diameter, working distance of ~10 mm; SEM-CL: acceleration voltage of 10 kV, beam current of 15 nA; TIMA: accelerating voltage of 25 kV, probe current of 9 nA, working distance of 15 mm, pixel spacing 3 μm, dot spacing 9 μm; EPMA: beam current not fully stated in excerpt | [109 empty] | 95.4033 | [38 empty] | 2025 | Xinghai Lang et al., Polymetallic veins—a possible bridge between porphyry and intermediate-sulfidation deposits, Geological Society of America Bulletin, v. 136, doi:10.1130/B38406.1 |  | CHN | Tibet
| No. 1 porphyry Cu-Au deposit (Xietongmen deposit), Xiongcun ore district | No. 1 deposit, Xiongcun ore district | Magmatic hydrothermal | Porphyry | Cu-Au porphyry | Cu, Au | Zn, Ag, Pb | Cu, Au, Zn, Ag, Pb | Lang et al., 2014; Tang et al., 2015; Wang et al., 2017 |  | Qinghu@04-2 | Qinghu@04-2 | underground mine |  |  |  |  | ore material | drill core | drill core | mineral separate | [5 empty] | mineralisation |  |  |  | pyrite, sphalerite, pyrrhotite, chalcopyrite, galena, quartz | Stage A: pyrite + sericite; Stage B: sphalerite + pyrrhotite + chalcopyrite + galena + quartz; Stage C: actinolite + epidote + chlorite + magnetite + quartz | polymetallic veins crosscutting porphyry-stage veins and alteration zones | stockwork veins, sheeted veins, open-space filling |  |  |  | actinolite, epidote, chlorite, magnetite, sericite, calcite, acanthite-argentite, pyrargyrite, hessite, electrum | carbon-coated thin sections; polished sections | SEM-EDS, EMPA, LA-ICPMS, SIMS | JEOL IT300HR scanning electron microscope equipped with secondary electron, backscattered electron (BSE), and energy dispersive X-ray spectrometry (EDS) detectors; TESCAN MIRA3 field-emission scanning electron microprobe (FE-SEM) equipped with a panchromatic cathodoluminescence (CL) detector; TESCAN Integrated Mineral Analyzer (TIMA) system with a Mira-3 scanning electron microscope with four EDS (EDAX Element 30) detectors; JEOL JXA-8230 electron microprobe | Wuhan Sample Solution Analytical Technology Co., Ltd., Wuhan, China; Tuoyan Analytical Technology Co., Ltd., Guangzhou, China; Nanjing Hongchuang Geological Exploration Technology Service Co., Ltd., Nanjing, China | SEM: accelerating voltage of 15–20 kV, emission current of ~80 μA, takeoff angle ~35°, 4 μm to 5 μm beam diameter, working distance of ~10 mm; SEM-CL: acceleration voltage of 10 kV, beam current of 15 nA; TIMA: accelerating voltage of 25 kV, probe current of 9 nA, working distance of 15 mm, pixel spacing 3 μm, dot spacing 9 μm; EPMA: beam current not fully stated in excerpt | [109 empty] | 102.6491 | [38 empty] | 2025 | Xinghai Lang et al., Polymetallic veins—a possible bridge between porphyry and intermediate-sulfidation deposits, Geological Society of America Bulletin, v. 136, doi:10.1130/B38406.1 |  | CHN | Tibet
| No. 1 porphyry Cu-Au deposit (Xietongmen deposit), Xiongcun ore district | No. 1 deposit, Xiongcun ore district | Magmatic hydrothermal | Porphyry | Cu-Au porphyry | Cu, Au | Zn, Ag, Pb | Cu, Au, Zn, Ag, Pb | Lang et al., 2014; Tang et al., 2015; Wang et al., 2017 |  | Qinghu@05-2 | Qinghu@05-2 | underground mine |  |  |  |  | ore material | drill core | drill core | mineral separate | [5 empty] | mineralisation |  |  |  | pyrite, sphalerite, pyrrhotite, chalcopyrite, galena, quartz | Stage A: pyrite + sericite; Stage B: sphalerite + pyrrhotite + chalcopyrite + galena + quartz; Stage C: actinolite + epidote + chlorite + magnetite + quartz | polymetallic veins crosscutting porphyry-stage veins and alteration zones | stockwork veins, sheeted veins, open-space filling |  |  |  | actinolite, epidote, chlorite, magnetite, sericite, calcite, acanthite-argentite, pyrargyrite, hessite, electrum | carbon-coated thin sections; polished sections | SEM-EDS, EMPA, LA-ICPMS, SIMS | JEOL IT300HR scanning electron microscope equipped with secondary electron, backscattered electron (BSE), and energy dispersive X-ray spectrometry (EDS) detectors; TESCAN MIRA3 field-emission scanning electron microprobe (FE-SEM) equipped with a panchromatic cathodoluminescence (CL) detector; TESCAN Integrated Mineral Analyzer (TIMA) system with a Mira-3 scanning electron microscope with four EDS (EDAX Element 30) detectors; JEOL JXA-8230 electron microprobe | Wuhan Sample Solution Analytical Technology Co., Ltd., Wuhan, China; Tuoyan Analytical Technology Co., Ltd., Guangzhou, China; Nanjing Hongchuang Geological Exploration Technology Service Co., Ltd., Nanjing, China | SEM: accelerating voltage of 15–20 kV, emission current of ~80 μA, takeoff angle ~35°, 4 μm to 5 μm beam diameter, working distance of ~10 mm; SEM-CL: acceleration voltage of 10 kV, beam current of 15 nA; TIMA: accelerating voltage of 25 kV, probe current of 9 nA, working distance of 15 mm, pixel spacing 3 μm, dot spacing 9 μm; EPMA: beam current not fully stated in excerpt | [109 empty] | 96.1749 | [38 empty] | 2025 | Xinghai Lang et al., Polymetallic veins—a possible bridge between porphyry and intermediate-sulfidation deposits, Geological Society of America Bulletin, v. 136, doi:10.1130/B38406.1 |  | CHN | Tibet
| No. 1 porphyry Cu-Au deposit (Xietongmen deposit), Xiongcun ore district | No. 1 deposit, Xiongcun ore district | Magmatic hydrothermal | Porphyry | Cu-Au porphyry | Cu, Au | Zn, Ag, Pb | Cu, Au, Zn, Ag, Pb | Lang et al., 2014; Tang et al., 2015; Wang et al., 2017 |  | Qinghu@0001-1 | Qinghu@0001-1 | underground mine |  |  |  |  | ore material | drill core | drill core | mineral separate | [5 empty] | mineralisation |  |  |  | pyrite, sphalerite, pyrrhotite, chalcopyrite, galena, quartz | Stage A: pyrite + sericite; Stage B: sphalerite + pyrrhotite + chalcopyrite + galena + quartz; Stage C: actinolite + epidote + chlorite + magnetite + quartz | polymetallic veins crosscutting porphyry-stage veins and alteration zones | stockwork veins, sheeted veins, open-space filling |  |  |  | actinolite, epidote, chlorite, magnetite, sericite, calcite, acanthite-argentite, pyrargyrite, hessite, electrum | carbon-coated thin sections; polished sections | SEM-EDS, EMPA, LA-ICPMS, SIMS | JEOL IT300HR scanning electron microscope equipped with secondary electron, backscattered electron (BSE), and energy dispersive X-ray spectrometry (EDS) detectors; TESCAN MIRA3 field-emission scanning electron microprobe (FE-SEM) equipped with a panchromatic cathodoluminescence (CL) detector; TESCAN Integrated Mineral Analyzer (TIMA) system with a Mira-3 scanning electron microscope with four EDS (EDAX Element 30) detectors; JEOL JXA-8230 electron microprobe | Wuhan Sample Solution Analytical Technology Co., Ltd., Wuhan, China; Tuoyan Analytical Technology Co., Ltd., Guangzhou, China; Nanjing Hongchuang Geological Exploration Technology Service Co., Ltd., Nanjing, China | SEM: accelerating voltage of 15–20 kV, emission current of ~80 μA, takeoff angle ~35°, 4 μm to 5 μm beam diameter, working distance of ~10 mm; SEM-CL: acceleration voltage of 10 kV, beam current of 15 nA; TIMA: accelerating voltage of 25 kV, probe current of 9 nA, working distance of 15 mm, pixel spacing 3 μm, dot spacing 9 μm; EPMA: beam current not fully stated in excerpt | [109 empty] | 103.9606 | [38 empty] | 2025 | Xinghai Lang et al., Polymetallic veins—a possible bridge between porphyry and intermediate-sulfidation deposits, Geological Society of America Bulletin, v. 136, doi:10.1130/B38406.1 |  | CHN | Tibet
| No. 1 porphyry Cu-Au deposit (Xietongmen deposit), Xiongcun ore district | No. 1 deposit, Xiongcun ore district | Magmatic hydrothermal | Porphyry | Cu-Au porphyry | Cu, Au | Zn, Ag, Pb | Cu, Au, Zn, Ag, Pb | Lang et al., 2014; Tang et al., 2015; Wang et al., 2017 |  | Qinghu@001-2 | Qinghu@001-2 | underground mine |  |  |  |  | ore material | drill core | drill core | mineral separate | [5 empty] | mineralisation |  |  |  | pyrite, sphalerite, pyrrhotite, chalcopyrite, galena, quartz | Stage A: pyrite + sericite; Stage B: sphalerite + pyrrhotite + chalcopyrite + galena + quartz; Stage C: actinolite + epidote + chlorite + magnetite + quartz | polymetallic veins crosscutting porphyry-stage veins and alteration zones | stockwork veins, sheeted veins, open-space filling |  |  |  | actinolite, epidote, chlorite, magnetite, sericite, calcite, acanthite-argentite, pyrargyrite, hessite, electrum | carbon-coated thin sections; polished sections | SEM-EDS, EMPA, LA-ICPMS, SIMS | JEOL IT300HR scanning electron microscope equipped with secondary electron, backscattered electron (BSE), and energy dispersive X-ray spectrometry (EDS) detectors; TESCAN MIRA3 field-emission scanning electron microprobe (FE-SEM) equipped with a panchromatic cathodoluminescence (CL) detector; TESCAN Integrated Mineral Analyzer (TIMA) system with a Mira-3 scanning electron microscope with four EDS (EDAX Element 30) detectors; JEOL JXA-8230 electron microprobe | Wuhan Sample Solution Analytical Technology Co., Ltd., Wuhan, China; Tuoyan Analytical Technology Co., Ltd., Guangzhou, China; Nanjing Hongchuang Geological Exploration Technology Service Co., Ltd., Nanjing, China | SEM: accelerating voltage of 15–20 kV, emission current of ~80 μA, takeoff angle ~35°, 4 μm to 5 μm beam diameter, working distance of ~10 mm; SEM-CL: acceleration voltage of 10 kV, beam current of 15 nA; TIMA: accelerating voltage of 25 kV, probe current of 9 nA, working distance of 15 mm, pixel spacing 3 μm, dot spacing 9 μm; EPMA: beam current not fully stated in excerpt | [109 empty] | 80.5654 | [38 empty] | 2025 | Xinghai Lang et al., Polymetallic veins—a possible bridge between porphyry and intermediate-sulfidation deposits, Geological Society of America Bulletin, v. 136, doi:10.1130/B38406.1 |  | CHN | Tibet
| No. 1 porphyry Cu-Au deposit (Xietongmen deposit), Xiongcun ore district | No. 1 deposit, Xiongcun ore district | Magmatic hydrothermal | Porphyry | Cu-Au porphyry | Cu, Au | Zn, Ag, Pb | Cu, Au, Zn, Ag, Pb | Lang et al., 2014; Tang et al., 2015; Wang et al., 2017 |  | Qinghu@01-4 | Qinghu@01-4 | underground mine |  |  |  |  | ore material | drill core | drill core | mineral separate | [5 empty] | mineralisation |  |  |  | pyrite, sphalerite, pyrrhotite, chalcopyrite, galena, quartz | Stage A: pyrite + sericite; Stage B: sphalerite + pyrrhotite + chalcopyrite + galena + quartz; Stage C: actinolite + epidote + chlorite + magnetite + quartz | polymetallic veins crosscutting porphyry-stage veins and alteration zones | stockwork veins, sheeted veins, open-space filling |  |  |  | actinolite, epidote, chlorite, magnetite, sericite, calcite, acanthite-argentite, pyrargyrite, hessite, electrum | carbon-coated thin sections; polished sections | SEM-EDS, EMPA, LA-ICPMS, SIMS | JEOL IT300HR scanning electron microscope equipped with secondary electron, backscattered electron (BSE), and energy dispersive X-ray spectrometry (EDS) detectors; TESCAN MIRA3 field-emission scanning electron microprobe (FE-SEM) equipped with a panchromatic cathodoluminescence (CL) detector; TESCAN Integrated Mineral Analyzer (TIMA) system with a Mira-3 scanning electron microscope with four EDS (EDAX Element 30) detectors; JEOL JXA-8230 electron microprobe | Wuhan Sample Solution Analytical Technology Co., Ltd., Wuhan, China; Tuoyan Analytical Technology Co., Ltd., Guangzhou, China; Nanjing Hongchuang Geological Exploration Technology Service Co., Ltd., Nanjing, China | SEM: accelerating voltage of 15–20 kV, emission current of ~80 μA, takeoff angle ~35°, 4 μm to 5 μm beam diameter, working distance of ~10 mm; SEM-CL: acceleration voltage of 10 kV, beam current of 15 nA; TIMA: accelerating voltage of 25 kV, probe current of 9 nA, working distance of 15 mm, pixel spacing 3 μm, dot spacing 9 μm; EPMA: beam current not fully stated in excerpt | [109 empty] | 80.9278 | [38 empty] | 2025 | Xinghai Lang et al., Polymetallic veins—a possible bridge between porphyry and intermediate-sulfidation deposits, Geological Society of America Bulletin, v. 136, doi:10.1130/B38406.1 |  | CHN | Tibet