## Sheet1
Uploaded | deposit_name | deposit_local_id | deposit_environment | deposit_group | deposit_type | primary_commodities | secondary_commodities | all_commodities | deposit_source | sample_uid | sample_name | sample_local_id | feature_type | feature_name | feature_uid | top_depth_m | bottom_depth_m | sample_deposit_relation | sample_type | sampling_method | material_class | material_class_comments | province | strat_unit_name | strat_unit_uid | strat_grouping | earth_material_group | earth_material_qualifier | earth_material | metamorphic_grade | mineral | paragenetic_stage | mode_of_occurrence | texture | color | alteration | sample_description | associated_minerals | sample_preparation | analytical_method | instrument_type_model | laboratory_location/if reported | operating_conditions/if reported | standards_used/if reported | ag_ppm | ag_detection_limit | al_ppm | al_detection_limit | as_ppm | as_detection_limit | au_ppm | au_detection_limit | b_ppm | b_detection_limit | ba_ppm | ba_detection_limit | be_ppm | be_detection_limit | bi_ppm | bi_detection_limit | br_ppm | br_detection_limit | ca_ppm | ca_detection_limit | cd_ppm | cd_detection_limit | ce_ppm | ce_detection_limit | cl_ppm | cl_detection_limit | co_ppm | co_detection_limit | cr_ppm | cr_detection_limit | cs_ppm | cs_detection_limit | cu_ppm | cu_detection_limit | dy_ppm | dy_detection_limit | er_ppm | er_detection_limit | eu_ppm | eu_detection_limit | f_ppm | f_detection_limit | fe_ppm | fe_detection_limit | ga_ppm | ga_detection_limit | gd_ppm | gd_detection_limit | ge_ppm | ge_detection_limit | hf_ppm | hf_detection_limit | hg_ppm | hg_detection_limit | ho_ppm | ho_detection_limit | in_ppm | in_detection_limit | ir_ppm | ir_detection_limit | k_ppm | k_detection_limit | la_ppm | la_detection_limit | li_ppm | li_detection_limit | lu_ppm | lu_detection_limit | mg_ppm | mg_detection_limit | mn_ppm | mn_detection_limit | mo_ppm | mo_detection_limit | na_ppm | na_detection_limit | nb_ppm | nb_detection_limit | nd_ppm | nd_detection_limit | ni_ppm | ni_detection_limit | os_ppm | os_detection_limit | p_ppm | p_detection_limit | pb_ppm | pb_detection_limit | pd_ppm | pd_detection_limit | pr_ppm | pr_detection_limit | pt_ppm | pt_detection_limit | rb_ppm | rb_detection_limit | re_ppm | re_detection_limit | rh_ppm | rh_detection_limit | ru_ppm | ru_detection_limit | s_ppm | s_detection_limit | sb_ppm | sb_detection_limit | sc_ppm | sc_detection_limit | se_ppm | se_detection_limit | si_ppm | si_detection_limit | sm_ppm | sm_detection_limit | sn_ppm | sn_detection_limit | sr_ppm | sr_detection_limit | ta_ppm | ta_detection_limit | tb_ppm | tb_detection_limit | te_ppm | te_detection_limit | th_ppm | th_detection_limit | ti_ppm | ti_detection_limit | tl_ppm | tl_detection_limit | tm_ppm | tm_detection_limit | u_ppm | u_detection_limit | v_ppm | v_detection_limit | w_ppm | w_detection_limit | y_ppm | y_detection_limit | yb_ppm | yb_detection_limit | zn_ppm | zn_detection_limit | zr_ppm | zr_detection_limit | analysis_datetime | publication_date | sample_source | submitter | country | state | deposit_longitude_wgs84 | deposit_latitude_wgs84 | sample_longitude_wgs84 | sample_latitude_wgs84 | sample_easting | sample_northing | sample_utm_zone | sample_location_description | location_source | location_accuracy | comments | last_update
| Makeng Fe deposit |  | Magmatic hydrothermal | Skarn | Skarn Fe-Mo polymetallic | Fe, Mo | Ga, Ge | Fe, Mo, Ga, Ge | Zhang et al., 2015a; Zhang et al., 2015b |  | MK22-8 | MK22-8-1 | [5 empty] | ore material | polished section | grab | mineral separate | [5 empty] | mineralisation |  |  |  | magnetite, pyroxene, amphibole, andradite, sphalerite, pyrite, pyrrhotite, chalcopyrite, molybdenite | [6 empty] | chlorite, fluorite | carbon-coated sample surfaces | LA-ICPMS, SEM-EDS | Geo Las Pro 193 nm ArF excimer laser combined with an Agilent 7900 ICP-MS; New Wave Research (NWR) 213 nm laser ablation system connected to an Agilent 7700x ICP-MS; ASI RESOLution-LR-S155 excimer laser system coupled with the Agilent 7700x ICP-MS | SKLODG, IGCAS | Silicates: laser frequency 6 Hz, beam spot diameter 40 μm, 96-second single measurement durations; Magnetite: 30-second background measurement followed by 50-second ablation under helium carrier gas (0.8 L/min) mixed with argon (0.9 L/min) through a T-joint interface; Sulfides: argon (0.9 L/min) and helium (0.35 L/min) mixed in the ablation cell, laser frequency 6 Hz, beam spot 26 μm, 30-second background measurements followed by 60-second sample ablation | NIST SRM 610, NIST SRM 612, BCR-2G, GSE-1G, BHVO-2G, BC-28, GOR128-G, STDGL3, GSD-1G, natural pure pyrite (Py), MASS-1 | 0.25695 |  |  |  | 0.95674 | [5 empty] | 6.03 |  | 5.4451 |  | 2.623 | [11 empty] | 9.7386 |  | 116.1806 |  | 1.451 |  | 1.245 | [11 empty] | 18.2819 |  |  |  | 17.8986 | [7 empty] | 14.1828 | [7 empty] | 4.0932 | [7 empty] | 2306.1886 |  |  |  | 2.6466 | [9 empty] | 10.0485 | [7 empty] | 1.9733 | [9 empty] | 0.17146 |  | 1.5899 | [7 empty] | 81.2613 |  | 4.5157 | [17 empty] | 18.5924 |  | 11.6478 |  | 13.6535 |  |  |  | 218.5913 |  | 4.0091 |  |  | 2025 |  |  | CHN | Fujian
| Makeng Fe deposit |  | Magmatic hydrothermal | Skarn | Skarn Fe-Mo polymetallic | Fe, Mo | Ga, Ge | Fe, Mo, Ga, Ge | Zhang et al., 2015a; Zhang et al., 2015b |  | MK-SYS-4 | MK-SYS-4-1 | [5 empty] | ore material | polished section | grab | mineral separate | [5 empty] | mineralisation |  |  |  | magnetite, pyroxene, amphibole, andradite, sphalerite, pyrite, pyrrhotite, chalcopyrite, molybdenite | [6 empty] | chlorite, fluorite | carbon-coated sample surfaces | LA-ICPMS, SEM-EDS | Geo Las Pro 193 nm ArF excimer laser combined with an Agilent 7900 ICP-MS; New Wave Research (NWR) 213 nm laser ablation system connected to an Agilent 7700x ICP-MS; ASI RESOLution-LR-S155 excimer laser system coupled with the Agilent 7700x ICP-MS | SKLODG, IGCAS | Silicates: laser frequency 6 Hz, beam spot diameter 40 μm, 96-second single measurement durations; Magnetite: 30-second background measurement followed by 50-second ablation under helium carrier gas (0.8 L/min) mixed with argon (0.9 L/min) through a T-joint interface; Sulfides: argon (0.9 L/min) and helium (0.35 L/min) mixed in the ablation cell, laser frequency 6 Hz, beam spot 26 μm, 30-second background measurements followed by 60-second sample ablation | NIST SRM 610, NIST SRM 612, BCR-2G, GSE-1G, BHVO-2G, BC-28, GOR128-G, STDGL3, GSD-1G, natural pure pyrite (Py), MASS-1 | 0.042317 |  |  |  | 10.7186 | [5 empty] | 18.6847 |  | 5.5469 |  | 0.89832 | [11 empty] | 10.992 |  | 131.714 |  | 2.212 |  | 1.6966 | [11 empty] | 11.031 |  |  |  | 16.4612 | [7 empty] | 11.9945 | [7 empty] | 6.0801 | [7 empty] | 12.0621 |  |  |  | 1.2804 | [9 empty] | 4.2313 | [7 empty] | 4.8146 | [9 empty] | 0.49226 |  | 0.94525 | [7 empty] | 96.1522 |  | 25.0594 | [17 empty] | 32.9094 |  | 34.7684 |  | 6.4433 |  |  |  | 71.5153 |  | 5.7304 |  |  | 2025 |  |  | CHN | Fujian
| Makeng Fe deposit |  | Magmatic hydrothermal | Skarn | Skarn Fe-Mo polymetallic | Fe, Mo | Ga, Ge | Fe, Mo, Ga, Ge | Zhang et al., 2015a; Zhang et al., 2015b |  | MK-SYS-11 | MK-SYS-11-1 | [5 empty] | ore material | polished section | grab | mineral separate | [5 empty] | mineralisation |  |  |  | magnetite, pyroxene, amphibole, andradite, sphalerite, pyrite, pyrrhotite, chalcopyrite, molybdenite | [6 empty] | chlorite, fluorite | carbon-coated sample surfaces | LA-ICPMS, SEM-EDS | Geo Las Pro 193 nm ArF excimer laser combined with an Agilent 7900 ICP-MS; New Wave Research (NWR) 213 nm laser ablation system connected to an Agilent 7700x ICP-MS; ASI RESOLution-LR-S155 excimer laser system coupled with the Agilent 7700x ICP-MS | SKLODG, IGCAS | Silicates: laser frequency 6 Hz, beam spot diameter 40 μm, 96-second single measurement durations; Magnetite: 30-second background measurement followed by 50-second ablation under helium carrier gas (0.8 L/min) mixed with argon (0.9 L/min) through a T-joint interface; Sulfides: argon (0.9 L/min) and helium (0.35 L/min) mixed in the ablation cell, laser frequency 6 Hz, beam spot 26 μm, 30-second background measurements followed by 60-second sample ablation | NIST SRM 610, NIST SRM 612, BCR-2G, GSE-1G, BHVO-2G, BC-28, GOR128-G, STDGL3, GSD-1G, natural pure pyrite (Py), MASS-1 | 0.081731 |  |  |  | 0.98009 | [5 empty] | 3.5098 |  | 3.3991 |  | 0.802 | [11 empty] | 24.8072 |  | 48.9775 |  | 0.079087 |  | 0.79959 | [11 empty] | 14.2307 |  |  |  | 28.3595 | [7 empty] | 9.0881 | [7 empty] | 2.8378 | [7 empty] | 9.9038 |  |  |  | 1.0568 | [9 empty] | 8.9103 | [7 empty] | 0.87222 | [9 empty] | 0.12474 |  | 0.077069 | [7 empty] | 156.5886 |  | 1.1553 | [17 empty] | 10.6421 |  | 2.2634 |  | 9.5001 |  |  |  | 234.0494 |  | 0.91196 |  |  | 2025 |  |  | CHN | Fujian
| Makeng Fe deposit |  | Magmatic hydrothermal | Skarn | Skarn Fe-Mo polymetallic | Fe, Mo | Ga, Ge | Fe, Mo, Ga, Ge | Zhang et al., 2015a; Zhang et al., 2015b |  | MK-SYS-13 | MK-SYS-13-1 | [5 empty] | ore material | polished section | grab | mineral separate | [5 empty] | mineralisation |  |  |  | magnetite, pyroxene, amphibole, andradite, sphalerite, pyrite, pyrrhotite, chalcopyrite, molybdenite | [6 empty] | chlorite, fluorite | carbon-coated sample surfaces | LA-ICPMS, SEM-EDS | Geo Las Pro 193 nm ArF excimer laser combined with an Agilent 7900 ICP-MS; New Wave Research (NWR) 213 nm laser ablation system connected to an Agilent 7700x ICP-MS; ASI RESOLution-LR-S155 excimer laser system coupled with the Agilent 7700x ICP-MS | SKLODG, IGCAS | Silicates: laser frequency 6 Hz, beam spot diameter 40 μm, 96-second single measurement durations; Magnetite: 30-second background measurement followed by 50-second ablation under helium carrier gas (0.8 L/min) mixed with argon (0.9 L/min) through a T-joint interface; Sulfides: argon (0.9 L/min) and helium (0.35 L/min) mixed in the ablation cell, laser frequency 6 Hz, beam spot 26 μm, 30-second background measurements followed by 60-second sample ablation | NIST SRM 610, NIST SRM 612, BCR-2G, GSE-1G, BHVO-2G, BC-28, GOR128-G, STDGL3, GSD-1G, natural pure pyrite (Py), MASS-1 | 0.033738 |  |  |  | 2.4666 | [5 empty] | 10.7246 |  | 10.4989 |  | 0.64152 | [11 empty] | 9.548 |  | 98.7928 |  | 1.546 |  | 1.8801 | [11 empty] | 14.164 |  |  |  | 19.1219 | [7 empty] | 32.6725 | [7 empty] | 1.7015 | [7 empty] | 15.5161 |  |  |  | 1.2156 | [9 empty] | 3.7253 | [7 empty] | 4.4876 | [9 empty] | 0.33529 |  | 0.35515 | [7 empty] | 336.4563 |  | 4.0428 | [17 empty] | 17.573 |  | 64.5011 |  | 12.0365 |  |  |  | 86.2093 |  | 3.3125 |  |  | 2025 |  |  | CHN | Fujian
| Makeng Fe deposit |  | Magmatic hydrothermal | Skarn | Skarn Fe-Mo polymetallic | Fe, Mo | Ga, Ge | Fe, Mo, Ga, Ge | Zhang et al., 2015a; Zhang et al., 2015b |  | MK-SYS-14 | MK-SYS-14-1 | [5 empty] | ore material | polished section | grab | mineral separate | [5 empty] | mineralisation |  |  |  | magnetite, pyroxene, amphibole, andradite, sphalerite, pyrite, pyrrhotite, chalcopyrite, molybdenite | [6 empty] | chlorite, fluorite | carbon-coated sample surfaces | LA-ICPMS, SEM-EDS | Geo Las Pro 193 nm ArF excimer laser combined with an Agilent 7900 ICP-MS; New Wave Research (NWR) 213 nm laser ablation system connected to an Agilent 7700x ICP-MS; ASI RESOLution-LR-S155 excimer laser system coupled with the Agilent 7700x ICP-MS | SKLODG, IGCAS | Silicates: laser frequency 6 Hz, beam spot diameter 40 μm, 96-second single measurement durations; Magnetite: 30-second background measurement followed by 50-second ablation under helium carrier gas (0.8 L/min) mixed with argon (0.9 L/min) through a T-joint interface; Sulfides: argon (0.9 L/min) and helium (0.35 L/min) mixed in the ablation cell, laser frequency 6 Hz, beam spot 26 μm, 30-second background measurements followed by 60-second sample ablation | NIST SRM 610, NIST SRM 612, BCR-2G, GSE-1G, BHVO-2G, BC-28, GOR128-G, STDGL3, GSD-1G, natural pure pyrite (Py), MASS-1 | 0.16257 |  |  |  | 0.89732 | [5 empty] | 12.535 |  | 0.9913 |  | 0.27147 | [11 empty] | 9.5243 |  | 260.8292 |  | 0.15201 |  | 3.4446 | [11 empty] | 17.1423 |  |  |  | 11.968 | [7 empty] | 6.2762 | [7 empty] | 2.6372 | [7 empty] | 25.0342 |  |  |  | 8.6367 | [9 empty] | 4.0138 | [7 empty] | 14.5377 | [9 empty] | 0.8308 |  | 5.5445 | [7 empty] | 66.354 |  | 6.1035 | [17 empty] | 53.7212 |  | 4.6661 |  | 25.5179 |  |  |  | 49.0707 |  | 45.0444 |  |  | 2025 |  |  | CHN | Fujian
| Makeng Fe deposit |  | Magmatic hydrothermal | Skarn | Skarn Fe-Mo polymetallic | Fe, Mo | Ga, Ge | Fe, Mo, Ga, Ge | Zhang et al., 2015a; Zhang et al., 2015b |  | MK-SYS-7 | MK-SYS-7-1 | [5 empty] | ore material | polished section | grab | mineral separate | [5 empty] | mineralisation |  |  |  | magnetite, pyroxene, amphibole, andradite, sphalerite, pyrite, pyrrhotite, chalcopyrite, molybdenite | [6 empty] | chlorite, fluorite | carbon-coated sample surfaces | LA-ICPMS, SEM-EDS | Geo Las Pro 193 nm ArF excimer laser combined with an Agilent 7900 ICP-MS; New Wave Research (NWR) 213 nm laser ablation system connected to an Agilent 7700x ICP-MS; ASI RESOLution-LR-S155 excimer laser system coupled with the Agilent 7700x ICP-MS | SKLODG, IGCAS | Silicates: laser frequency 6 Hz, beam spot diameter 40 μm, 96-second single measurement durations; Magnetite: 30-second background measurement followed by 50-second ablation under helium carrier gas (0.8 L/min) mixed with argon (0.9 L/min) through a T-joint interface; Sulfides: argon (0.9 L/min) and helium (0.35 L/min) mixed in the ablation cell, laser frequency 6 Hz, beam spot 26 μm, 30-second background measurements followed by 60-second sample ablation | NIST SRM 610, NIST SRM 612, BCR-2G, GSE-1G, BHVO-2G, BC-28, GOR128-G, STDGL3, GSD-1G, natural pure pyrite (Py), MASS-1 | 0.030211 |  |  |  | 2.1612 | [5 empty] | 24.4738 |  | 22.7356 |  | 0.72927 | [11 empty] | 12.9852 |  | 86.2601 |  | 3.0039 |  | 4.7298 | [11 empty] | 12.4378 |  |  |  | 16.1768 | [7 empty] | 11.0813 | [7 empty] | 17.5165 | [7 empty] | 9.4873 |  |  |  | 0.94537 | [9 empty] | 2.1291 | [7 empty] | 6.916 | [9 empty] | 0.15653 |  | 0.088973 | [7 empty] | 101.8626 |  | 9.2317 | [17 empty] | 10.7779 |  | 198.231 |  | 5.1237 |  |  |  | 74.6043 |  | 3.9203 |  |  | 2025 |  |  | CHN | Fujian
| Makeng Fe deposit |  | Magmatic hydrothermal | Skarn | Skarn Fe-Mo polymetallic | Fe, Mo | Ga, Ge | Fe, Mo, Ga, Ge | Zhang et al., 2015a; Zhang et al., 2015b |  | MK-SYS-19 | MK-SYS-19-1 | [5 empty] | ore material | polished section | grab | mineral separate | [5 empty] | mineralisation |  |  |  | magnetite, pyroxene, amphibole, andradite, sphalerite, pyrite, pyrrhotite, chalcopyrite, molybdenite | [6 empty] | chlorite, fluorite | carbon-coated sample surfaces | LA-ICPMS, SEM-EDS | Geo Las Pro 193 nm ArF excimer laser combined with an Agilent 7900 ICP-MS; New Wave Research (NWR) 213 nm laser ablation system connected to an Agilent 7700x ICP-MS; ASI RESOLution-LR-S155 excimer laser system coupled with the Agilent 7700x ICP-MS | SKLODG, IGCAS | Silicates: laser frequency 6 Hz, beam spot diameter 40 μm, 96-second single measurement durations; Magnetite: 30-second background measurement followed by 50-second ablation under helium carrier gas (0.8 L/min) mixed with argon (0.9 L/min) through a T-joint interface; Sulfides: argon (0.9 L/min) and helium (0.35 L/min) mixed in the ablation cell, laser frequency 6 Hz, beam spot 26 μm, 30-second background measurements followed by 60-second sample ablation | NIST SRM 610, NIST SRM 612, BCR-2G, GSE-1G, BHVO-2G, BC-28, GOR128-G, STDGL3, GSD-1G, natural pure pyrite (Py), MASS-1 | 0.047388 |  |  |  | 0.6103 | [5 empty] | 7.3674 |  | 2.3448 |  | 7.3116 | [11 empty] | 20.8637 |  | 66.9824 |  | 0.38929 |  | 0.69194 | [11 empty] | 26.1236 |  |  |  | 29.0224 | [7 empty] | 3.6207 | [7 empty] | 11.2494 | [7 empty] | 60.9249 |  |  |  | 0.78015 | [9 empty] | 3.3308 | [7 empty] | 3.3665 | [9 empty] | 0.1588 |  | 0.10565 | [7 empty] | 40.2742 |  | 11.3078 | [17 empty] | 11.2499 |  | 2.6143 |  | 6.4029 |  |  |  | 150.9103 |  | 3.0855 |  |  | 2025 |  |  | CHN | Fujian
| Makeng Fe deposit |  | Magmatic hydrothermal | Skarn | Skarn Fe-Mo polymetallic | Fe, Mo | Ga, Ge | Fe, Mo, Ga, Ge | Zhang et al., 2015a; Zhang et al., 2015b |  | MK22-12 | MK22-12-1 | [5 empty] | ore material | polished section | grab | mineral separate | [5 empty] | mineralisation |  |  |  | magnetite, pyroxene, amphibole, andradite, sphalerite, pyrite, pyrrhotite, chalcopyrite, molybdenite | [6 empty] | chlorite, fluorite | carbon-coated sample surfaces | LA-ICPMS, SEM-EDS | Geo Las Pro 193 nm ArF excimer laser combined with an Agilent 7900 ICP-MS; New Wave Research (NWR) 213 nm laser ablation system connected to an Agilent 7700x ICP-MS; ASI RESOLution-LR-S155 excimer laser system coupled with the Agilent 7700x ICP-MS | SKLODG, IGCAS | Silicates: laser frequency 6 Hz, beam spot diameter 40 μm, 96-second single measurement durations; Magnetite: 30-second background measurement followed by 50-second ablation under helium carrier gas (0.8 L/min) mixed with argon (0.9 L/min) through a T-joint interface; Sulfides: argon (0.9 L/min) and helium (0.35 L/min) mixed in the ablation cell, laser frequency 6 Hz, beam spot 26 μm, 30-second background measurements followed by 60-second sample ablation | NIST SRM 610, NIST SRM 612, BCR-2G, GSE-1G, BHVO-2G, BC-28, GOR128-G, STDGL3, GSD-1G, natural pure pyrite (Py), MASS-1 | 0.03263 |  |  |  | 39.8898 | [5 empty] | 4.7528 |  | 1.0491 |  | 0.33798 | [11 empty] | 3.2962 |  | 62.5947 |  | 0.17618 |  | 1.6703 | [11 empty] | 8.5253 |  |  |  | 2.4823 | [7 empty] | 1.0893 | [7 empty] | 20.589 | [7 empty] | 80.2364 |  |  |  | 1.0237 | [9 empty] | 1.0737 | [7 empty] | 0.55426 | [9 empty] | 0.50374 |  | 1.362 | [7 empty] | 7.1153 |  | 85.689 | [17 empty] | 24.6762 |  | 6.397 |  | 12.5662 |  |  |  | 17.5908 |  | 8.0157 |  |  | 2025 |  |  | CHN | Fujian
| Makeng Fe deposit |  | Magmatic hydrothermal | Skarn | Skarn Fe-Mo polymetallic | Fe, Mo | Ga, Ge | Fe, Mo, Ga, Ge | Zhang et al., 2015a; Zhang et al., 2015b |  | MK22-2 | MK22-2-1 | [5 empty] | ore material | polished section | grab | mineral separate | [5 empty] | mineralisation |  |  |  | magnetite, pyroxene, amphibole, andradite, sphalerite, pyrite, pyrrhotite, chalcopyrite, molybdenite | [6 empty] | chlorite, fluorite | carbon-coated sample surfaces | LA-ICPMS, SEM-EDS | Geo Las Pro 193 nm ArF excimer laser combined with an Agilent 7900 ICP-MS; New Wave Research (NWR) 213 nm laser ablation system connected to an Agilent 7700x ICP-MS; ASI RESOLution-LR-S155 excimer laser system coupled with the Agilent 7700x ICP-MS | SKLODG, IGCAS | Silicates: laser frequency 6 Hz, beam spot diameter 40 μm, 96-second single measurement durations; Magnetite: 30-second background measurement followed by 50-second ablation under helium carrier gas (0.8 L/min) mixed with argon (0.9 L/min) through a T-joint interface; Sulfides: argon (0.9 L/min) and helium (0.35 L/min) mixed in the ablation cell, laser frequency 6 Hz, beam spot 26 μm, 30-second background measurements followed by 60-second sample ablation | NIST SRM 610, NIST SRM 612, BCR-2G, GSE-1G, BHVO-2G, BC-28, GOR128-G, STDGL3, GSD-1G, natural pure pyrite (Py), MASS-1 | 0.024634 |  |  |  | 0.60095 | [5 empty] | 8.72 |  | 21.4474 |  | 0.34877 | [11 empty] | 11.4198 |  | 92.1132 |  | 4.7499 |  | 1.1335 | [11 empty] | 21.477 |  |  |  | 24.8738 | [7 empty] | 15.3598 | [7 empty] | 3.4309 | [7 empty] | 32.429 |  |  |  | 0.67613 | [9 empty] | 3.482 | [7 empty] | 12.1308 | [9 empty] | 0.13931 | [9 empty] | 143.5786 |  | 7.5237 | [17 empty] | 10.3764 |  | 16.2143 |  | 1.856 |  |  |  | 201.9533 |  | 1.2497 |  |  | 2025 |  |  | CHN | Fujian
| Makeng Fe deposit |  | Magmatic hydrothermal | Skarn | Skarn Fe-Mo polymetallic | Fe, Mo | Ga, Ge | Fe, Mo, Ga, Ge | Zhang et al., 2015a; Zhang et al., 2015b |  | MK-SYS-8 | MK-SYS-8-1 | [5 empty] | ore material | polished section | grab | mineral separate | [5 empty] | mineralisation |  |  |  | magnetite, pyroxene, amphibole, andradite, sphalerite, pyrite, pyrrhotite, chalcopyrite, molybdenite | [6 empty] | chlorite, fluorite | carbon-coated sample surfaces | LA-ICPMS, SEM-EDS | Geo Las Pro 193 nm ArF excimer laser combined with an Agilent 7900 ICP-MS; New Wave Research (NWR) 213 nm laser ablation system connected to an Agilent 7700x ICP-MS; ASI RESOLution-LR-S155 excimer laser system coupled with the Agilent 7700x ICP-MS | SKLODG, IGCAS | Silicates: laser frequency 6 Hz, beam spot diameter 40 μm, 96-second single measurement durations; Magnetite: 30-second background measurement followed by 50-second ablation under helium carrier gas (0.8 L/min) mixed with argon (0.9 L/min) through a T-joint interface; Sulfides: argon (0.9 L/min) and helium (0.35 L/min) mixed in the ablation cell, laser frequency 6 Hz, beam spot 26 μm, 30-second background measurements followed by 60-second sample ablation | NIST SRM 610, NIST SRM 612, BCR-2G, GSE-1G, BHVO-2G, BC-28, GOR128-G, STDGL3, GSD-1G, natural pure pyrite (Py), MASS-1 | 0.27893 |  |  |  | 0.79248 | [5 empty] | 2.9518 |  | 42.738 |  | 7.2515 | [11 empty] | 48.2073 |  | 44.6947 |  | 1.7817 |  | 44.4344 | [11 empty] | 19.4365 |  |  |  | 23.7828 | [7 empty] | 10.9241 | [7 empty] | 8.9706 | [7 empty] | 13.1177 |  |  |  | 0.74136 | [9 empty] | 53.5054 | [7 empty] | 4.9902 | [9 empty] | 0.14007 |  | 0.10008 | [7 empty] | 76.2226 |  | 19.8008 | [17 empty] | 15.4661 |  | 2.7543 |  | 5.946 |  |  |  | 2533.7504 |  | 3.2427 |  |  | 2025 |  |  | CHN | Fujian
| Makeng Fe deposit |  | Magmatic hydrothermal | Skarn | Skarn Fe-Mo polymetallic | Fe, Mo | Ga, Ge | Fe, Mo, Ga, Ge | Zhang et al., 2015a; Zhang et al., 2015b |  | MK-SYS-15 | MK-SYS-15-1 | [5 empty] | ore material | polished section | grab | mineral separate | [5 empty] | mineralisation |  |  |  | magnetite, pyroxene, amphibole, andradite, sphalerite, pyrite, pyrrhotite, chalcopyrite, molybdenite | [6 empty] | chlorite, fluorite | carbon-coated sample surfaces | LA-ICPMS, SEM-EDS | Geo Las Pro 193 nm ArF excimer laser combined with an Agilent 7900 ICP-MS; New Wave Research (NWR) 213 nm laser ablation system connected to an Agilent 7700x ICP-MS; ASI RESOLution-LR-S155 excimer laser system coupled with the Agilent 7700x ICP-MS | SKLODG, IGCAS | Silicates: laser frequency 6 Hz, beam spot diameter 40 μm, 96-second single measurement durations; Magnetite: 30-second background measurement followed by 50-second ablation under helium carrier gas (0.8 L/min) mixed with argon (0.9 L/min) through a T-joint interface; Sulfides: argon (0.9 L/min) and helium (0.35 L/min) mixed in the ablation cell, laser frequency 6 Hz, beam spot 26 μm, 30-second background measurements followed by 60-second sample ablation | NIST SRM 610, NIST SRM 612, BCR-2G, GSE-1G, BHVO-2G, BC-28, GOR128-G, STDGL3, GSD-1G, natural pure pyrite (Py), MASS-1 | 0.18177 |  |  |  | 15.5903 | [5 empty] | 18.9703 |  | 34.7784 |  | 8.4167 | [11 empty] | 37.2889 |  | 93.6993 |  | 6.071 |  | 94.2187 | [11 empty] | 19.333 |  |  |  | 16.9056 | [7 empty] | 13.9796 | [7 empty] | 6.9032 | [7 empty] | 25.1301 |  |  |  | 0.97433 | [9 empty] | 28.957 | [7 empty] | 20.1919 | [9 empty] | 0.92468 |  | 0.46784 | [7 empty] | 116.9852 |  | 9.2964 | [17 empty] | 16.9231 |  | 447.0714 |  | 3.479 |  |  |  | 63.6087 |  | 1.78 |  |  | 2025 |  |  | CHN | Fujian
| Makeng Fe deposit |  | Magmatic hydrothermal | Skarn | Skarn Fe-Mo polymetallic | Fe, Mo | Ga, Ge | Fe, Mo, Ga, Ge | Zhang et al., 2015a; Zhang et al., 2015b |  | MK22-6 | MK22-6-1 | [5 empty] | ore material | polished section | grab | mineral separate | [5 empty] | mineralisation |  |  |  | magnetite, pyroxene, amphibole, andradite, sphalerite, pyrite, pyrrhotite, chalcopyrite, molybdenite | [6 empty] | chlorite, fluorite | carbon-coated sample surfaces | LA-ICPMS, SEM-EDS | Geo Las Pro 193 nm ArF excimer laser combined with an Agilent 7900 ICP-MS; New Wave Research (NWR) 213 nm laser ablation system connected to an Agilent 7700x ICP-MS; ASI RESOLution-LR-S155 excimer laser system coupled with the Agilent 7700x ICP-MS | SKLODG, IGCAS | Silicates: laser frequency 6 Hz, beam spot diameter 40 μm, 96-second single measurement durations; Magnetite: 30-second background measurement followed by 50-second ablation under helium carrier gas (0.8 L/min) mixed with argon (0.9 L/min) through a T-joint interface; Sulfides: argon (0.9 L/min) and helium (0.35 L/min) mixed in the ablation cell, laser frequency 6 Hz, beam spot 26 μm, 30-second background measurements followed by 60-second sample ablation | NIST SRM 610, NIST SRM 612, BCR-2G, GSE-1G, BHVO-2G, BC-28, GOR128-G, STDGL3, GSD-1G, natural pure pyrite (Py), MASS-1 | 0.9139 |  |  |  | 88.4067 | [5 empty] | 12.4006 |  | 13.9206 |  | 3.6089 | [11 empty] | 21.183 |  | 74.4034 |  | 0.69237 |  | 23.2084 | [11 empty] | 30.0277 |  |  |  | 6.4216 | [7 empty] | 3.8016 | [7 empty] | 85.8409 | [7 empty] | 6271.7251 |  |  |  | 30.228 | [9 empty] | 37.388 | [7 empty] | 1.1064 | [9 empty] | 3.2242 |  | 20.3171 | [7 empty] | 59.6918 |  | 81.0105 | [17 empty] | 120.4317 |  | 169.1976 |  | 23.5168 |  |  |  | 126.7319 |  | 111.938 |  |  | 2025 |  |  | CHN | Fujian
| Makeng Fe deposit |  | Magmatic hydrothermal | Skarn | Skarn Fe-Mo polymetallic | Fe, Mo | Ga, Ge | Fe, Mo, Ga, Ge | Zhang et al., 2015a; Zhang et al., 2015b |  | MK22-15 | MK22-15-1 | [5 empty] | ore material | polished section | grab | mineral separate | [5 empty] | mineralisation |  |  |  | magnetite, pyroxene, amphibole, andradite, sphalerite, pyrite, pyrrhotite, chalcopyrite, molybdenite | [6 empty] | chlorite, fluorite | carbon-coated sample surfaces | LA-ICPMS, SEM-EDS | Geo Las Pro 193 nm ArF excimer laser combined with an Agilent 7900 ICP-MS; New Wave Research (NWR) 213 nm laser ablation system connected to an Agilent 7700x ICP-MS; ASI RESOLution-LR-S155 excimer laser system coupled with the Agilent 7700x ICP-MS | SKLODG, IGCAS | Silicates: laser frequency 6 Hz, beam spot diameter 40 μm, 96-second single measurement durations; Magnetite: 30-second background measurement followed by 50-second ablation under helium carrier gas (0.8 L/min) mixed with argon (0.9 L/min) through a T-joint interface; Sulfides: argon (0.9 L/min) and helium (0.35 L/min) mixed in the ablation cell, laser frequency 6 Hz, beam spot 26 μm, 30-second background measurements followed by 60-second sample ablation | NIST SRM 610, NIST SRM 612, BCR-2G, GSE-1G, BHVO-2G, BC-28, GOR128-G, STDGL3, GSD-1G, natural pure pyrite (Py), MASS-1 | 0.31537 |  |  |  | 5.6236 | [5 empty] | 4.745 |  | 62.3704 |  | 29.5364 | [11 empty] | 49.2479 |  | 133.1531 |  | 2.6398 |  | 1067.6585 | [11 empty] | 20.3594 |  |  |  | 16.1824 | [7 empty] | 7.3391 | [7 empty] | 4.4751 | [7 empty] | 74.3374 |  |  |  | 0.12582 | [9 empty] | 8.0767 | [7 empty] | 10.5276 | [9 empty] | 0.36611 |  | 0.078042 | [7 empty] | 47.2802 |  | 6.5273 | [17 empty] | 12.8133 |  | 55.6358 |  | 1.044 |  |  |  | 66.4233 |  | 0.41705 |  |  | 2025 |  |  | CHN | Fujian
| Makeng Fe deposit |  | Magmatic hydrothermal | Skarn | Skarn Fe-Mo polymetallic | Fe, Mo | Ga, Ge | Fe, Mo, Ga, Ge | Zhang et al., 2015a; Zhang et al., 2015b |  | MK22-7 | MK22-7-1 | [5 empty] | ore material | polished section | grab | mineral separate | [5 empty] | mineralisation |  |  |  | magnetite, pyroxene, amphibole, andradite, sphalerite, pyrite, pyrrhotite, chalcopyrite, molybdenite | [6 empty] | chlorite, fluorite | carbon-coated sample surfaces | LA-ICPMS, SEM-EDS | Geo Las Pro 193 nm ArF excimer laser combined with an Agilent 7900 ICP-MS; New Wave Research (NWR) 213 nm laser ablation system connected to an Agilent 7700x ICP-MS; ASI RESOLution-LR-S155 excimer laser system coupled with the Agilent 7700x ICP-MS | SKLODG, IGCAS | Silicates: laser frequency 6 Hz, beam spot diameter 40 μm, 96-second single measurement durations; Magnetite: 30-second background measurement followed by 50-second ablation under helium carrier gas (0.8 L/min) mixed with argon (0.9 L/min) through a T-joint interface; Sulfides: argon (0.9 L/min) and helium (0.35 L/min) mixed in the ablation cell, laser frequency 6 Hz, beam spot 26 μm, 30-second background measurements followed by 60-second sample ablation | NIST SRM 610, NIST SRM 612, BCR-2G, GSE-1G, BHVO-2G, BC-28, GOR128-G, STDGL3, GSD-1G, natural pure pyrite (Py), MASS-1 | 0.055097 |  |  |  | 9.3707 | [5 empty] | 40.4982 |  | 6.8626 |  | 0.788 | [11 empty] | 9.548 |  | 53.8926 |  | 3.5189 |  | 3.4806 | [11 empty] | 12.9724 |  |  |  | 16.77 | [7 empty] | 13.5738 | [7 empty] | 6.7667 | [7 empty] | 73.1155 |  |  |  | 1.3749 | [9 empty] | 1.8272 | [7 empty] | 4.4288 | [9 empty] | 0.20791 |  | 0.011362 | [7 empty] | 138.6122 |  | 66.9565 | [17 empty] | 14.7473 |  | 26.0866 |  | 6.4652 |  |  |  | 129.6832 |  | 1.3529 |  |  | 2025 |  |  | CHN | Fujian
| Makeng Fe deposit |  | Magmatic hydrothermal | Skarn | Skarn Fe-Mo polymetallic | Fe, Mo | Ga, Ge | Fe, Mo, Ga, Ge | Zhang et al., 2015a; Zhang et al., 2015b |  | MK22-5 | MK22-5-1 | [5 empty] | ore material | polished section | grab | mineral separate | [5 empty] | mineralisation |  |  |  | magnetite, pyroxene, amphibole, andradite, sphalerite, pyrite, pyrrhotite, chalcopyrite, molybdenite | [6 empty] | chlorite, fluorite | carbon-coated sample surfaces | LA-ICPMS, SEM-EDS | Geo Las Pro 193 nm ArF excimer laser combined with an Agilent 7900 ICP-MS; New Wave Research (NWR) 213 nm laser ablation system connected to an Agilent 7700x ICP-MS; ASI RESOLution-LR-S155 excimer laser system coupled with the Agilent 7700x ICP-MS | SKLODG, IGCAS | Silicates: laser frequency 6 Hz, beam spot diameter 40 μm, 96-second single measurement durations; Magnetite: 30-second background measurement followed by 50-second ablation under helium carrier gas (0.8 L/min) mixed with argon (0.9 L/min) through a T-joint interface; Sulfides: argon (0.9 L/min) and helium (0.35 L/min) mixed in the ablation cell, laser frequency 6 Hz, beam spot 26 μm, 30-second background measurements followed by 60-second sample ablation | NIST SRM 610, NIST SRM 612, BCR-2G, GSE-1G, BHVO-2G, BC-28, GOR128-G, STDGL3, GSD-1G, natural pure pyrite (Py), MASS-1 | 0.26612 |  |  |  | 1.0694 | [5 empty] | 6.2311 |  | 7.1955 |  | 0.17624 | [11 empty] | 6.7003 |  | 115.1065 |  | 0.32724 |  | 10.0775 | [11 empty] | 20.8107 |  |  |  | 7.0861 | [7 empty] | 4.4898 | [7 empty] | 32.2568 | [7 empty] | 112.2311 |  |  |  | 13.7608 | [9 empty] | 1.3019 | [7 empty] | 1.6458 | [9 empty] | 0.19209 |  | 11.4886 | [7 empty] | 55.0635 |  | 38.5861 | [17 empty] | 187.1644 |  | 35.1771 |  | 32.2299 |  |  |  | 125.5158 |  | 61.8057 |  |  | 2025 |  |  | CHN | Fujian
| Makeng Fe deposit |  | Magmatic hydrothermal | Skarn | Skarn Fe-Mo polymetallic | Fe, Mo | Ga, Ge | Fe, Mo, Ga, Ge | Zhang et al., 2015a; Zhang et al., 2015b |  | MK22-17 | MK22-17-1 | [5 empty] | ore material | polished section | grab | mineral separate | [5 empty] | mineralisation |  |  |  | magnetite, pyroxene, amphibole, andradite, sphalerite, pyrite, pyrrhotite, chalcopyrite, molybdenite | [6 empty] | chlorite, fluorite | carbon-coated sample surfaces | LA-ICPMS, SEM-EDS | Geo Las Pro 193 nm ArF excimer laser combined with an Agilent 7900 ICP-MS; New Wave Research (NWR) 213 nm laser ablation system connected to an Agilent 7700x ICP-MS; ASI RESOLution-LR-S155 excimer laser system coupled with the Agilent 7700x ICP-MS | SKLODG, IGCAS | Silicates: laser frequency 6 Hz, beam spot diameter 40 μm, 96-second single measurement durations; Magnetite: 30-second background measurement followed by 50-second ablation under helium carrier gas (0.8 L/min) mixed with argon (0.9 L/min) through a T-joint interface; Sulfides: argon (0.9 L/min) and helium (0.35 L/min) mixed in the ablation cell, laser frequency 6 Hz, beam spot 26 μm, 30-second background measurements followed by 60-second sample ablation | NIST SRM 610, NIST SRM 612, BCR-2G, GSE-1G, BHVO-2G, BC-28, GOR128-G, STDGL3, GSD-1G, natural pure pyrite (Py), MASS-1 | 0.027157 |  |  |  | 5.6013 | [5 empty] | 3.5511 |  | 1.9087 |  | 2.7115 | [11 empty] | 11.7981 |  | 58.3992 |  | 1.6067 |  | 3.5185 | [11 empty] | 7.4175 |  |  |  | 8.9355 | [7 empty] | 8.4394 | [7 empty] | 2.2687 | [7 empty] | 19.1104 |  |  |  | 1.1241 | [9 empty] | 1.7798 | [7 empty] | 31.3355 | [9 empty] | 0.19643 |  | 0.87312 | [7 empty] | 102.7868 |  | 122.4218 | [17 empty] | 10.6493 |  | 112.945 |  | 15.4211 |  |  |  | 882.6452 |  | 1.8797 |  |  | 2025 |  |  | CHN | Fujian
| Makeng Fe deposit |  | Magmatic hydrothermal | Skarn | Skarn Fe-Mo polymetallic | Fe, Mo | Ga, Ge | Fe, Mo, Ga, Ge | Zhang et al., 2015a; Zhang et al., 2015b |  | MK-SYS-16 | MK-SYS-16-1 | [5 empty] | ore material | polished section | grab | mineral separate | [5 empty] | mineralisation |  |  |  | magnetite, pyroxene, amphibole, andradite, sphalerite, pyrite, pyrrhotite, chalcopyrite, molybdenite | [6 empty] | chlorite, fluorite | carbon-coated sample surfaces | LA-ICPMS, SEM-EDS | Geo Las Pro 193 nm ArF excimer laser combined with an Agilent 7900 ICP-MS; New Wave Research (NWR) 213 nm laser ablation system connected to an Agilent 7700x ICP-MS; ASI RESOLution-LR-S155 excimer laser system coupled with the Agilent 7700x ICP-MS | SKLODG, IGCAS | Silicates: laser frequency 6 Hz, beam spot diameter 40 μm, 96-second single measurement durations; Magnetite: 30-second background measurement followed by 50-second ablation under helium carrier gas (0.8 L/min) mixed with argon (0.9 L/min) through a T-joint interface; Sulfides: argon (0.9 L/min) and helium (0.35 L/min) mixed in the ablation cell, laser frequency 6 Hz, beam spot 26 μm, 30-second background measurements followed by 60-second sample ablation | NIST SRM 610, NIST SRM 612, BCR-2G, GSE-1G, BHVO-2G, BC-28, GOR128-G, STDGL3, GSD-1G, natural pure pyrite (Py), MASS-1 | 0.54595 |  |  |  | 1.6484 | [5 empty] | 714.5666 |  | 3.2388 |  | 0.96841 | [11 empty] | 12.2469 |  | 124.4238 |  | 5.5308 |  | 18.6207 | [11 empty] | 22.2624 |  |  |  | 1.2111 | [7 empty] | 0.10574 | [7 empty] | 35.6588 | [7 empty] | 2035.2772 |  |  |  | 26.1481 | [9 empty] | 13.6057 | [7 empty] | 427.5459 | [9 empty] | 0.22969 |  | 13.59 | [7 empty] | 2.2088 |  | 146.0355 | [17 empty] | 75.3434 |  | 9.265 |  | 31.2818 |  |  |  | 19.4189 |  | 292.5705 |  |  | 2025 |  |  | CHN | Fujian
| Makeng Fe deposit |  | Magmatic hydrothermal | Skarn | Skarn Fe-Mo polymetallic | Fe, Mo | Ga, Ge | Fe, Mo, Ga, Ge | Zhang et al., 2015a; Zhang et al., 2015b |  | MK-SYS-12 | MK-SYS-12-1 | [5 empty] | ore material | polished section | grab | mineral separate | [5 empty] | mineralisation |  |  |  | magnetite, pyroxene, amphibole, andradite, sphalerite, pyrite, pyrrhotite, chalcopyrite, molybdenite | [6 empty] | chlorite, fluorite | carbon-coated sample surfaces | LA-ICPMS, SEM-EDS | Geo Las Pro 193 nm ArF excimer laser combined with an Agilent 7900 ICP-MS; New Wave Research (NWR) 213 nm laser ablation system connected to an Agilent 7700x ICP-MS; ASI RESOLution-LR-S155 excimer laser system coupled with the Agilent 7700x ICP-MS | SKLODG, IGCAS | Silicates: laser frequency 6 Hz, beam spot diameter 40 μm, 96-second single measurement durations; Magnetite: 30-second background measurement followed by 50-second ablation under helium carrier gas (0.8 L/min) mixed with argon (0.9 L/min) through a T-joint interface; Sulfides: argon (0.9 L/min) and helium (0.35 L/min) mixed in the ablation cell, laser frequency 6 Hz, beam spot 26 μm, 30-second background measurements followed by 60-second sample ablation | NIST SRM 610, NIST SRM 612, BCR-2G, GSE-1G, BHVO-2G, BC-28, GOR128-G, STDGL3, GSD-1G, natural pure pyrite (Py), MASS-1 | 0.041962 |  |  |  | 0.57799 | [5 empty] | 4.2279 |  | 4.6601 |  | 1.3575 | [11 empty] | 16.8106 |  | 41.7216 |  | 0.19481 |  | 4.3466 | [11 empty] | 24.161 |  |  |  | 30.5952 | [7 empty] | 2.8805 | [7 empty] | 3.9948 | [7 empty] | 9.249 |  |  |  | 0.51861 | [9 empty] | 4.1918 | [7 empty] | 2.5587 | [9 empty] | 0.16346 | [9 empty] | 34.6455 |  | 1.9216 | [17 empty] | 8.7077 |  | 0.74923 |  | 3.6651 |  |  |  | 108.0979 |  | 1.0234 |  |  | 2025 |  |  | CHN | Fujian
| Makeng Fe deposit |  | Magmatic hydrothermal | Skarn | Skarn Fe-Mo polymetallic | Fe, Mo | Ga, Ge | Fe, Mo, Ga, Ge | Zhang et al., 2015a; Zhang et al., 2015b |  | Adr-MK22-17-1-1 | Adr-MK22-17-1-1 | [5 empty] | ore material | polished section | grab | mineral separate | [5 empty] | mineralisation |  |  |  | magnetite, pyroxene, amphibole, andradite, sphalerite, pyrite, pyrrhotite, chalcopyrite, molybdenite | [6 empty] | chlorite, fluorite | carbon-coated sample surfaces | LA-ICPMS, SEM-EDS | Geo Las Pro 193 nm ArF excimer laser combined with an Agilent 7900 ICP-MS; New Wave Research (NWR) 213 nm laser ablation system connected to an Agilent 7700x ICP-MS; ASI RESOLution-LR-S155 excimer laser system coupled with the Agilent 7700x ICP-MS | SKLODG, IGCAS | Silicates: laser frequency 6 Hz, beam spot diameter 40 μm, 96-second single measurement durations; Magnetite: 30-second background measurement followed by 50-second ablation under helium carrier gas (0.8 L/min) mixed with argon (0.9 L/min) through a T-joint interface; Sulfides: argon (0.9 L/min) and helium (0.35 L/min) mixed in the ablation cell, laser frequency 6 Hz, beam spot 26 μm, 30-second background measurements followed by 60-second sample ablation | NIST SRM 610, NIST SRM 612, BCR-2G, GSE-1G, BHVO-2G, BC-28, GOR128-G, STDGL3, GSD-1G, natural pure pyrite (Py), MASS-1 |  |  | 2886.3907 |  | 5.3588 |  | 0.036208 | [7 empty] | 0.86131 |  |  |  | 353718.0914 |  |  |  | 36.2704 |  |  |  | 2.8347 |  | 9.1617 |  |  |  | 0.63167 | [5 empty] | 0.60655 |  |  |  | 143833.893 |  | 17.4663 |  |  |  | 179.56 | [7 empty] | 3.5163 |  |  |  | 27.1387 | [7 empty] | 5031.5472 |  | 21868.363 |  | 6.5848 |  | 170.9257 |  | 3.5822 |  | 10.8817 |  | 1.8586 |  |  |  | 24.8684 | [19 empty] | 0.77485 |  | 1.5613 |  |  |  | 126565.3306 |  |  |  | 120.2739 | [11 empty] | 22.5676 |  | 0.004806 | [5 empty] | 6.6445 |  | 371.3802 | [5 empty] | 279.3366 |  | 11.5717 |  |  | 2025 |  |  | CHN | Fujian
| Makeng Fe deposit |  | Magmatic hydrothermal | Skarn | Skarn Fe-Mo polymetallic | Fe, Mo | Ga, Ge | Fe, Mo, Ga, Ge | Zhang et al., 2015a; Zhang et al., 2015b |  | Adr-MK22-17-2-1 | Adr-MK22-17-2-1 | [5 empty] | ore material | polished section | grab | mineral separate | [5 empty] | mineralisation |  |  |  | magnetite, pyroxene, amphibole, andradite, sphalerite, pyrite, pyrrhotite, chalcopyrite, molybdenite | [6 empty] | chlorite, fluorite | carbon-coated sample surfaces | LA-ICPMS, SEM-EDS | Geo Las Pro 193 nm ArF excimer laser combined with an Agilent 7900 ICP-MS; New Wave Research (NWR) 213 nm laser ablation system connected to an Agilent 7700x ICP-MS; ASI RESOLution-LR-S155 excimer laser system coupled with the Agilent 7700x ICP-MS | SKLODG, IGCAS | Silicates: laser frequency 6 Hz, beam spot diameter 40 μm, 96-second single measurement durations; Magnetite: 30-second background measurement followed by 50-second ablation under helium carrier gas (0.8 L/min) mixed with argon (0.9 L/min) through a T-joint interface; Sulfides: argon (0.9 L/min) and helium (0.35 L/min) mixed in the ablation cell, laser frequency 6 Hz, beam spot 26 μm, 30-second background measurements followed by 60-second sample ablation | NIST SRM 610, NIST SRM 612, BCR-2G, GSE-1G, BHVO-2G, BC-28, GOR128-G, STDGL3, GSD-1G, natural pure pyrite (Py), MASS-1 |  |  | 1857.2108 |  | 11.5399 | [9 empty] | 0.19058 |  |  |  | 345940.2626 |  |  |  | 17.6014 |  |  |  | 3.6642 |  | 2.5702 |  |  |  | 0.096379 | [5 empty] | 0.28617 |  |  |  | 145596.0552 |  | 7.2138 |  |  |  | 73.4987 | [7 empty] | 1.7841 |  |  |  | 5.2838 | [7 empty] | 6613.6449 |  | 20853.4879 |  | 12.7801 |  | 91.2618 |  | 0.233 |  | 4.7337 |  | 1.6474 |  |  |  | 22.5 | [19 empty] | 0.10434 |  | 0.73581 |  |  |  | 130955.215 |  |  |  | 125.294 | [11 empty] | 8.8657 | [7 empty] | 6.1299 |  | 720.5159 | [5 empty] | 218.7123 |  | 1.6525 |  |  | 2025 |  |  | CHN | Fujian
| Makeng Fe deposit |  | Magmatic hydrothermal | Skarn | Skarn Fe-Mo polymetallic | Fe, Mo | Ga, Ge | Fe, Mo, Ga, Ge | Zhang et al., 2015a; Zhang et al., 2015b |  | Adr-MK22-17-3-1 | Adr-MK22-17-3-1 | [5 empty] | ore material | polished section | grab | mineral separate | [5 empty] | mineralisation |  |  |  | magnetite, pyroxene, amphibole, andradite, sphalerite, pyrite, pyrrhotite, chalcopyrite, molybdenite | [6 empty] | chlorite, fluorite | carbon-coated sample surfaces | LA-ICPMS, SEM-EDS | Geo Las Pro 193 nm ArF excimer laser combined with an Agilent 7900 ICP-MS; New Wave Research (NWR) 213 nm laser ablation system connected to an Agilent 7700x ICP-MS; ASI RESOLution-LR-S155 excimer laser system coupled with the Agilent 7700x ICP-MS | SKLODG, IGCAS | Silicates: laser frequency 6 Hz, beam spot diameter 40 μm, 96-second single measurement durations; Magnetite: 30-second background measurement followed by 50-second ablation under helium carrier gas (0.8 L/min) mixed with argon (0.9 L/min) through a T-joint interface; Sulfides: argon (0.9 L/min) and helium (0.35 L/min) mixed in the ablation cell, laser frequency 6 Hz, beam spot 26 μm, 30-second background measurements followed by 60-second sample ablation | NIST SRM 610, NIST SRM 612, BCR-2G, GSE-1G, BHVO-2G, BC-28, GOR128-G, STDGL3, GSD-1G, natural pure pyrite (Py), MASS-1 |  |  | 2493.7846 |  | 6.3755 |  | 0.006967 | [7 empty] | 0.1685 |  |  |  | 233918.8448 |  | 0.18952 |  | 6.0534 |  |  |  | 4.531 |  | 15.4613 |  |  |  | 0.14229 | [5 empty] | 0.052029 |  |  |  | 226896.8051 |  | 11.5347 |  |  |  | 127.1097 | [7 empty] | 13.5321 |  |  |  | 7.0533 | [7 empty] | 4163.3842 |  | 24098.5864 |  | 26.446 |  | 20.3967 |  | 0.053414 |  | 1.3827 |  | 2.4377 |  |  |  | 20.9638 | [21 empty] | 1.3157 |  |  |  | 153084.6395 |  |  |  | 250.7192 | [11 empty] | 47.3324 |  | 0.016332 | [5 empty] | 12.6772 |  | 574.3729 | [5 empty] | 562.7328 |  | 0.41317 |  |  | 2025 |  |  | CHN | Fujian
| Makeng Fe deposit |  | Magmatic hydrothermal | Skarn | Skarn Fe-Mo polymetallic | Fe, Mo | Ga, Ge | Fe, Mo, Ga, Ge | Zhang et al., 2015a; Zhang et al., 2015b |  | Adr-MK22-7-6-8-1 | Adr-MK22-7-6-8-1 | [5 empty] | ore material | polished section | grab | mineral separate | [5 empty] | mineralisation |  |  |  | magnetite, pyroxene, amphibole, andradite, sphalerite, pyrite, pyrrhotite, chalcopyrite, molybdenite | [6 empty] | chlorite, fluorite | carbon-coated sample surfaces | LA-ICPMS, SEM-EDS | Geo Las Pro 193 nm ArF excimer laser combined with an Agilent 7900 ICP-MS; New Wave Research (NWR) 213 nm laser ablation system connected to an Agilent 7700x ICP-MS; ASI RESOLution-LR-S155 excimer laser system coupled with the Agilent 7700x ICP-MS | SKLODG, IGCAS | Silicates: laser frequency 6 Hz, beam spot diameter 40 μm, 96-second single measurement durations; Magnetite: 30-second background measurement followed by 50-second ablation under helium carrier gas (0.8 L/min) mixed with argon (0.9 L/min) through a T-joint interface; Sulfides: argon (0.9 L/min) and helium (0.35 L/min) mixed in the ablation cell, laser frequency 6 Hz, beam spot 26 μm, 30-second background measurements followed by 60-second sample ablation | NIST SRM 610, NIST SRM 612, BCR-2G, GSE-1G, BHVO-2G, BC-28, GOR128-G, STDGL3, GSD-1G, natural pure pyrite (Py), MASS-1 |  |  | 5934.5772 |  | 2.0663 |  | 0 | [7 empty] | 5.5404 |  |  |  | 401134.5645 |  |  |  | 88.4227 |  |  |  | 2.0447 |  | 1.3839 |  |  |  | 0.12264 | [5 empty] | 3.3673 |  |  |  | 180143.0173 |  | 23.9304 |  |  |  | 6.5625 | [7 empty] | 111.6205 |  |  |  | 54.2933 | [7 empty] | 9900.6683 |  | 32403.0307 |  | 0.51163 |  | 42.5718 |  | 0.70917 |  | 20.6648 |  | 1.1922 |  |  |  | 15.6824 | [19 empty] | 0.022656 |  | 0.47817 |  |  |  | 58977.6613 |  |  |  | 3162.1966 | [11 empty] | 38.4002 |  | 0.022235 | [5 empty] | 24.1696 |  | 8.9084 | [5 empty] | 106.6119 |  | 4.2967 |  |  | 2025 |  |  | CHN | Fujian
| Makeng Fe deposit |  | Magmatic hydrothermal | Skarn | Skarn Fe-Mo polymetallic | Fe, Mo | Ga, Ge | Fe, Mo, Ga, Ge | Zhang et al., 2015a; Zhang et al., 2015b |  | Adr-MK22-7-6-9-1 | Adr-MK22-7-6-9-1 | [5 empty] | ore material | polished section | grab | mineral separate | [5 empty] | mineralisation |  |  |  | magnetite, pyroxene, amphibole, andradite, sphalerite, pyrite, pyrrhotite, chalcopyrite, molybdenite | [6 empty] | chlorite, fluorite | carbon-coated sample surfaces | LA-ICPMS, SEM-EDS | Geo Las Pro 193 nm ArF excimer laser combined with an Agilent 7900 ICP-MS; New Wave Research (NWR) 213 nm laser ablation system connected to an Agilent 7700x ICP-MS; ASI RESOLution-LR-S155 excimer laser system coupled with the Agilent 7700x ICP-MS | SKLODG, IGCAS | Silicates: laser frequency 6 Hz, beam spot diameter 40 μm, 96-second single measurement durations; Magnetite: 30-second background measurement followed by 50-second ablation under helium carrier gas (0.8 L/min) mixed with argon (0.9 L/min) through a T-joint interface; Sulfides: argon (0.9 L/min) and helium (0.35 L/min) mixed in the ablation cell, laser frequency 6 Hz, beam spot 26 μm, 30-second background measurements followed by 60-second sample ablation | NIST SRM 610, NIST SRM 612, BCR-2G, GSE-1G, BHVO-2G, BC-28, GOR128-G, STDGL3, GSD-1G, natural pure pyrite (Py), MASS-1 |  |  | 2911.2923 |  | 1.3128 |  | 0 | [7 empty] | 0.049076 |  |  |  | 227038.9416 |  | 0.053921 |  | 47.2112 |  |  |  | 1.0019 |  | 1.4507 |  |  |  | 0.53621 | [5 empty] | 1.5003 |  |  |  | 102613.3882 |  | 11.7817 |  |  |  | 4.2098 | [7 empty] | 45.7594 |  |  |  | 56.0871 | [7 empty] | 3911.0179 |  | 17636.6679 |  | 0.5702 |  | 40.9325 |  | 0.29435 |  | 8.403 |  | 0.37194 |  |  |  | 27.1285 | [21 empty] | 1.2833 |  |  |  | 238747.4433 |  |  |  | 523.5212 | [11 empty] | 10.9284 |  | 0.045811 | [5 empty] | 7.2233 |  | 5.9452 | [5 empty] | 24.6461 |  | 3.3798 |  |  | 2025 |  |  | CHN | Fujian
| Makeng Fe deposit |  | Magmatic hydrothermal | Skarn | Skarn Fe-Mo polymetallic | Fe, Mo | Ga, Ge | Fe, Mo, Ga, Ge | Zhang et al., 2015a; Zhang et al., 2015b |  | Adr-MKSYS-14-1-1 | Adr-MKSYS-14-1-1 | [5 empty] | ore material | polished section | grab | mineral separate | [5 empty] | mineralisation |  |  |  | magnetite, pyroxene, amphibole, andradite, sphalerite, pyrite, pyrrhotite, chalcopyrite, molybdenite | [6 empty] | chlorite, fluorite | carbon-coated sample surfaces | LA-ICPMS, SEM-EDS | Geo Las Pro 193 nm ArF excimer laser combined with an Agilent 7900 ICP-MS; New Wave Research (NWR) 213 nm laser ablation system connected to an Agilent 7700x ICP-MS; ASI RESOLution-LR-S155 excimer laser system coupled with the Agilent 7700x ICP-MS | SKLODG, IGCAS | Silicates: laser frequency 6 Hz, beam spot diameter 40 μm, 96-second single measurement durations; Magnetite: 30-second background measurement followed by 50-second ablation under helium carrier gas (0.8 L/min) mixed with argon (0.9 L/min) through a T-joint interface; Sulfides: argon (0.9 L/min) and helium (0.35 L/min) mixed in the ablation cell, laser frequency 6 Hz, beam spot 26 μm, 30-second background measurements followed by 60-second sample ablation | NIST SRM 610, NIST SRM 612, BCR-2G, GSE-1G, BHVO-2G, BC-28, GOR128-G, STDGL3, GSD-1G, natural pure pyrite (Py), MASS-1 |  |  | 3248.2792 |  | 22.4636 |  | 0.022938 | [7 empty] | 0.10692 |  |  |  | 237945.8625 |  | 0 |  | 34.8473 |  |  |  | 0.50744 |  | 2.6315 |  |  |  | 0.42657 | [5 empty] | 0.38902 |  |  |  | 186281.1284 |  | 7.9453 |  |  |  | 15.1935 | [7 empty] | 25.2437 |  |  |  | 0 | [7 empty] | 1423.0394 |  | 10536.3516 |  | 1.802 |  | 3.5909 |  | 0.16392 |  | 4.0169 |  | 0.71862 |  |  |  | 9.9725 | [21 empty] | 3.2255 |  |  |  | 185906.1491 |  |  |  | 359.8618 | [11 empty] | 55.8299 |  | 0 | [5 empty] | 19.0311 |  | 81.5867 | [5 empty] | 6.2345 |  | 0.88245 |  |  | 2025 |  |  | CHN | Fujian
| Makeng Fe deposit |  | Magmatic hydrothermal | Skarn | Skarn Fe-Mo polymetallic | Fe, Mo | Ga, Ge | Fe, Mo, Ga, Ge | Zhang et al., 2015a; Zhang et al., 2015b |  | Adr-MKSYS-14-2-1 | Adr-MKSYS-14-2-1 | [5 empty] | ore material | polished section | grab | mineral separate | [5 empty] | mineralisation |  |  |  | magnetite, pyroxene, amphibole, andradite, sphalerite, pyrite, pyrrhotite, chalcopyrite, molybdenite | [6 empty] | chlorite, fluorite | carbon-coated sample surfaces | LA-ICPMS, SEM-EDS | Geo Las Pro 193 nm ArF excimer laser combined with an Agilent 7900 ICP-MS; New Wave Research (NWR) 213 nm laser ablation system connected to an Agilent 7700x ICP-MS; ASI RESOLution-LR-S155 excimer laser system coupled with the Agilent 7700x ICP-MS | SKLODG, IGCAS | Silicates: laser frequency 6 Hz, beam spot diameter 40 μm, 96-second single measurement durations; Magnetite: 30-second background measurement followed by 50-second ablation under helium carrier gas (0.8 L/min) mixed with argon (0.9 L/min) through a T-joint interface; Sulfides: argon (0.9 L/min) and helium (0.35 L/min) mixed in the ablation cell, laser frequency 6 Hz, beam spot 26 μm, 30-second background measurements followed by 60-second sample ablation | NIST SRM 610, NIST SRM 612, BCR-2G, GSE-1G, BHVO-2G, BC-28, GOR128-G, STDGL3, GSD-1G, natural pure pyrite (Py), MASS-1 |  |  | 3404.5268 |  | 21.1218 | [9 empty] | 0.094756 |  |  |  | 222126.5337 |  | 0 |  | 70.2706 |  |  |  | 0.68136 |  | 27.9102 |  |  |  | 0.11576 | [5 empty] | 0.71309 |  |  |  | 175917.1708 |  | 7.9478 |  |  |  | 7.9032 | [7 empty] | 30.5838 |  |  |  | 14.3558 | [7 empty] | 1442.9543 |  | 10823.9859 |  | 28.4828 |  | 14.7738 |  | 2.7386 |  | 10.254 |  | 0.88655 |  |  |  | 49.3238 | [19 empty] | 0.14641 |  | 3.6207 |  |  |  | 201717.8376 |  |  |  | 657.4874 | [11 empty] | 82.0042 |  | 0.012942 | [5 empty] | 14.7925 |  | 575.5748 | [5 empty] | 7.8042 |  | 18.1105 |  |  | 2025 |  |  | CHN | Fujian
| Makeng Fe deposit |  | Magmatic hydrothermal | Skarn | Skarn Fe-Mo polymetallic | Fe, Mo | Ga, Ge | Fe, Mo, Ga, Ge | Zhang et al., 2015a; Zhang et al., 2015b |  | Adr-MKSYS-8-1-3-1-1 | Adr-MKSYS-8-1-3-1-1 | [5 empty] | ore material | polished section | grab | mineral separate | [5 empty] | mineralisation |  |  |  | magnetite, pyroxene, amphibole, andradite, sphalerite, pyrite, pyrrhotite, chalcopyrite, molybdenite | [6 empty] | chlorite, fluorite | carbon-coated sample surfaces | LA-ICPMS, SEM-EDS | Geo Las Pro 193 nm ArF excimer laser combined with an Agilent 7900 ICP-MS; New Wave Research (NWR) 213 nm laser ablation system connected to an Agilent 7700x ICP-MS; ASI RESOLution-LR-S155 excimer laser system coupled with the Agilent 7700x ICP-MS | SKLODG, IGCAS | Silicates: laser frequency 6 Hz, beam spot diameter 40 μm, 96-second single measurement durations; Magnetite: 30-second background measurement followed by 50-second ablation under helium carrier gas (0.8 L/min) mixed with argon (0.9 L/min) through a T-joint interface; Sulfides: argon (0.9 L/min) and helium (0.35 L/min) mixed in the ablation cell, laser frequency 6 Hz, beam spot 26 μm, 30-second background measurements followed by 60-second sample ablation | NIST SRM 610, NIST SRM 612, BCR-2G, GSE-1G, BHVO-2G, BC-28, GOR128-G, STDGL3, GSD-1G, natural pure pyrite (Py), MASS-1 |  |  | 2540.317 |  | 0.087887 |  | 0.002702 | [7 empty] | 0.040602 |  |  |  | 147648.9629 |  | 0 |  | 2.4404 |  |  |  | 21.5763 |  | 0.76061 |  |  |  | 0.15124 | [5 empty] | 0.32828 |  |  |  | 158265.2428 |  | 6.1551 |  |  |  | 50.0295 | [7 empty] | 11.089 |  |  |  | 28.7359 | [7 empty] | 15533.4431 |  | 21151.6312 |  | 0.16563 |  | 3394.7039 |  | 0.014054 |  | 3.6616 |  | 5.6285 |  |  |  | 0 | [19 empty] | 0.049915 |  | 3.693 |  |  |  | 243568.0245 |  |  |  | 14.5444 | [11 empty] | 0.64937 |  | 0.021547 | [5 empty] | 0.43031 |  | 0.026138 | [5 empty] | 254.5356 |  | 6.1803 |  |  | 2025 |  |  | CHN | Fujian
| Makeng Fe deposit |  | Magmatic hydrothermal | Skarn | Skarn Fe-Mo polymetallic | Fe, Mo | Ga, Ge | Fe, Mo, Ga, Ge | Zhang et al., 2015a; Zhang et al., 2015b |  | Adr-MKSYS-8-1-3-1 | Adr-MKSYS-8-1-3-1 | [5 empty] | ore material | polished section | grab | mineral separate | [5 empty] | mineralisation |  |  |  | magnetite, pyroxene, amphibole, andradite, sphalerite, pyrite, pyrrhotite, chalcopyrite, molybdenite | [6 empty] | chlorite, fluorite | carbon-coated sample surfaces | LA-ICPMS, SEM-EDS | Geo Las Pro 193 nm ArF excimer laser combined with an Agilent 7900 ICP-MS; New Wave Research (NWR) 213 nm laser ablation system connected to an Agilent 7700x ICP-MS; ASI RESOLution-LR-S155 excimer laser system coupled with the Agilent 7700x ICP-MS | SKLODG, IGCAS | Silicates: laser frequency 6 Hz, beam spot diameter 40 μm, 96-second single measurement durations; Magnetite: 30-second background measurement followed by 50-second ablation under helium carrier gas (0.8 L/min) mixed with argon (0.9 L/min) through a T-joint interface; Sulfides: argon (0.9 L/min) and helium (0.35 L/min) mixed in the ablation cell, laser frequency 6 Hz, beam spot 26 μm, 30-second background measurements followed by 60-second sample ablation | NIST SRM 610, NIST SRM 612, BCR-2G, GSE-1G, BHVO-2G, BC-28, GOR128-G, STDGL3, GSD-1G, natural pure pyrite (Py), MASS-1 |  |  | 4503.9397 |  | 0.010065 |  | 0.029418 | [7 empty] | 0.041768 |  |  |  | 144341.6526 |  | 0.26162 |  | 2.1314 |  |  |  | 27.4888 |  | 0 | [9 empty] | 0.2782 |  |  |  | 152034.1539 |  | 10.8714 |  |  |  | 47.4454 | [7 empty] | 13.8249 |  |  |  | 21.9919 | [7 empty] | 22371.5948 |  | 22098.8894 |  | 0.14549 |  | 3259.666 |  | 0.086149 |  | 2.7381 |  | 8.6365 |  |  |  | 8.0132 | [19 empty] | 0.10884 |  | 3.4492 |  |  |  | 242020.4146 |  |  |  | 26.4682 | [11 empty] | 3.5619 | [7 empty] | 1.0522 |  | 0.019413 | [5 empty] | 281.35 |  | 7.5469 |  |  | 2025 |  |  | CHN | Fujian
| Makeng Fe deposit |  | Magmatic hydrothermal | Skarn | Skarn Fe-Mo polymetallic | Fe, Mo | Ga, Ge | Fe, Mo, Ga, Ge | Zhang et al., 2015a; Zhang et al., 2015b |  | Adr-MKSYS-4-1-1 | Adr-MKSYS-4-1-1 | [5 empty] | ore material | polished section | grab | mineral separate | [5 empty] | mineralisation |  |  |  | magnetite, pyroxene, amphibole, andradite, sphalerite, pyrite, pyrrhotite, chalcopyrite, molybdenite | [6 empty] | chlorite, fluorite | carbon-coated sample surfaces | LA-ICPMS, SEM-EDS | Geo Las Pro 193 nm ArF excimer laser combined with an Agilent 7900 ICP-MS; New Wave Research (NWR) 213 nm laser ablation system connected to an Agilent 7700x ICP-MS; ASI RESOLution-LR-S155 excimer laser system coupled with the Agilent 7700x ICP-MS | SKLODG, IGCAS | Silicates: laser frequency 6 Hz, beam spot diameter 40 μm, 96-second single measurement durations; Magnetite: 30-second background measurement followed by 50-second ablation under helium carrier gas (0.8 L/min) mixed with argon (0.9 L/min) through a T-joint interface; Sulfides: argon (0.9 L/min) and helium (0.35 L/min) mixed in the ablation cell, laser frequency 6 Hz, beam spot 26 μm, 30-second background measurements followed by 60-second sample ablation | NIST SRM 610, NIST SRM 612, BCR-2G, GSE-1G, BHVO-2G, BC-28, GOR128-G, STDGL3, GSD-1G, natural pure pyrite (Py), MASS-1 |  |  | 19461.4884 |  | 0.39801 |  | 0 | [7 empty] | 0.070002 |  |  |  | 209470.6077 |  | 0.18756 |  | 77.3152 |  |  |  | 1.934 |  | 6.1792 | [9 empty] | 15.6656 |  |  |  | 191705.4759 |  | 15.2624 |  |  |  | 131.3397 | [7 empty] | 107.7899 |  |  |  | 3.1805 | [7 empty] | 1058.1856 |  | 24747.6408 |  | 1.126 |  | 33.4721 |  | 7.0587 |  | 50.1571 |  | 1.0172 |  |  |  | 0 | [21 empty] | 2.1839 |  |  |  | 176028.0544 |  |  |  | 4132.7385 | [11 empty] | 22.8653 |  | 0.011503 | [5 empty] | 12.2696 |  | 2.5084 | [5 empty] | 14.1563 |  | 2.3597 |  |  | 2025 |  |  | CHN | Fujian
| Makeng Fe deposit |  | Magmatic hydrothermal | Skarn | Skarn Fe-Mo polymetallic | Fe, Mo | Ga, Ge | Fe, Mo, Ga, Ge | Zhang et al., 2015a; Zhang et al., 2015b |  | Adr-MKSYS-4-2-1 | Adr-MKSYS-4-2-1 | [5 empty] | ore material | polished section | grab | mineral separate | [5 empty] | mineralisation |  |  |  | magnetite, pyroxene, amphibole, andradite, sphalerite, pyrite, pyrrhotite, chalcopyrite, molybdenite | [6 empty] | chlorite, fluorite | carbon-coated sample surfaces | LA-ICPMS, SEM-EDS | Geo Las Pro 193 nm ArF excimer laser combined with an Agilent 7900 ICP-MS; New Wave Research (NWR) 213 nm laser ablation system connected to an Agilent 7700x ICP-MS; ASI RESOLution-LR-S155 excimer laser system coupled with the Agilent 7700x ICP-MS | SKLODG, IGCAS | Silicates: laser frequency 6 Hz, beam spot diameter 40 μm, 96-second single measurement durations; Magnetite: 30-second background measurement followed by 50-second ablation under helium carrier gas (0.8 L/min) mixed with argon (0.9 L/min) through a T-joint interface; Sulfides: argon (0.9 L/min) and helium (0.35 L/min) mixed in the ablation cell, laser frequency 6 Hz, beam spot 26 μm, 30-second background measurements followed by 60-second sample ablation | NIST SRM 610, NIST SRM 612, BCR-2G, GSE-1G, BHVO-2G, BC-28, GOR128-G, STDGL3, GSD-1G, natural pure pyrite (Py), MASS-1 |  |  | 1624.7392 |  | 0.86531 |  | 0.015819 | [7 empty] | 0.088264 |  |  |  | 232338.3748 |  | 0.21888 |  | 77.4656 |  |  |  | 0.55982 |  | 3.2832 |  |  |  | 0.24595 | [5 empty] | 10.9128 |  |  |  | 198160.4453 |  | 1.6884 |  |  |  | 49.6154 | [7 empty] | 127.4624 |  |  |  | 88.8936 | [7 empty] | 854.0227 |  | 11549.1712 |  | 3.8275 |  | 36.5319 |  | 0.55967 |  | 40.3404 |  | 1.2061 |  |  |  | 10.1355 | [21 empty] | 2.1837 |  |  |  | 182015.1554 |  |  |  | 2549.2862 | [11 empty] | 11.3559 |  | 0 | [5 empty] | 7.7306 |  | 38.3834 | [5 empty] | 9.1358 |  | 0.62497 |  |  | 2025 |  |  | CHN | Fujian
| Makeng Fe deposit |  | Magmatic hydrothermal | Skarn | Skarn Fe-Mo polymetallic | Fe, Mo | Ga, Ge | Fe, Mo, Ga, Ge | Zhang et al., 2015a; Zhang et al., 2015b |  | Adr-MKSYS-8-4-1 | Adr-MKSYS-8-4-1 | [5 empty] | ore material | polished section | grab | mineral separate | [5 empty] | mineralisation |  |  |  | magnetite, pyroxene, amphibole, andradite, sphalerite, pyrite, pyrrhotite, chalcopyrite, molybdenite | [6 empty] | chlorite, fluorite | carbon-coated sample surfaces | LA-ICPMS, SEM-EDS | Geo Las Pro 193 nm ArF excimer laser combined with an Agilent 7900 ICP-MS; New Wave Research (NWR) 213 nm laser ablation system connected to an Agilent 7700x ICP-MS; ASI RESOLution-LR-S155 excimer laser system coupled with the Agilent 7700x ICP-MS | SKLODG, IGCAS | Silicates: laser frequency 6 Hz, beam spot diameter 40 μm, 96-second single measurement durations; Magnetite: 30-second background measurement followed by 50-second ablation under helium carrier gas (0.8 L/min) mixed with argon (0.9 L/min) through a T-joint interface; Sulfides: argon (0.9 L/min) and helium (0.35 L/min) mixed in the ablation cell, laser frequency 6 Hz, beam spot 26 μm, 30-second background measurements followed by 60-second sample ablation | NIST SRM 610, NIST SRM 612, BCR-2G, GSE-1G, BHVO-2G, BC-28, GOR128-G, STDGL3, GSD-1G, natural pure pyrite (Py), MASS-1 |  |  | 46314.5713 |  | 0.34425 |  | 0.021895 | [7 empty] | 0.004947 |  |  |  | 229159.169 |  |  |  | 1.8982 |  |  |  | 0.31213 |  | 7.9367 |  |  |  | 0.21757 | [5 empty] | 0.79491 |  |  |  | 138239.4157 |  | 19.8263 |  |  |  | 6.7325 | [7 empty] | 4.5253 |  |  |  | 54.9203 | [7 empty] | 319.2372 |  | 9897.3512 |  | 0.06902 |  | 12.2275 |  | 3.6531 |  | 10.3825 |  | 1.3887 |  |  |  | 0 | [21 empty] | 4.7388 |  |  |  | 184332.3094 |  |  |  | 95.76 | [11 empty] | 618.2835 |  | 0.021714 | [5 empty] | 17.7668 |  | 5.9655 | [5 empty] | 2.5095 |  | 17.5778 |  |  | 2025 |  |  | CHN | Fujian
| Makeng Fe deposit |  | Magmatic hydrothermal | Skarn | Skarn Fe-Mo polymetallic | Fe, Mo | Ga, Ge | Fe, Mo, Ga, Ge | Zhang et al., 2015a; Zhang et al., 2015b |  | Px-MK22-15-3-3-1 | Px-MK22-15-3-3-1 | [5 empty] | ore material | polished section | grab | mineral separate | [5 empty] | mineralisation |  |  |  | magnetite, pyroxene, amphibole, andradite, sphalerite, pyrite, pyrrhotite, chalcopyrite, molybdenite | [6 empty] | chlorite, fluorite | carbon-coated sample surfaces | LA-ICPMS, SEM-EDS | Geo Las Pro 193 nm ArF excimer laser combined with an Agilent 7900 ICP-MS; New Wave Research (NWR) 213 nm laser ablation system connected to an Agilent 7700x ICP-MS; ASI RESOLution-LR-S155 excimer laser system coupled with the Agilent 7700x ICP-MS | SKLODG, IGCAS | Silicates: laser frequency 6 Hz, beam spot diameter 40 μm, 96-second single measurement durations; Magnetite: 30-second background measurement followed by 50-second ablation under helium carrier gas (0.8 L/min) mixed with argon (0.9 L/min) through a T-joint interface; Sulfides: argon (0.9 L/min) and helium (0.35 L/min) mixed in the ablation cell, laser frequency 6 Hz, beam spot 26 μm, 30-second background measurements followed by 60-second sample ablation | NIST SRM 610, NIST SRM 612, BCR-2G, GSE-1G, BHVO-2G, BC-28, GOR128-G, STDGL3, GSD-1G, natural pure pyrite (Py), MASS-1 |  |  | 21093.4236 |  | 1.1478 |  | 0 | [7 empty] | 0.004544 |  |  |  | 6756.9798 |  | 0.028971 |  | 8.7315 |  |  |  | 0.64396 |  | 136.8893 |  |  |  | 0.42186 | [5 empty] | 0.70985 |  |  |  | 410686.2686 |  | 107.1422 |  |  |  | 55.5031 | [7 empty] | 156.682 |  |  |  | 179.9171 | [7 empty] | 15370.0563 |  | 10744.3349 |  | 0.070318 |  | 66.4893 |  | 0.2111 |  | 3.7875 |  | 0.23168 |  |  |  | 2.3944 | [19 empty] | 0.18318 |  | 3.0406 |  |  |  | 171366.8671 |  |  |  | 208.0781 | [11 empty] | 94.2025 |  | 0.092521 | [5 empty] | 17.4188 |  | 4.7956 | [5 empty] | 35.9416 |  | 15.193 |  |  | 2025 |  |  | CHN | Fujian
| Makeng Fe deposit |  | Magmatic hydrothermal | Skarn | Skarn Fe-Mo polymetallic | Fe, Mo | Ga, Ge | Fe, Mo, Ga, Ge | Zhang et al., 2015a; Zhang et al., 2015b |  | Px-MK22-15-4-1-1 | Px-MK22-15-4-1-1 | [5 empty] | ore material | polished section | grab | mineral separate | [5 empty] | mineralisation |  |  |  | magnetite, pyroxene, amphibole, andradite, sphalerite, pyrite, pyrrhotite, chalcopyrite, molybdenite | [6 empty] | chlorite, fluorite | carbon-coated sample surfaces | LA-ICPMS, SEM-EDS | Geo Las Pro 193 nm ArF excimer laser combined with an Agilent 7900 ICP-MS; New Wave Research (NWR) 213 nm laser ablation system connected to an Agilent 7700x ICP-MS; ASI RESOLution-LR-S155 excimer laser system coupled with the Agilent 7700x ICP-MS | SKLODG, IGCAS | Silicates: laser frequency 6 Hz, beam spot diameter 40 μm, 96-second single measurement durations; Magnetite: 30-second background measurement followed by 50-second ablation under helium carrier gas (0.8 L/min) mixed with argon (0.9 L/min) through a T-joint interface; Sulfides: argon (0.9 L/min) and helium (0.35 L/min) mixed in the ablation cell, laser frequency 6 Hz, beam spot 26 μm, 30-second background measurements followed by 60-second sample ablation | NIST SRM 610, NIST SRM 612, BCR-2G, GSE-1G, BHVO-2G, BC-28, GOR128-G, STDGL3, GSD-1G, natural pure pyrite (Py), MASS-1 |  |  | 17497.6858 |  | 1.387 | [9 empty] | 1.0613 |  |  |  | 16947.173 |  | 0 |  | 14.9052 |  |  |  | 2.5667 |  | 26.5345 |  |  |  | 5.5202 | [5 empty] | 1.0638 |  |  |  | 414839.3212 |  | 147.6864 |  |  |  | 35.692 | [7 empty] | 96.6638 |  |  |  | 357.1753 | [7 empty] | 7615.2425 |  | 12507.7415 |  | 0.56427 |  | 83.6963 |  | 0.090692 |  | 5.8809 |  | 0.13406 |  |  |  | 0 | [19 empty] | 0.16617 |  | 1.4385 |  |  |  | 170311.7848 |  |  |  | 307.6483 | [11 empty] | 3.9046 |  | 0.12901 | [5 empty] | 2.3337 |  | 5.619 | [5 empty] | 19.2076 |  | 3.9855 |  |  | 2025 |  |  | CHN | Fujian
| Makeng Fe deposit |  | Magmatic hydrothermal | Skarn | Skarn Fe-Mo polymetallic | Fe, Mo | Ga, Ge | Fe, Mo, Ga, Ge | Zhang et al., 2015a; Zhang et al., 2015b |  | Px-MK22-15-4-2-1 | Px-MK22-15-4-2-1 | [5 empty] | ore material | polished section | grab | mineral separate | [5 empty] | mineralisation |  |  |  | magnetite, pyroxene, amphibole, andradite, sphalerite, pyrite, pyrrhotite, chalcopyrite, molybdenite | [6 empty] | chlorite, fluorite | carbon-coated sample surfaces | LA-ICPMS, SEM-EDS | Geo Las Pro 193 nm ArF excimer laser combined with an Agilent 7900 ICP-MS; New Wave Research (NWR) 213 nm laser ablation system connected to an Agilent 7700x ICP-MS; ASI RESOLution-LR-S155 excimer laser system coupled with the Agilent 7700x ICP-MS | SKLODG, IGCAS | Silicates: laser frequency 6 Hz, beam spot diameter 40 μm, 96-second single measurement durations; Magnetite: 30-second background measurement followed by 50-second ablation under helium carrier gas (0.8 L/min) mixed with argon (0.9 L/min) through a T-joint interface; Sulfides: argon (0.9 L/min) and helium (0.35 L/min) mixed in the ablation cell, laser frequency 6 Hz, beam spot 26 μm, 30-second background measurements followed by 60-second sample ablation | NIST SRM 610, NIST SRM 612, BCR-2G, GSE-1G, BHVO-2G, BC-28, GOR128-G, STDGL3, GSD-1G, natural pure pyrite (Py), MASS-1 |  |  | 8519.3879 |  | 0.4022 | [9 empty] | 2.9498 |  |  |  | 11178.4561 |  | 0.28961 |  | 6.7764 |  |  |  | 26.5637 |  | 12.0208 |  |  |  | 3.0147 | [5 empty] | 0.54749 |  |  |  | 526344.6351 |  | 52.6154 |  |  |  | 75.8393 | [7 empty] | 49.1173 |  |  |  | 690.9078 | [7 empty] | 9916.478 |  | 9761.5926 |  | 7.7806 |  | 550.4794 |  | 0.039008 |  | 3.0773 |  | 4.8109 |  |  |  | 4.9068 | [19 empty] | 0.090221 |  | 1.0525 |  |  |  | 112546.9191 |  |  |  | 207.9006 | [11 empty] | 5.9724 |  | 0.27905 | [5 empty] | 3.525 |  | 4.3305 | [5 empty] | 62.78 |  | 1.3705 |  |  | 2025 |  |  | CHN | Fujian
| Makeng Fe deposit |  | Magmatic hydrothermal | Skarn | Skarn Fe-Mo polymetallic | Fe, Mo | Ga, Ge | Fe, Mo, Ga, Ge | Zhang et al., 2015a; Zhang et al., 2015b |  | Px-MK22-12-2-1-1 | Px-MK22-12-2-1-1 | [5 empty] | ore material | polished section | grab | mineral separate | [5 empty] | mineralisation |  |  |  | magnetite, pyroxene, amphibole, andradite, sphalerite, pyrite, pyrrhotite, chalcopyrite, molybdenite | [6 empty] | chlorite, fluorite | carbon-coated sample surfaces | LA-ICPMS, SEM-EDS | Geo Las Pro 193 nm ArF excimer laser combined with an Agilent 7900 ICP-MS; New Wave Research (NWR) 213 nm laser ablation system connected to an Agilent 7700x ICP-MS; ASI RESOLution-LR-S155 excimer laser system coupled with the Agilent 7700x ICP-MS | SKLODG, IGCAS | Silicates: laser frequency 6 Hz, beam spot diameter 40 μm, 96-second single measurement durations; Magnetite: 30-second background measurement followed by 50-second ablation under helium carrier gas (0.8 L/min) mixed with argon (0.9 L/min) through a T-joint interface; Sulfides: argon (0.9 L/min) and helium (0.35 L/min) mixed in the ablation cell, laser frequency 6 Hz, beam spot 26 μm, 30-second background measurements followed by 60-second sample ablation | NIST SRM 610, NIST SRM 612, BCR-2G, GSE-1G, BHVO-2G, BC-28, GOR128-G, STDGL3, GSD-1G, natural pure pyrite (Py), MASS-1 |  |  | 105539.01 |  | 1.0337 |  | 0.015231 | [7 empty] | 0.070269 |  |  |  | 1517.108 |  | 0.039993 |  | 0.46835 |  |  |  | 0.86233 |  | 0.55873 | [9 empty] | 0.032987 |  |  |  | 284545.1296 |  | 195.2648 |  |  |  | 4.405 | [7 empty] | 12.3474 |  |  |  | 196.9646 | [7 empty] | 61486.8316 |  | 1074.5171 |  | 44.5118 |  | 133.9222 |  | 1.0939 |  | 0.56979 |  | 1.7368 |  |  |  | 132.6353 | [19 empty] | 0.48831 |  | 16.0525 |  |  |  | 147271.9216 |  |  |  | 256.8581 | [11 empty] | 594.1518 |  | 0.46335 | [5 empty] | 663.0363 |  | 6.5875 | [5 empty] | 130.3313 |  | 7.8325 |  |  | 2025 |  |  | CHN | Fujian
| Makeng Fe deposit |  | Magmatic hydrothermal | Skarn | Skarn Fe-Mo polymetallic | Fe, Mo | Ga, Ge | Fe, Mo, Ga, Ge | Zhang et al., 2015a; Zhang et al., 2015b |  | Px-MK22-12-2-3-1 | Px-MK22-12-2-3-1 | [5 empty] | ore material | polished section | grab | mineral separate | [5 empty] | mineralisation |  |  |  | magnetite, pyroxene, amphibole, andradite, sphalerite, pyrite, pyrrhotite, chalcopyrite, molybdenite | [6 empty] | chlorite, fluorite | carbon-coated sample surfaces | LA-ICPMS, SEM-EDS | Geo Las Pro 193 nm ArF excimer laser combined with an Agilent 7900 ICP-MS; New Wave Research (NWR) 213 nm laser ablation system connected to an Agilent 7700x ICP-MS; ASI RESOLution-LR-S155 excimer laser system coupled with the Agilent 7700x ICP-MS | SKLODG, IGCAS | Silicates: laser frequency 6 Hz, beam spot diameter 40 μm, 96-second single measurement durations; Magnetite: 30-second background measurement followed by 50-second ablation under helium carrier gas (0.8 L/min) mixed with argon (0.9 L/min) through a T-joint interface; Sulfides: argon (0.9 L/min) and helium (0.35 L/min) mixed in the ablation cell, laser frequency 6 Hz, beam spot 26 μm, 30-second background measurements followed by 60-second sample ablation | NIST SRM 610, NIST SRM 612, BCR-2G, GSE-1G, BHVO-2G, BC-28, GOR128-G, STDGL3, GSD-1G, natural pure pyrite (Py), MASS-1 |  |  | 82513.9689 |  | 167.1118 | [9 empty] | 0.29211 |  |  |  | 3657.851 |  | 0 |  | 3.3864 |  |  |  | 5.773 |  | 18.0952 |  |  |  | 3.6853 | [5 empty] | 0.26677 |  |  |  | 241537.6936 |  | 179.615 |  |  |  | 4.8418 | [7 empty] | 12.5173 |  |  |  | 136.0234 | [7 empty] | 50741.4137 |  | 3331.1951 |  | 151.1796 |  | 149.6761 |  | 2.4196 |  | 2.2335 |  | 5.6623 |  |  |  | 1031.5065 | [19 empty] | 2.1758 |  | 11.0497 |  |  |  | 197564.0297 |  |  |  | 296.034 | [11 empty] | 2007.5759 |  | 2.3602 | [5 empty] | 525.9548 |  | 20.6845 | [5 empty] | 166.2711 |  | 11.1826 |  |  | 2025 |  |  | CHN | Fujian
| Makeng Fe deposit |  | Magmatic hydrothermal | Skarn | Skarn Fe-Mo polymetallic | Fe, Mo | Ga, Ge | Fe, Mo, Ga, Ge | Zhang et al., 2015a; Zhang et al., 2015b |  | Px-MK22-12-2-4-1 | Px-MK22-12-2-4-1 | [5 empty] | ore material | polished section | grab | mineral separate | [5 empty] | mineralisation |  |  |  | magnetite, pyroxene, amphibole, andradite, sphalerite, pyrite, pyrrhotite, chalcopyrite, molybdenite | [6 empty] | chlorite, fluorite | carbon-coated sample surfaces | LA-ICPMS, SEM-EDS | Geo Las Pro 193 nm ArF excimer laser combined with an Agilent 7900 ICP-MS; New Wave Research (NWR) 213 nm laser ablation system connected to an Agilent 7700x ICP-MS; ASI RESOLution-LR-S155 excimer laser system coupled with the Agilent 7700x ICP-MS | SKLODG, IGCAS | Silicates: laser frequency 6 Hz, beam spot diameter 40 μm, 96-second single measurement durations; Magnetite: 30-second background measurement followed by 50-second ablation under helium carrier gas (0.8 L/min) mixed with argon (0.9 L/min) through a T-joint interface; Sulfides: argon (0.9 L/min) and helium (0.35 L/min) mixed in the ablation cell, laser frequency 6 Hz, beam spot 26 μm, 30-second background measurements followed by 60-second sample ablation | NIST SRM 610, NIST SRM 612, BCR-2G, GSE-1G, BHVO-2G, BC-28, GOR128-G, STDGL3, GSD-1G, natural pure pyrite (Py), MASS-1 |  |  | 101177.4193 |  | 226.0213 |  | 0.009431 | [7 empty] | 0.3252 |  |  |  | 3798.1562 |  | 0.049292 |  | 5.7988 |  |  |  | 3.8545 |  | 2.2911 |  |  |  | 2.1177 | [5 empty] | 0.3768 |  |  |  | 287550.8764 |  | 195.5108 |  |  |  | 6.6117 | [7 empty] | 12.2998 |  |  |  | 177.342 | [7 empty] | 55598.153 |  | 2384.5691 |  | 171.149 |  | 158.1187 |  | 1.7642 |  | 4.7828 |  | 3.6392 |  |  |  | 2241.5082 | [19 empty] | 1.4596 |  | 15.5566 |  |  |  | 147397.9476 |  |  |  | 337.4541 | [11 empty] | 2393.0599 |  | 1.8024 | [5 empty] | 784.6279 |  | 29.2291 | [5 empty] | 180.6244 |  | 35.7967 |  |  | 2025 |  |  | CHN | Fujian
| Makeng Fe deposit |  | Magmatic hydrothermal | Skarn | Skarn Fe-Mo polymetallic | Fe, Mo | Ga, Ge | Fe, Mo, Ga, Ge | Zhang et al., 2015a; Zhang et al., 2015b |  | Px-MK22-6-5-1 | Px-MK22-6-5-1 | [5 empty] | ore material | polished section | grab | mineral separate | [5 empty] | mineralisation |  |  |  | magnetite, pyroxene, amphibole, andradite, sphalerite, pyrite, pyrrhotite, chalcopyrite, molybdenite | [6 empty] | chlorite, fluorite | carbon-coated sample surfaces | LA-ICPMS, SEM-EDS | Geo Las Pro 193 nm ArF excimer laser combined with an Agilent 7900 ICP-MS; New Wave Research (NWR) 213 nm laser ablation system connected to an Agilent 7700x ICP-MS; ASI RESOLution-LR-S155 excimer laser system coupled with the Agilent 7700x ICP-MS | SKLODG, IGCAS | Silicates: laser frequency 6 Hz, beam spot diameter 40 μm, 96-second single measurement durations; Magnetite: 30-second background measurement followed by 50-second ablation under helium carrier gas (0.8 L/min) mixed with argon (0.9 L/min) through a T-joint interface; Sulfides: argon (0.9 L/min) and helium (0.35 L/min) mixed in the ablation cell, laser frequency 6 Hz, beam spot 26 μm, 30-second background measurements followed by 60-second sample ablation | NIST SRM 610, NIST SRM 612, BCR-2G, GSE-1G, BHVO-2G, BC-28, GOR128-G, STDGL3, GSD-1G, natural pure pyrite (Py), MASS-1 |  |  | 86447.9267 |  | 0.7074 | [9 empty] | 0 |  |  |  | 2342.8917 |  | 0 |  | 1.7353 |  |  |  | 5.0477 |  | 3.2631 |  |  |  | 0.86627 | [5 empty] | 0.15262 |  |  |  | 235457.0581 |  | 110.5556 |  |  |  | 4.638 | [7 empty] | 11.1836 |  |  |  | 158.8171 | [7 empty] | 87884.5701 |  | 2901.7586 |  | 9.5905 |  | 179.9431 |  | 19.5658 |  | 1.3392 |  | 16.2066 |  |  |  | 16.93 | [19 empty] | 0.73836 |  | 44.7869 |  |  |  | 154404.1316 |  |  |  | 275.6103 | [11 empty] | 23765.2776 |  | 2.073 | [5 empty] | 328.0693 |  | 264.862 | [5 empty] | 302.6708 |  | 89.6945 |  |  | 2025 |  |  | CHN | Fujian
| Makeng Fe deposit |  | Magmatic hydrothermal | Skarn | Skarn Fe-Mo polymetallic | Fe, Mo | Ga, Ge | Fe, Mo, Ga, Ge | Zhang et al., 2015a; Zhang et al., 2015b |  | Px-MK22-6-7-1 | Px-MK22-6-7-1 | [5 empty] | ore material | polished section | grab | mineral separate | [5 empty] | mineralisation |  |  |  | magnetite, pyroxene, amphibole, andradite, sphalerite, pyrite, pyrrhotite, chalcopyrite, molybdenite | [6 empty] | chlorite, fluorite | carbon-coated sample surfaces | LA-ICPMS, SEM-EDS | Geo Las Pro 193 nm ArF excimer laser combined with an Agilent 7900 ICP-MS; New Wave Research (NWR) 213 nm laser ablation system connected to an Agilent 7700x ICP-MS; ASI RESOLution-LR-S155 excimer laser system coupled with the Agilent 7700x ICP-MS | SKLODG, IGCAS | Silicates: laser frequency 6 Hz, beam spot diameter 40 μm, 96-second single measurement durations; Magnetite: 30-second background measurement followed by 50-second ablation under helium carrier gas (0.8 L/min) mixed with argon (0.9 L/min) through a T-joint interface; Sulfides: argon (0.9 L/min) and helium (0.35 L/min) mixed in the ablation cell, laser frequency 6 Hz, beam spot 26 μm, 30-second background measurements followed by 60-second sample ablation | NIST SRM 610, NIST SRM 612, BCR-2G, GSE-1G, BHVO-2G, BC-28, GOR128-G, STDGL3, GSD-1G, natural pure pyrite (Py), MASS-1 |  |  | 89375.5182 |  | 0 | [9 empty] | 0 |  |  |  | 2476.3773 |  | 0.19978 |  | 1.0992 |  |  |  | 6.3489 |  | 4.1902 |  |  |  | 0.74474 | [5 empty] | 0.15412 |  |  |  | 240686.1326 |  | 116.5157 |  |  |  | 5.0586 | [7 empty] | 11.7112 |  |  |  | 182.1422 | [7 empty] | 92496.8576 |  | 3682.2611 |  | 7.3923 |  | 200.5076 |  | 0.12393 |  | 0.90685 |  | 16.9221 |  |  |  | 16.2487 | [19 empty] | 0.82261 |  | 34.7536 |  |  |  | 163111.652 |  |  |  | 231.2274 | [11 empty] | 175.5146 |  | 2.1983 | [5 empty] | 270.1755 |  | 1.5743 | [5 empty] | 321.8932 |  | 14.9927 |  |  | 2025 |  |  | CHN | Fujian
| Makeng Fe deposit |  | Magmatic hydrothermal | Skarn | Skarn Fe-Mo polymetallic | Fe, Mo | Ga, Ge | Fe, Mo, Ga, Ge | Zhang et al., 2015a; Zhang et al., 2015b |  | Am-MK22-15-4-1-1 | Am-MK22-15-4-1-1 | [5 empty] | ore material | polished section | grab | mineral separate | [5 empty] | mineralisation |  |  |  | magnetite, pyroxene, amphibole, andradite, sphalerite, pyrite, pyrrhotite, chalcopyrite, molybdenite | [6 empty] | chlorite, fluorite | carbon-coated sample surfaces | LA-ICPMS, SEM-EDS | Geo Las Pro 193 nm ArF excimer laser combined with an Agilent 7900 ICP-MS; New Wave Research (NWR) 213 nm laser ablation system connected to an Agilent 7700x ICP-MS; ASI RESOLution-LR-S155 excimer laser system coupled with the Agilent 7700x ICP-MS | SKLODG, IGCAS | Silicates: laser frequency 6 Hz, beam spot diameter 40 μm, 96-second single measurement durations; Magnetite: 30-second background measurement followed by 50-second ablation under helium carrier gas (0.8 L/min) mixed with argon (0.9 L/min) through a T-joint interface; Sulfides: argon (0.9 L/min) and helium (0.35 L/min) mixed in the ablation cell, laser frequency 6 Hz, beam spot 26 μm, 30-second background measurements followed by 60-second sample ablation | NIST SRM 610, NIST SRM 612, BCR-2G, GSE-1G, BHVO-2G, BC-28, GOR128-G, STDGL3, GSD-1G, natural pure pyrite (Py), MASS-1 |  |  | 15192.0558 |  | 1.7843 |  | 0.005552 | [7 empty] | 0.020887 |  |  |  | 3652.0892 |  |  |  | 15.2571 |  |  |  | 0.53477 |  | 521.8565 |  |  |  | 0.47008 | [5 empty] | 1.1004 |  |  |  | 407977.7659 |  | 100.958 |  |  |  | 35.1498 | [7 empty] | 84.0395 |  |  |  | 1006.4141 | [7 empty] | 7386.7849 |  | 12326.4235 |  | 0.31155 |  | 83.5526 |  | 0.13392 |  | 5.691 |  | 0.6192 |  |  |  | 5.4732 | [19 empty] | 0.13412 |  | 2.8408 |  |  |  | 184826.9276 |  |  |  | 327.851 | [11 empty] | 57.2765 |  | 0.34558 | [5 empty] | 24.9288 |  | 6.1242 | [5 empty] | 24.688 |  | 11.5016 |  |  | 2025 |  |  | CHN | Fujian
| Makeng Fe deposit |  | Magmatic hydrothermal | Skarn | Skarn Fe-Mo polymetallic | Fe, Mo | Ga, Ge | Fe, Mo, Ga, Ge | Zhang et al., 2015a; Zhang et al., 2015b |  | Am-MK22-15-4-2-1 | Am-MK22-15-4-2-1 | [5 empty] | ore material | polished section | grab | mineral separate | [5 empty] | mineralisation |  |  |  | magnetite, pyroxene, amphibole, andradite, sphalerite, pyrite, pyrrhotite, chalcopyrite, molybdenite | [6 empty] | chlorite, fluorite | carbon-coated sample surfaces | LA-ICPMS, SEM-EDS | Geo Las Pro 193 nm ArF excimer laser combined with an Agilent 7900 ICP-MS; New Wave Research (NWR) 213 nm laser ablation system connected to an Agilent 7700x ICP-MS; ASI RESOLution-LR-S155 excimer laser system coupled with the Agilent 7700x ICP-MS | SKLODG, IGCAS | Silicates: laser frequency 6 Hz, beam spot diameter 40 μm, 96-second single measurement durations; Magnetite: 30-second background measurement followed by 50-second ablation under helium carrier gas (0.8 L/min) mixed with argon (0.9 L/min) through a T-joint interface; Sulfides: argon (0.9 L/min) and helium (0.35 L/min) mixed in the ablation cell, laser frequency 6 Hz, beam spot 26 μm, 30-second background measurements followed by 60-second sample ablation | NIST SRM 610, NIST SRM 612, BCR-2G, GSE-1G, BHVO-2G, BC-28, GOR128-G, STDGL3, GSD-1G, natural pure pyrite (Py), MASS-1 |  |  | 15190.2744 |  | 0.63786 | [9 empty] | 0.43753 |  |  |  | 12367.745 |  |  |  | 12.4261 |  |  |  | 3.2271 |  | 99.4419 |  |  |  | 0.50348 | [5 empty] | 0.87941 |  |  |  | 401846.005 |  | 103.7309 |  |  |  | 58.098 | [7 empty] | 95.6258 |  |  |  | 735.2313 | [7 empty] | 12107.6695 |  | 12826.1982 |  | 1.3156 |  | 433.7833 |  | 0.1458 |  | 5.0452 |  | 0.66655 |  |  |  | 22.4313 | [19 empty] | 0.007552 |  | 3.139 |  |  |  | 179086.1261 |  |  |  | 380.6128 | [11 empty] | 40.6927 |  | 0.11363 | [5 empty] | 14.3984 |  | 5.2642 | [5 empty] | 62.226 |  | 9.886 |  |  | 2025 |  |  | CHN | Fujian
| Makeng Fe deposit |  | Magmatic hydrothermal | Skarn | Skarn Fe-Mo polymetallic | Fe, Mo | Ga, Ge | Fe, Mo, Ga, Ge | Zhang et al., 2015a; Zhang et al., 2015b |  | Am-MK22-15-3-1-1 | Am-MK22-15-3-1-1 | [5 empty] | ore material | polished section | grab | mineral separate | [5 empty] | mineralisation |  |  |  | magnetite, pyroxene, amphibole, andradite, sphalerite, pyrite, pyrrhotite, chalcopyrite, molybdenite | [6 empty] | chlorite, fluorite | carbon-coated sample surfaces | LA-ICPMS, SEM-EDS | Geo Las Pro 193 nm ArF excimer laser combined with an Agilent 7900 ICP-MS; New Wave Research (NWR) 213 nm laser ablation system connected to an Agilent 7700x ICP-MS; ASI RESOLution-LR-S155 excimer laser system coupled with the Agilent 7700x ICP-MS | SKLODG, IGCAS | Silicates: laser frequency 6 Hz, beam spot diameter 40 μm, 96-second single measurement durations; Magnetite: 30-second background measurement followed by 50-second ablation under helium carrier gas (0.8 L/min) mixed with argon (0.9 L/min) through a T-joint interface; Sulfides: argon (0.9 L/min) and helium (0.35 L/min) mixed in the ablation cell, laser frequency 6 Hz, beam spot 26 μm, 30-second background measurements followed by 60-second sample ablation | NIST SRM 610, NIST SRM 612, BCR-2G, GSE-1G, BHVO-2G, BC-28, GOR128-G, STDGL3, GSD-1G, natural pure pyrite (Py), MASS-1 |  |  | 14745.6201 |  | 0.43814 |  | 0.009873 | [7 empty] | 0.17871 |  |  |  | 4299.137 |  | 0.070631 |  | 13.9152 |  |  |  | 4.8158 |  | 21.9338 |  |  |  | 2.1226 | [5 empty] | 0.88501 |  |  |  | 434752.8373 |  | 72.5384 |  |  |  | 34.7295 | [7 empty] | 268.9487 |  |  |  | 321.6041 | [7 empty] | 6565.6241 |  | 7895.8876 |  | 0.45332 |  | 160.4327 |  | 0.34176 |  | 5.6241 |  | 0.60105 |  |  |  | 12.7883 | [19 empty] | 0.002705 |  | 3.5633 |  |  |  | 172101.8637 |  |  |  | 296.4844 | [11 empty] | 61.2418 |  | 0.1725 | [5 empty] | 9.0078 |  | 10.415 | [5 empty] | 21.7511 |  | 14.4775 |  |  | 2025 |  |  | CHN | Fujian
| Makeng Fe deposit |  | Magmatic hydrothermal | Skarn | Skarn Fe-Mo polymetallic | Fe, Mo | Ga, Ge | Fe, Mo, Ga, Ge | Zhang et al., 2015a; Zhang et al., 2015b |  | Am-MK22-15-3-2-1 | Am-MK22-15-3-2-1 | [5 empty] | ore material | polished section | grab | mineral separate | [5 empty] | mineralisation |  |  |  | magnetite, pyroxene, amphibole, andradite, sphalerite, pyrite, pyrrhotite, chalcopyrite, molybdenite | [6 empty] | chlorite, fluorite | carbon-coated sample surfaces | LA-ICPMS, SEM-EDS | Geo Las Pro 193 nm ArF excimer laser combined with an Agilent 7900 ICP-MS; New Wave Research (NWR) 213 nm laser ablation system connected to an Agilent 7700x ICP-MS; ASI RESOLution-LR-S155 excimer laser system coupled with the Agilent 7700x ICP-MS | SKLODG, IGCAS | Silicates: laser frequency 6 Hz, beam spot diameter 40 μm, 96-second single measurement durations; Magnetite: 30-second background measurement followed by 50-second ablation under helium carrier gas (0.8 L/min) mixed with argon (0.9 L/min) through a T-joint interface; Sulfides: argon (0.9 L/min) and helium (0.35 L/min) mixed in the ablation cell, laser frequency 6 Hz, beam spot 26 μm, 30-second background measurements followed by 60-second sample ablation | NIST SRM 610, NIST SRM 612, BCR-2G, GSE-1G, BHVO-2G, BC-28, GOR128-G, STDGL3, GSD-1G, natural pure pyrite (Py), MASS-1 |  |  | 15463.8817 |  | 0.57519 |  | 0.000389 | [7 empty] | 0.018307 |  |  |  | 7471.5653 |  | 3.313 |  | 7.9928 |  |  |  | 0.56098 |  | 139.3746 |  |  |  | 1.8858 | [5 empty] | 0.5656 |  |  |  | 289866.7577 |  | 82.0588 |  |  |  | 27.4067 | [7 empty] | 165.9995 |  |  |  | 460.0604 | [7 empty] | 14350.0163 |  | 10142.4217 |  | 0.14042 |  | 278.9075 |  | 0.17383 |  | 2.8639 |  | 0.21599 |  |  |  | 18.2829 | [19 empty] | 0.15787 |  | 3.8509 |  |  |  | 251438.6038 |  |  |  | 208.8791 | [11 empty] | 67.8844 |  | 0.092779 | [5 empty] | 12.8079 |  | 5.8224 | [5 empty] | 71.5986 |  | 13.3467 |  |  | 2025 |  |  | CHN | Fujian
| Makeng Fe deposit |  | Magmatic hydrothermal | Skarn | Skarn Fe-Mo polymetallic | Fe, Mo | Ga, Ge | Fe, Mo, Ga, Ge | Zhang et al., 2015a; Zhang et al., 2015b |  | Am-MKSYS-8-4-1-1 | Am-MKSYS-8-4-1-1 | [5 empty] | ore material | polished section | grab | mineral separate | [5 empty] | mineralisation |  |  |  | magnetite, pyroxene, amphibole, andradite, sphalerite, pyrite, pyrrhotite, chalcopyrite, molybdenite | [6 empty] | chlorite, fluorite | carbon-coated sample surfaces | LA-ICPMS, SEM-EDS | Geo Las Pro 193 nm ArF excimer laser combined with an Agilent 7900 ICP-MS; New Wave Research (NWR) 213 nm laser ablation system connected to an Agilent 7700x ICP-MS; ASI RESOLution-LR-S155 excimer laser system coupled with the Agilent 7700x ICP-MS | SKLODG, IGCAS | Silicates: laser frequency 6 Hz, beam spot diameter 40 μm, 96-second single measurement durations; Magnetite: 30-second background measurement followed by 50-second ablation under helium carrier gas (0.8 L/min) mixed with argon (0.9 L/min) through a T-joint interface; Sulfides: argon (0.9 L/min) and helium (0.35 L/min) mixed in the ablation cell, laser frequency 6 Hz, beam spot 26 μm, 30-second background measurements followed by 60-second sample ablation | NIST SRM 610, NIST SRM 612, BCR-2G, GSE-1G, BHVO-2G, BC-28, GOR128-G, STDGL3, GSD-1G, natural pure pyrite (Py), MASS-1 |  |  | 9520.4542 |  | 1.0089 |  | 0.004038 | [7 empty] | 1.6601 |  |  |  | 23416.4919 |  | 0 |  | 0.27341 |  |  |  | 52.7557 |  | 0.1711 |  |  |  | 7.3383 | [5 empty] | 0.069424 |  |  |  | 58068.3963 |  | 15.5545 |  |  |  | 7.0042 | [7 empty] | 8.1545 |  |  |  | 1181.1059 | [7 empty] | 18249.3993 |  | 19237.3215 |  | 0.21067 |  | 301.8197 |  | 0.20916 |  | 0.38254 |  | 11.4048 |  |  |  | 10.3935 | [19 empty] | 0.44256 |  | 4.9632 |  |  |  | 380871.6826 |  |  |  | 39.0377 | [11 empty] | 17.0743 |  | 0.11762 | [5 empty] | 3.07 |  | 0.67508 | [5 empty] | 299.2793 |  | 5.6781 |  |  | 2025 |  |  | CHN | Fujian
| Makeng Fe deposit |  | Magmatic hydrothermal | Skarn | Skarn Fe-Mo polymetallic | Fe, Mo | Ga, Ge | Fe, Mo, Ga, Ge | Zhang et al., 2015a; Zhang et al., 2015b |  | Am-MKSYS-11-4-4-1 | Am-MKSYS-11-4-4-1 | [5 empty] | ore material | polished section | grab | mineral separate | [5 empty] | mineralisation |  |  |  | magnetite, pyroxene, amphibole, andradite, sphalerite, pyrite, pyrrhotite, chalcopyrite, molybdenite | [6 empty] | chlorite, fluorite | carbon-coated sample surfaces | LA-ICPMS, SEM-EDS | Geo Las Pro 193 nm ArF excimer laser combined with an Agilent 7900 ICP-MS; New Wave Research (NWR) 213 nm laser ablation system connected to an Agilent 7700x ICP-MS; ASI RESOLution-LR-S155 excimer laser system coupled with the Agilent 7700x ICP-MS | SKLODG, IGCAS | Silicates: laser frequency 6 Hz, beam spot diameter 40 μm, 96-second single measurement durations; Magnetite: 30-second background measurement followed by 50-second ablation under helium carrier gas (0.8 L/min) mixed with argon (0.9 L/min) through a T-joint interface; Sulfides: argon (0.9 L/min) and helium (0.35 L/min) mixed in the ablation cell, laser frequency 6 Hz, beam spot 26 μm, 30-second background measurements followed by 60-second sample ablation | NIST SRM 610, NIST SRM 612, BCR-2G, GSE-1G, BHVO-2G, BC-28, GOR128-G, STDGL3, GSD-1G, natural pure pyrite (Py), MASS-1 |  |  | 10811.681 |  | 0.80095 |  | 0.011983 | [7 empty] | 0.29458 |  |  |  | 109666.692 |  | 0 |  | 2.2473 |  |  |  | 41.9437 |  | 0 |  |  |  | 0.22758 | [5 empty] | 0.27291 |  |  |  | 227847.7761 |  | 23.8292 |  |  |  | 39.9694 | [7 empty] | 14.8658 |  |  |  | 82.6349 | [7 empty] | 34853.7681 |  | 22015.2507 |  | 2.2308 |  | 2528.8233 |  | 0.3424 |  | 2.5748 |  | 13.5151 |  |  |  | 18.7351 | [19 empty] | 0.25078 |  | 2.2884 |  |  |  | 202791.2068 |  |  |  | 58.5115 | [11 empty] | 17.3249 |  | 0.00742 | [5 empty] | 4.5686 |  | 0.18156 | [5 empty] | 382.9019 |  | 11.169 |  |  | 2025 |  |  | CHN | Fujian
| Makeng Fe deposit |  | Magmatic hydrothermal | Skarn | Skarn Fe-Mo polymetallic | Fe, Mo | Ga, Ge | Fe, Mo, Ga, Ge | Zhang et al., 2015a; Zhang et al., 2015b |  | Am-MKSYS-11-4-5-1 | Am-MKSYS-11-4-5-1 | [5 empty] | ore material | polished section | grab | mineral separate | [5 empty] | mineralisation |  |  |  | magnetite, pyroxene, amphibole, andradite, sphalerite, pyrite, pyrrhotite, chalcopyrite, molybdenite | [6 empty] | chlorite, fluorite | carbon-coated sample surfaces | LA-ICPMS, SEM-EDS | Geo Las Pro 193 nm ArF excimer laser combined with an Agilent 7900 ICP-MS; New Wave Research (NWR) 213 nm laser ablation system connected to an Agilent 7700x ICP-MS; ASI RESOLution-LR-S155 excimer laser system coupled with the Agilent 7700x ICP-MS | SKLODG, IGCAS | Silicates: laser frequency 6 Hz, beam spot diameter 40 μm, 96-second single measurement durations; Magnetite: 30-second background measurement followed by 50-second ablation under helium carrier gas (0.8 L/min) mixed with argon (0.9 L/min) through a T-joint interface; Sulfides: argon (0.9 L/min) and helium (0.35 L/min) mixed in the ablation cell, laser frequency 6 Hz, beam spot 26 μm, 30-second background measurements followed by 60-second sample ablation | NIST SRM 610, NIST SRM 612, BCR-2G, GSE-1G, BHVO-2G, BC-28, GOR128-G, STDGL3, GSD-1G, natural pure pyrite (Py), MASS-1 |  |  | 7742.1674 |  | 0.18562 |  | 0.002318 | [7 empty] | 0.24045 |  |  |  | 135703.7856 |  | 0.037161 |  | 3.6887 |  |  |  | 36.1836 |  | 0.63436 |  |  |  | 0.1078 | [5 empty] | 0.39004 |  |  |  | 146064.0838 |  | 17.2813 |  |  |  | 36.8938 | [7 empty] | 21.5735 |  |  |  | 79.5859 | [7 empty] | 35675.0734 |  | 24932.0354 |  | 1.5159 |  | 2613.9833 |  | 0.1452 |  | 4.3273 |  | 10.8001 |  |  |  | 19.2862 | [19 empty] | 0.074557 |  | 2.8314 |  |  |  | 236500.5461 |  |  |  | 62.5707 | [11 empty] | 11.7005 |  | 0.015008 | [5 empty] | 1.9837 |  | 0.055237 | [5 empty] | 339.5014 |  | 12.0202 |  |  | 2025 |  |  | CHN | Fujian
| Makeng Fe deposit |  | Magmatic hydrothermal | Skarn | Skarn Fe-Mo polymetallic | Fe, Mo | Ga, Ge | Fe, Mo, Ga, Ge | Zhang et al., 2015a; Zhang et al., 2015b |  | Am-MKSYS-12-3-7-1 | Am-MKSYS-12-3-7-1 | [5 empty] | ore material | polished section | grab | mineral separate | [5 empty] | mineralisation |  |  |  | magnetite, pyroxene, amphibole, andradite, sphalerite, pyrite, pyrrhotite, chalcopyrite, molybdenite | [6 empty] | chlorite, fluorite | carbon-coated sample surfaces | LA-ICPMS, SEM-EDS | Geo Las Pro 193 nm ArF excimer laser combined with an Agilent 7900 ICP-MS; New Wave Research (NWR) 213 nm laser ablation system connected to an Agilent 7700x ICP-MS; ASI RESOLution-LR-S155 excimer laser system coupled with the Agilent 7700x ICP-MS | SKLODG, IGCAS | Silicates: laser frequency 6 Hz, beam spot diameter 40 μm, 96-second single measurement durations; Magnetite: 30-second background measurement followed by 50-second ablation under helium carrier gas (0.8 L/min) mixed with argon (0.9 L/min) through a T-joint interface; Sulfides: argon (0.9 L/min) and helium (0.35 L/min) mixed in the ablation cell, laser frequency 6 Hz, beam spot 26 μm, 30-second background measurements followed by 60-second sample ablation | NIST SRM 610, NIST SRM 612, BCR-2G, GSE-1G, BHVO-2G, BC-28, GOR128-G, STDGL3, GSD-1G, natural pure pyrite (Py), MASS-1 |  |  | 1044.184 |  | 0.38617 |  | 0.003318 | [7 empty] | 0.02438 |  |  |  | 153329.5309 |  | 0.17658 |  | 1.8072 |  |  |  | 16.8484 |  | 0 |  |  |  | 0.31505 | [5 empty] | 0.17319 |  |  |  | 120414.702 |  | 0.83543 |  |  |  | 45.9982 | [7 empty] | 4.1206 |  |  |  | 0.91224 | [7 empty] | 55583.4375 |  | 9032.2357 |  | 0.044368 |  | 1997.3145 |  | 0.00404 |  | 2.8003 |  | 4.4134 |  |  |  | 2.949 | [19 empty] | 0.10316 |  | 2.224 |  |  |  | 241822.3704 |  |  |  | 6.3419 | [11 empty] | 0.47752 |  | 0 | [5 empty] | 0.079109 | [7 empty] | 142.8639 |  | 0.65052 |  |  | 2025 |  |  | CHN | Fujian
| Makeng Fe deposit |  | Magmatic hydrothermal | Skarn | Skarn Fe-Mo polymetallic | Fe, Mo | Ga, Ge | Fe, Mo, Ga, Ge | Zhang et al., 2015a; Zhang et al., 2015b |  | Am-MKSYS-12-3-8-1 | Am-MKSYS-12-3-8-1 | [5 empty] | ore material | polished section | grab | mineral separate | [5 empty] | mineralisation |  |  |  | magnetite, pyroxene, amphibole, andradite, sphalerite, pyrite, pyrrhotite, chalcopyrite, molybdenite | [6 empty] | chlorite, fluorite | carbon-coated sample surfaces | LA-ICPMS, SEM-EDS | Geo Las Pro 193 nm ArF excimer laser combined with an Agilent 7900 ICP-MS; New Wave Research (NWR) 213 nm laser ablation system connected to an Agilent 7700x ICP-MS; ASI RESOLution-LR-S155 excimer laser system coupled with the Agilent 7700x ICP-MS | SKLODG, IGCAS | Silicates: laser frequency 6 Hz, beam spot diameter 40 μm, 96-second single measurement durations; Magnetite: 30-second background measurement followed by 50-second ablation under helium carrier gas (0.8 L/min) mixed with argon (0.9 L/min) through a T-joint interface; Sulfides: argon (0.9 L/min) and helium (0.35 L/min) mixed in the ablation cell, laser frequency 6 Hz, beam spot 26 μm, 30-second background measurements followed by 60-second sample ablation | NIST SRM 610, NIST SRM 612, BCR-2G, GSE-1G, BHVO-2G, BC-28, GOR128-G, STDGL3, GSD-1G, natural pure pyrite (Py), MASS-1 |  |  | 2544.8784 |  | 0.22915 | [9 empty] | 0 |  |  |  | 153213.7721 |  | 0.17706 |  | 0.53042 |  |  |  | 17.0436 |  | 0 |  |  |  | 0.37517 | [5 empty] | 0.080024 |  |  |  | 119244.1022 |  | 4.9629 |  |  |  | 50.6687 | [7 empty] | 7.116 |  |  |  | 83.1587 | [7 empty] | 55410.4876 |  | 8846.9485 |  | 0.085493 |  | 2451.3944 |  | 0.065699 |  | 1.2881 |  | 4.0888 |  |  |  | 24.3009 | [19 empty] | 0.02741 |  | 2.0137 |  |  |  | 241160.1872 |  |  |  | 44.3455 | [11 empty] | 0.38078 |  | 0.055885 | [5 empty] | 0.16769 |  | 0.033422 | [5 empty] | 138.2323 |  | 0.84375 |  |  | 2025 |  |  | CHN | Fujian
| Makeng Fe deposit |  | Magmatic hydrothermal | Skarn | Skarn Fe-Mo polymetallic | Fe, Mo | Ga, Ge | Fe, Mo, Ga, Ge | Zhang et al., 2015a; Zhang et al., 2015b |  | Am-MKSYS-12-4-9-1 | Am-MKSYS-12-4-9-1 | [5 empty] | ore material | polished section | grab | mineral separate | [5 empty] | mineralisation |  |  |  | magnetite, pyroxene, amphibole, andradite, sphalerite, pyrite, pyrrhotite, chalcopyrite, molybdenite | [6 empty] | chlorite, fluorite | carbon-coated sample surfaces | LA-ICPMS, SEM-EDS | Geo Las Pro 193 nm ArF excimer laser combined with an Agilent 7900 ICP-MS; New Wave Research (NWR) 213 nm laser ablation system connected to an Agilent 7700x ICP-MS; ASI RESOLution-LR-S155 excimer laser system coupled with the Agilent 7700x ICP-MS | SKLODG, IGCAS | Silicates: laser frequency 6 Hz, beam spot diameter 40 μm, 96-second single measurement durations; Magnetite: 30-second background measurement followed by 50-second ablation under helium carrier gas (0.8 L/min) mixed with argon (0.9 L/min) through a T-joint interface; Sulfides: argon (0.9 L/min) and helium (0.35 L/min) mixed in the ablation cell, laser frequency 6 Hz, beam spot 26 μm, 30-second background measurements followed by 60-second sample ablation | NIST SRM 610, NIST SRM 612, BCR-2G, GSE-1G, BHVO-2G, BC-28, GOR128-G, STDGL3, GSD-1G, natural pure pyrite (Py), MASS-1 |  |  | 8872.8501 |  | 0.24835 | [9 empty] | 0.001668 |  |  |  | 75495.2128 |  | 0 |  | 4.6756 |  |  |  | 22.1961 |  | 0 |  |  |  | 0.1806 | [5 empty] | 0.31737 |  |  |  | 165811.8921 |  | 11.2545 |  |  |  | 36.5326 | [7 empty] | 2.3441 |  |  |  | 2352.5596 | [7 empty] | 60072.3977 |  | 14563.2075 |  | 0.17294 |  | 3261.2975 |  | 0.66836 |  | 6.187 |  | 20.5656 |  |  |  | 4.8155 | [19 empty] | 0.22254 |  | 2.1013 |  |  |  | 248695.3076 |  |  |  | 14.8983 | [11 empty] | 3.6407 |  | 0.002116 | [5 empty] | 1.5932 |  | 0.026696 | [5 empty] | 298.7531 |  | 2.1529 |  |  | 2025 |  |  | CHN | Fujian
| Makeng Fe deposit |  | Magmatic hydrothermal | Skarn | Skarn Fe-Mo polymetallic | Fe, Mo | Ga, Ge | Fe, Mo, Ga, Ge | Zhang et al., 2015a; Zhang et al., 2015b |  | Am-MKSYS-12-4-10-1 | Am-MKSYS-12-4-10-1 | [5 empty] | ore material | polished section | grab | mineral separate | [5 empty] | mineralisation |  |  |  | magnetite, pyroxene, amphibole, andradite, sphalerite, pyrite, pyrrhotite, chalcopyrite, molybdenite | [6 empty] | chlorite, fluorite | carbon-coated sample surfaces | LA-ICPMS, SEM-EDS | Geo Las Pro 193 nm ArF excimer laser combined with an Agilent 7900 ICP-MS; New Wave Research (NWR) 213 nm laser ablation system connected to an Agilent 7700x ICP-MS; ASI RESOLution-LR-S155 excimer laser system coupled with the Agilent 7700x ICP-MS | SKLODG, IGCAS | Silicates: laser frequency 6 Hz, beam spot diameter 40 μm, 96-second single measurement durations; Magnetite: 30-second background measurement followed by 50-second ablation under helium carrier gas (0.8 L/min) mixed with argon (0.9 L/min) through a T-joint interface; Sulfides: argon (0.9 L/min) and helium (0.35 L/min) mixed in the ablation cell, laser frequency 6 Hz, beam spot 26 μm, 30-second background measurements followed by 60-second sample ablation | NIST SRM 610, NIST SRM 612, BCR-2G, GSE-1G, BHVO-2G, BC-28, GOR128-G, STDGL3, GSD-1G, natural pure pyrite (Py), MASS-1 |  |  | 17527.3532 |  | 0.38191 |  | 0.014202 | [7 empty] | 0.25107 |  |  |  | 76064.4884 |  | 0.035324 |  | 0.49417 |  |  |  | 13.1802 |  | 0 |  |  |  | 0.057819 | [5 empty] | 0.17554 |  |  |  | 153002.2819 |  | 29.2677 |  |  |  | 51.2177 | [7 empty] | 19.4106 |  |  |  | 1766.035 | [7 empty] | 64473.9865 |  | 20530.5337 |  | 0.51378 |  | 2776.3224 |  | 0.44433 |  | 1.2382 |  | 5.5212 |  |  |  | 16.6224 | [19 empty] | 0 |  | 1.9088 |  |  |  | 241981.7085 |  |  |  | 306.8253 | [11 empty] | 2.8002 |  | 0.054254 | [5 empty] | 1.4188 |  | 0.11357 | [5 empty] | 361.2031 |  | 1.634 |  |  | 2025 |  |  | CHN | Fujian
| Makeng Fe deposit |  | Magmatic hydrothermal | Skarn | Skarn Fe-Mo polymetallic | Fe, Mo | Ga, Ge | Fe, Mo, Ga, Ge | Zhang et al., 2015a; Zhang et al., 2015b |  | Analysis number-1 | Analysis number-1 | [5 empty] | ore material | polished section | grab | mineral separate | [5 empty] | mineralisation |  |  |  | magnetite, pyroxene, amphibole, andradite, sphalerite, pyrite, pyrrhotite, chalcopyrite, molybdenite | [6 empty] | chlorite, fluorite | carbon-coated sample surfaces | LA-ICPMS, SEM-EDS | Geo Las Pro 193 nm ArF excimer laser combined with an Agilent 7900 ICP-MS; New Wave Research (NWR) 213 nm laser ablation system connected to an Agilent 7700x ICP-MS; ASI RESOLution-LR-S155 excimer laser system coupled with the Agilent 7700x ICP-MS | SKLODG, IGCAS | Silicates: laser frequency 6 Hz, beam spot diameter 40 μm, 96-second single measurement durations; Magnetite: 30-second background measurement followed by 50-second ablation under helium carrier gas (0.8 L/min) mixed with argon (0.9 L/min) through a T-joint interface; Sulfides: argon (0.9 L/min) and helium (0.35 L/min) mixed in the ablation cell, laser frequency 6 Hz, beam spot 26 μm, 30-second background measurements followed by 60-second sample ablation | NIST SRM 610, NIST SRM 612, BCR-2G, GSE-1G, BHVO-2G, BC-28, GOR128-G, STDGL3, GSD-1G, natural pure pyrite (Py), MASS-1 | [147 empty] | 2025 |  |  | CHN | Fujian
| Makeng Fe deposit |  | Magmatic hydrothermal | Skarn | Skarn Fe-Mo polymetallic | Fe, Mo | Ga, Ge | Fe, Mo, Ga, Ge | Zhang et al., 2015a; Zhang et al., 2015b |  | Mol-MK22-8-1-1 | Mol-MK22-8-1-1 | [5 empty] | ore material | polished section | grab | mineral separate | [5 empty] | mineralisation |  |  |  | magnetite, pyroxene, amphibole, andradite, sphalerite, pyrite, pyrrhotite, chalcopyrite, molybdenite | [6 empty] | chlorite, fluorite | carbon-coated sample surfaces | LA-ICPMS, SEM-EDS | Geo Las Pro 193 nm ArF excimer laser combined with an Agilent 7900 ICP-MS; New Wave Research (NWR) 213 nm laser ablation system connected to an Agilent 7700x ICP-MS; ASI RESOLution-LR-S155 excimer laser system coupled with the Agilent 7700x ICP-MS | SKLODG, IGCAS | Silicates: laser frequency 6 Hz, beam spot diameter 40 μm, 96-second single measurement durations; Magnetite: 30-second background measurement followed by 50-second ablation under helium carrier gas (0.8 L/min) mixed with argon (0.9 L/min) through a T-joint interface; Sulfides: argon (0.9 L/min) and helium (0.35 L/min) mixed in the ablation cell, laser frequency 6 Hz, beam spot 26 μm, 30-second background measurements followed by 60-second sample ablation | NIST SRM 610, NIST SRM 612, BCR-2G, GSE-1G, BHVO-2G, BC-28, GOR128-G, STDGL3, GSD-1G, natural pure pyrite (Py), MASS-1 |  |  | 0.488 |  | 0.089985 |  | 39.1496 | [7 empty] | 432.7914 |  |  |  | 1981.311 |  | 0.19221 |  | 0.021 |  |  |  | 2.323 |  | 29.5783 |  |  |  | 1.8317 | [5 empty] | 7.199 |  |  |  | 1.2865 |  | 5.9158 |  |  |  | 8.2093 | [7 empty] | 0.78672 |  |  |  | 3.3727 | [7 empty] | 3213.7933 |  | 23.8184 |  | 19.6735 |  | 396818.7436 |  | 4.853 |  | 49.0416 |  | 0.799 |  |  |  | 1.3127 | [19 empty] | 112.0442 |  | 1559.9859 |  |  |  | 118.1124 |  |  |  | 0.838 | [11 empty] | 1.0633 |  | 1489.8549 | [5 empty] | 1.5892 |  | 0.069 | [5 empty] | 1.2755 |  | 589725.8311 |  |  | 2025 |  |  | CHN | Fujian
| Makeng Fe deposit |  | Magmatic hydrothermal | Skarn | Skarn Fe-Mo polymetallic | Fe, Mo | Ga, Ge | Fe, Mo, Ga, Ge | Zhang et al., 2015a; Zhang et al., 2015b |  | Mol-MK22-8-2-1 | Mol-MK22-8-2-1 | [5 empty] | ore material | polished section | grab | mineral separate | [5 empty] | mineralisation |  |  |  | magnetite, pyroxene, amphibole, andradite, sphalerite, pyrite, pyrrhotite, chalcopyrite, molybdenite | [6 empty] | chlorite, fluorite | carbon-coated sample surfaces | LA-ICPMS, SEM-EDS | Geo Las Pro 193 nm ArF excimer laser combined with an Agilent 7900 ICP-MS; New Wave Research (NWR) 213 nm laser ablation system connected to an Agilent 7700x ICP-MS; ASI RESOLution-LR-S155 excimer laser system coupled with the Agilent 7700x ICP-MS | SKLODG, IGCAS | Silicates: laser frequency 6 Hz, beam spot diameter 40 μm, 96-second single measurement durations; Magnetite: 30-second background measurement followed by 50-second ablation under helium carrier gas (0.8 L/min) mixed with argon (0.9 L/min) through a T-joint interface; Sulfides: argon (0.9 L/min) and helium (0.35 L/min) mixed in the ablation cell, laser frequency 6 Hz, beam spot 26 μm, 30-second background measurements followed by 60-second sample ablation | NIST SRM 610, NIST SRM 612, BCR-2G, GSE-1G, BHVO-2G, BC-28, GOR128-G, STDGL3, GSD-1G, natural pure pyrite (Py), MASS-1 |  |  | 2.25 |  | 0.1723 |  | 107.8041 | [7 empty] | 1367.6971 |  |  |  | 2404.6112 |  | 0.33757 |  | 0.053 |  |  |  | 3.1815 |  | 56.4319 |  |  |  | 5.873 | [5 empty] | 9.3375 |  |  |  | 2.002 |  | 22.5754 |  |  |  | 26.8767 | [7 empty] | 1.8139 |  |  |  | 4.975 | [7 empty] | 3853.9896 |  | 40.3624 |  | 21.6453 |  | 395566.3465 |  | 9.8168 |  | 85.6848 |  | 2.166 |  |  |  | 1.3405 | [19 empty] | 137.3849 |  | 2304.1004 |  |  |  | 119.2851 |  |  |  | 2.263 | [11 empty] | 2.2923 |  | 4053.7731 | [5 empty] | 2.2489 |  | 0.169 | [5 empty] | 1.2101 |  | 584582.2334 |  |  | 2025 |  |  | CHN | Fujian
| Makeng Fe deposit |  | Magmatic hydrothermal | Skarn | Skarn Fe-Mo polymetallic | Fe, Mo | Ga, Ge | Fe, Mo, Ga, Ge | Zhang et al., 2015a; Zhang et al., 2015b |  | Mol-MK22-8-3-1 | Mol-MK22-8-3-1 | [5 empty] | ore material | polished section | grab | mineral separate | [5 empty] | mineralisation |  |  |  | magnetite, pyroxene, amphibole, andradite, sphalerite, pyrite, pyrrhotite, chalcopyrite, molybdenite | [6 empty] | chlorite, fluorite | carbon-coated sample surfaces | LA-ICPMS, SEM-EDS | Geo Las Pro 193 nm ArF excimer laser combined with an Agilent 7900 ICP-MS; New Wave Research (NWR) 213 nm laser ablation system connected to an Agilent 7700x ICP-MS; ASI RESOLution-LR-S155 excimer laser system coupled with the Agilent 7700x ICP-MS | SKLODG, IGCAS | Silicates: laser frequency 6 Hz, beam spot diameter 40 μm, 96-second single measurement durations; Magnetite: 30-second background measurement followed by 50-second ablation under helium carrier gas (0.8 L/min) mixed with argon (0.9 L/min) through a T-joint interface; Sulfides: argon (0.9 L/min) and helium (0.35 L/min) mixed in the ablation cell, laser frequency 6 Hz, beam spot 26 μm, 30-second background measurements followed by 60-second sample ablation | NIST SRM 610, NIST SRM 612, BCR-2G, GSE-1G, BHVO-2G, BC-28, GOR128-G, STDGL3, GSD-1G, natural pure pyrite (Py), MASS-1 |  |  | 0.849 |  | 0.22778 |  | 36.6486 | [7 empty] | 427.0295 |  |  |  | 2205.1867 |  | 0.35455 |  | 0.029 |  |  |  | 1.785 |  | 28.0091 |  |  |  | 1.4214 | [5 empty] | 3.7657 |  |  |  | 1.5247 |  | 9.1158 |  |  |  | 41.3402 | [7 empty] | 1.5441 |  |  |  | 2.447 | [7 empty] | 2745.8159 |  | 23.098 |  | 20.2516 |  | 397138.31 |  | 4.729 |  | 68.6267 |  | 1.122 |  |  |  | 3.8334 | [19 empty] | 171.9448 |  | 1628.8453 |  |  |  | 104.7531 |  |  |  | 1.416 | [11 empty] | 0.83586 |  | 1368.4984 | [5 empty] | 1.2292 |  | 0.10438 | [5 empty] | 1.2611 |  | 590085.478 |  |  | 2025 |  |  | CHN | Fujian
| Makeng Fe deposit |  | Magmatic hydrothermal | Skarn | Skarn Fe-Mo polymetallic | Fe, Mo | Ga, Ge | Fe, Mo, Ga, Ge | Zhang et al., 2015a; Zhang et al., 2015b |  | Mol-MK22-8-3-2 | Mol-MK22-8-3-2 | [5 empty] | ore material | polished section | grab | mineral separate | [5 empty] | mineralisation |  |  |  | magnetite, pyroxene, amphibole, andradite, sphalerite, pyrite, pyrrhotite, chalcopyrite, molybdenite | [6 empty] | chlorite, fluorite | carbon-coated sample surfaces | LA-ICPMS, SEM-EDS | Geo Las Pro 193 nm ArF excimer laser combined with an Agilent 7900 ICP-MS; New Wave Research (NWR) 213 nm laser ablation system connected to an Agilent 7700x ICP-MS; ASI RESOLution-LR-S155 excimer laser system coupled with the Agilent 7700x ICP-MS | SKLODG, IGCAS | Silicates: laser frequency 6 Hz, beam spot diameter 40 μm, 96-second single measurement durations; Magnetite: 30-second background measurement followed by 50-second ablation under helium carrier gas (0.8 L/min) mixed with argon (0.9 L/min) through a T-joint interface; Sulfides: argon (0.9 L/min) and helium (0.35 L/min) mixed in the ablation cell, laser frequency 6 Hz, beam spot 26 μm, 30-second background measurements followed by 60-second sample ablation | NIST SRM 610, NIST SRM 612, BCR-2G, GSE-1G, BHVO-2G, BC-28, GOR128-G, STDGL3, GSD-1G, natural pure pyrite (Py), MASS-1 |  |  | 2.881 |  | 0.32008 |  | 86.2913 | [7 empty] | 974.2628 |  |  |  | 2161.983 |  | 0.31503 |  | 0.086 |  |  |  | 5.039 |  | 36.097 |  |  |  | 3.6814 | [5 empty] | 6.1334 |  |  |  | 3.0017 |  | 12.1276 |  |  |  | 18.5977 | [7 empty] | 2.806 |  |  |  | 7.209 | [7 empty] | 3819.6709 |  | 32.4158 |  | 14.6224 |  | 395731.7241 |  | 6.5011 |  | 38.2407 |  | 3.242 |  |  |  | 3.6899 | [19 empty] | 204.0607 |  | 2106.2932 |  |  |  | 110.6928 |  |  |  | 5.0714 | [11 empty] | 1.3957 |  | 3976.5304 | [5 empty] | 2.97 |  | 0.264 | [5 empty] | 1.519 |  | 585539.3372 |  |  | 2025 |  |  | CHN | Fujian
| Makeng Fe deposit |  | Magmatic hydrothermal | Skarn | Skarn Fe-Mo polymetallic | Fe, Mo | Ga, Ge | Fe, Mo, Ga, Ge | Zhang et al., 2015a; Zhang et al., 2015b |  | Mol-MK22-8-4-1 | Mol-MK22-8-4-1 | [5 empty] | ore material | polished section | grab | mineral separate | [5 empty] | mineralisation |  |  |  | magnetite, pyroxene, amphibole, andradite, sphalerite, pyrite, pyrrhotite, chalcopyrite, molybdenite | [6 empty] | chlorite, fluorite | carbon-coated sample surfaces | LA-ICPMS, SEM-EDS | Geo Las Pro 193 nm ArF excimer laser combined with an Agilent 7900 ICP-MS; New Wave Research (NWR) 213 nm laser ablation system connected to an Agilent 7700x ICP-MS; ASI RESOLution-LR-S155 excimer laser system coupled with the Agilent 7700x ICP-MS | SKLODG, IGCAS | Silicates: laser frequency 6 Hz, beam spot diameter 40 μm, 96-second single measurement durations; Magnetite: 30-second background measurement followed by 50-second ablation under helium carrier gas (0.8 L/min) mixed with argon (0.9 L/min) through a T-joint interface; Sulfides: argon (0.9 L/min) and helium (0.35 L/min) mixed in the ablation cell, laser frequency 6 Hz, beam spot 26 μm, 30-second background measurements followed by 60-second sample ablation | NIST SRM 610, NIST SRM 612, BCR-2G, GSE-1G, BHVO-2G, BC-28, GOR128-G, STDGL3, GSD-1G, natural pure pyrite (Py), MASS-1 |  |  | 1.766 |  | 0.093755 |  | 9.4337 | [7 empty] | 131.9449 |  |  |  | 377.9466 |  | 0.097981 |  | 0.04 |  |  |  | 2.632 |  | 8.3708 |  |  |  | 1.656 | [5 empty] | 9.8773 |  |  |  | 0.386 |  | 4.0698 |  |  |  | 43.8765 | [7 empty] | 0.429 |  |  |  | 3.0057 | [7 empty] | 1239.5032 |  | 7.3446 |  | 22.9749 |  | 399275.4965 |  | 1.1343 |  | 40.1653 |  | 1.309 |  |  |  | 2.8561 | [19 empty] | 153.3898 |  | 346.999 |  |  |  | 114.4979 |  |  |  | 1.973 | [11 empty] | 0.60308 |  | 294.4971 | [5 empty] | 1.393 |  | 0.122 | [5 empty] | 0.407 |  | 596283.4572 |  |  | 2025 |  |  | CHN | Fujian
| Makeng Fe deposit |  | Magmatic hydrothermal | Skarn | Skarn Fe-Mo polymetallic | Fe, Mo | Ga, Ge | Fe, Mo, Ga, Ge | Zhang et al., 2015a; Zhang et al., 2015b |  | Mol-MKSYS-16-5-1-1 | Mol-MKSYS-16-5-1-1 | [5 empty] | ore material | polished section | grab | mineral separate | [5 empty] | mineralisation |  |  |  | magnetite, pyroxene, amphibole, andradite, sphalerite, pyrite, pyrrhotite, chalcopyrite, molybdenite | [6 empty] | chlorite, fluorite | carbon-coated sample surfaces | LA-ICPMS, SEM-EDS | Geo Las Pro 193 nm ArF excimer laser combined with an Agilent 7900 ICP-MS; New Wave Research (NWR) 213 nm laser ablation system connected to an Agilent 7700x ICP-MS; ASI RESOLution-LR-S155 excimer laser system coupled with the Agilent 7700x ICP-MS | SKLODG, IGCAS | Silicates: laser frequency 6 Hz, beam spot diameter 40 μm, 96-second single measurement durations; Magnetite: 30-second background measurement followed by 50-second ablation under helium carrier gas (0.8 L/min) mixed with argon (0.9 L/min) through a T-joint interface; Sulfides: argon (0.9 L/min) and helium (0.35 L/min) mixed in the ablation cell, laser frequency 6 Hz, beam spot 26 μm, 30-second background measurements followed by 60-second sample ablation | NIST SRM 610, NIST SRM 612, BCR-2G, GSE-1G, BHVO-2G, BC-28, GOR128-G, STDGL3, GSD-1G, natural pure pyrite (Py), MASS-1 |  |  | 0.904 |  | 0.075854 |  | 0.33066 | [7 empty] | 8.4481 |  |  |  | 1.175 |  | 0.025 |  | 0.008 |  |  |  | 2.432 |  | 1.056 |  |  |  | 1.285 | [5 empty] | 8.6801 |  |  |  | 0.12103 |  | 0.61652 |  |  |  | 0.14435 | [7 empty] | 0.159 |  |  |  | 3.403 | [7 empty] | 1236.5511 |  | 4.702 |  | 25.6038 |  | 399463.2368 |  | 0.054923 |  | 29.7938 |  | 0.678 |  |  |  | 0.70562 | [19 empty] | 68.3189 |  | 64.8111 |  |  |  | 146.7479 |  |  |  | 0.444 | [11 empty] | 3.4719 |  | 39.3856 | [5 empty] | 2.1474 |  | 0.042673 | [5 empty] | 4.1998 |  | 597358.9285 |  |  | 2025 |  |  | CHN | Fujian
| Makeng Fe deposit |  | Magmatic hydrothermal | Skarn | Skarn Fe-Mo polymetallic | Fe, Mo | Ga, Ge | Fe, Mo, Ga, Ge | Zhang et al., 2015a; Zhang et al., 2015b |  | Sph-MKSYS-8-1-3-1 | Sph-MKSYS-8-1-3-1 | [5 empty] | ore material | polished section | grab | mineral separate | [5 empty] | mineralisation |  |  |  | magnetite, pyroxene, amphibole, andradite, sphalerite, pyrite, pyrrhotite, chalcopyrite, molybdenite | [6 empty] | chlorite, fluorite | carbon-coated sample surfaces | LA-ICPMS, SEM-EDS | Geo Las Pro 193 nm ArF excimer laser combined with an Agilent 7900 ICP-MS; New Wave Research (NWR) 213 nm laser ablation system connected to an Agilent 7700x ICP-MS; ASI RESOLution-LR-S155 excimer laser system coupled with the Agilent 7700x ICP-MS | SKLODG, IGCAS | Silicates: laser frequency 6 Hz, beam spot diameter 40 μm, 96-second single measurement durations; Magnetite: 30-second background measurement followed by 50-second ablation under helium carrier gas (0.8 L/min) mixed with argon (0.9 L/min) through a T-joint interface; Sulfides: argon (0.9 L/min) and helium (0.35 L/min) mixed in the ablation cell, laser frequency 6 Hz, beam spot 26 μm, 30-second background measurements followed by 60-second sample ablation | NIST SRM 610, NIST SRM 612, BCR-2G, GSE-1G, BHVO-2G, BC-28, GOR128-G, STDGL3, GSD-1G, natural pure pyrite (Py), MASS-1 |  |  | 0.544 |  | 0 |  | 0.065 | [7 empty] | 6.6309 |  |  |  | 864.5492 |  | 921.8639 |  | 0.015 |  |  |  | 1.609 |  | 6040.6778 |  |  |  | 0.579 | [5 empty] | 0.027 |  |  |  | 0.31718 |  | 0.129 |  |  |  | 0.014719 | [7 empty] | 0.80801 |  |  |  | 1.201 | [7 empty] | 1503.7963 |  | 648755.3204 |  | 2324.9933 |  | 326929.9153 |  | 3.3939 |  | 0.028051 |  | 0.32613 |  |  |  | 0.095 | [19 empty] | 0.782 |  | 8514.4224 |  |  |  | 2.7288 |  |  |  | 1.847 | [11 empty] | 366.1711 |  | 6.9824 | [5 empty] | 0.553 |  | 0.042 | [5 empty] | 0.15677 |  | 0.076615 |  |  | 2025 |  |  | CHN | Fujian
| Makeng Fe deposit |  | Magmatic hydrothermal | Skarn | Skarn Fe-Mo polymetallic | Fe, Mo | Ga, Ge | Fe, Mo, Ga, Ge | Zhang et al., 2015a; Zhang et al., 2015b |  | Sph-MKSYS-8-1-4-1 | Sph-MKSYS-8-1-4-1 | [5 empty] | ore material | polished section | grab | mineral separate | [5 empty] | mineralisation |  |  |  | magnetite, pyroxene, amphibole, andradite, sphalerite, pyrite, pyrrhotite, chalcopyrite, molybdenite | [6 empty] | chlorite, fluorite | carbon-coated sample surfaces | LA-ICPMS, SEM-EDS | Geo Las Pro 193 nm ArF excimer laser combined with an Agilent 7900 ICP-MS; New Wave Research (NWR) 213 nm laser ablation system connected to an Agilent 7700x ICP-MS; ASI RESOLution-LR-S155 excimer laser system coupled with the Agilent 7700x ICP-MS | SKLODG, IGCAS | Silicates: laser frequency 6 Hz, beam spot diameter 40 μm, 96-second single measurement durations; Magnetite: 30-second background measurement followed by 50-second ablation under helium carrier gas (0.8 L/min) mixed with argon (0.9 L/min) through a T-joint interface; Sulfides: argon (0.9 L/min) and helium (0.35 L/min) mixed in the ablation cell, laser frequency 6 Hz, beam spot 26 μm, 30-second background measurements followed by 60-second sample ablation | NIST SRM 610, NIST SRM 612, BCR-2G, GSE-1G, BHVO-2G, BC-28, GOR128-G, STDGL3, GSD-1G, natural pure pyrite (Py), MASS-1 |  |  | 0.581 |  | 0.12395 |  | 0.065071 | [7 empty] | 15.5094 |  |  |  | 936.6778 |  | 861.0205 |  | 0.014 |  |  |  | 1.0751 |  | 5033.2786 |  |  |  | 1.193 | [5 empty] | 0.097 |  |  |  | 0.39599 |  | 0.072 |  |  |  | 0.027513 | [7 empty] | 0.51472 |  |  |  | 3.034 | [7 empty] | 1892.8196 |  | 649324.9765 |  | 2374.9134 |  | 326555.0084 |  | 4.1001 |  | 0.11865 |  | 0.43279 |  |  |  | 0.09 | [19 empty] | 0.82835 |  | 8207.7987 |  |  |  | 3.6889 |  |  |  | 0.763 | [11 empty] | 378.3632 |  | 52.0182 | [5 empty] | 0.487 |  | 0.046558 | [5 empty] | 0.42645 |  | 0.013 |  |  | 2025 |  |  | CHN | Fujian
| Makeng Fe deposit |  | Magmatic hydrothermal | Skarn | Skarn Fe-Mo polymetallic | Fe, Mo | Ga, Ge | Fe, Mo, Ga, Ge | Zhang et al., 2015a; Zhang et al., 2015b |  | Sph-MKSYS-8-1-6-1 | Sph-MKSYS-8-1-6-1 | [5 empty] | ore material | polished section | grab | mineral separate | [5 empty] | mineralisation |  |  |  | magnetite, pyroxene, amphibole, andradite, sphalerite, pyrite, pyrrhotite, chalcopyrite, molybdenite | [6 empty] | chlorite, fluorite | carbon-coated sample surfaces | LA-ICPMS, SEM-EDS | Geo Las Pro 193 nm ArF excimer laser combined with an Agilent 7900 ICP-MS; New Wave Research (NWR) 213 nm laser ablation system connected to an Agilent 7700x ICP-MS; ASI RESOLution-LR-S155 excimer laser system coupled with the Agilent 7700x ICP-MS | SKLODG, IGCAS | Silicates: laser frequency 6 Hz, beam spot diameter 40 μm, 96-second single measurement durations; Magnetite: 30-second background measurement followed by 50-second ablation under helium carrier gas (0.8 L/min) mixed with argon (0.9 L/min) through a T-joint interface; Sulfides: argon (0.9 L/min) and helium (0.35 L/min) mixed in the ablation cell, laser frequency 6 Hz, beam spot 26 μm, 30-second background measurements followed by 60-second sample ablation | NIST SRM 610, NIST SRM 612, BCR-2G, GSE-1G, BHVO-2G, BC-28, GOR128-G, STDGL3, GSD-1G, natural pure pyrite (Py), MASS-1 |  |  | 0.812 |  | 0.010618 |  | 0.112 | [7 empty] | 1.4585 |  |  |  | 1090.9686 |  | 1200.3895 |  | 0.024 |  |  |  | 2.927 |  | 14292.9333 |  |  |  | 0.543 | [5 empty] | 0.414 |  |  |  | 0.7484 |  | 0.032 |  |  |  | 0.02 | [7 empty] | 0.49799 |  |  |  | 3.532 | [7 empty] | 1571.0414 |  | 632195.896 |  | 2411.9505 |  | 327177.5678 |  | 3.5929 |  | 0.118 |  | 0.8 |  |  |  | 0.201 | [19 empty] | 1.333 |  | 15837.8159 |  |  |  | 5.9724 |  |  |  | 1.56 | [11 empty] | 322.1033 |  | 2.4065 | [5 empty] | 0.892 |  | 0.061 | [5 empty] | 2.9137 |  | 0.029 |  |  | 2025 |  |  | CHN | Fujian
| Makeng Fe deposit |  | Magmatic hydrothermal | Skarn | Skarn Fe-Mo polymetallic | Fe, Mo | Ga, Ge | Fe, Mo, Ga, Ge | Zhang et al., 2015a; Zhang et al., 2015b |  | Sph-MKSYS-8-1-8-1 | Sph-MKSYS-8-1-8-1 | [5 empty] | ore material | polished section | grab | mineral separate | [5 empty] | mineralisation |  |  |  | magnetite, pyroxene, amphibole, andradite, sphalerite, pyrite, pyrrhotite, chalcopyrite, molybdenite | [6 empty] | chlorite, fluorite | carbon-coated sample surfaces | LA-ICPMS, SEM-EDS | Geo Las Pro 193 nm ArF excimer laser combined with an Agilent 7900 ICP-MS; New Wave Research (NWR) 213 nm laser ablation system connected to an Agilent 7700x ICP-MS; ASI RESOLution-LR-S155 excimer laser system coupled with the Agilent 7700x ICP-MS | SKLODG, IGCAS | Silicates: laser frequency 6 Hz, beam spot diameter 40 μm, 96-second single measurement durations; Magnetite: 30-second background measurement followed by 50-second ablation under helium carrier gas (0.8 L/min) mixed with argon (0.9 L/min) through a T-joint interface; Sulfides: argon (0.9 L/min) and helium (0.35 L/min) mixed in the ablation cell, laser frequency 6 Hz, beam spot 26 μm, 30-second background measurements followed by 60-second sample ablation | NIST SRM 610, NIST SRM 612, BCR-2G, GSE-1G, BHVO-2G, BC-28, GOR128-G, STDGL3, GSD-1G, natural pure pyrite (Py), MASS-1 |  |  | 0.8 |  | 0.005543 |  | 0.084 | [7 empty] | 8.3498 |  |  |  | 893.7352 |  | 865.4192 |  | 0.017 |  |  |  | 0.88919 |  | 6984.215 |  |  |  | 0.22827 | [5 empty] | 0.124 |  |  |  | 1.3196 |  | 2.2127 |  |  |  | 3.7769 | [7 empty] | 0.261 |  |  |  | 3.046 | [7 empty] | 1220.053 |  | 647785.1858 |  | 2243.9995 |  | 327194.4793 |  | 4.084 |  | 0.082109 |  | 0.837 |  |  |  | 0.17816 | [19 empty] | 1.001 |  | 9004.2383 |  |  |  | 1.906 |  |  |  | 1.361 | [11 empty] | 376.6105 |  | 8.188 | [5 empty] | 0.644 |  | 0.041 | [5 empty] | 0.391 |  | 0.024 |  |  | 2025 |  |  | CHN | Fujian
| Makeng Fe deposit |  | Magmatic hydrothermal | Skarn | Skarn Fe-Mo polymetallic | Fe, Mo | Ga, Ge | Fe, Mo, Ga, Ge | Zhang et al., 2015a; Zhang et al., 2015b |  | Sph-MKSYS-8-1-10-1 | Sph-MKSYS-8-1-10-1 | [5 empty] | ore material | polished section | grab | mineral separate | [5 empty] | mineralisation |  |  |  | magnetite, pyroxene, amphibole, andradite, sphalerite, pyrite, pyrrhotite, chalcopyrite, molybdenite | [6 empty] | chlorite, fluorite | carbon-coated sample surfaces | LA-ICPMS, SEM-EDS | Geo Las Pro 193 nm ArF excimer laser combined with an Agilent 7900 ICP-MS; New Wave Research (NWR) 213 nm laser ablation system connected to an Agilent 7700x ICP-MS; ASI RESOLution-LR-S155 excimer laser system coupled with the Agilent 7700x ICP-MS | SKLODG, IGCAS | Silicates: laser frequency 6 Hz, beam spot diameter 40 μm, 96-second single measurement durations; Magnetite: 30-second background measurement followed by 50-second ablation under helium carrier gas (0.8 L/min) mixed with argon (0.9 L/min) through a T-joint interface; Sulfides: argon (0.9 L/min) and helium (0.35 L/min) mixed in the ablation cell, laser frequency 6 Hz, beam spot 26 μm, 30-second background measurements followed by 60-second sample ablation | NIST SRM 610, NIST SRM 612, BCR-2G, GSE-1G, BHVO-2G, BC-28, GOR128-G, STDGL3, GSD-1G, natural pure pyrite (Py), MASS-1 |  |  | 0.399 |  | 0.13572 |  | 0.059 | [7 empty] | 4.4722 |  |  |  | 852.1836 |  | 860.5327 |  | 0.011 |  |  |  | 0.74164 |  | 6163.7078 |  |  |  | 0.824 | [5 empty] | 0.014 |  |  |  | 0.18 |  | 0.062965 |  |  |  | 0.01 | [7 empty] | 0.186 |  |  |  | 3.6 | [7 empty] | 770.7658 |  | 650689.1519 |  | 2483.2487 |  | 327336.0779 |  | 3.5496 |  | 0.1909 |  | 0.577 |  |  |  | 0.125 | [19 empty] | 1.8909 |  | 7338.2014 |  |  |  | 4.154 |  |  |  | 0.892 | [11 empty] | 417.9843 |  | 2.9025 | [5 empty] | 0.42 |  | 0.025 | [5 empty] | 0.19766 |  | 0.018 |  |  | 2025 |  |  | CHN | Fujian
| Makeng Fe deposit |  | Magmatic hydrothermal | Skarn | Skarn Fe-Mo polymetallic | Fe, Mo | Ga, Ge | Fe, Mo, Ga, Ge | Zhang et al., 2015a; Zhang et al., 2015b |  | Sph-MK22-5-1-2-1 | Sph-MK22-5-1-2-1 | [5 empty] | ore material | polished section | grab | mineral separate | [5 empty] | mineralisation |  |  |  | magnetite, pyroxene, amphibole, andradite, sphalerite, pyrite, pyrrhotite, chalcopyrite, molybdenite | [6 empty] | chlorite, fluorite | carbon-coated sample surfaces | LA-ICPMS, SEM-EDS | Geo Las Pro 193 nm ArF excimer laser combined with an Agilent 7900 ICP-MS; New Wave Research (NWR) 213 nm laser ablation system connected to an Agilent 7700x ICP-MS; ASI RESOLution-LR-S155 excimer laser system coupled with the Agilent 7700x ICP-MS | SKLODG, IGCAS | Silicates: laser frequency 6 Hz, beam spot diameter 40 μm, 96-second single measurement durations; Magnetite: 30-second background measurement followed by 50-second ablation under helium carrier gas (0.8 L/min) mixed with argon (0.9 L/min) through a T-joint interface; Sulfides: argon (0.9 L/min) and helium (0.35 L/min) mixed in the ablation cell, laser frequency 6 Hz, beam spot 26 μm, 30-second background measurements followed by 60-second sample ablation | NIST SRM 610, NIST SRM 612, BCR-2G, GSE-1G, BHVO-2G, BC-28, GOR128-G, STDGL3, GSD-1G, natural pure pyrite (Py), MASS-1 |  |  | 0.283 |  | 0.024 |  | 0.68146 | [7 empty] | 21.1241 |  |  |  | 196.7503 |  | 560.3674 |  | 0.008 |  |  |  | 1.239 |  | 2323.2078 |  |  |  | 0.96532 | [5 empty] | 0.05 |  |  |  | 1.5793 |  | 0.81754 |  |  |  | 0.023609 | [7 empty] | 4.0499 |  |  |  | 3.216 | [7 empty] | 2598.249 |  | 651183.0153 |  | 1307.6756 |  | 326936.5792 |  | 2.7038 |  | 0.04181 |  | 0.452 |  |  |  | 2.1952 | [19 empty] | 1.54 |  | 10450.9506 |  |  |  | 5.0478 |  |  |  | 1.5821 | [11 empty] | 51.6415 |  | 241.9047 | [5 empty] | 1.2003 |  | 0.18522 | [5 empty] | 0.112 |  | 0.13 |  |  | 2025 |  |  | CHN | Fujian
| Makeng Fe deposit |  | Magmatic hydrothermal | Skarn | Skarn Fe-Mo polymetallic | Fe, Mo | Ga, Ge | Fe, Mo, Ga, Ge | Zhang et al., 2015a; Zhang et al., 2015b |  | Sph-MK22-5-1-3-1 | Sph-MK22-5-1-3-1 | [5 empty] | ore material | polished section | grab | mineral separate | [5 empty] | mineralisation |  |  |  | magnetite, pyroxene, amphibole, andradite, sphalerite, pyrite, pyrrhotite, chalcopyrite, molybdenite | [6 empty] | chlorite, fluorite | carbon-coated sample surfaces | LA-ICPMS, SEM-EDS | Geo Las Pro 193 nm ArF excimer laser combined with an Agilent 7900 ICP-MS; New Wave Research (NWR) 213 nm laser ablation system connected to an Agilent 7700x ICP-MS; ASI RESOLution-LR-S155 excimer laser system coupled with the Agilent 7700x ICP-MS | SKLODG, IGCAS | Silicates: laser frequency 6 Hz, beam spot diameter 40 μm, 96-second single measurement durations; Magnetite: 30-second background measurement followed by 50-second ablation under helium carrier gas (0.8 L/min) mixed with argon (0.9 L/min) through a T-joint interface; Sulfides: argon (0.9 L/min) and helium (0.35 L/min) mixed in the ablation cell, laser frequency 6 Hz, beam spot 26 μm, 30-second background measurements followed by 60-second sample ablation | NIST SRM 610, NIST SRM 612, BCR-2G, GSE-1G, BHVO-2G, BC-28, GOR128-G, STDGL3, GSD-1G, natural pure pyrite (Py), MASS-1 |  |  | 0.469 |  | 0.027 |  | 0.23248 | [7 empty] | 11.4868 |  |  |  | 83.4735 |  | 527.8744 |  | 0.009 |  |  |  | 1.2824 |  | 397.8075 |  |  |  | 1.209 | [5 empty] | 0.055 |  |  |  | 0.38631 |  | 0.15411 |  |  |  | 0.015 | [7 empty] | 1.3666 |  |  |  | 4.393 | [7 empty] | 1082.9971 |  | 657851.0871 |  | 1212.686 |  | 327996.4289 |  | 2.0114 |  | 0.037 |  | 0.57689 |  |  |  | 0.1531 | [19 empty] | 1.69 |  | 8357.9105 |  |  |  | 3.8305 |  |  |  | 1.258 | [11 empty] | 63.2341 |  | 155.9668 | [5 empty] | 2.6836 |  | 0.20777 | [5 empty] | 0.201 |  | 0.148 |  |  | 2025 |  |  | CHN | Fujian
| Makeng Fe deposit |  | Magmatic hydrothermal | Skarn | Skarn Fe-Mo polymetallic | Fe, Mo | Ga, Ge | Fe, Mo, Ga, Ge | Zhang et al., 2015a; Zhang et al., 2015b |  | Sph-MK22-5-1-4-1 | Sph-MK22-5-1-4-1 | [5 empty] | ore material | polished section | grab | mineral separate | [5 empty] | mineralisation |  |  |  | magnetite, pyroxene, amphibole, andradite, sphalerite, pyrite, pyrrhotite, chalcopyrite, molybdenite | [6 empty] | chlorite, fluorite | carbon-coated sample surfaces | LA-ICPMS, SEM-EDS | Geo Las Pro 193 nm ArF excimer laser combined with an Agilent 7900 ICP-MS; New Wave Research (NWR) 213 nm laser ablation system connected to an Agilent 7700x ICP-MS; ASI RESOLution-LR-S155 excimer laser system coupled with the Agilent 7700x ICP-MS | SKLODG, IGCAS | Silicates: laser frequency 6 Hz, beam spot diameter 40 μm, 96-second single measurement durations; Magnetite: 30-second background measurement followed by 50-second ablation under helium carrier gas (0.8 L/min) mixed with argon (0.9 L/min) through a T-joint interface; Sulfides: argon (0.9 L/min) and helium (0.35 L/min) mixed in the ablation cell, laser frequency 6 Hz, beam spot 26 μm, 30-second background measurements followed by 60-second sample ablation | NIST SRM 610, NIST SRM 612, BCR-2G, GSE-1G, BHVO-2G, BC-28, GOR128-G, STDGL3, GSD-1G, natural pure pyrite (Py), MASS-1 |  |  | 0.349 |  | 0.021 |  | 1.1308 | [7 empty] | 37.7432 |  |  |  | 73.9707 |  | 475.4332 |  | 0.007 |  |  |  | 1.515 |  | 1377.1574 |  |  |  | 1.1291 | [5 empty] | 0.043 |  |  |  | 0.42407 |  | 0.35985 |  |  |  | 0.017795 | [7 empty] | 6.8831 |  |  |  | 2.375 | [7 empty] | 1186.9392 |  | 630305.7405 |  | 1289.0446 |  | 329207.8246 |  | 4.972 |  | 0.055435 |  | 0.353 |  |  |  | 0.111 | [19 empty] | 1.364 |  | 32745.7255 |  |  |  | 1.8233 |  |  |  | 4.485 | [11 empty] | 258.2018 |  | 541.8882 | [5 empty] | 47.4975 |  | 0.99477 | [5 empty] | 0.082763 |  | 0.114 |  |  | 2025 |  |  | CHN | Fujian
| Makeng Fe deposit |  | Magmatic hydrothermal | Skarn | Skarn Fe-Mo polymetallic | Fe, Mo | Ga, Ge | Fe, Mo, Ga, Ge | Zhang et al., 2015a; Zhang et al., 2015b |  | Sph-MK22-5-1-5-1 | Sph-MK22-5-1-5-1 | [5 empty] | ore material | polished section | grab | mineral separate | [5 empty] | mineralisation |  |  |  | magnetite, pyroxene, amphibole, andradite, sphalerite, pyrite, pyrrhotite, chalcopyrite, molybdenite | [6 empty] | chlorite, fluorite | carbon-coated sample surfaces | LA-ICPMS, SEM-EDS | Geo Las Pro 193 nm ArF excimer laser combined with an Agilent 7900 ICP-MS; New Wave Research (NWR) 213 nm laser ablation system connected to an Agilent 7700x ICP-MS; ASI RESOLution-LR-S155 excimer laser system coupled with the Agilent 7700x ICP-MS | SKLODG, IGCAS | Silicates: laser frequency 6 Hz, beam spot diameter 40 μm, 96-second single measurement durations; Magnetite: 30-second background measurement followed by 50-second ablation under helium carrier gas (0.8 L/min) mixed with argon (0.9 L/min) through a T-joint interface; Sulfides: argon (0.9 L/min) and helium (0.35 L/min) mixed in the ablation cell, laser frequency 6 Hz, beam spot 26 μm, 30-second background measurements followed by 60-second sample ablation | NIST SRM 610, NIST SRM 612, BCR-2G, GSE-1G, BHVO-2G, BC-28, GOR128-G, STDGL3, GSD-1G, natural pure pyrite (Py), MASS-1 |  |  | 0.513 |  | 0.05817 |  | 1.193 | [7 empty] | 15.4948 |  |  |  | 80.7181 |  | 462.1744 |  | 0.015437 |  |  |  | 1.767 |  | 925.94 |  |  |  | 0.69583 | [5 empty] | 0.041 |  |  |  | 0.51447 |  | 0.37206 |  |  |  | 0.011 | [7 empty] | 11.4092 |  |  |  | 1.744 | [7 empty] | 1341.1386 |  | 651569.88 |  | 1162.6351 |  | 328019.4599 |  | 5.4358 |  | 0.07938 |  | 0.48902 |  |  |  | 0.16953 | [19 empty] | 1.29 |  | 13126.955 |  |  |  | 2.5686 |  |  |  | 3.5966 | [11 empty] | 135.7562 |  | 563.9651 | [5 empty] | 10.9302 |  | 1.0899 | [5 empty] | 0.041189 |  | 0.111 |  |  | 2025 |  |  | CHN | Fujian
| Makeng Fe deposit |  | Magmatic hydrothermal | Skarn | Skarn Fe-Mo polymetallic | Fe, Mo | Ga, Ge | Fe, Mo, Ga, Ge | Zhang et al., 2015a; Zhang et al., 2015b |  | Sph-MK22-5-1-6-1 | Sph-MK22-5-1-6-1 | [5 empty] | ore material | polished section | grab | mineral separate | [5 empty] | mineralisation |  |  |  | magnetite, pyroxene, amphibole, andradite, sphalerite, pyrite, pyrrhotite, chalcopyrite, molybdenite | [6 empty] | chlorite, fluorite | carbon-coated sample surfaces | LA-ICPMS, SEM-EDS | Geo Las Pro 193 nm ArF excimer laser combined with an Agilent 7900 ICP-MS; New Wave Research (NWR) 213 nm laser ablation system connected to an Agilent 7700x ICP-MS; ASI RESOLution-LR-S155 excimer laser system coupled with the Agilent 7700x ICP-MS | SKLODG, IGCAS | Silicates: laser frequency 6 Hz, beam spot diameter 40 μm, 96-second single measurement durations; Magnetite: 30-second background measurement followed by 50-second ablation under helium carrier gas (0.8 L/min) mixed with argon (0.9 L/min) through a T-joint interface; Sulfides: argon (0.9 L/min) and helium (0.35 L/min) mixed in the ablation cell, laser frequency 6 Hz, beam spot 26 μm, 30-second background measurements followed by 60-second sample ablation | NIST SRM 610, NIST SRM 612, BCR-2G, GSE-1G, BHVO-2G, BC-28, GOR128-G, STDGL3, GSD-1G, natural pure pyrite (Py), MASS-1 |  |  | 0.469 |  | 0.028 |  | 0.39668 | [7 empty] | 11.824 |  |  |  | 105.08 |  | 524.3758 |  | 0.009 |  |  |  | 1.362 |  | 671.6136 |  |  |  | 0.65477 | [5 empty] | 0.056 |  |  |  | 0.72767 |  | 0.33861 |  |  |  | 0.021122 | [7 empty] | 2.2073 |  |  |  | 2.2287 | [7 empty] | 1298.9628 |  | 653564.1174 |  | 1274.4111 |  | 327968.4297 |  | 3.7481 |  | 0.029 |  | 0.538 |  |  |  | 0.3505 | [19 empty] | 1.699 |  | 11656.4606 |  |  |  | 2.537 |  |  |  | 1.6295 | [11 empty] | 58.4073 |  | 329.6824 | [5 empty] | 1.2972 |  | 0.29069 | [5 empty] | 0.094686 |  | 0.152 |  |  | 2025 |  |  | CHN | Fujian
| Makeng Fe deposit |  | Magmatic hydrothermal | Skarn | Skarn Fe-Mo polymetallic | Fe, Mo | Ga, Ge | Fe, Mo, Ga, Ge | Zhang et al., 2015a; Zhang et al., 2015b |  | Py-MKSYS-15-6-2-1 | Py-MKSYS-15-6-2-1 | [5 empty] | ore material | polished section | grab | mineral separate | [5 empty] | mineralisation |  |  |  | magnetite, pyroxene, amphibole, andradite, sphalerite, pyrite, pyrrhotite, chalcopyrite, molybdenite | [6 empty] | chlorite, fluorite | carbon-coated sample surfaces | LA-ICPMS, SEM-EDS | Geo Las Pro 193 nm ArF excimer laser combined with an Agilent 7900 ICP-MS; New Wave Research (NWR) 213 nm laser ablation system connected to an Agilent 7700x ICP-MS; ASI RESOLution-LR-S155 excimer laser system coupled with the Agilent 7700x ICP-MS | SKLODG, IGCAS | Silicates: laser frequency 6 Hz, beam spot diameter 40 μm, 96-second single measurement durations; Magnetite: 30-second background measurement followed by 50-second ablation under helium carrier gas (0.8 L/min) mixed with argon (0.9 L/min) through a T-joint interface; Sulfides: argon (0.9 L/min) and helium (0.35 L/min) mixed in the ablation cell, laser frequency 6 Hz, beam spot 26 μm, 30-second background measurements followed by 60-second sample ablation | NIST SRM 610, NIST SRM 612, BCR-2G, GSE-1G, BHVO-2G, BC-28, GOR128-G, STDGL3, GSD-1G, natural pure pyrite (Py), MASS-1 |  |  | 0.343 |  | 0.060715 |  | 0.94887 | [7 empty] | 25.5304 |  |  |  | 559.8474 |  | 0.13658 |  | 0.009153 |  |  |  | 1.3958 |  | 15.9857 |  |  |  | 19.6824 | [5 empty] | 0.02 |  |  |  | 0.057 |  | 0.16613 |  |  |  | 0.01 | [7 empty] | 1.1366 |  |  |  | 2.438 | [7 empty] | 1492.4776 |  | 2.3473 |  | 0.268 |  | 532335.8317 |  | 0.64355 |  | 0.09 |  | 0.54637 |  |  |  | 0.058 | [19 empty] | 6.9381 |  | 463476.7488 |  |  |  | 9.6492 |  |  |  | 1.0117 | [11 empty] | 20.3886 |  | 157.6075 | [5 empty] | 0.77323 |  | 0.073008 | [5 empty] | 0.126 |  | 0.069489 |  |  | 2025 |  |  | CHN | Fujian
| Makeng Fe deposit |  | Magmatic hydrothermal | Skarn | Skarn Fe-Mo polymetallic | Fe, Mo | Ga, Ge | Fe, Mo, Ga, Ge | Zhang et al., 2015a; Zhang et al., 2015b |  | Py-MKSYS-15-5-1-1 | Py-MKSYS-15-5-1-1 | [5 empty] | ore material | polished section | grab | mineral separate | [5 empty] | mineralisation |  |  |  | magnetite, pyroxene, amphibole, andradite, sphalerite, pyrite, pyrrhotite, chalcopyrite, molybdenite | [6 empty] | chlorite, fluorite | carbon-coated sample surfaces | LA-ICPMS, SEM-EDS | Geo Las Pro 193 nm ArF excimer laser combined with an Agilent 7900 ICP-MS; New Wave Research (NWR) 213 nm laser ablation system connected to an Agilent 7700x ICP-MS; ASI RESOLution-LR-S155 excimer laser system coupled with the Agilent 7700x ICP-MS | SKLODG, IGCAS | Silicates: laser frequency 6 Hz, beam spot diameter 40 μm, 96-second single measurement durations; Magnetite: 30-second background measurement followed by 50-second ablation under helium carrier gas (0.8 L/min) mixed with argon (0.9 L/min) through a T-joint interface; Sulfides: argon (0.9 L/min) and helium (0.35 L/min) mixed in the ablation cell, laser frequency 6 Hz, beam spot 26 μm, 30-second background measurements followed by 60-second sample ablation | NIST SRM 610, NIST SRM 612, BCR-2G, GSE-1G, BHVO-2G, BC-28, GOR128-G, STDGL3, GSD-1G, natural pure pyrite (Py), MASS-1 |  |  | 0.435 |  | 0.008531 |  | 0.075 | [7 empty] | 0.032 |  |  |  | 0.719 |  | 0.007 |  | 0.006115 |  |  |  | 2.5076 |  | 1.325 |  |  |  | 11.1819 | [5 empty] | 0.022 |  |  |  | 0.062 |  | 0.002 |  |  |  | 0.011 | [7 empty] | 0.203 |  |  |  | 4.03 | [7 empty] | 350.93 |  | 1.473 |  | 0.295 |  | 534509.2164 |  | 0.35 |  | 0.095 |  | 0.309 |  |  |  | 0.116 | [19 empty] | 3.428 |  | 465457.2867 |  |  |  | 4.6996 |  |  |  | 0.555 | [11 empty] | 2.763 |  | 0.02 | [5 empty] | 0.606 |  | 0.039 | [5 empty] | 0.071 |  | 0.019 |  |  | 2025 |  |  | CHN | Fujian
| Makeng Fe deposit |  | Magmatic hydrothermal | Skarn | Skarn Fe-Mo polymetallic | Fe, Mo | Ga, Ge | Fe, Mo, Ga, Ge | Zhang et al., 2015a; Zhang et al., 2015b |  | Py-MKSYS-15-5-2-1 | Py-MKSYS-15-5-2-1 | [5 empty] | ore material | polished section | grab | mineral separate | [5 empty] | mineralisation |  |  |  | magnetite, pyroxene, amphibole, andradite, sphalerite, pyrite, pyrrhotite, chalcopyrite, molybdenite | [6 empty] | chlorite, fluorite | carbon-coated sample surfaces | LA-ICPMS, SEM-EDS | Geo Las Pro 193 nm ArF excimer laser combined with an Agilent 7900 ICP-MS; New Wave Research (NWR) 213 nm laser ablation system connected to an Agilent 7700x ICP-MS; ASI RESOLution-LR-S155 excimer laser system coupled with the Agilent 7700x ICP-MS | SKLODG, IGCAS | Silicates: laser frequency 6 Hz, beam spot diameter 40 μm, 96-second single measurement durations; Magnetite: 30-second background measurement followed by 50-second ablation under helium carrier gas (0.8 L/min) mixed with argon (0.9 L/min) through a T-joint interface; Sulfides: argon (0.9 L/min) and helium (0.35 L/min) mixed in the ablation cell, laser frequency 6 Hz, beam spot 26 μm, 30-second background measurements followed by 60-second sample ablation | NIST SRM 610, NIST SRM 612, BCR-2G, GSE-1G, BHVO-2G, BC-28, GOR128-G, STDGL3, GSD-1G, natural pure pyrite (Py), MASS-1 |  |  | 0.63 |  | 0.015776 |  | 0.098 | [7 empty] | 5.2218 |  |  |  | 113.1611 |  | 0.01 |  | 0.005 |  |  |  | 2.4145 |  | 3.7449 |  |  |  | 7.9902 | [5 empty] | 0.03 |  |  |  | 0.35429 |  | 0.1584 |  |  |  | 0.048624 | [7 empty] | 0.40702 |  |  |  | 2.1765 | [7 empty] | 1282.7344 |  | 5.513 |  | 0.391 |  | 532955.7829 |  | 0.062 |  | 0.123 |  | 0.99529 |  |  |  | 0.31043 | [19 empty] | 5.6061 |  | 464095.7526 |  |  |  | 10.753 |  |  |  | 0.456 | [11 empty] | 0.35015 |  | 6.2662 | [5 empty] | 0.816 |  | 0.051 | [5 empty] | 2.2846 |  | 0.037999 |  |  | 2025 |  |  | CHN | Fujian
| Makeng Fe deposit |  | Magmatic hydrothermal | Skarn | Skarn Fe-Mo polymetallic | Fe, Mo | Ga, Ge | Fe, Mo, Ga, Ge | Zhang et al., 2015a; Zhang et al., 2015b |  | Py-MKSYS-16-5-1-1 | Py-MKSYS-16-5-1-1 | [5 empty] | ore material | polished section | grab | mineral separate | [5 empty] | mineralisation |  |  |  | magnetite, pyroxene, amphibole, andradite, sphalerite, pyrite, pyrrhotite, chalcopyrite, molybdenite | [6 empty] | chlorite, fluorite | carbon-coated sample surfaces | LA-ICPMS, SEM-EDS | Geo Las Pro 193 nm ArF excimer laser combined with an Agilent 7900 ICP-MS; New Wave Research (NWR) 213 nm laser ablation system connected to an Agilent 7700x ICP-MS; ASI RESOLution-LR-S155 excimer laser system coupled with the Agilent 7700x ICP-MS | SKLODG, IGCAS | Silicates: laser frequency 6 Hz, beam spot diameter 40 μm, 96-second single measurement durations; Magnetite: 30-second background measurement followed by 50-second ablation under helium carrier gas (0.8 L/min) mixed with argon (0.9 L/min) through a T-joint interface; Sulfides: argon (0.9 L/min) and helium (0.35 L/min) mixed in the ablation cell, laser frequency 6 Hz, beam spot 26 μm, 30-second background measurements followed by 60-second sample ablation | NIST SRM 610, NIST SRM 612, BCR-2G, GSE-1G, BHVO-2G, BC-28, GOR128-G, STDGL3, GSD-1G, natural pure pyrite (Py), MASS-1 |  |  | 0.373 |  | 0.009027 |  | 0.064847 | [7 empty] | 1.065 |  |  |  | 2.8752 |  | 0.007 |  | 0.003 |  |  |  | 1.2145 |  | 6.0103 |  |  |  | 67.3283 | [5 empty] | 0.02 |  |  |  | 0.079133 |  | 0.64247 |  |  |  | 0.017591 | [7 empty] | 0.176 |  |  |  | 1.468 | [7 empty] | 1392.9274 |  | 3.607 |  | 0.262 |  | 532832.1421 |  | 0.1906 |  | 0.098864 |  | 0.30038 |  |  |  | 0.055 | [19 empty] | 0.576 |  | 463068.8964 |  |  |  | 4.5802 |  |  |  | 1.3768 | [11 empty] | 364.187 |  | 45.4189 | [5 empty] | 617.1712 |  | 0.034 | [5 empty] | 1.8802 |  | 0.049418 |  |  | 2025 |  |  | CHN | Fujian
| Makeng Fe deposit |  | Magmatic hydrothermal | Skarn | Skarn Fe-Mo polymetallic | Fe, Mo | Ga, Ge | Fe, Mo, Ga, Ge | Zhang et al., 2015a; Zhang et al., 2015b |  | Py-MK22-15-4-1-1 | Py-MK22-15-4-1-1 | [5 empty] | ore material | polished section | grab | mineral separate | [5 empty] | mineralisation |  |  |  | magnetite, pyroxene, amphibole, andradite, sphalerite, pyrite, pyrrhotite, chalcopyrite, molybdenite | [6 empty] | chlorite, fluorite | carbon-coated sample surfaces | LA-ICPMS, SEM-EDS | Geo Las Pro 193 nm ArF excimer laser combined with an Agilent 7900 ICP-MS; New Wave Research (NWR) 213 nm laser ablation system connected to an Agilent 7700x ICP-MS; ASI RESOLution-LR-S155 excimer laser system coupled with the Agilent 7700x ICP-MS | SKLODG, IGCAS | Silicates: laser frequency 6 Hz, beam spot diameter 40 μm, 96-second single measurement durations; Magnetite: 30-second background measurement followed by 50-second ablation under helium carrier gas (0.8 L/min) mixed with argon (0.9 L/min) through a T-joint interface; Sulfides: argon (0.9 L/min) and helium (0.35 L/min) mixed in the ablation cell, laser frequency 6 Hz, beam spot 26 μm, 30-second background measurements followed by 60-second sample ablation | NIST SRM 610, NIST SRM 612, BCR-2G, GSE-1G, BHVO-2G, BC-28, GOR128-G, STDGL3, GSD-1G, natural pure pyrite (Py), MASS-1 |  |  | 0.25 |  | 0.005326 |  | 0.068742 | [7 empty] | 12.8855 |  |  |  | 13.1702 |  | 0.020766 |  | 0.003 |  |  |  | 2.4124 |  | 4.3459 |  |  |  | 0.263 | [5 empty] | 0.021 |  |  |  | 0.057 |  | 0.002 |  |  |  | 0.01 | [7 empty] | 0.18 |  |  |  | 0.834 | [7 empty] | 303.4701 |  | 2.803 |  | 0.273 |  | 534144.7946 |  | 0.59604 |  | 0.081 |  | 0.261 |  |  |  | 0.084 | [19 empty] | 0.596 |  | 464958.8502 |  |  |  | 7.1783 |  |  |  | 0.598 | [11 empty] | 162.4571 |  | 15.0493 | [5 empty] | 14.5438 |  | 0.047126 | [5 empty] | 0.051 |  | 0.023 |  |  | 2025 |  |  | CHN | Fujian
| Makeng Fe deposit |  | Magmatic hydrothermal | Skarn | Skarn Fe-Mo polymetallic | Fe, Mo | Ga, Ge | Fe, Mo, Ga, Ge | Zhang et al., 2015a; Zhang et al., 2015b |  | Py-MK22-15-4-2-1 | Py-MK22-15-4-2-1 | [5 empty] | ore material | polished section | grab | mineral separate | [5 empty] | mineralisation |  |  |  | magnetite, pyroxene, amphibole, andradite, sphalerite, pyrite, pyrrhotite, chalcopyrite, molybdenite | [6 empty] | chlorite, fluorite | carbon-coated sample surfaces | LA-ICPMS, SEM-EDS | Geo Las Pro 193 nm ArF excimer laser combined with an Agilent 7900 ICP-MS; New Wave Research (NWR) 213 nm laser ablation system connected to an Agilent 7700x ICP-MS; ASI RESOLution-LR-S155 excimer laser system coupled with the Agilent 7700x ICP-MS | SKLODG, IGCAS | Silicates: laser frequency 6 Hz, beam spot diameter 40 μm, 96-second single measurement durations; Magnetite: 30-second background measurement followed by 50-second ablation under helium carrier gas (0.8 L/min) mixed with argon (0.9 L/min) through a T-joint interface; Sulfides: argon (0.9 L/min) and helium (0.35 L/min) mixed in the ablation cell, laser frequency 6 Hz, beam spot 26 μm, 30-second background measurements followed by 60-second sample ablation | NIST SRM 610, NIST SRM 612, BCR-2G, GSE-1G, BHVO-2G, BC-28, GOR128-G, STDGL3, GSD-1G, natural pure pyrite (Py), MASS-1 |  |  | 0.172 |  | 0.009274 |  | 0.32925 | [7 empty] | 10.9638 |  |  |  | 21.0122 |  | 0.012385 |  | 0.006368 |  |  |  | 3.7565 |  | 3.7844 |  |  |  | 0.41236 | [5 empty] | 0.025949 |  |  |  | 0.071511 |  | 0.10319 |  |  |  | 0.009 | [7 empty] | 0.28175 |  |  |  | 2.159 | [7 empty] | 505.7267 |  | 2.511 |  | 0.239 |  | 533914.9022 |  | 0.076845 |  | 0.069 |  | 0.87481 |  |  |  | 0.074 | [19 empty] | 0.526 |  | 464802.624 |  |  |  | 6.8338 |  |  |  | 0.298 | [11 empty] | 130.4173 |  | 2.401 | [5 empty] | 4.6327 |  | 0.028 | [5 empty] | 0.146 |  | 0.021 |  |  | 2025 |  |  | CHN | Fujian
| Makeng Fe deposit |  | Magmatic hydrothermal | Skarn | Skarn Fe-Mo polymetallic | Fe, Mo | Ga, Ge | Fe, Mo, Ga, Ge | Zhang et al., 2015a; Zhang et al., 2015b |  | Py-MK22-15-4-3-1 | Py-MK22-15-4-3-1 | [5 empty] | ore material | polished section | grab | mineral separate | [5 empty] | mineralisation |  |  |  | magnetite, pyroxene, amphibole, andradite, sphalerite, pyrite, pyrrhotite, chalcopyrite, molybdenite | [6 empty] | chlorite, fluorite | carbon-coated sample surfaces | LA-ICPMS, SEM-EDS | Geo Las Pro 193 nm ArF excimer laser combined with an Agilent 7900 ICP-MS; New Wave Research (NWR) 213 nm laser ablation system connected to an Agilent 7700x ICP-MS; ASI RESOLution-LR-S155 excimer laser system coupled with the Agilent 7700x ICP-MS | SKLODG, IGCAS | Silicates: laser frequency 6 Hz, beam spot diameter 40 μm, 96-second single measurement durations; Magnetite: 30-second background measurement followed by 50-second ablation under helium carrier gas (0.8 L/min) mixed with argon (0.9 L/min) through a T-joint interface; Sulfides: argon (0.9 L/min) and helium (0.35 L/min) mixed in the ablation cell, laser frequency 6 Hz, beam spot 26 μm, 30-second background measurements followed by 60-second sample ablation | NIST SRM 610, NIST SRM 612, BCR-2G, GSE-1G, BHVO-2G, BC-28, GOR128-G, STDGL3, GSD-1G, natural pure pyrite (Py), MASS-1 |  |  | 0.223 |  | 0.058572 |  | 0.70551 | [7 empty] | 7.1255 |  |  |  | 26.2159 |  | 0.10925 |  | 0.003 |  |  |  | 2.2018 |  | 3.2996 |  |  |  | 0.461 | [5 empty] | 0.027158 |  |  |  | 0.1126 |  | 0.032172 |  |  |  | 0.009 | [7 empty] | 0.58307 |  |  |  | 1.2245 | [7 empty] | 244.409 |  | 3.173 |  | 0.259 |  | 534493.814 |  | 0.14863 |  | 0.10315 |  | 0.438 |  |  |  | 0.129 | [19 empty] | 0.591 |  | 465281.1979 |  |  |  | 4.847 |  |  |  | 0.28781 | [11 empty] | 155.7544 |  | 3.248 | [5 empty] | 6.047 |  | 0.03 | [5 empty] | 0.09913 |  | 0.37752 |  |  | 2025 |  |  | CHN | Fujian
| Makeng Fe deposit |  | Magmatic hydrothermal | Skarn | Skarn Fe-Mo polymetallic | Fe, Mo | Ga, Ge | Fe, Mo, Ga, Ge | Zhang et al., 2015a; Zhang et al., 2015b |  | Py-MK22-15-4-4-1 | Py-MK22-15-4-4-1 | [5 empty] | ore material | polished section | grab | mineral separate | [5 empty] | mineralisation |  |  |  | magnetite, pyroxene, amphibole, andradite, sphalerite, pyrite, pyrrhotite, chalcopyrite, molybdenite | [6 empty] | chlorite, fluorite | carbon-coated sample surfaces | LA-ICPMS, SEM-EDS | Geo Las Pro 193 nm ArF excimer laser combined with an Agilent 7900 ICP-MS; New Wave Research (NWR) 213 nm laser ablation system connected to an Agilent 7700x ICP-MS; ASI RESOLution-LR-S155 excimer laser system coupled with the Agilent 7700x ICP-MS | SKLODG, IGCAS | Silicates: laser frequency 6 Hz, beam spot diameter 40 μm, 96-second single measurement durations; Magnetite: 30-second background measurement followed by 50-second ablation under helium carrier gas (0.8 L/min) mixed with argon (0.9 L/min) through a T-joint interface; Sulfides: argon (0.9 L/min) and helium (0.35 L/min) mixed in the ablation cell, laser frequency 6 Hz, beam spot 26 μm, 30-second background measurements followed by 60-second sample ablation | NIST SRM 610, NIST SRM 612, BCR-2G, GSE-1G, BHVO-2G, BC-28, GOR128-G, STDGL3, GSD-1G, natural pure pyrite (Py), MASS-1 |  |  | 1.231 |  | 0.032402 |  | 0.251 | [7 empty] | 25.8182 |  |  |  | 343.7724 |  | 0.08985 |  | 0.013 |  |  |  | 59.8086 |  | 2.5113 |  |  |  | 3.793 | [5 empty] | 0.082 |  |  |  | 1.5487 |  | 10.6245 |  |  |  | 0.22803 | [7 empty] | 4.1234 |  |  |  | 3.6227 | [7 empty] | 2678.0662 |  | 8.147 |  | 1.01 |  | 531155.3897 |  | 0.33532 |  | 0.282 |  | 57.753 |  |  |  | 0.69551 | [19 empty] | 2.309 |  | 462426.7913 |  |  |  | 16.203 |  |  |  | 2.42 | [11 empty] | 85.0438 |  | 6.0047 | [5 empty] | 4.7316 |  | 0.116 | [5 empty] | 0.24965 |  | 0.103 |  |  | 2025 |  |  | CHN | Fujian
| Makeng Fe deposit |  | Magmatic hydrothermal | Skarn | Skarn Fe-Mo polymetallic | Fe, Mo | Ga, Ge | Fe, Mo, Ga, Ge | Zhang et al., 2015a; Zhang et al., 2015b |  | Py-MK22-15-3-1-1 | Py-MK22-15-3-1-1 | [5 empty] | ore material | polished section | grab | mineral separate | [5 empty] | mineralisation |  |  |  | magnetite, pyroxene, amphibole, andradite, sphalerite, pyrite, pyrrhotite, chalcopyrite, molybdenite | [6 empty] | chlorite, fluorite | carbon-coated sample surfaces | LA-ICPMS, SEM-EDS | Geo Las Pro 193 nm ArF excimer laser combined with an Agilent 7900 ICP-MS; New Wave Research (NWR) 213 nm laser ablation system connected to an Agilent 7700x ICP-MS; ASI RESOLution-LR-S155 excimer laser system coupled with the Agilent 7700x ICP-MS | SKLODG, IGCAS | Silicates: laser frequency 6 Hz, beam spot diameter 40 μm, 96-second single measurement durations; Magnetite: 30-second background measurement followed by 50-second ablation under helium carrier gas (0.8 L/min) mixed with argon (0.9 L/min) through a T-joint interface; Sulfides: argon (0.9 L/min) and helium (0.35 L/min) mixed in the ablation cell, laser frequency 6 Hz, beam spot 26 μm, 30-second background measurements followed by 60-second sample ablation | NIST SRM 610, NIST SRM 612, BCR-2G, GSE-1G, BHVO-2G, BC-28, GOR128-G, STDGL3, GSD-1G, natural pure pyrite (Py), MASS-1 |  |  | 0.463 |  | 0.037957 |  | 0.1263 | [7 empty] | 21.2758 |  |  |  | 177.5816 |  | 0.61932 |  | 0.00627 |  |  |  | 2.2177 |  | 3.2161 |  |  |  | 31.6482 | [5 empty] | 0.021 |  |  |  | 0.22079 |  | 0.12571 |  |  |  | 0.009 | [7 empty] | 1.4285 |  |  |  | 0.587 | [7 empty] | 987.6581 |  | 1.386 |  | 0.255 |  | 533162.4846 |  | 0.47081 |  | 0.07 |  | 0.54345 |  |  |  | 0.021 | [19 empty] | 11.5847 |  | 461901.108 |  |  |  | 3.3715 |  |  |  | 0.55111 | [11 empty] | 2491.6663 |  | 8.7216 | [5 empty] | 12.4259 |  | 0.029 | [5 empty] | 0.097 |  | 1.0655 |  |  | 2025 |  |  | CHN | Fujian
| Makeng Fe deposit |  | Magmatic hydrothermal | Skarn | Skarn Fe-Mo polymetallic | Fe, Mo | Ga, Ge | Fe, Mo, Ga, Ge | Zhang et al., 2015a; Zhang et al., 2015b |  | Py-MK22-15-3-3-1 | Py-MK22-15-3-3-1 | [5 empty] | ore material | polished section | grab | mineral separate | [5 empty] | mineralisation |  |  |  | magnetite, pyroxene, amphibole, andradite, sphalerite, pyrite, pyrrhotite, chalcopyrite, molybdenite | [6 empty] | chlorite, fluorite | carbon-coated sample surfaces | LA-ICPMS, SEM-EDS | Geo Las Pro 193 nm ArF excimer laser combined with an Agilent 7900 ICP-MS; New Wave Research (NWR) 213 nm laser ablation system connected to an Agilent 7700x ICP-MS; ASI RESOLution-LR-S155 excimer laser system coupled with the Agilent 7700x ICP-MS | SKLODG, IGCAS | Silicates: laser frequency 6 Hz, beam spot diameter 40 μm, 96-second single measurement durations; Magnetite: 30-second background measurement followed by 50-second ablation under helium carrier gas (0.8 L/min) mixed with argon (0.9 L/min) through a T-joint interface; Sulfides: argon (0.9 L/min) and helium (0.35 L/min) mixed in the ablation cell, laser frequency 6 Hz, beam spot 26 μm, 30-second background measurements followed by 60-second sample ablation | NIST SRM 610, NIST SRM 612, BCR-2G, GSE-1G, BHVO-2G, BC-28, GOR128-G, STDGL3, GSD-1G, natural pure pyrite (Py), MASS-1 |  |  | 0.431 |  | 0.008 |  | 0.081 | [7 empty] | 1.8106 |  |  |  | 1.011 |  | 0.01 |  | 0.004603 |  |  |  | 2.9373 |  | 2.9417 |  |  |  | 0.63 | [5 empty] | 0.027 |  |  |  | 0.068 |  | 0.025838 |  |  |  | 0.012 | [7 empty] | 0.2 |  |  |  | 2.35 | [7 empty] | 234.106 |  | 2.5631 |  | 0.331 |  | 534512.6304 |  | 0.22969 |  | 0.086 |  | 0.352 |  |  |  | 0.099453 | [19 empty] | 0.94095 |  | 465176.6612 |  |  |  | 4.861 |  |  |  | 0.6 | [11 empty] | 265.0558 |  | 1.5231 | [5 empty] | 26.6133 |  | 0.035 | [5 empty] | 0.054775 |  | 0.63156 |  |  | 2025 |  |  | CHN | Fujian
| Makeng Fe deposit |  | Magmatic hydrothermal | Skarn | Skarn Fe-Mo polymetallic | Fe, Mo | Ga, Ge | Fe, Mo, Ga, Ge | Zhang et al., 2015a; Zhang et al., 2015b |  | Py-MK22-12-1-1-1 | Py-MK22-12-1-1-1 | [5 empty] | ore material | polished section | grab | mineral separate | [5 empty] | mineralisation |  |  |  | magnetite, pyroxene, amphibole, andradite, sphalerite, pyrite, pyrrhotite, chalcopyrite, molybdenite | [6 empty] | chlorite, fluorite | carbon-coated sample surfaces | LA-ICPMS, SEM-EDS | Geo Las Pro 193 nm ArF excimer laser combined with an Agilent 7900 ICP-MS; New Wave Research (NWR) 213 nm laser ablation system connected to an Agilent 7700x ICP-MS; ASI RESOLution-LR-S155 excimer laser system coupled with the Agilent 7700x ICP-MS | SKLODG, IGCAS | Silicates: laser frequency 6 Hz, beam spot diameter 40 μm, 96-second single measurement durations; Magnetite: 30-second background measurement followed by 50-second ablation under helium carrier gas (0.8 L/min) mixed with argon (0.9 L/min) through a T-joint interface; Sulfides: argon (0.9 L/min) and helium (0.35 L/min) mixed in the ablation cell, laser frequency 6 Hz, beam spot 26 μm, 30-second background measurements followed by 60-second sample ablation | NIST SRM 610, NIST SRM 612, BCR-2G, GSE-1G, BHVO-2G, BC-28, GOR128-G, STDGL3, GSD-1G, natural pure pyrite (Py), MASS-1 |  |  | 0.381 |  | 0.013 |  | 13.0567 | [7 empty] | 0.01885 |  |  |  | 0.8 |  | 0.015 |  | 0.005 |  |  |  | 2.2807 |  | 1.17 |  |  |  | 24.2373 | [5 empty] | 0.035 |  |  |  | 0.079 |  | 0.013858 |  |  |  | 0.013 | [7 empty] | 0.212 |  |  |  | 2.169 | [7 empty] | 433.424 |  | 2.2097 |  | 0.392 |  | 534253.1104 |  | 0.039768 |  | 0.08 |  | 0.913 |  |  |  | 0.081097 | [19 empty] | 1.005 |  | 464599.4407 |  |  |  | 6.8536 |  |  |  | 4.4906 | [11 empty] | 0.046 |  | 0.204 | [5 empty] | 0.671 |  | 0.032 | [5 empty] | 0.030147 |  | 1088.5068 |  |  | 2025 |  |  | CHN | Fujian
| Makeng Fe deposit |  | Magmatic hydrothermal | Skarn | Skarn Fe-Mo polymetallic | Fe, Mo | Ga, Ge | Fe, Mo, Ga, Ge | Zhang et al., 2015a; Zhang et al., 2015b |  | Py-MK22-12-1-2-1 | Py-MK22-12-1-2-1 | [5 empty] | ore material | polished section | grab | mineral separate | [5 empty] | mineralisation |  |  |  | magnetite, pyroxene, amphibole, andradite, sphalerite, pyrite, pyrrhotite, chalcopyrite, molybdenite | [6 empty] | chlorite, fluorite | carbon-coated sample surfaces | LA-ICPMS, SEM-EDS | Geo Las Pro 193 nm ArF excimer laser combined with an Agilent 7900 ICP-MS; New Wave Research (NWR) 213 nm laser ablation system connected to an Agilent 7700x ICP-MS; ASI RESOLution-LR-S155 excimer laser system coupled with the Agilent 7700x ICP-MS | SKLODG, IGCAS | Silicates: laser frequency 6 Hz, beam spot diameter 40 μm, 96-second single measurement durations; Magnetite: 30-second background measurement followed by 50-second ablation under helium carrier gas (0.8 L/min) mixed with argon (0.9 L/min) through a T-joint interface; Sulfides: argon (0.9 L/min) and helium (0.35 L/min) mixed in the ablation cell, laser frequency 6 Hz, beam spot 26 μm, 30-second background measurements followed by 60-second sample ablation | NIST SRM 610, NIST SRM 612, BCR-2G, GSE-1G, BHVO-2G, BC-28, GOR128-G, STDGL3, GSD-1G, natural pure pyrite (Py), MASS-1 |  |  | 0.393 |  | 0.015 |  | 15.1483 | [7 empty] | 0.024238 |  |  |  | 3.3578 |  | 0.017 |  | 0.006 |  |  |  | 2.3053 |  | 0.536 |  |  |  | 20.2651 | [5 empty] | 0.04 |  |  |  | 0.089 |  | 0.71306 |  |  |  | 0.015 | [7 empty] | 0.30565 |  |  |  | 2.498 | [7 empty] | 480.29 |  | 3.506 |  | 0.71149 |  | 534328.4258 |  | 0.096927 |  | 0.088 |  | 0.465 |  |  |  | 0.463 | [19 empty] | 1.135 |  | 464870.4403 |  |  |  | 9.8159 |  |  |  | 5.7789 | [11 empty] | 0.052 |  | 0.30325 | [5 empty] | 0.75 |  | 0.035 | [5 empty] | 0.14723 |  | 732.7805 |  |  | 2025 |  |  | CHN | Fujian
| Makeng Fe deposit |  | Magmatic hydrothermal | Skarn | Skarn Fe-Mo polymetallic | Fe, Mo | Ga, Ge | Fe, Mo, Ga, Ge | Zhang et al., 2015a; Zhang et al., 2015b |  | Py-MK22-5-2-1-1 | Py-MK22-5-2-1-1 | [5 empty] | ore material | polished section | grab | mineral separate | [5 empty] | mineralisation |  |  |  | magnetite, pyroxene, amphibole, andradite, sphalerite, pyrite, pyrrhotite, chalcopyrite, molybdenite | [6 empty] | chlorite, fluorite | carbon-coated sample surfaces | LA-ICPMS, SEM-EDS | Geo Las Pro 193 nm ArF excimer laser combined with an Agilent 7900 ICP-MS; New Wave Research (NWR) 213 nm laser ablation system connected to an Agilent 7700x ICP-MS; ASI RESOLution-LR-S155 excimer laser system coupled with the Agilent 7700x ICP-MS | SKLODG, IGCAS | Silicates: laser frequency 6 Hz, beam spot diameter 40 μm, 96-second single measurement durations; Magnetite: 30-second background measurement followed by 50-second ablation under helium carrier gas (0.8 L/min) mixed with argon (0.9 L/min) through a T-joint interface; Sulfides: argon (0.9 L/min) and helium (0.35 L/min) mixed in the ablation cell, laser frequency 6 Hz, beam spot 26 μm, 30-second background measurements followed by 60-second sample ablation | NIST SRM 610, NIST SRM 612, BCR-2G, GSE-1G, BHVO-2G, BC-28, GOR128-G, STDGL3, GSD-1G, natural pure pyrite (Py), MASS-1 |  |  | 0.69276 |  | 6.5618 |  | 4.5537 | [7 empty] | 0.008 |  |  |  | 14.1983 |  | 0.45386 |  | 0.042275 |  |  |  | 3.471 |  | 1.526 |  |  |  | 1148.7595 | [5 empty] | 0.044 |  |  |  | 0.69071 |  | 0.47991 |  |  |  | 0.03501 | [7 empty] | 11.2952 |  |  |  | 2.968 | [7 empty] | 1280.6518 |  | 3.964 |  | 0.482 |  | 529961.7012 |  | 0.2113 |  | 28.6951 |  | 0.475 |  |  |  | 2.564 | [19 empty] | 1.327 |  | 461876.9961 |  |  |  | 2491.7006 |  |  |  | 20.3447 | [11 empty] | 3.4208 |  | 0.91903 | [5 empty] | 4.3923 |  | 0.44732 | [5 empty] | 0.36933 |  | 1.5822 |  |  | 2025 |  |  | CHN | Fujian
| Makeng Fe deposit |  | Magmatic hydrothermal | Skarn | Skarn Fe-Mo polymetallic | Fe, Mo | Ga, Ge | Fe, Mo, Ga, Ge | Zhang et al., 2015a; Zhang et al., 2015b |  | Py-MK22-5-2-2-1 | Py-MK22-5-2-2-1 | [5 empty] | ore material | polished section | grab | mineral separate | [5 empty] | mineralisation |  |  |  | magnetite, pyroxene, amphibole, andradite, sphalerite, pyrite, pyrrhotite, chalcopyrite, molybdenite | [6 empty] | chlorite, fluorite | carbon-coated sample surfaces | LA-ICPMS, SEM-EDS | Geo Las Pro 193 nm ArF excimer laser combined with an Agilent 7900 ICP-MS; New Wave Research (NWR) 213 nm laser ablation system connected to an Agilent 7700x ICP-MS; ASI RESOLution-LR-S155 excimer laser system coupled with the Agilent 7700x ICP-MS | SKLODG, IGCAS | Silicates: laser frequency 6 Hz, beam spot diameter 40 μm, 96-second single measurement durations; Magnetite: 30-second background measurement followed by 50-second ablation under helium carrier gas (0.8 L/min) mixed with argon (0.9 L/min) through a T-joint interface; Sulfides: argon (0.9 L/min) and helium (0.35 L/min) mixed in the ablation cell, laser frequency 6 Hz, beam spot 26 μm, 30-second background measurements followed by 60-second sample ablation | NIST SRM 610, NIST SRM 612, BCR-2G, GSE-1G, BHVO-2G, BC-28, GOR128-G, STDGL3, GSD-1G, natural pure pyrite (Py), MASS-1 |  |  | 0.68663 |  | 0.011 |  | 4.4775 | [7 empty] | 0.037 |  |  |  | 92.3832 |  | 0.8405 |  | 0.005 |  |  |  | 2.5545 |  | 0.80561 |  |  |  | 1016.4731 | [5 empty] | 0.029 |  |  |  | 2.3291 |  | 0.97787 |  |  |  | 0.19524 | [7 empty] | 9.2151 |  |  |  | 2.506 | [7 empty] | 2092.1459 |  | 3.62 |  | 0.311 |  | 531278.4105 |  | 0.11507 |  | 0.16833 |  | 0.34243 |  |  |  | 11.9153 | [19 empty] | 0.844 |  | 462986.6193 |  |  |  | 26.6816 |  |  |  | 20.1076 | [11 empty] | 5.2703 |  | 1.334 | [5 empty] | 8.4709 |  | 0.58024 | [5 empty] | 0.40173 |  | 1.109 |  |  | 2025 |  |  | CHN | Fujian
| Makeng Fe deposit |  | Magmatic hydrothermal | Skarn | Skarn Fe-Mo polymetallic | Fe, Mo | Ga, Ge | Fe, Mo, Ga, Ge | Zhang et al., 2015a; Zhang et al., 2015b |  | Py-MK22-5-2-3-1 | Py-MK22-5-2-3-1 | [5 empty] | ore material | polished section | grab | mineral separate | [5 empty] | mineralisation |  |  |  | magnetite, pyroxene, amphibole, andradite, sphalerite, pyrite, pyrrhotite, chalcopyrite, molybdenite | [6 empty] | chlorite, fluorite | carbon-coated sample surfaces | LA-ICPMS, SEM-EDS | Geo Las Pro 193 nm ArF excimer laser combined with an Agilent 7900 ICP-MS; New Wave Research (NWR) 213 nm laser ablation system connected to an Agilent 7700x ICP-MS; ASI RESOLution-LR-S155 excimer laser system coupled with the Agilent 7700x ICP-MS | SKLODG, IGCAS | Silicates: laser frequency 6 Hz, beam spot diameter 40 μm, 96-second single measurement durations; Magnetite: 30-second background measurement followed by 50-second ablation under helium carrier gas (0.8 L/min) mixed with argon (0.9 L/min) through a T-joint interface; Sulfides: argon (0.9 L/min) and helium (0.35 L/min) mixed in the ablation cell, laser frequency 6 Hz, beam spot 26 μm, 30-second background measurements followed by 60-second sample ablation | NIST SRM 610, NIST SRM 612, BCR-2G, GSE-1G, BHVO-2G, BC-28, GOR128-G, STDGL3, GSD-1G, natural pure pyrite (Py), MASS-1 |  |  | 11.1271 |  | 33.3911 |  | 17.6718 | [7 empty] | 0.31702 |  |  |  | 52.5265 |  | 1.7472 |  | 0.10615 |  |  |  | 1.382 |  | 2.9555 |  |  |  | 1008.1608 | [5 empty] | 0.045 |  |  |  | 1.1446 |  | 1.1689 |  |  |  | 0.78464 | [7 empty] | 25.1655 |  |  |  | 2.3849 | [7 empty] | 1948.255 |  | 7.0922 |  | 0.483 |  | 518594.942 |  | 0.44446 |  | 210.7695 |  | 0.449 |  |  |  | 12.243 | [19 empty] | 1.317 |  | 451703.0816 |  |  |  | 14348.6005 |  |  |  | 85.6159 | [11 empty] | 25.8721 |  | 19.9686 | [5 empty] | 28.3132 |  | 0.29092 | [5 empty] | 0.3227 |  | 0.84361 |  |  | 2025 |  |  | CHN | Fujian
| Makeng Fe deposit |  | Magmatic hydrothermal | Skarn | Skarn Fe-Mo polymetallic | Fe, Mo | Ga, Ge | Fe, Mo, Ga, Ge | Zhang et al., 2015a; Zhang et al., 2015b |  | Po-MK22-15-3-1-1 | Po-MK22-15-3-1-1 | [5 empty] | ore material | polished section | grab | mineral separate | [5 empty] | mineralisation |  |  |  | magnetite, pyroxene, amphibole, andradite, sphalerite, pyrite, pyrrhotite, chalcopyrite, molybdenite | [6 empty] | chlorite, fluorite | carbon-coated sample surfaces | LA-ICPMS, SEM-EDS | Geo Las Pro 193 nm ArF excimer laser combined with an Agilent 7900 ICP-MS; New Wave Research (NWR) 213 nm laser ablation system connected to an Agilent 7700x ICP-MS; ASI RESOLution-LR-S155 excimer laser system coupled with the Agilent 7700x ICP-MS | SKLODG, IGCAS | Silicates: laser frequency 6 Hz, beam spot diameter 40 μm, 96-second single measurement durations; Magnetite: 30-second background measurement followed by 50-second ablation under helium carrier gas (0.8 L/min) mixed with argon (0.9 L/min) through a T-joint interface; Sulfides: argon (0.9 L/min) and helium (0.35 L/min) mixed in the ablation cell, laser frequency 6 Hz, beam spot 26 μm, 30-second background measurements followed by 60-second sample ablation | NIST SRM 610, NIST SRM 612, BCR-2G, GSE-1G, BHVO-2G, BC-28, GOR128-G, STDGL3, GSD-1G, natural pure pyrite (Py), MASS-1 |  |  | 0.335 |  | 0.013 |  | 0.016 | [7 empty] | 2.4372 |  |  |  | 1.087 |  | 0.015 |  | 0.005 |  |  |  | 1.9968 |  | 1.365 |  |  |  | 1.186 | [5 empty] | 0.035 |  |  |  | 0.075 |  | 0.021229 |  |  |  | 0.012 | [7 empty] | 0.189 |  |  |  | 0.859 | [7 empty] | 284.688 |  | 2.6383 |  | 0.374 |  | 364741.2802 |  | 0.17754 |  | 0.066 |  | 0.287 |  |  |  | 0.076 | [19 empty] | 1.011 |  | 635185.8947 |  |  |  | 5.3117 |  |  |  | 0.672 | [11 empty] | 47.9039 |  | 0.46777 | [5 empty] | 5.392 |  | 0.026 | [5 empty] | 0.104 |  | 0.64061 |  |  | 2025 |  |  | CHN | Fujian
| Makeng Fe deposit |  | Magmatic hydrothermal | Skarn | Skarn Fe-Mo polymetallic | Fe, Mo | Ga, Ge | Fe, Mo, Ga, Ge | Zhang et al., 2015a; Zhang et al., 2015b |  | Po-MK22-15-3-2-1 | Po-MK22-15-3-2-1 | [5 empty] | ore material | polished section | grab | mineral separate | [5 empty] | mineralisation |  |  |  | magnetite, pyroxene, amphibole, andradite, sphalerite, pyrite, pyrrhotite, chalcopyrite, molybdenite | [6 empty] | chlorite, fluorite | carbon-coated sample surfaces | LA-ICPMS, SEM-EDS | Geo Las Pro 193 nm ArF excimer laser combined with an Agilent 7900 ICP-MS; New Wave Research (NWR) 213 nm laser ablation system connected to an Agilent 7700x ICP-MS; ASI RESOLution-LR-S155 excimer laser system coupled with the Agilent 7700x ICP-MS | SKLODG, IGCAS | Silicates: laser frequency 6 Hz, beam spot diameter 40 μm, 96-second single measurement durations; Magnetite: 30-second background measurement followed by 50-second ablation under helium carrier gas (0.8 L/min) mixed with argon (0.9 L/min) through a T-joint interface; Sulfides: argon (0.9 L/min) and helium (0.35 L/min) mixed in the ablation cell, laser frequency 6 Hz, beam spot 26 μm, 30-second background measurements followed by 60-second sample ablation | NIST SRM 610, NIST SRM 612, BCR-2G, GSE-1G, BHVO-2G, BC-28, GOR128-G, STDGL3, GSD-1G, natural pure pyrite (Py), MASS-1 |  |  | 0.292 |  | 0.013 |  | 0.047027 | [7 empty] | 9.7846 |  |  |  | 3.0215 |  | 0.014 |  | 0.005 |  |  |  | 2.7333 |  | 2.6783 |  |  |  | 1.009 | [5 empty] | 0.031 |  |  |  | 0.068 |  | 0.004 |  |  |  | 0.011 | [7 empty] | 0.167 |  |  |  | 1.527 | [7 empty] | 280.158 |  | 6.864 |  | 0.338 |  | 364736.9698 |  | 1.0043 |  | 0.058 |  | 0.25744 |  |  |  | 0.068 | [19 empty] | 0.919 |  | 635174.415 |  |  |  | 5.1287 |  |  |  | 0.414 | [11 empty] | 46.9245 |  | 5.5017 | [5 empty] | 5.7426 |  | 0.023 | [5 empty] | 0.212 |  | 0.53612 |  |  | 2025 |  |  | CHN | Fujian
| Makeng Fe deposit |  | Magmatic hydrothermal | Skarn | Skarn Fe-Mo polymetallic | Fe, Mo | Ga, Ge | Fe, Mo, Ga, Ge | Zhang et al., 2015a; Zhang et al., 2015b |  | Po-MK22-15-3-3-1 | Po-MK22-15-3-3-1 | [5 empty] | ore material | polished section | grab | mineral separate | [5 empty] | mineralisation |  |  |  | magnetite, pyroxene, amphibole, andradite, sphalerite, pyrite, pyrrhotite, chalcopyrite, molybdenite | [6 empty] | chlorite, fluorite | carbon-coated sample surfaces | LA-ICPMS, SEM-EDS | Geo Las Pro 193 nm ArF excimer laser combined with an Agilent 7900 ICP-MS; New Wave Research (NWR) 213 nm laser ablation system connected to an Agilent 7700x ICP-MS; ASI RESOLution-LR-S155 excimer laser system coupled with the Agilent 7700x ICP-MS | SKLODG, IGCAS | Silicates: laser frequency 6 Hz, beam spot diameter 40 μm, 96-second single measurement durations; Magnetite: 30-second background measurement followed by 50-second ablation under helium carrier gas (0.8 L/min) mixed with argon (0.9 L/min) through a T-joint interface; Sulfides: argon (0.9 L/min) and helium (0.35 L/min) mixed in the ablation cell, laser frequency 6 Hz, beam spot 26 μm, 30-second background measurements followed by 60-second sample ablation | NIST SRM 610, NIST SRM 612, BCR-2G, GSE-1G, BHVO-2G, BC-28, GOR128-G, STDGL3, GSD-1G, natural pure pyrite (Py), MASS-1 |  |  | 0.889 |  | 0.037 |  | 0.15637 | [7 empty] | 0.88829 |  |  |  | 1.826 |  | 0.042 |  | 0.015 |  |  |  | 3.0296 |  | 1.581 |  |  |  | 1.1452 | [5 empty] | 0.093 |  |  |  | 0.196 |  | 0.013 |  |  |  | 0.032 | [7 empty] | 0.486 |  |  |  | 7.754 | [7 empty] | 761.722 |  | 10.457 |  | 0.985 |  | 364743.4523 |  | 0.24925 |  | 0.165 |  | 0.52 |  |  |  | 0.282 | [19 empty] | 3.9115 |  | 635192.9469 |  |  |  | 5.201 |  |  |  | 1.718 | [11 empty] | 45.884 |  | 0.29554 | [5 empty] | 6.1801 |  | 0.086479 | [5 empty] | 0.129 |  | 0.43978 |  |  | 2025 |  |  | CHN | Fujian
| Makeng Fe deposit |  | Magmatic hydrothermal | Skarn | Skarn Fe-Mo polymetallic | Fe, Mo | Ga, Ge | Fe, Mo, Ga, Ge | Zhang et al., 2015a; Zhang et al., 2015b |  | Po-MK22-15-4-1-1 | Po-MK22-15-4-1-1 | [5 empty] | ore material | polished section | grab | mineral separate | [5 empty] | mineralisation |  |  |  | magnetite, pyroxene, amphibole, andradite, sphalerite, pyrite, pyrrhotite, chalcopyrite, molybdenite | [6 empty] | chlorite, fluorite | carbon-coated sample surfaces | LA-ICPMS, SEM-EDS | Geo Las Pro 193 nm ArF excimer laser combined with an Agilent 7900 ICP-MS; New Wave Research (NWR) 213 nm laser ablation system connected to an Agilent 7700x ICP-MS; ASI RESOLution-LR-S155 excimer laser system coupled with the Agilent 7700x ICP-MS | SKLODG, IGCAS | Silicates: laser frequency 6 Hz, beam spot diameter 40 μm, 96-second single measurement durations; Magnetite: 30-second background measurement followed by 50-second ablation under helium carrier gas (0.8 L/min) mixed with argon (0.9 L/min) through a T-joint interface; Sulfides: argon (0.9 L/min) and helium (0.35 L/min) mixed in the ablation cell, laser frequency 6 Hz, beam spot 26 μm, 30-second background measurements followed by 60-second sample ablation | NIST SRM 610, NIST SRM 612, BCR-2G, GSE-1G, BHVO-2G, BC-28, GOR128-G, STDGL3, GSD-1G, natural pure pyrite (Py), MASS-1 |  |  | 0.353 |  | 0.015 |  | 0.059106 | [7 empty] | 4.7536 |  |  |  | 42.7844 |  | 0.23379 |  | 0.006 |  |  |  | 2.7349 |  | 1.838 |  |  |  | 0.5086 | [5 empty] | 0.037 |  |  |  | 0.28623 |  | 0.21482 |  |  |  | 0.02156 | [7 empty] | 1.2214 |  |  |  | 2.452 | [7 empty] | 801.8072 |  | 3.4483 |  | 0.391 |  | 364088.8155 |  | 0.56037 |  | 0.10379 |  | 0.42728 |  |  |  | 0.089952 | [19 empty] | 1.096 |  | 634047.0612 |  |  |  | 7.7521 |  |  |  | 0.789 | [11 empty] | 51.2111 |  | 3.9439 | [5 empty] | 5.3451 |  | 0.024 | [5 empty] | 0.094373 |  | 0.081306 |  |  | 2025 |  |  | CHN | Fujian
| Makeng Fe deposit |  | Magmatic hydrothermal | Skarn | Skarn Fe-Mo polymetallic | Fe, Mo | Ga, Ge | Fe, Mo, Ga, Ge | Zhang et al., 2015a; Zhang et al., 2015b |  | Po-MK22-15-4-2-1 | Po-MK22-15-4-2-1 | [5 empty] | ore material | polished section | grab | mineral separate | [5 empty] | mineralisation |  |  |  | magnetite, pyroxene, amphibole, andradite, sphalerite, pyrite, pyrrhotite, chalcopyrite, molybdenite | [6 empty] | chlorite, fluorite | carbon-coated sample surfaces | LA-ICPMS, SEM-EDS | Geo Las Pro 193 nm ArF excimer laser combined with an Agilent 7900 ICP-MS; New Wave Research (NWR) 213 nm laser ablation system connected to an Agilent 7700x ICP-MS; ASI RESOLution-LR-S155 excimer laser system coupled with the Agilent 7700x ICP-MS | SKLODG, IGCAS | Silicates: laser frequency 6 Hz, beam spot diameter 40 μm, 96-second single measurement durations; Magnetite: 30-second background measurement followed by 50-second ablation under helium carrier gas (0.8 L/min) mixed with argon (0.9 L/min) through a T-joint interface; Sulfides: argon (0.9 L/min) and helium (0.35 L/min) mixed in the ablation cell, laser frequency 6 Hz, beam spot 26 μm, 30-second background measurements followed by 60-second sample ablation | NIST SRM 610, NIST SRM 612, BCR-2G, GSE-1G, BHVO-2G, BC-28, GOR128-G, STDGL3, GSD-1G, natural pure pyrite (Py), MASS-1 |  |  | 0.583 |  | 0.016 |  | 0.057948 | [7 empty] | 4.3229 |  |  |  | 0.861 |  | 0.018 |  | 0.0122 |  |  |  | 3.6752 |  | 0.469 |  |  |  | 1.559 | [5 empty] | 0.04 |  |  |  | 0.082 |  | 0.005 |  |  |  | 0.013 | [7 empty] | 0.199 |  |  |  | 1.6846 | [7 empty] | 436.7938 |  | 2.6143 |  | 0.414 |  | 364399.059 |  | 0.31215 |  | 0.065 |  | 0.478 |  |  |  | 0.109 | [19 empty] | 1.177 |  | 634586.9573 |  |  |  | 4.3289 |  |  |  | 0.539 | [11 empty] | 49.8015 |  | 1.5883 | [5 empty] | 5.8137 |  | 0.030608 | [5 empty] | 0.332 |  | 0.085 |  |  | 2025 |  |  | CHN | Fujian
| Makeng Fe deposit |  | Magmatic hydrothermal | Skarn | Skarn Fe-Mo polymetallic | Fe, Mo | Ga, Ge | Fe, Mo, Ga, Ge | Zhang et al., 2015a; Zhang et al., 2015b |  | Po-MK22-15-4-3-1 | Po-MK22-15-4-3-1 | [5 empty] | ore material | polished section | grab | mineral separate | [5 empty] | mineralisation |  |  |  | magnetite, pyroxene, amphibole, andradite, sphalerite, pyrite, pyrrhotite, chalcopyrite, molybdenite | [6 empty] | chlorite, fluorite | carbon-coated sample surfaces | LA-ICPMS, SEM-EDS | Geo Las Pro 193 nm ArF excimer laser combined with an Agilent 7900 ICP-MS; New Wave Research (NWR) 213 nm laser ablation system connected to an Agilent 7700x ICP-MS; ASI RESOLution-LR-S155 excimer laser system coupled with the Agilent 7700x ICP-MS | SKLODG, IGCAS | Silicates: laser frequency 6 Hz, beam spot diameter 40 μm, 96-second single measurement durations; Magnetite: 30-second background measurement followed by 50-second ablation under helium carrier gas (0.8 L/min) mixed with argon (0.9 L/min) through a T-joint interface; Sulfides: argon (0.9 L/min) and helium (0.35 L/min) mixed in the ablation cell, laser frequency 6 Hz, beam spot 26 μm, 30-second background measurements followed by 60-second sample ablation | NIST SRM 610, NIST SRM 612, BCR-2G, GSE-1G, BHVO-2G, BC-28, GOR128-G, STDGL3, GSD-1G, natural pure pyrite (Py), MASS-1 |  |  | 0.426 |  | 0.016 |  | 0.107 | [7 empty] | 0.51841 |  |  |  | 2.4209 |  | 0.018 |  | 0.014452 |  |  |  | 2.7366 |  | 0.615 |  |  |  | 1.196 | [5 empty] | 0.038 |  |  |  | 0.08 |  | 0.012382 |  |  |  | 0.013 | [7 empty] | 0.19 |  |  |  | 1.87 | [7 empty] | 259.4294 |  | 2.4802 |  | 0.4 |  | 364537.2002 |  | 0.066 |  | 0.061 |  | 0.852 |  |  |  | 0.197 | [19 empty] | 1.135 |  | 634830.4936 |  |  |  | 7.4161 |  |  |  | 0.978 | [11 empty] | 49.6192 |  | 0.261 | [5 empty] | 5.1707 |  | 0.037271 | [5 empty] | 0.223 |  | 0.084 |  |  | 2025 |  |  | CHN | Fujian
| Makeng Fe deposit |  | Magmatic hydrothermal | Skarn | Skarn Fe-Mo polymetallic | Fe, Mo | Ga, Ge | Fe, Mo, Ga, Ge | Zhang et al., 2015a; Zhang et al., 2015b |  | Po-MK22-15-4-4-1 | Po-MK22-15-4-4-1 | [5 empty] | ore material | polished section | grab | mineral separate | [5 empty] | mineralisation |  |  |  | magnetite, pyroxene, amphibole, andradite, sphalerite, pyrite, pyrrhotite, chalcopyrite, molybdenite | [6 empty] | chlorite, fluorite | carbon-coated sample surfaces | LA-ICPMS, SEM-EDS | Geo Las Pro 193 nm ArF excimer laser combined with an Agilent 7900 ICP-MS; New Wave Research (NWR) 213 nm laser ablation system connected to an Agilent 7700x ICP-MS; ASI RESOLution-LR-S155 excimer laser system coupled with the Agilent 7700x ICP-MS | SKLODG, IGCAS | Silicates: laser frequency 6 Hz, beam spot diameter 40 μm, 96-second single measurement durations; Magnetite: 30-second background measurement followed by 50-second ablation under helium carrier gas (0.8 L/min) mixed with argon (0.9 L/min) through a T-joint interface; Sulfides: argon (0.9 L/min) and helium (0.35 L/min) mixed in the ablation cell, laser frequency 6 Hz, beam spot 26 μm, 30-second background measurements followed by 60-second sample ablation | NIST SRM 610, NIST SRM 612, BCR-2G, GSE-1G, BHVO-2G, BC-28, GOR128-G, STDGL3, GSD-1G, natural pure pyrite (Py), MASS-1 |  |  | 0.351 |  | 0.015 |  | 0.099 | [7 empty] | 4.7474 |  |  |  | 1.594 |  | 0.016 |  | 0.006 |  |  |  | 2.0785 |  | 0.994 |  |  |  | 0.338 | [5 empty] | 0.036 |  |  |  | 0.073 |  | 0.005 |  |  |  | 0.012 | [7 empty] | 0.173 |  |  |  | 2.396 | [7 empty] | 389.9661 |  | 2.009 |  | 0.37 |  | 364436.1089 |  | 0.47646 |  | 0.054 |  | 0.499 |  |  |  | 0.211 | [19 empty] | 1.062 |  | 634656.4336 |  |  |  | 4.8571 |  |  |  | 0.83 | [11 empty] | 46.2017 |  | 2.5341 | [5 empty] | 6.0733 |  | 0.021 | [5 empty] | 0.082 |  | 0.079 |  |  | 2025 |  |  | CHN | Fujian
| Makeng Fe deposit |  | Magmatic hydrothermal | Skarn | Skarn Fe-Mo polymetallic | Fe, Mo | Ga, Ge | Fe, Mo, Ga, Ge | Zhang et al., 2015a; Zhang et al., 2015b |  | Ccp-MKSYS-15-6-4-1 | Ccp-MKSYS-15-6-4-1 | [5 empty] | ore material | polished section | grab | mineral separate | [5 empty] | mineralisation |  |  |  | magnetite, pyroxene, amphibole, andradite, sphalerite, pyrite, pyrrhotite, chalcopyrite, molybdenite | [6 empty] | chlorite, fluorite | carbon-coated sample surfaces | LA-ICPMS, SEM-EDS | Geo Las Pro 193 nm ArF excimer laser combined with an Agilent 7900 ICP-MS; New Wave Research (NWR) 213 nm laser ablation system connected to an Agilent 7700x ICP-MS; ASI RESOLution-LR-S155 excimer laser system coupled with the Agilent 7700x ICP-MS | SKLODG, IGCAS | Silicates: laser frequency 6 Hz, beam spot diameter 40 μm, 96-second single measurement durations; Magnetite: 30-second background measurement followed by 50-second ablation under helium carrier gas (0.8 L/min) mixed with argon (0.9 L/min) through a T-joint interface; Sulfides: argon (0.9 L/min) and helium (0.35 L/min) mixed in the ablation cell, laser frequency 6 Hz, beam spot 26 μm, 30-second background measurements followed by 60-second sample ablation | NIST SRM 610, NIST SRM 612, BCR-2G, GSE-1G, BHVO-2G, BC-28, GOR128-G, STDGL3, GSD-1G, natural pure pyrite (Py), MASS-1 |  |  | 0.799 |  | 0.022361 |  | 0.108 | [7 empty] | 0.093 |  |  |  | 106.4276 |  | 13.9603 |  | 0.005 |  |  |  | 0.736 |  | 337790.2903 |  |  |  | 0.236 | [5 empty] | 0.033 |  |  |  | 0.062 |  | 0.005 |  |  |  | 0.01 | [7 empty] | 18.9216 |  |  |  | 4.943 | [7 empty] | 580.7124 |  | 62.9237 |  | 0.328 |  | 349301.1636 |  | 0.285 |  | 0.03 |  | 0.19537 |  |  |  | 0.147 | [19 empty] | 1.041 |  | 311432.365 |  |  |  | 1.9748 |  |  |  | 0.774 | [11 empty] | 0.1331 |  | 0.14258 | [5 empty] | 0.435 |  | 0.011009 | [5 empty] | 0.216 |  | 0.086 |  |  | 2025 |  |  | CHN | Fujian
| Makeng Fe deposit |  | Magmatic hydrothermal | Skarn | Skarn Fe-Mo polymetallic | Fe, Mo | Ga, Ge | Fe, Mo, Ga, Ge | Zhang et al., 2015a; Zhang et al., 2015b |  | Ccp-MKSYS-15-6-5-1 | Ccp-MKSYS-15-6-5-1 | [5 empty] | ore material | polished section | grab | mineral separate | [5 empty] | mineralisation |  |  |  | magnetite, pyroxene, amphibole, andradite, sphalerite, pyrite, pyrrhotite, chalcopyrite, molybdenite | [6 empty] | chlorite, fluorite | carbon-coated sample surfaces | LA-ICPMS, SEM-EDS | Geo Las Pro 193 nm ArF excimer laser combined with an Agilent 7900 ICP-MS; New Wave Research (NWR) 213 nm laser ablation system connected to an Agilent 7700x ICP-MS; ASI RESOLution-LR-S155 excimer laser system coupled with the Agilent 7700x ICP-MS | SKLODG, IGCAS | Silicates: laser frequency 6 Hz, beam spot diameter 40 μm, 96-second single measurement durations; Magnetite: 30-second background measurement followed by 50-second ablation under helium carrier gas (0.8 L/min) mixed with argon (0.9 L/min) through a T-joint interface; Sulfides: argon (0.9 L/min) and helium (0.35 L/min) mixed in the ablation cell, laser frequency 6 Hz, beam spot 26 μm, 30-second background measurements followed by 60-second sample ablation | NIST SRM 610, NIST SRM 612, BCR-2G, GSE-1G, BHVO-2G, BC-28, GOR128-G, STDGL3, GSD-1G, natural pure pyrite (Py), MASS-1 |  |  | 0.251 |  | 0.58807 |  | 0.018771 | [7 empty] | 0.81187 |  |  |  | 145.1117 |  | 5.2862 |  | 0.005 |  |  |  | 1.307 |  | 349565.5581 |  |  |  | 0.28066 | [5 empty] | 0.032 |  |  |  | 0.071394 |  | 0.15678 |  |  |  | 1.1377 | [7 empty] | 1.4957 |  |  |  | 1.185 | [7 empty] | 1056.5955 |  | 88.7553 |  | 0.307 |  | 348390.5668 |  | 0.08 |  | 0.58309 |  | 0.37595 |  |  |  | 0.08476 | [19 empty] | 0.983 |  | 299482.9412 |  |  |  | 5.7032 |  |  |  | 0.365 | [11 empty] | 0.1758 |  | 3.4262 | [5 empty] | 0.412 |  | 0.009 | [5 empty] | 0.2044 |  | 0.081 |  |  | 2025 |  |  | CHN | Fujian
| Makeng Fe deposit |  | Magmatic hydrothermal | Skarn | Skarn Fe-Mo polymetallic | Fe, Mo | Ga, Ge | Fe, Mo, Ga, Ge | Zhang et al., 2015a; Zhang et al., 2015b |  | Analysis number-2 | Analysis number-2 | [5 empty] | ore material | polished section | grab | mineral separate | [5 empty] | mineralisation |  |  |  | magnetite, pyroxene, amphibole, andradite, sphalerite, pyrite, pyrrhotite, chalcopyrite, molybdenite | [6 empty] | chlorite, fluorite | carbon-coated sample surfaces | LA-ICPMS, SEM-EDS | Geo Las Pro 193 nm ArF excimer laser combined with an Agilent 7900 ICP-MS; New Wave Research (NWR) 213 nm laser ablation system connected to an Agilent 7700x ICP-MS; ASI RESOLution-LR-S155 excimer laser system coupled with the Agilent 7700x ICP-MS | SKLODG, IGCAS | Silicates: laser frequency 6 Hz, beam spot diameter 40 μm, 96-second single measurement durations; Magnetite: 30-second background measurement followed by 50-second ablation under helium carrier gas (0.8 L/min) mixed with argon (0.9 L/min) through a T-joint interface; Sulfides: argon (0.9 L/min) and helium (0.35 L/min) mixed in the ablation cell, laser frequency 6 Hz, beam spot 26 μm, 30-second background measurements followed by 60-second sample ablation | NIST SRM 610, NIST SRM 612, BCR-2G, GSE-1G, BHVO-2G, BC-28, GOR128-G, STDGL3, GSD-1G, natural pure pyrite (Py), MASS-1 | [147 empty] | 2025 |  |  | CHN | Fujian
| Makeng Fe deposit |  | Magmatic hydrothermal | Skarn | Skarn Fe-Mo polymetallic | Fe, Mo | Ga, Ge | Fe, Mo, Ga, Ge | Zhang et al., 2015a; Zhang et al., 2015b |  | Mag-MKSYS-4-17-1 | Mag-MKSYS-4-17-1 | [5 empty] | ore material | polished section | grab | mineral separate | [5 empty] | mineralisation |  |  |  | magnetite, pyroxene, amphibole, andradite, sphalerite, pyrite, pyrrhotite, chalcopyrite, molybdenite | [6 empty] | chlorite, fluorite | carbon-coated sample surfaces | LA-ICPMS, SEM-EDS | Geo Las Pro 193 nm ArF excimer laser combined with an Agilent 7900 ICP-MS; New Wave Research (NWR) 213 nm laser ablation system connected to an Agilent 7700x ICP-MS; ASI RESOLution-LR-S155 excimer laser system coupled with the Agilent 7700x ICP-MS | SKLODG, IGCAS | Silicates: laser frequency 6 Hz, beam spot diameter 40 μm, 96-second single measurement durations; Magnetite: 30-second background measurement followed by 50-second ablation under helium carrier gas (0.8 L/min) mixed with argon (0.9 L/min) through a T-joint interface; Sulfides: argon (0.9 L/min) and helium (0.35 L/min) mixed in the ablation cell, laser frequency 6 Hz, beam spot 26 μm, 30-second background measurements followed by 60-second sample ablation | NIST SRM 610, NIST SRM 612, BCR-2G, GSE-1G, BHVO-2G, BC-28, GOR128-G, STDGL3, GSD-1G, natural pure pyrite (Py), MASS-1 |  |  | 813.7248 |  | 0.084452 | [13 empty] | 381.4812 |  | 0.081435 |  | 0.40127 |  |  |  | 31.4099 |  | 2.4109 | [9 empty] | 0.26097 |  |  |  | 746943.4486 |  | 13.6506 |  |  |  | 6.6997 | [7 empty] | 0.21656 |  |  |  | 1.6073 | [7 empty] | 52.383 |  | 5066.4456 |  | 5.2096 |  | 28.7999 |  | 0.38238 |  | 0.15333 |  | 12.4133 |  |  |  | 28.3357 | [19 empty] | 145.883 |  | 0.31982 |  |  |  | 1391.5038 |  |  |  | 0.74479 | [11 empty] | 15.8896 | [7 empty] | 11.0998 | [7 empty] | 155.0243 |  | 0.16296 |  |  | 2025 |  |  | CHN | Fujian
| Makeng Fe deposit |  | Magmatic hydrothermal | Skarn | Skarn Fe-Mo polymetallic | Fe, Mo | Ga, Ge | Fe, Mo, Ga, Ge | Zhang et al., 2015a; Zhang et al., 2015b |  | Mag-MKSYS-4-18-1 | Mag-MKSYS-4-18-1 | [5 empty] | ore material | polished section | grab | mineral separate | [5 empty] | mineralisation |  |  |  | magnetite, pyroxene, amphibole, andradite, sphalerite, pyrite, pyrrhotite, chalcopyrite, molybdenite | [6 empty] | chlorite, fluorite | carbon-coated sample surfaces | LA-ICPMS, SEM-EDS | Geo Las Pro 193 nm ArF excimer laser combined with an Agilent 7900 ICP-MS; New Wave Research (NWR) 213 nm laser ablation system connected to an Agilent 7700x ICP-MS; ASI RESOLution-LR-S155 excimer laser system coupled with the Agilent 7700x ICP-MS | SKLODG, IGCAS | Silicates: laser frequency 6 Hz, beam spot diameter 40 μm, 96-second single measurement durations; Magnetite: 30-second background measurement followed by 50-second ablation under helium carrier gas (0.8 L/min) mixed with argon (0.9 L/min) through a T-joint interface; Sulfides: argon (0.9 L/min) and helium (0.35 L/min) mixed in the ablation cell, laser frequency 6 Hz, beam spot 26 μm, 30-second background measurements followed by 60-second sample ablation | NIST SRM 610, NIST SRM 612, BCR-2G, GSE-1G, BHVO-2G, BC-28, GOR128-G, STDGL3, GSD-1G, natural pure pyrite (Py), MASS-1 |  |  | 1383.7581 |  | 0.059505 | [13 empty] | 6.9596 |  | 0 |  | 0.10619 |  |  |  | 31.2418 | [5 empty] | 0.14843 | [5 empty] | 0.038686 |  |  |  | 746074.8445 |  | 19.7793 |  |  |  | 8.13 | [11 empty] | 0 | [7 empty] | 41.9573 |  | 5912.5346 |  | 9.1725 |  | 0 |  | 0.15171 |  | 0.050113 |  | 9.867 |  |  |  | 32.8255 | [19 empty] | 266.0962 |  | 0 |  |  |  | 1064.3895 |  |  |  | 1.3583 | [11 empty] | 13.019 | [7 empty] | 10.5292 | [7 empty] | 233.5704 |  | 0.038075 |  |  | 2025 |  |  | CHN | Fujian
| Makeng Fe deposit |  | Magmatic hydrothermal | Skarn | Skarn Fe-Mo polymetallic | Fe, Mo | Ga, Ge | Fe, Mo, Ga, Ge | Zhang et al., 2015a; Zhang et al., 2015b |  | Mag-MKSYS-14-1-1 | Mag-MKSYS-14-1-1 | [5 empty] | ore material | polished section | grab | mineral separate | [5 empty] | mineralisation |  |  |  | magnetite, pyroxene, amphibole, andradite, sphalerite, pyrite, pyrrhotite, chalcopyrite, molybdenite | [6 empty] | chlorite, fluorite | carbon-coated sample surfaces | LA-ICPMS, SEM-EDS | Geo Las Pro 193 nm ArF excimer laser combined with an Agilent 7900 ICP-MS; New Wave Research (NWR) 213 nm laser ablation system connected to an Agilent 7700x ICP-MS; ASI RESOLution-LR-S155 excimer laser system coupled with the Agilent 7700x ICP-MS | SKLODG, IGCAS | Silicates: laser frequency 6 Hz, beam spot diameter 40 μm, 96-second single measurement durations; Magnetite: 30-second background measurement followed by 50-second ablation under helium carrier gas (0.8 L/min) mixed with argon (0.9 L/min) through a T-joint interface; Sulfides: argon (0.9 L/min) and helium (0.35 L/min) mixed in the ablation cell, laser frequency 6 Hz, beam spot 26 μm, 30-second background measurements followed by 60-second sample ablation | NIST SRM 610, NIST SRM 612, BCR-2G, GSE-1G, BHVO-2G, BC-28, GOR128-G, STDGL3, GSD-1G, natural pure pyrite (Py), MASS-1 |  |  | 1084.0325 |  | 0.21624 | [9 empty] | 0.057696 |  |  |  | 1212.4188 |  | 0.26927 |  | 0.37742 |  |  |  | 19.9592 |  | 200.8142 | [9 empty] | 2.614 |  |  |  | 747330.4751 |  | 22.0582 |  |  |  | 6.0745 | [7 empty] | 0.29939 |  |  |  | 42.7465 | [7 empty] | 64.0698 |  | 3774.5381 |  | 9.7574 |  | 64.758 |  | 2.0809 |  | 0.04434 |  | 40.2477 |  |  |  | 7.0902 | [19 empty] | 99.7022 |  | 0 |  |  |  | 711.6677 |  |  |  | 0.83267 | [11 empty] | 362.8071 | [7 empty] | 73.6068 | [7 empty] | 81.4487 |  | 0.029134 |  |  | 2025 |  |  | CHN | Fujian
| Makeng Fe deposit |  | Magmatic hydrothermal | Skarn | Skarn Fe-Mo polymetallic | Fe, Mo | Ga, Ge | Fe, Mo, Ga, Ge | Zhang et al., 2015a; Zhang et al., 2015b |  | Mag-MKSYS-14-2-1 | Mag-MKSYS-14-2-1 | [5 empty] | ore material | polished section | grab | mineral separate | [5 empty] | mineralisation |  |  |  | magnetite, pyroxene, amphibole, andradite, sphalerite, pyrite, pyrrhotite, chalcopyrite, molybdenite | [6 empty] | chlorite, fluorite | carbon-coated sample surfaces | LA-ICPMS, SEM-EDS | Geo Las Pro 193 nm ArF excimer laser combined with an Agilent 7900 ICP-MS; New Wave Research (NWR) 213 nm laser ablation system connected to an Agilent 7700x ICP-MS; ASI RESOLution-LR-S155 excimer laser system coupled with the Agilent 7700x ICP-MS | SKLODG, IGCAS | Silicates: laser frequency 6 Hz, beam spot diameter 40 μm, 96-second single measurement durations; Magnetite: 30-second background measurement followed by 50-second ablation under helium carrier gas (0.8 L/min) mixed with argon (0.9 L/min) through a T-joint interface; Sulfides: argon (0.9 L/min) and helium (0.35 L/min) mixed in the ablation cell, laser frequency 6 Hz, beam spot 26 μm, 30-second background measurements followed by 60-second sample ablation | NIST SRM 610, NIST SRM 612, BCR-2G, GSE-1G, BHVO-2G, BC-28, GOR128-G, STDGL3, GSD-1G, natural pure pyrite (Py), MASS-1 |  |  | 1473.8867 |  | 0 | [9 empty] | 0 |  |  |  | 695.41 |  | 0.12614 |  | 0.49178 |  |  |  | 22.4499 |  | 61.0056 | [9 empty] | 0.95556 |  |  |  | 745109.156 |  | 20.0918 |  |  |  | 3.3545 | [11 empty] | 20.6635 | [7 empty] | 269.6011 |  | 3578.888 |  | 4.7468 |  | 44.1848 |  | 0.54357 |  | 0.1872 |  | 26.2728 |  |  |  | 0 | [19 empty] | 101.2509 |  | 0 |  |  |  | 2003.2993 |  |  |  | 0.82937 | [11 empty] | 601.4088 | [7 empty] | 40.8271 | [7 empty] | 116.3841 |  | 0.45774 |  |  | 2025 |  |  | CHN | Fujian
| Makeng Fe deposit |  | Magmatic hydrothermal | Skarn | Skarn Fe-Mo polymetallic | Fe, Mo | Ga, Ge | Fe, Mo, Ga, Ge | Zhang et al., 2015a; Zhang et al., 2015b |  | Mag-MKSYS-11-12-1 | Mag-MKSYS-11-12-1 | [5 empty] | ore material | polished section | grab | mineral separate | [5 empty] | mineralisation |  |  |  | magnetite, pyroxene, amphibole, andradite, sphalerite, pyrite, pyrrhotite, chalcopyrite, molybdenite | [6 empty] | chlorite, fluorite | carbon-coated sample surfaces | LA-ICPMS, SEM-EDS | Geo Las Pro 193 nm ArF excimer laser combined with an Agilent 7900 ICP-MS; New Wave Research (NWR) 213 nm laser ablation system connected to an Agilent 7700x ICP-MS; ASI RESOLution-LR-S155 excimer laser system coupled with the Agilent 7700x ICP-MS | SKLODG, IGCAS | Silicates: laser frequency 6 Hz, beam spot diameter 40 μm, 96-second single measurement durations; Magnetite: 30-second background measurement followed by 50-second ablation under helium carrier gas (0.8 L/min) mixed with argon (0.9 L/min) through a T-joint interface; Sulfides: argon (0.9 L/min) and helium (0.35 L/min) mixed in the ablation cell, laser frequency 6 Hz, beam spot 26 μm, 30-second background measurements followed by 60-second sample ablation | NIST SRM 610, NIST SRM 612, BCR-2G, GSE-1G, BHVO-2G, BC-28, GOR128-G, STDGL3, GSD-1G, natural pure pyrite (Py), MASS-1 |  |  | 2442.3401 |  | 0.13726 | [9 empty] | 0.008633 |  |  |  | 101.187 |  | 0 | [5 empty] | 54.6872 |  | 19.7819 | [9 empty] | 0.24716 |  |  |  | 742724.8587 |  | 20.5088 |  |  |  | 9.462 | [11 empty] | 2.1109 | [7 empty] | 464.7095 |  | 4840.8345 |  | 19.259 |  | 13.112 |  | 0.26551 |  | 0.1284 |  | 14.9791 |  |  |  | 83.3858 | [19 empty] | 88.92 |  | 0.096841 |  |  |  | 2309.0965 |  |  |  | 0.56505 | [11 empty] | 60.584 | [7 empty] | 26.3832 | [7 empty] | 391.2707 |  | 0.12837 |  |  | 2025 |  |  | CHN | Fujian
| Makeng Fe deposit |  | Magmatic hydrothermal | Skarn | Skarn Fe-Mo polymetallic | Fe, Mo | Ga, Ge | Fe, Mo, Ga, Ge | Zhang et al., 2015a; Zhang et al., 2015b |  | Mag-MKSYS-11-13-1 | Mag-MKSYS-11-13-1 | [5 empty] | ore material | polished section | grab | mineral separate | [5 empty] | mineralisation |  |  |  | magnetite, pyroxene, amphibole, andradite, sphalerite, pyrite, pyrrhotite, chalcopyrite, molybdenite | [6 empty] | chlorite, fluorite | carbon-coated sample surfaces | LA-ICPMS, SEM-EDS | Geo Las Pro 193 nm ArF excimer laser combined with an Agilent 7900 ICP-MS; New Wave Research (NWR) 213 nm laser ablation system connected to an Agilent 7700x ICP-MS; ASI RESOLution-LR-S155 excimer laser system coupled with the Agilent 7700x ICP-MS | SKLODG, IGCAS | Silicates: laser frequency 6 Hz, beam spot diameter 40 μm, 96-second single measurement durations; Magnetite: 30-second background measurement followed by 50-second ablation under helium carrier gas (0.8 L/min) mixed with argon (0.9 L/min) through a T-joint interface; Sulfides: argon (0.9 L/min) and helium (0.35 L/min) mixed in the ablation cell, laser frequency 6 Hz, beam spot 26 μm, 30-second background measurements followed by 60-second sample ablation | NIST SRM 610, NIST SRM 612, BCR-2G, GSE-1G, BHVO-2G, BC-28, GOR128-G, STDGL3, GSD-1G, natural pure pyrite (Py), MASS-1 |  |  | 1833.1689 |  | 0.12564 | [9 empty] | 0.008683 |  |  |  | 377.0241 |  | 0 |  | 0.12685 |  |  |  | 53.3815 |  | 0.3815 | [9 empty] | 0.57052 |  |  |  | 745265.2005 |  | 19.0311 |  |  |  | 10.5269 | [11 empty] | 3.5597 | [7 empty] | 154.9219 |  | 4939.2375 |  | 21.3762 |  | 10.8799 |  | 1.1473 |  | 0.22626 |  | 11.1786 |  |  |  | 0 | [19 empty] | 70.5092 |  | 0.011278 |  |  |  | 1478.9003 |  |  |  | 0.37506 | [11 empty] | 35.3188 | [7 empty] | 23.8103 | [7 empty] | 289.6307 |  | 0.68034 |  |  | 2025 |  |  | CHN | Fujian
| Makeng Fe deposit |  | Magmatic hydrothermal | Skarn | Skarn Fe-Mo polymetallic | Fe, Mo | Ga, Ge | Fe, Mo, Ga, Ge | Zhang et al., 2015a; Zhang et al., 2015b |  | Mag-MKSYS-11-14-1 | Mag-MKSYS-11-14-1 | [5 empty] | ore material | polished section | grab | mineral separate | [5 empty] | mineralisation |  |  |  | magnetite, pyroxene, amphibole, andradite, sphalerite, pyrite, pyrrhotite, chalcopyrite, molybdenite | [6 empty] | chlorite, fluorite | carbon-coated sample surfaces | LA-ICPMS, SEM-EDS | Geo Las Pro 193 nm ArF excimer laser combined with an Agilent 7900 ICP-MS; New Wave Research (NWR) 213 nm laser ablation system connected to an Agilent 7700x ICP-MS; ASI RESOLution-LR-S155 excimer laser system coupled with the Agilent 7700x ICP-MS | SKLODG, IGCAS | Silicates: laser frequency 6 Hz, beam spot diameter 40 μm, 96-second single measurement durations; Magnetite: 30-second background measurement followed by 50-second ablation under helium carrier gas (0.8 L/min) mixed with argon (0.9 L/min) through a T-joint interface; Sulfides: argon (0.9 L/min) and helium (0.35 L/min) mixed in the ablation cell, laser frequency 6 Hz, beam spot 26 μm, 30-second background measurements followed by 60-second sample ablation | NIST SRM 610, NIST SRM 612, BCR-2G, GSE-1G, BHVO-2G, BC-28, GOR128-G, STDGL3, GSD-1G, natural pure pyrite (Py), MASS-1 |  |  | 2617.0549 |  | 1.445 | [9 empty] | 0.007744 |  |  |  | 499.0222 |  | 0.20508 |  | 0.097184 |  |  |  | 49.3369 | [11 empty] | 0.27395 |  |  |  | 741538.91 |  | 22.2539 |  |  |  | 7.5931 | [7 empty] | 0.18155 |  |  |  | 14.4155 | [7 empty] | 295.5124 |  | 5146.0231 |  | 28.9947 |  | 10.5203 |  | 1.8473 |  | 0.37772 |  | 12.4835 |  |  |  | 81.2535 | [19 empty] | 141.3785 |  | 1.0873 |  |  |  | 2567.2265 |  |  |  | 0.74913 | [11 empty] | 36.6823 | [7 empty] | 16.9169 | [7 empty] | 415.9767 |  | 1.0513 |  |  | 2025 |  |  | CHN | Fujian
| Makeng Fe deposit |  | Magmatic hydrothermal | Skarn | Skarn Fe-Mo polymetallic | Fe, Mo | Ga, Ge | Fe, Mo, Ga, Ge | Zhang et al., 2015a; Zhang et al., 2015b |  | Mag-MKSYS-11-15-1 | Mag-MKSYS-11-15-1 | [5 empty] | ore material | polished section | grab | mineral separate | [5 empty] | mineralisation |  |  |  | magnetite, pyroxene, amphibole, andradite, sphalerite, pyrite, pyrrhotite, chalcopyrite, molybdenite | [6 empty] | chlorite, fluorite | carbon-coated sample surfaces | LA-ICPMS, SEM-EDS | Geo Las Pro 193 nm ArF excimer laser combined with an Agilent 7900 ICP-MS; New Wave Research (NWR) 213 nm laser ablation system connected to an Agilent 7700x ICP-MS; ASI RESOLution-LR-S155 excimer laser system coupled with the Agilent 7700x ICP-MS | SKLODG, IGCAS | Silicates: laser frequency 6 Hz, beam spot diameter 40 μm, 96-second single measurement durations; Magnetite: 30-second background measurement followed by 50-second ablation under helium carrier gas (0.8 L/min) mixed with argon (0.9 L/min) through a T-joint interface; Sulfides: argon (0.9 L/min) and helium (0.35 L/min) mixed in the ablation cell, laser frequency 6 Hz, beam spot 26 μm, 30-second background measurements followed by 60-second sample ablation | NIST SRM 610, NIST SRM 612, BCR-2G, GSE-1G, BHVO-2G, BC-28, GOR128-G, STDGL3, GSD-1G, natural pure pyrite (Py), MASS-1 |  |  | 2579.4918 |  | 0 | [9 empty] | 0 |  |  |  | 128.4388 |  | 0.13945 | [5 empty] | 47.476 |  | 3.2821 |  |  |  | 0.85422 | [5 empty] | 0.7089 |  |  |  | 741624.9195 |  | 22.6611 |  |  |  | 7.5705 | [7 empty] | 0.16467 |  |  |  | 0.22407 | [7 empty] | 315.288 |  | 5073.3324 |  | 32.4769 |  | 12.592 |  | 1.7154 |  | 0.316 |  | 12.4319 |  |  |  | 69.9124 | [19 empty] | 164.0888 |  | 0 |  |  |  | 2824.1519 |  |  |  | 0.79939 | [11 empty] | 19.3065 | [7 empty] | 15.6015 | [7 empty] | 438.477 |  | 1.1667 |  |  | 2025 |  |  | CHN | Fujian
| Makeng Fe deposit |  | Magmatic hydrothermal | Skarn | Skarn Fe-Mo polymetallic | Fe, Mo | Ga, Ge | Fe, Mo, Ga, Ge | Zhang et al., 2015a; Zhang et al., 2015b |  | Mag-MKSYS-19-4-1-1 | Mag-MKSYS-19-4-1-1 | [5 empty] | ore material | polished section | grab | mineral separate | [5 empty] | mineralisation |  |  |  | magnetite, pyroxene, amphibole, andradite, sphalerite, pyrite, pyrrhotite, chalcopyrite, molybdenite | [6 empty] | chlorite, fluorite | carbon-coated sample surfaces | LA-ICPMS, SEM-EDS | Geo Las Pro 193 nm ArF excimer laser combined with an Agilent 7900 ICP-MS; New Wave Research (NWR) 213 nm laser ablation system connected to an Agilent 7700x ICP-MS; ASI RESOLution-LR-S155 excimer laser system coupled with the Agilent 7700x ICP-MS | SKLODG, IGCAS | Silicates: laser frequency 6 Hz, beam spot diameter 40 μm, 96-second single measurement durations; Magnetite: 30-second background measurement followed by 50-second ablation under helium carrier gas (0.8 L/min) mixed with argon (0.9 L/min) through a T-joint interface; Sulfides: argon (0.9 L/min) and helium (0.35 L/min) mixed in the ablation cell, laser frequency 6 Hz, beam spot 26 μm, 30-second background measurements followed by 60-second sample ablation | NIST SRM 610, NIST SRM 612, BCR-2G, GSE-1G, BHVO-2G, BC-28, GOR128-G, STDGL3, GSD-1G, natural pure pyrite (Py), MASS-1 |  |  | 924.3527 |  | 0.012877 | [9 empty] | 0.20095 |  |  |  | 171.505 |  | 0.39828 |  | 0.44049 |  |  |  | 30.0271 |  | 0.65739 | [9 empty] | 0.51925 |  |  |  | 745173.6304 |  | 23.4766 |  |  |  | 11.6976 | [7 empty] | 1.4055 |  |  |  | 156.3159 | [7 empty] | 496.6727 |  | 4383.166 |  | 53.9254 |  | 197.8911 |  | 0.27281 |  | 0.33173 |  | 25.6444 |  |  |  | 81.2195 | [19 empty] | 37.1069 | [5 empty] | 2130.4177 |  |  |  | 0.5665 | [11 empty] | 17.688 | [7 empty] | 13.2764 | [7 empty] | 528.55 |  | 0.6692 |  |  | 2025 |  |  | CHN | Fujian
| Makeng Fe deposit |  | Magmatic hydrothermal | Skarn | Skarn Fe-Mo polymetallic | Fe, Mo | Ga, Ge | Fe, Mo, Ga, Ge | Zhang et al., 2015a; Zhang et al., 2015b |  | Mag-MKSYS-19-4-2-1 | Mag-MKSYS-19-4-2-1 | [5 empty] | ore material | polished section | grab | mineral separate | [5 empty] | mineralisation |  |  |  | magnetite, pyroxene, amphibole, andradite, sphalerite, pyrite, pyrrhotite, chalcopyrite, molybdenite | [6 empty] | chlorite, fluorite | carbon-coated sample surfaces | LA-ICPMS, SEM-EDS | Geo Las Pro 193 nm ArF excimer laser combined with an Agilent 7900 ICP-MS; New Wave Research (NWR) 213 nm laser ablation system connected to an Agilent 7700x ICP-MS; ASI RESOLution-LR-S155 excimer laser system coupled with the Agilent 7700x ICP-MS | SKLODG, IGCAS | Silicates: laser frequency 6 Hz, beam spot diameter 40 μm, 96-second single measurement durations; Magnetite: 30-second background measurement followed by 50-second ablation under helium carrier gas (0.8 L/min) mixed with argon (0.9 L/min) through a T-joint interface; Sulfides: argon (0.9 L/min) and helium (0.35 L/min) mixed in the ablation cell, laser frequency 6 Hz, beam spot 26 μm, 30-second background measurements followed by 60-second sample ablation | NIST SRM 610, NIST SRM 612, BCR-2G, GSE-1G, BHVO-2G, BC-28, GOR128-G, STDGL3, GSD-1G, natural pure pyrite (Py), MASS-1 |  |  | 1341.2668 |  | 0.14097 | [9 empty] | 2.7303 |  |  |  | 603.8917 |  | 0 | [5 empty] | 29.0611 |  | 2.017 | [9 empty] | 0.58437 |  |  |  | 744437.6335 |  | 38.1926 |  |  |  | 13.731 | [11 empty] | 17.0589 | [7 empty] | 314.9316 |  | 4540.8709 |  | 74.128 |  | 3.0119 |  | 0.33737 |  | 0.43645 |  | 24.5649 |  |  |  | 134.9353 | [19 empty] | 51.2551 | [5 empty] | 2244.1585 |  |  |  | 1.0513 | [11 empty] | 15.1087 | [7 empty] | 11.0676 | [7 empty] | 276.2287 |  | 0.54572 |  |  | 2025 |  |  | CHN | Fujian
| Makeng Fe deposit |  | Magmatic hydrothermal | Skarn | Skarn Fe-Mo polymetallic | Fe, Mo | Ga, Ge | Fe, Mo, Ga, Ge | Zhang et al., 2015a; Zhang et al., 2015b |  | Mag-MKSYS-12-3-19-1 | Mag-MKSYS-12-3-19-1 | [5 empty] | ore material | polished section | grab | mineral separate | [5 empty] | mineralisation |  |  |  | magnetite, pyroxene, amphibole, andradite, sphalerite, pyrite, pyrrhotite, chalcopyrite, molybdenite | [6 empty] | chlorite, fluorite | carbon-coated sample surfaces | LA-ICPMS, SEM-EDS | Geo Las Pro 193 nm ArF excimer laser combined with an Agilent 7900 ICP-MS; New Wave Research (NWR) 213 nm laser ablation system connected to an Agilent 7700x ICP-MS; ASI RESOLution-LR-S155 excimer laser system coupled with the Agilent 7700x ICP-MS | SKLODG, IGCAS | Silicates: laser frequency 6 Hz, beam spot diameter 40 μm, 96-second single measurement durations; Magnetite: 30-second background measurement followed by 50-second ablation under helium carrier gas (0.8 L/min) mixed with argon (0.9 L/min) through a T-joint interface; Sulfides: argon (0.9 L/min) and helium (0.35 L/min) mixed in the ablation cell, laser frequency 6 Hz, beam spot 26 μm, 30-second background measurements followed by 60-second sample ablation | NIST SRM 610, NIST SRM 612, BCR-2G, GSE-1G, BHVO-2G, BC-28, GOR128-G, STDGL3, GSD-1G, natural pure pyrite (Py), MASS-1 |  |  | 1700.9756 |  | 0.11971 | [9 empty] | 0.011172 |  |  |  | 400.2636 |  | 0 | [5 empty] | 23.2955 |  | 0.10952 |  |  |  | 0.32997 | [5 empty] | 0.11322 |  |  |  | 744612.6238 |  | 21.8742 |  |  |  | 18.7034 | [7 empty] | 0.015568 |  |  |  | 27.5057 | [7 empty] | 612.9775 |  | 3730.3624 |  | 18.6289 |  | 18.8484 |  | 0.067563 |  | 0.065939 |  | 11.9454 |  |  |  | 0 | [19 empty] | 51.5932 |  | 0.03804 |  |  |  | 2411.9051 |  |  |  | 1.1188 | [11 empty] | 3.8955 | [7 empty] | 9.4924 | [7 empty] | 263.7971 |  | 0.12079 |  |  | 2025 |  |  | CHN | Fujian
| Makeng Fe deposit |  | Magmatic hydrothermal | Skarn | Skarn Fe-Mo polymetallic | Fe, Mo | Ga, Ge | Fe, Mo, Ga, Ge | Zhang et al., 2015a; Zhang et al., 2015b |  | Mag-MKSYS-12-3-21-1 | Mag-MKSYS-12-3-21-1 | [5 empty] | ore material | polished section | grab | mineral separate | [5 empty] | mineralisation |  |  |  | magnetite, pyroxene, amphibole, andradite, sphalerite, pyrite, pyrrhotite, chalcopyrite, molybdenite | [6 empty] | chlorite, fluorite | carbon-coated sample surfaces | LA-ICPMS, SEM-EDS | Geo Las Pro 193 nm ArF excimer laser combined with an Agilent 7900 ICP-MS; New Wave Research (NWR) 213 nm laser ablation system connected to an Agilent 7700x ICP-MS; ASI RESOLution-LR-S155 excimer laser system coupled with the Agilent 7700x ICP-MS | SKLODG, IGCAS | Silicates: laser frequency 6 Hz, beam spot diameter 40 μm, 96-second single measurement durations; Magnetite: 30-second background measurement followed by 50-second ablation under helium carrier gas (0.8 L/min) mixed with argon (0.9 L/min) through a T-joint interface; Sulfides: argon (0.9 L/min) and helium (0.35 L/min) mixed in the ablation cell, laser frequency 6 Hz, beam spot 26 μm, 30-second background measurements followed by 60-second sample ablation | NIST SRM 610, NIST SRM 612, BCR-2G, GSE-1G, BHVO-2G, BC-28, GOR128-G, STDGL3, GSD-1G, natural pure pyrite (Py), MASS-1 |  |  | 1814.7169 |  | 0.48294 | [9 empty] | 0.011157 |  |  |  | 197.1642 |  | 0 |  | 0.22285 |  |  |  | 22.9993 |  | 0.92913 |  |  |  | 0.47897 | [5 empty] | 0.093218 |  |  |  | 743180.5359 |  | 20.7798 |  |  |  | 16.0821 | [11 empty] | 27.161 | [7 empty] | 714.4408 |  | 3614.3003 |  | 15.0702 |  | 24.1405 |  | 0.10859 |  | 0.067794 |  | 12.248 |  |  |  | 82.5716 | [19 empty] | 55.5108 |  | 0 |  |  |  | 3214.5537 |  |  |  | 1.2826 | [11 empty] | 6.993 | [7 empty] | 9.3011 | [7 empty] | 290.5552 |  | 0.26748 |  |  | 2025 |  |  | CHN | Fujian
| Makeng Fe deposit |  | Magmatic hydrothermal | Skarn | Skarn Fe-Mo polymetallic | Fe, Mo | Ga, Ge | Fe, Mo, Ga, Ge | Zhang et al., 2015a; Zhang et al., 2015b |  | Mag-MKSYS-12-3-22-1 | Mag-MKSYS-12-3-22-1 | [5 empty] | ore material | polished section | grab | mineral separate | [5 empty] | mineralisation |  |  |  | magnetite, pyroxene, amphibole, andradite, sphalerite, pyrite, pyrrhotite, chalcopyrite, molybdenite | [6 empty] | chlorite, fluorite | carbon-coated sample surfaces | LA-ICPMS, SEM-EDS | Geo Las Pro 193 nm ArF excimer laser combined with an Agilent 7900 ICP-MS; New Wave Research (NWR) 213 nm laser ablation system connected to an Agilent 7700x ICP-MS; ASI RESOLution-LR-S155 excimer laser system coupled with the Agilent 7700x ICP-MS | SKLODG, IGCAS | Silicates: laser frequency 6 Hz, beam spot diameter 40 μm, 96-second single measurement durations; Magnetite: 30-second background measurement followed by 50-second ablation under helium carrier gas (0.8 L/min) mixed with argon (0.9 L/min) through a T-joint interface; Sulfides: argon (0.9 L/min) and helium (0.35 L/min) mixed in the ablation cell, laser frequency 6 Hz, beam spot 26 μm, 30-second background measurements followed by 60-second sample ablation | NIST SRM 610, NIST SRM 612, BCR-2G, GSE-1G, BHVO-2G, BC-28, GOR128-G, STDGL3, GSD-1G, natural pure pyrite (Py), MASS-1 |  |  | 1283.177 |  | 0.042915 | [9 empty] | 0.038753 |  |  |  | 658.8397 |  | 0 | [5 empty] | 23.1996 |  | 0.26188 |  |  |  | 0.028028 | [5 empty] | 0.26575 |  |  |  | 745111.9066 |  | 20.5114 |  |  |  | 19.5328 | [11 empty] | 56.2578 | [7 empty] | 641.6825 |  | 3148.7639 |  | 5.9 |  | 49.0332 |  | 0.23939 |  | 0.45967 |  | 11.5386 |  |  |  | 0 | [19 empty] | 43.1666 |  | 0.12157 |  |  |  | 2510.8987 |  |  |  | 0.89408 | [11 empty] | 4.0254 | [7 empty] | 8.2544 | [7 empty] | 435.474 |  | 0.14891 |  |  | 2025 |  |  | CHN | Fujian
| Makeng Fe deposit |  | Magmatic hydrothermal | Skarn | Skarn Fe-Mo polymetallic | Fe, Mo | Ga, Ge | Fe, Mo, Ga, Ge | Zhang et al., 2015a; Zhang et al., 2015b |  | Mag-MKSYS-12-4-3-1 | Mag-MKSYS-12-4-3-1 | [5 empty] | ore material | polished section | grab | mineral separate | [5 empty] | mineralisation |  |  |  | magnetite, pyroxene, amphibole, andradite, sphalerite, pyrite, pyrrhotite, chalcopyrite, molybdenite | [6 empty] | chlorite, fluorite | carbon-coated sample surfaces | LA-ICPMS, SEM-EDS | Geo Las Pro 193 nm ArF excimer laser combined with an Agilent 7900 ICP-MS; New Wave Research (NWR) 213 nm laser ablation system connected to an Agilent 7700x ICP-MS; ASI RESOLution-LR-S155 excimer laser system coupled with the Agilent 7700x ICP-MS | SKLODG, IGCAS | Silicates: laser frequency 6 Hz, beam spot diameter 40 μm, 96-second single measurement durations; Magnetite: 30-second background measurement followed by 50-second ablation under helium carrier gas (0.8 L/min) mixed with argon (0.9 L/min) through a T-joint interface; Sulfides: argon (0.9 L/min) and helium (0.35 L/min) mixed in the ablation cell, laser frequency 6 Hz, beam spot 26 μm, 30-second background measurements followed by 60-second sample ablation | NIST SRM 610, NIST SRM 612, BCR-2G, GSE-1G, BHVO-2G, BC-28, GOR128-G, STDGL3, GSD-1G, natural pure pyrite (Py), MASS-1 |  |  | 1059.8039 |  | 0.90611 | [9 empty] | 0.028432 |  |  |  | 200.8195 |  | 0 |  | 0.017367 |  |  |  | 17.5461 |  | 1.1644 |  |  |  | 0 | [5 empty] | 0 |  |  |  | 748104.8135 |  | 23.5068 |  |  |  | 15.1505 | [7 empty] | 0 |  |  |  | 11.0345 | [7 empty] | 68.6317 |  | 3320.4436 |  | 27.412 |  | 0 |  | 0.098061 |  | 0.067446 |  | 17.8972 |  |  |  | 173.6039 | [19 empty] | 27.4953 |  | 0.29358 |  |  |  | 1517.3411 |  |  |  | 0.2365 | [11 empty] | 25.3987 | [7 empty] | 21.0314 | [7 empty] | 135.6226 |  | 0 |  |  | 2025 |  |  | CHN | Fujian
| Makeng Fe deposit |  | Magmatic hydrothermal | Skarn | Skarn Fe-Mo polymetallic | Fe, Mo | Ga, Ge | Fe, Mo, Ga, Ge | Zhang et al., 2015a; Zhang et al., 2015b |  | Mag-MKSYS-12-4-6-1 | Mag-MKSYS-12-4-6-1 | [5 empty] | ore material | polished section | grab | mineral separate | [5 empty] | mineralisation |  |  |  | magnetite, pyroxene, amphibole, andradite, sphalerite, pyrite, pyrrhotite, chalcopyrite, molybdenite | [6 empty] | chlorite, fluorite | carbon-coated sample surfaces | LA-ICPMS, SEM-EDS | Geo Las Pro 193 nm ArF excimer laser combined with an Agilent 7900 ICP-MS; New Wave Research (NWR) 213 nm laser ablation system connected to an Agilent 7700x ICP-MS; ASI RESOLution-LR-S155 excimer laser system coupled with the Agilent 7700x ICP-MS | SKLODG, IGCAS | Silicates: laser frequency 6 Hz, beam spot diameter 40 μm, 96-second single measurement durations; Magnetite: 30-second background measurement followed by 50-second ablation under helium carrier gas (0.8 L/min) mixed with argon (0.9 L/min) through a T-joint interface; Sulfides: argon (0.9 L/min) and helium (0.35 L/min) mixed in the ablation cell, laser frequency 6 Hz, beam spot 26 μm, 30-second background measurements followed by 60-second sample ablation | NIST SRM 610, NIST SRM 612, BCR-2G, GSE-1G, BHVO-2G, BC-28, GOR128-G, STDGL3, GSD-1G, natural pure pyrite (Py), MASS-1 |  |  | 1616.2125 |  | 0 | [9 empty] | 0.094394 |  |  |  | 1139.1248 |  | 0.057901 |  | 0 |  |  |  | 14.7486 |  | 2.3921 |  |  |  | 0 | [5 empty] | 3.4944 |  |  |  | 742967.063 |  | 26.0556 |  |  |  | 11.9704 | [7 empty] | 0 |  |  |  | 850.3996 | [7 empty] | 279.4109 |  | 3707.5164 |  | 24.1003 |  | 574.5512 |  | 1.6785 |  | 0.30439 |  | 13.204 |  |  |  | 0 | [19 empty] | 28.2211 |  | 0.25111 |  |  |  | 2540.8262 |  |  |  | 0.20437 | [11 empty] | 6.1486 | [7 empty] | 4.8149 | [7 empty] | 178.7367 |  | 0.24059 |  |  | 2025 |  |  | CHN | Fujian
| Makeng Fe deposit |  | Magmatic hydrothermal | Skarn | Skarn Fe-Mo polymetallic | Fe, Mo | Ga, Ge | Fe, Mo, Ga, Ge | Zhang et al., 2015a; Zhang et al., 2015b |  | Mag-MKSYS-8-1-4-1 | Mag-MKSYS-8-1-4-1 | [5 empty] | ore material | polished section | grab | mineral separate | [5 empty] | mineralisation |  |  |  | magnetite, pyroxene, amphibole, andradite, sphalerite, pyrite, pyrrhotite, chalcopyrite, molybdenite | [6 empty] | chlorite, fluorite | carbon-coated sample surfaces | LA-ICPMS, SEM-EDS | Geo Las Pro 193 nm ArF excimer laser combined with an Agilent 7900 ICP-MS; New Wave Research (NWR) 213 nm laser ablation system connected to an Agilent 7700x ICP-MS; ASI RESOLution-LR-S155 excimer laser system coupled with the Agilent 7700x ICP-MS | SKLODG, IGCAS | Silicates: laser frequency 6 Hz, beam spot diameter 40 μm, 96-second single measurement durations; Magnetite: 30-second background measurement followed by 50-second ablation under helium carrier gas (0.8 L/min) mixed with argon (0.9 L/min) through a T-joint interface; Sulfides: argon (0.9 L/min) and helium (0.35 L/min) mixed in the ablation cell, laser frequency 6 Hz, beam spot 26 μm, 30-second background measurements followed by 60-second sample ablation | NIST SRM 610, NIST SRM 612, BCR-2G, GSE-1G, BHVO-2G, BC-28, GOR128-G, STDGL3, GSD-1G, natural pure pyrite (Py), MASS-1 |  |  | 1387.8976 |  | 0.15724 | [9 empty] | 0.014076 |  |  |  | 604.6771 |  | 0.09627 | [5 empty] | 45.1402 |  | 11.5536 | [13 empty] | 744622.4249 |  | 14.4039 |  |  |  | 10.0953 | [7 empty] | 0.02371 |  |  |  | 0.91356 | [7 empty] | 271.6912 |  | 4504.5701 |  | 15.685 |  | 4.9926 |  | 0.18819 |  | 0.03194 |  | 24.3876 |  |  |  | 0 | [19 empty] | 287.491 | [5 empty] | 2154.4844 |  |  |  | 1.312 | [11 empty] | 82.9575 | [7 empty] | 27.8861 | [7 empty] | 228.3277 |  | 0.15172 |  |  | 2025 |  |  | CHN | Fujian
| Makeng Fe deposit |  | Magmatic hydrothermal | Skarn | Skarn Fe-Mo polymetallic | Fe, Mo | Ga, Ge | Fe, Mo, Ga, Ge | Zhang et al., 2015a; Zhang et al., 2015b |  | Mag-MKSYS-8-1-5-1 | Mag-MKSYS-8-1-5-1 | [5 empty] | ore material | polished section | grab | mineral separate | [5 empty] | mineralisation |  |  |  | magnetite, pyroxene, amphibole, andradite, sphalerite, pyrite, pyrrhotite, chalcopyrite, molybdenite | [6 empty] | chlorite, fluorite | carbon-coated sample surfaces | LA-ICPMS, SEM-EDS | Geo Las Pro 193 nm ArF excimer laser combined with an Agilent 7900 ICP-MS; New Wave Research (NWR) 213 nm laser ablation system connected to an Agilent 7700x ICP-MS; ASI RESOLution-LR-S155 excimer laser system coupled with the Agilent 7700x ICP-MS | SKLODG, IGCAS | Silicates: laser frequency 6 Hz, beam spot diameter 40 μm, 96-second single measurement durations; Magnetite: 30-second background measurement followed by 50-second ablation under helium carrier gas (0.8 L/min) mixed with argon (0.9 L/min) through a T-joint interface; Sulfides: argon (0.9 L/min) and helium (0.35 L/min) mixed in the ablation cell, laser frequency 6 Hz, beam spot 26 μm, 30-second background measurements followed by 60-second sample ablation | NIST SRM 610, NIST SRM 612, BCR-2G, GSE-1G, BHVO-2G, BC-28, GOR128-G, STDGL3, GSD-1G, natural pure pyrite (Py), MASS-1 |  |  | 2345.6062 |  | 0.21449 | [9 empty] | 0 |  |  |  | 195.5439 |  | 0.06958 | [5 empty] | 47.8222 |  | 3.0584 |  |  |  | 0.26866 | [5 empty] | 0.08236 |  |  |  | 743834.9516 |  | 19.9911 |  |  |  | 6.8816 | [11 empty] | 2.8845 | [7 empty] | 56.8764 |  | 5111.7859 |  | 20.8392 |  | 0 |  | 0.1282 |  |  |  | 22.7468 |  |  |  | 0 | [19 empty] | 392.5813 | [5 empty] | 1588.9204 |  |  |  | 1.3562 | [11 empty] | 86.1831 | [7 empty] | 24.3085 | [7 empty] | 610.6172 |  |  |  |  | 2025 |  |  | CHN | Fujian
| Makeng Fe deposit |  | Magmatic hydrothermal | Skarn | Skarn Fe-Mo polymetallic | Fe, Mo | Ga, Ge | Fe, Mo, Ga, Ge | Zhang et al., 2015a; Zhang et al., 2015b |  | Mag-MKSYS-8-3-7-1 | Mag-MKSYS-8-3-7-1 | [5 empty] | ore material | polished section | grab | mineral separate | [5 empty] | mineralisation |  |  |  | magnetite, pyroxene, amphibole, andradite, sphalerite, pyrite, pyrrhotite, chalcopyrite, molybdenite | [6 empty] | chlorite, fluorite | carbon-coated sample surfaces | LA-ICPMS, SEM-EDS | Geo Las Pro 193 nm ArF excimer laser combined with an Agilent 7900 ICP-MS; New Wave Research (NWR) 213 nm laser ablation system connected to an Agilent 7700x ICP-MS; ASI RESOLution-LR-S155 excimer laser system coupled with the Agilent 7700x ICP-MS | SKLODG, IGCAS | Silicates: laser frequency 6 Hz, beam spot diameter 40 μm, 96-second single measurement durations; Magnetite: 30-second background measurement followed by 50-second ablation under helium carrier gas (0.8 L/min) mixed with argon (0.9 L/min) through a T-joint interface; Sulfides: argon (0.9 L/min) and helium (0.35 L/min) mixed in the ablation cell, laser frequency 6 Hz, beam spot 26 μm, 30-second background measurements followed by 60-second sample ablation | NIST SRM 610, NIST SRM 612, BCR-2G, GSE-1G, BHVO-2G, BC-28, GOR128-G, STDGL3, GSD-1G, natural pure pyrite (Py), MASS-1 |  |  | 1505.4795 |  | 0.25404 | [9 empty] | 0 |  |  |  | 93.5577 |  | 0 |  | 0.43314 |  |  |  | 66.4944 |  | 0.42252 | [9 empty] | 0 |  |  |  | 746025.2173 |  | 31.3469 |  |  |  | 13.1415 | [11 empty] | 3.8103 | [7 empty] | 85.6949 |  | 5124.8582 |  | 15.5508 |  | 6.5727 |  | 0.25923 |  | 0.013242 |  | 18.1534 |  |  |  | 39.3574 | [19 empty] | 66.8693 |  | 0 |  |  |  | 1477.4412 |  |  |  | 0.46064 | [11 empty] | 47.523 | [7 empty] | 13.2359 | [7 empty] | 101.3016 |  | 0.11228 |  |  | 2025 |  |  | CHN | Fujian
| Makeng Fe deposit |  | Magmatic hydrothermal | Skarn | Skarn Fe-Mo polymetallic | Fe, Mo | Ga, Ge | Fe, Mo, Ga, Ge | Zhang et al., 2015a; Zhang et al., 2015b |  | Mag-MKSYS-8-3-8-1 | Mag-MKSYS-8-3-8-1 | [5 empty] | ore material | polished section | grab | mineral separate | [5 empty] | mineralisation |  |  |  | magnetite, pyroxene, amphibole, andradite, sphalerite, pyrite, pyrrhotite, chalcopyrite, molybdenite | [6 empty] | chlorite, fluorite | carbon-coated sample surfaces | LA-ICPMS, SEM-EDS | Geo Las Pro 193 nm ArF excimer laser combined with an Agilent 7900 ICP-MS; New Wave Research (NWR) 213 nm laser ablation system connected to an Agilent 7700x ICP-MS; ASI RESOLution-LR-S155 excimer laser system coupled with the Agilent 7700x ICP-MS | SKLODG, IGCAS | Silicates: laser frequency 6 Hz, beam spot diameter 40 μm, 96-second single measurement durations; Magnetite: 30-second background measurement followed by 50-second ablation under helium carrier gas (0.8 L/min) mixed with argon (0.9 L/min) through a T-joint interface; Sulfides: argon (0.9 L/min) and helium (0.35 L/min) mixed in the ablation cell, laser frequency 6 Hz, beam spot 26 μm, 30-second background measurements followed by 60-second sample ablation | NIST SRM 610, NIST SRM 612, BCR-2G, GSE-1G, BHVO-2G, BC-28, GOR128-G, STDGL3, GSD-1G, natural pure pyrite (Py), MASS-1 |  |  | 2588.4064 |  | 0.41602 | [9 empty] | 0 |  |  |  | 671.8853 |  | 0.099018 |  | 1.1612 |  |  |  | 69.6843 |  | 0.57125 |  |  |  | 0.09165 | [5 empty] | 0.060614 |  |  |  | 741008.6819 |  | 25.444 |  |  |  | 7.8727 | [11 empty] | 44.9553 | [7 empty] | 356.3171 |  | 5269.5099 |  | 14.6668 |  | 18.8378 |  | 2.3266 |  | 0.15528 |  | 18.8524 |  |  |  | 25.5033 | [19 empty] | 209.4204 |  | 0 |  |  |  | 2732.3968 |  |  |  | 1.4856 | [11 empty] | 61.2981 | [7 empty] | 12.926 | [7 empty] | 283.613 |  | 1.2752 |  |  | 2025 |  |  | CHN | Fujian
| Makeng Fe deposit |  | Magmatic hydrothermal | Skarn | Skarn Fe-Mo polymetallic | Fe, Mo | Ga, Ge | Fe, Mo, Ga, Ge | Zhang et al., 2015a; Zhang et al., 2015b |  | Mag-MKSYS-8-3-9-1 | Mag-MKSYS-8-3-9-1 | [5 empty] | ore material | polished section | grab | mineral separate | [5 empty] | mineralisation |  |  |  | magnetite, pyroxene, amphibole, andradite, sphalerite, pyrite, pyrrhotite, chalcopyrite, molybdenite | [6 empty] | chlorite, fluorite | carbon-coated sample surfaces | LA-ICPMS, SEM-EDS | Geo Las Pro 193 nm ArF excimer laser combined with an Agilent 7900 ICP-MS; New Wave Research (NWR) 213 nm laser ablation system connected to an Agilent 7700x ICP-MS; ASI RESOLution-LR-S155 excimer laser system coupled with the Agilent 7700x ICP-MS | SKLODG, IGCAS | Silicates: laser frequency 6 Hz, beam spot diameter 40 μm, 96-second single measurement durations; Magnetite: 30-second background measurement followed by 50-second ablation under helium carrier gas (0.8 L/min) mixed with argon (0.9 L/min) through a T-joint interface; Sulfides: argon (0.9 L/min) and helium (0.35 L/min) mixed in the ablation cell, laser frequency 6 Hz, beam spot 26 μm, 30-second background measurements followed by 60-second sample ablation | NIST SRM 610, NIST SRM 612, BCR-2G, GSE-1G, BHVO-2G, BC-28, GOR128-G, STDGL3, GSD-1G, natural pure pyrite (Py), MASS-1 |  |  | 1904.4429 |  | 0 | [9 empty] | 0.008133 |  |  |  | 327.9981 |  | 0 |  | 0.28139 |  |  |  | 75.9744 |  | 2.0293 | [9 empty] | 0.24203 |  |  |  | 744695.4807 |  | 27.1956 |  |  |  | 13.9252 | [11 empty] | 19.264 | [7 empty] | 71.1607 |  | 5005.6498 |  | 20.7263 |  | 1.4596 |  | 0.58753 |  | 0.098591 |  | 19.7204 |  |  |  | 48.963 | [19 empty] | 150.8338 |  | 0.45115 |  |  |  | 1674.7186 |  |  |  | 0.8779 | [11 empty] | 60.0594 | [7 empty] | 17.2241 | [7 empty] | 297.4398 |  | 0.33812 |  |  | 2025 |  |  | CHN | Fujian
| Makeng Fe deposit |  | Magmatic hydrothermal | Skarn | Skarn Fe-Mo polymetallic | Fe, Mo | Ga, Ge | Fe, Mo, Ga, Ge | Zhang et al., 2015a; Zhang et al., 2015b |  | Mag-MKSYS-8-4-11-1 | Mag-MKSYS-8-4-11-1 | [5 empty] | ore material | polished section | grab | mineral separate | [5 empty] | mineralisation |  |  |  | magnetite, pyroxene, amphibole, andradite, sphalerite, pyrite, pyrrhotite, chalcopyrite, molybdenite | [6 empty] | chlorite, fluorite | carbon-coated sample surfaces | LA-ICPMS, SEM-EDS | Geo Las Pro 193 nm ArF excimer laser combined with an Agilent 7900 ICP-MS; New Wave Research (NWR) 213 nm laser ablation system connected to an Agilent 7700x ICP-MS; ASI RESOLution-LR-S155 excimer laser system coupled with the Agilent 7700x ICP-MS | SKLODG, IGCAS | Silicates: laser frequency 6 Hz, beam spot diameter 40 μm, 96-second single measurement durations; Magnetite: 30-second background measurement followed by 50-second ablation under helium carrier gas (0.8 L/min) mixed with argon (0.9 L/min) through a T-joint interface; Sulfides: argon (0.9 L/min) and helium (0.35 L/min) mixed in the ablation cell, laser frequency 6 Hz, beam spot 26 μm, 30-second background measurements followed by 60-second sample ablation | NIST SRM 610, NIST SRM 612, BCR-2G, GSE-1G, BHVO-2G, BC-28, GOR128-G, STDGL3, GSD-1G, natural pure pyrite (Py), MASS-1 |  |  | 1934.9024 |  | 0.14437 | [9 empty] | 0 |  |  |  | 679.0588 | [7 empty] | 75.4577 | [11 empty] | 0.31884 |  |  |  | 742485.9705 |  | 20.9473 |  |  |  | 9.4271 | [11 empty] | 8.625 | [7 empty] | 307.0934 |  | 4844.9598 |  | 25.7654 |  | 25.0479 |  | 2.0991 |  | 0.27921 |  | 18.3165 |  |  |  | 54.6713 | [19 empty] | 253.2579 |  | 0.008066 |  |  |  | 2495.871 |  |  |  | 1.3449 | [11 empty] | 46.0227 | [7 empty] | 18.8143 | [7 empty] | 540.3302 |  | 0.57712 |  |  | 2025 |  |  | CHN | Fujian
| Makeng Fe deposit |  | Magmatic hydrothermal | Skarn | Skarn Fe-Mo polymetallic | Fe, Mo | Ga, Ge | Fe, Mo, Ga, Ge | Zhang et al., 2015a; Zhang et al., 2015b |  | Mag-MK22-7-3-13-1 | Mag-MK22-7-3-13-1 | [5 empty] | ore material | polished section | grab | mineral separate | [5 empty] | mineralisation |  |  |  | magnetite, pyroxene, amphibole, andradite, sphalerite, pyrite, pyrrhotite, chalcopyrite, molybdenite | [6 empty] | chlorite, fluorite | carbon-coated sample surfaces | LA-ICPMS, SEM-EDS | Geo Las Pro 193 nm ArF excimer laser combined with an Agilent 7900 ICP-MS; New Wave Research (NWR) 213 nm laser ablation system connected to an Agilent 7700x ICP-MS; ASI RESOLution-LR-S155 excimer laser system coupled with the Agilent 7700x ICP-MS | SKLODG, IGCAS | Silicates: laser frequency 6 Hz, beam spot diameter 40 μm, 96-second single measurement durations; Magnetite: 30-second background measurement followed by 50-second ablation under helium carrier gas (0.8 L/min) mixed with argon (0.9 L/min) through a T-joint interface; Sulfides: argon (0.9 L/min) and helium (0.35 L/min) mixed in the ablation cell, laser frequency 6 Hz, beam spot 26 μm, 30-second background measurements followed by 60-second sample ablation | NIST SRM 610, NIST SRM 612, BCR-2G, GSE-1G, BHVO-2G, BC-28, GOR128-G, STDGL3, GSD-1G, natural pure pyrite (Py), MASS-1 |  |  | 693.6588 |  | 0.013239 | [9 empty] | 0.007985 |  |  |  | 503.9212 |  | 0.014459 |  | 0.43582 |  |  |  | 10.7172 |  | 9.16 | [9 empty] | 1.1886 |  |  |  | 748356.8399 |  | 10.6755 |  |  |  | 5.8292 | [7 empty] | 0.74592 |  |  |  | 9.3026 | [7 empty] | 295.526 |  | 2761.5061 |  | 7.2969 |  | 19.9834 |  | 0.59902 |  | 0.35314 |  | 9.0348 |  |  |  | 122.3617 | [19 empty] | 194.0992 |  | 0.065258 |  |  |  | 1642.9497 |  |  |  | 1.1513 | [11 empty] | 11.1951 | [7 empty] | 8.4989 | [7 empty] | 145.6576 |  | 0.18009 |  |  | 2025 |  |  | CHN | Fujian
| Makeng Fe deposit |  | Magmatic hydrothermal | Skarn | Skarn Fe-Mo polymetallic | Fe, Mo | Ga, Ge | Fe, Mo, Ga, Ge | Zhang et al., 2015a; Zhang et al., 2015b |  | Mag-MK22-7-3-14-1 | Mag-MK22-7-3-14-1 | [5 empty] | ore material | polished section | grab | mineral separate | [5 empty] | mineralisation |  |  |  | magnetite, pyroxene, amphibole, andradite, sphalerite, pyrite, pyrrhotite, chalcopyrite, molybdenite | [6 empty] | chlorite, fluorite | carbon-coated sample surfaces | LA-ICPMS, SEM-EDS | Geo Las Pro 193 nm ArF excimer laser combined with an Agilent 7900 ICP-MS; New Wave Research (NWR) 213 nm laser ablation system connected to an Agilent 7700x ICP-MS; ASI RESOLution-LR-S155 excimer laser system coupled with the Agilent 7700x ICP-MS | SKLODG, IGCAS | Silicates: laser frequency 6 Hz, beam spot diameter 40 μm, 96-second single measurement durations; Magnetite: 30-second background measurement followed by 50-second ablation under helium carrier gas (0.8 L/min) mixed with argon (0.9 L/min) through a T-joint interface; Sulfides: argon (0.9 L/min) and helium (0.35 L/min) mixed in the ablation cell, laser frequency 6 Hz, beam spot 26 μm, 30-second background measurements followed by 60-second sample ablation | NIST SRM 610, NIST SRM 612, BCR-2G, GSE-1G, BHVO-2G, BC-28, GOR128-G, STDGL3, GSD-1G, natural pure pyrite (Py), MASS-1 |  |  | 594.6217 |  | 0.2623 | [9 empty] | 0 |  |  |  | 58.9103 |  | 0 | [5 empty] | 13.4384 |  | 3.6262 |  |  |  | 0.14767 | [5 empty] | 0.073056 |  |  |  | 749872.8652 |  | 10.3986 |  |  |  | 3.25 | [11 empty] | 0 | [7 empty] | 30.9139 |  | 3585.751 |  | 6.9487 |  | 0.31768 |  | 0.049595 |  | 0.043325 |  | 9.8653 |  |  |  | 23.4677 | [19 empty] | 207.4696 |  | 0.012528 |  |  |  | 952.1286 |  |  |  | 1.0499 | [11 empty] | 17.8701 | [7 empty] | 11.5642 | [7 empty] | 67.5679 |  | 0.13221 |  |  | 2025 |  |  | CHN | Fujian
| Makeng Fe deposit |  | Magmatic hydrothermal | Skarn | Skarn Fe-Mo polymetallic | Fe, Mo | Ga, Ge | Fe, Mo, Ga, Ge | Zhang et al., 2015a; Zhang et al., 2015b |  | Mag-MK22-7-3-15-1 | Mag-MK22-7-3-15-1 | [5 empty] | ore material | polished section | grab | mineral separate | [5 empty] | mineralisation |  |  |  | magnetite, pyroxene, amphibole, andradite, sphalerite, pyrite, pyrrhotite, chalcopyrite, molybdenite | [6 empty] | chlorite, fluorite | carbon-coated sample surfaces | LA-ICPMS, SEM-EDS | Geo Las Pro 193 nm ArF excimer laser combined with an Agilent 7900 ICP-MS; New Wave Research (NWR) 213 nm laser ablation system connected to an Agilent 7700x ICP-MS; ASI RESOLution-LR-S155 excimer laser system coupled with the Agilent 7700x ICP-MS | SKLODG, IGCAS | Silicates: laser frequency 6 Hz, beam spot diameter 40 μm, 96-second single measurement durations; Magnetite: 30-second background measurement followed by 50-second ablation under helium carrier gas (0.8 L/min) mixed with argon (0.9 L/min) through a T-joint interface; Sulfides: argon (0.9 L/min) and helium (0.35 L/min) mixed in the ablation cell, laser frequency 6 Hz, beam spot 26 μm, 30-second background measurements followed by 60-second sample ablation | NIST SRM 610, NIST SRM 612, BCR-2G, GSE-1G, BHVO-2G, BC-28, GOR128-G, STDGL3, GSD-1G, natural pure pyrite (Py), MASS-1 |  |  | 1225.4477 |  | 0 | [9 empty] | 0.010119 |  |  |  | 2030.4037 |  | 0.31076 |  | 0.6275 |  |  |  | 14.3887 |  | 2.4314 |  |  |  | 1.062 | [5 empty] | 3.8915 |  |  |  | 743366.1194 |  | 11.2039 |  |  |  | 4.1907 | [7 empty] | 0.11522 |  |  |  | 0 | [7 empty] | 435.825 |  | 3679.3562 |  | 10.8257 |  | 14.5878 |  | 0.31347 |  | 0.68408 |  | 13.0552 |  |  |  | 136.1378 | [19 empty] | 223.3707 |  | 0.1895 |  |  |  | 2539.0919 |  |  |  | 1.8564 | [11 empty] | 27.9805 | [7 empty] | 10.2718 | [7 empty] | 174.2305 |  | 0 |  |  | 2025 |  |  | CHN | Fujian
| Makeng Fe deposit |  | Magmatic hydrothermal | Skarn | Skarn Fe-Mo polymetallic | Fe, Mo | Ga, Ge | Fe, Mo, Ga, Ge | Zhang et al., 2015a; Zhang et al., 2015b |  | Mag-MK22-7-6-16-1 | Mag-MK22-7-6-16-1 | [5 empty] | ore material | polished section | grab | mineral separate | [5 empty] | mineralisation |  |  |  | magnetite, pyroxene, amphibole, andradite, sphalerite, pyrite, pyrrhotite, chalcopyrite, molybdenite | [6 empty] | chlorite, fluorite | carbon-coated sample surfaces | LA-ICPMS, SEM-EDS | Geo Las Pro 193 nm ArF excimer laser combined with an Agilent 7900 ICP-MS; New Wave Research (NWR) 213 nm laser ablation system connected to an Agilent 7700x ICP-MS; ASI RESOLution-LR-S155 excimer laser system coupled with the Agilent 7700x ICP-MS | SKLODG, IGCAS | Silicates: laser frequency 6 Hz, beam spot diameter 40 μm, 96-second single measurement durations; Magnetite: 30-second background measurement followed by 50-second ablation under helium carrier gas (0.8 L/min) mixed with argon (0.9 L/min) through a T-joint interface; Sulfides: argon (0.9 L/min) and helium (0.35 L/min) mixed in the ablation cell, laser frequency 6 Hz, beam spot 26 μm, 30-second background measurements followed by 60-second sample ablation | NIST SRM 610, NIST SRM 612, BCR-2G, GSE-1G, BHVO-2G, BC-28, GOR128-G, STDGL3, GSD-1G, natural pure pyrite (Py), MASS-1 |  |  | 412.0013 |  | 0.29852 | [9 empty] | 0.03492 |  |  |  | 2432.5326 |  | 0.26445 |  | 0.0938 |  |  |  | 13.0014 |  | 278.8052 |  |  |  | 0.52373 | [5 empty] | 0.56617 |  |  |  | 720937.5162 |  | 11.7526 |  |  |  | 5.4311 | [11 empty] | 139.0094 | [7 empty] | 322.18 |  | 4631.8471 |  | 4.0605 |  | 134.1529 |  | 0.07011 |  | 2.4716 |  | 12.1519 |  |  |  | 6.7655 | [19 empty] | 84.8752 |  | 0.057002 |  |  |  | 2582.0644 |  |  |  | 1.6137 | [11 empty] | 26.8779 | [7 empty] | 16.6339 | [7 empty] | 61.0446 |  | 0.33593 |  |  | 2025 |  |  | CHN | Fujian
| Makeng Fe deposit |  | Magmatic hydrothermal | Skarn | Skarn Fe-Mo polymetallic | Fe, Mo | Ga, Ge | Fe, Mo, Ga, Ge | Zhang et al., 2015a; Zhang et al., 2015b |  | Mag-MK22-7-6-17-1 | Mag-MK22-7-6-17-1 | [5 empty] | ore material | polished section | grab | mineral separate | [5 empty] | mineralisation |  |  |  | magnetite, pyroxene, amphibole, andradite, sphalerite, pyrite, pyrrhotite, chalcopyrite, molybdenite | [6 empty] | chlorite, fluorite | carbon-coated sample surfaces | LA-ICPMS, SEM-EDS | Geo Las Pro 193 nm ArF excimer laser combined with an Agilent 7900 ICP-MS; New Wave Research (NWR) 213 nm laser ablation system connected to an Agilent 7700x ICP-MS; ASI RESOLution-LR-S155 excimer laser system coupled with the Agilent 7700x ICP-MS | SKLODG, IGCAS | Silicates: laser frequency 6 Hz, beam spot diameter 40 μm, 96-second single measurement durations; Magnetite: 30-second background measurement followed by 50-second ablation under helium carrier gas (0.8 L/min) mixed with argon (0.9 L/min) through a T-joint interface; Sulfides: argon (0.9 L/min) and helium (0.35 L/min) mixed in the ablation cell, laser frequency 6 Hz, beam spot 26 μm, 30-second background measurements followed by 60-second sample ablation | NIST SRM 610, NIST SRM 612, BCR-2G, GSE-1G, BHVO-2G, BC-28, GOR128-G, STDGL3, GSD-1G, natural pure pyrite (Py), MASS-1 |  |  | 774.7389 | [11 empty] | 0.055093 |  |  |  | 0 |  | 0 | [5 empty] | 16.2885 |  | 1.5338 | [9 empty] | 1.878 |  |  |  | 747896.6295 |  | 13.4893 |  |  |  | 4.7566 | [7 empty] | 0.057354 |  |  |  | 13.7481 | [7 empty] | 133.1042 |  | 3275.9067 |  | 10.5286 |  | 27.8213 |  | 0.10917 |  | 0.15452 |  | 10.6285 |  |  |  | 90.256 | [19 empty] | 210.267 |  | 0.13388 |  |  |  | 1910.3855 |  |  |  | 1.132 | [11 empty] | 23.1975 | [7 empty] | 9.3473 | [7 empty] | 166.9775 |  | 0.10442 |  |  | 2025 |  |  | CHN | Fujian
| Makeng Fe deposit |  | Magmatic hydrothermal | Skarn | Skarn Fe-Mo polymetallic | Fe, Mo | Ga, Ge | Fe, Mo, Ga, Ge | Zhang et al., 2015a; Zhang et al., 2015b |  | Mag-MK22-7-618-1 | Mag-MK22-7-618-1 | [5 empty] | ore material | polished section | grab | mineral separate | [5 empty] | mineralisation |  |  |  | magnetite, pyroxene, amphibole, andradite, sphalerite, pyrite, pyrrhotite, chalcopyrite, molybdenite | [6 empty] | chlorite, fluorite | carbon-coated sample surfaces | LA-ICPMS, SEM-EDS | Geo Las Pro 193 nm ArF excimer laser combined with an Agilent 7900 ICP-MS; New Wave Research (NWR) 213 nm laser ablation system connected to an Agilent 7700x ICP-MS; ASI RESOLution-LR-S155 excimer laser system coupled with the Agilent 7700x ICP-MS | SKLODG, IGCAS | Silicates: laser frequency 6 Hz, beam spot diameter 40 μm, 96-second single measurement durations; Magnetite: 30-second background measurement followed by 50-second ablation under helium carrier gas (0.8 L/min) mixed with argon (0.9 L/min) through a T-joint interface; Sulfides: argon (0.9 L/min) and helium (0.35 L/min) mixed in the ablation cell, laser frequency 6 Hz, beam spot 26 μm, 30-second background measurements followed by 60-second sample ablation | NIST SRM 610, NIST SRM 612, BCR-2G, GSE-1G, BHVO-2G, BC-28, GOR128-G, STDGL3, GSD-1G, natural pure pyrite (Py), MASS-1 |  |  | 749.9359 | [11 empty] | 0 |  |  |  | 102.8168 |  | 0.14519 |  | 0.29841 |  |  |  | 14.2158 |  | 7.3281 |  |  |  | 0.32897 | [9 empty] | 748774.6474 |  | 12.901 |  |  |  | 3.9307 | [11 empty] | 30.9469 | [7 empty] | 32.133 |  | 3572.147 |  | 9.0979 |  | 2.3995 |  | 0.060511 |  | 0.12701 |  | 11.3833 |  |  |  | 159.4447 | [19 empty] | 196.8384 |  | 0.18574 |  |  |  | 1392.8632 |  |  |  | 1.0204 | [11 empty] | 26.0721 | [7 empty] | 12.9379 | [7 empty] | 213.2304 |  | 0.005033 |  |  | 2025 |  |  | CHN | Fujian
| Makeng Fe deposit |  | Magmatic hydrothermal | Skarn | Skarn Fe-Mo polymetallic | Fe, Mo | Ga, Ge | Fe, Mo, Ga, Ge | Zhang et al., 2015a; Zhang et al., 2015b |  | Mag-MK22-15-4-1-1 | Mag-MK22-15-4-1-1 | [5 empty] | ore material | polished section | grab | mineral separate | [5 empty] | mineralisation |  |  |  | magnetite, pyroxene, amphibole, andradite, sphalerite, pyrite, pyrrhotite, chalcopyrite, molybdenite | [6 empty] | chlorite, fluorite | carbon-coated sample surfaces | LA-ICPMS, SEM-EDS | Geo Las Pro 193 nm ArF excimer laser combined with an Agilent 7900 ICP-MS; New Wave Research (NWR) 213 nm laser ablation system connected to an Agilent 7700x ICP-MS; ASI RESOLution-LR-S155 excimer laser system coupled with the Agilent 7700x ICP-MS | SKLODG, IGCAS | Silicates: laser frequency 6 Hz, beam spot diameter 40 μm, 96-second single measurement durations; Magnetite: 30-second background measurement followed by 50-second ablation under helium carrier gas (0.8 L/min) mixed with argon (0.9 L/min) through a T-joint interface; Sulfides: argon (0.9 L/min) and helium (0.35 L/min) mixed in the ablation cell, laser frequency 6 Hz, beam spot 26 μm, 30-second background measurements followed by 60-second sample ablation | NIST SRM 610, NIST SRM 612, BCR-2G, GSE-1G, BHVO-2G, BC-28, GOR128-G, STDGL3, GSD-1G, natural pure pyrite (Py), MASS-1 |  |  | 564.9758 |  | 0.16218 | [9 empty] | 0.047182 |  |  |  | 834.1789 |  | 0.010171 |  | 0.12926 |  |  |  | 1.7504 |  | 11.2102 |  |  |  | 0.89158 | [5 empty] | 0.9744 |  |  |  | 746907.4359 |  | 103.3906 |  |  |  | 21.7391 | [7 empty] | 0 |  |  |  | 10.5239 | [7 empty] | 105.6547 |  | 2855.8394 |  | 0.20945 |  | 27.6178 |  | 0 |  | 0.4801 |  | 0.38982 |  |  |  | 19.2448 | [19 empty] | 302.6563 |  | 0.022663 |  |  |  | 2573.0586 |  |  |  | 1.3339 | [11 empty] | 3.8038 | [7 empty] | 3.7292 | [7 empty] | 41.0864 |  | 0.011501 |  |  | 2025 |  |  | CHN | Fujian
| Makeng Fe deposit |  | Magmatic hydrothermal | Skarn | Skarn Fe-Mo polymetallic | Fe, Mo | Ga, Ge | Fe, Mo, Ga, Ge | Zhang et al., 2015a; Zhang et al., 2015b |  | Mag-MK22-15-4-2-1 | Mag-MK22-15-4-2-1 | [5 empty] | ore material | polished section | grab | mineral separate | [5 empty] | mineralisation |  |  |  | magnetite, pyroxene, amphibole, andradite, sphalerite, pyrite, pyrrhotite, chalcopyrite, molybdenite | [6 empty] | chlorite, fluorite | carbon-coated sample surfaces | LA-ICPMS, SEM-EDS | Geo Las Pro 193 nm ArF excimer laser combined with an Agilent 7900 ICP-MS; New Wave Research (NWR) 213 nm laser ablation system connected to an Agilent 7700x ICP-MS; ASI RESOLution-LR-S155 excimer laser system coupled with the Agilent 7700x ICP-MS | SKLODG, IGCAS | Silicates: laser frequency 6 Hz, beam spot diameter 40 μm, 96-second single measurement durations; Magnetite: 30-second background measurement followed by 50-second ablation under helium carrier gas (0.8 L/min) mixed with argon (0.9 L/min) through a T-joint interface; Sulfides: argon (0.9 L/min) and helium (0.35 L/min) mixed in the ablation cell, laser frequency 6 Hz, beam spot 26 μm, 30-second background measurements followed by 60-second sample ablation | NIST SRM 610, NIST SRM 612, BCR-2G, GSE-1G, BHVO-2G, BC-28, GOR128-G, STDGL3, GSD-1G, natural pure pyrite (Py), MASS-1 |  |  | 1108.6709 |  | 0.2748 | [13 empty] | 1653.1104 |  | 0 |  | 0.39751 |  |  |  | 0.90793 |  | 1.5639 | [9 empty] | 3.643 |  |  |  | 744298.4737 |  | 112.4447 |  |  |  | 14.002 | [7 empty] | 0.10565 |  |  |  | 12.5186 | [7 empty] | 147.7935 |  | 2893.7332 |  | 0.079671 |  | 96.0754 |  | 0.00719 |  | 0.90581 |  | 0.93942 |  |  |  | 108.0948 | [19 empty] | 232.1228 |  | 0.15271 |  |  |  | 3023.8198 |  |  |  | 0.91187 | [11 empty] | 3.5026 | [7 empty] | 6.1106 | [7 empty] | 46.702 |  | 0.1937 |  |  | 2025 |  |  | CHN | Fujian
| Makeng Fe deposit |  | Magmatic hydrothermal | Skarn | Skarn Fe-Mo polymetallic | Fe, Mo | Ga, Ge | Fe, Mo, Ga, Ge | Zhang et al., 2015a; Zhang et al., 2015b |  | Mag-MK22-15-4-2-2 | Mag-MK22-15-4-2-2 | [5 empty] | ore material | polished section | grab | mineral separate | [5 empty] | mineralisation |  |  |  | magnetite, pyroxene, amphibole, andradite, sphalerite, pyrite, pyrrhotite, chalcopyrite, molybdenite | [6 empty] | chlorite, fluorite | carbon-coated sample surfaces | LA-ICPMS, SEM-EDS | Geo Las Pro 193 nm ArF excimer laser combined with an Agilent 7900 ICP-MS; New Wave Research (NWR) 213 nm laser ablation system connected to an Agilent 7700x ICP-MS; ASI RESOLution-LR-S155 excimer laser system coupled with the Agilent 7700x ICP-MS | SKLODG, IGCAS | Silicates: laser frequency 6 Hz, beam spot diameter 40 μm, 96-second single measurement durations; Magnetite: 30-second background measurement followed by 50-second ablation under helium carrier gas (0.8 L/min) mixed with argon (0.9 L/min) through a T-joint interface; Sulfides: argon (0.9 L/min) and helium (0.35 L/min) mixed in the ablation cell, laser frequency 6 Hz, beam spot 26 μm, 30-second background measurements followed by 60-second sample ablation | NIST SRM 610, NIST SRM 612, BCR-2G, GSE-1G, BHVO-2G, BC-28, GOR128-G, STDGL3, GSD-1G, natural pure pyrite (Py), MASS-1 |  |  | 907.6674 |  | 0.61359 | [13 empty] | 610.2829 |  | 0 | [5 empty] | 1.1809 | [5 empty] | 0.53085 | [5 empty] | 1.3352 |  |  |  | 745910.4007 |  | 110.4018 |  |  |  | 5.16 | [11 empty] | 2.6518 | [7 empty] | 37.5322 |  | 3798.8344 |  |  |  | 13.8933 |  |  |  | 0.31489 |  | 0.81941 |  |  |  | 0 | [19 empty] | 388.6637 | [5 empty] | 2514.4535 |  |  |  | 2.1812 | [11 empty] | 4.6953 | [7 empty] | 2.0062 | [7 empty] | 60.3932 |  | 0.090707 |  |  | 2025 |  |  | CHN | Fujian
| Makeng Fe deposit |  | Magmatic hydrothermal | Skarn | Skarn Fe-Mo polymetallic | Fe, Mo | Ga, Ge | Fe, Mo, Ga, Ge | Zhang et al., 2015a; Zhang et al., 2015b |  | Mag-MK22-15-3-2-1 | Mag-MK22-15-3-2-1 | [5 empty] | ore material | polished section | grab | mineral separate | [5 empty] | mineralisation |  |  |  | magnetite, pyroxene, amphibole, andradite, sphalerite, pyrite, pyrrhotite, chalcopyrite, molybdenite | [6 empty] | chlorite, fluorite | carbon-coated sample surfaces | LA-ICPMS, SEM-EDS | Geo Las Pro 193 nm ArF excimer laser combined with an Agilent 7900 ICP-MS; New Wave Research (NWR) 213 nm laser ablation system connected to an Agilent 7700x ICP-MS; ASI RESOLution-LR-S155 excimer laser system coupled with the Agilent 7700x ICP-MS | SKLODG, IGCAS | Silicates: laser frequency 6 Hz, beam spot diameter 40 μm, 96-second single measurement durations; Magnetite: 30-second background measurement followed by 50-second ablation under helium carrier gas (0.8 L/min) mixed with argon (0.9 L/min) through a T-joint interface; Sulfides: argon (0.9 L/min) and helium (0.35 L/min) mixed in the ablation cell, laser frequency 6 Hz, beam spot 26 μm, 30-second background measurements followed by 60-second sample ablation | NIST SRM 610, NIST SRM 612, BCR-2G, GSE-1G, BHVO-2G, BC-28, GOR128-G, STDGL3, GSD-1G, natural pure pyrite (Py), MASS-1 |  |  | 811.9983 |  | 0.27176 | [9 empty] | 0.033555 |  |  |  | 735.9156 |  | 0.010947 |  | 0.053054 |  |  |  | 1.4777 |  | 2.6014 |  |  |  | 0.11999 | [5 empty] | 1.1336 |  |  |  | 746201.9088 |  | 109.8147 |  |  |  | 12.6803 | [7 empty] | 1.7636 |  |  |  | 18.8848 | [7 empty] | 54.958 |  | 3240.7718 |  | 0.27429 |  | 28.6719 |  | 0.018977 |  | 0.5383 |  | 0.46655 |  |  |  | 10.5874 | [19 empty] | 368.5273 |  | 0.05052 |  |  |  | 2630.5182 |  |  |  | 0.053054 | [11 empty] | 5.8604 | [7 empty] | 3.4583 | [7 empty] | 56.5361 |  | 0.03739 |  |  | 2025 |  |  | CHN | Fujian
| Makeng Fe deposit |  | Magmatic hydrothermal | Skarn | Skarn Fe-Mo polymetallic | Fe, Mo | Ga, Ge | Fe, Mo, Ga, Ge | Zhang et al., 2015a; Zhang et al., 2015b |  | Mag-MK22-15-3-5-1 | Mag-MK22-15-3-5-1 | [5 empty] | ore material | polished section | grab | mineral separate | [5 empty] | mineralisation |  |  |  | magnetite, pyroxene, amphibole, andradite, sphalerite, pyrite, pyrrhotite, chalcopyrite, molybdenite | [6 empty] | chlorite, fluorite | carbon-coated sample surfaces | LA-ICPMS, SEM-EDS | Geo Las Pro 193 nm ArF excimer laser combined with an Agilent 7900 ICP-MS; New Wave Research (NWR) 213 nm laser ablation system connected to an Agilent 7700x ICP-MS; ASI RESOLution-LR-S155 excimer laser system coupled with the Agilent 7700x ICP-MS | SKLODG, IGCAS | Silicates: laser frequency 6 Hz, beam spot diameter 40 μm, 96-second single measurement durations; Magnetite: 30-second background measurement followed by 50-second ablation under helium carrier gas (0.8 L/min) mixed with argon (0.9 L/min) through a T-joint interface; Sulfides: argon (0.9 L/min) and helium (0.35 L/min) mixed in the ablation cell, laser frequency 6 Hz, beam spot 26 μm, 30-second background measurements followed by 60-second sample ablation | NIST SRM 610, NIST SRM 612, BCR-2G, GSE-1G, BHVO-2G, BC-28, GOR128-G, STDGL3, GSD-1G, natural pure pyrite (Py), MASS-1 |  |  | 897.8276 | [11 empty] | 0.23309 |  |  |  | 946.1263 |  | 0.11832 | [5 empty] | 1.8005 |  | 2.9451 |  |  |  | 0.26 | [5 empty] | 2.0314 |  |  |  | 745783.4559 |  | 130.7469 |  |  |  | 33.7449 | [11 empty] | 7.4135 | [7 empty] | 137.1202 |  | 2876.3538 |  | 0.43527 |  | 26.5238 |  | 0.030351 |  | 0.74906 |  | 0.29531 |  |  |  | 0 | [19 empty] | 346.378 | [5 empty] | 2816.2439 |  |  |  | 1.7028 | [11 empty] | 6.7512 | [7 empty] | 6.0705 | [7 empty] | 60.3716 |  | 0.03402 |  |  | 2025 |  |  | CHN | Fujian
| Makeng Fe deposit |  | Magmatic hydrothermal | Skarn | Skarn Fe-Mo polymetallic | Fe, Mo | Ga, Ge | Fe, Mo, Ga, Ge | Zhang et al., 2015a; Zhang et al., 2015b |  | Mag-MK22-15-3-2-2 | Mag-MK22-15-3-2-2 | [5 empty] | ore material | polished section | grab | mineral separate | [5 empty] | mineralisation |  |  |  | magnetite, pyroxene, amphibole, andradite, sphalerite, pyrite, pyrrhotite, chalcopyrite, molybdenite | [6 empty] | chlorite, fluorite | carbon-coated sample surfaces | LA-ICPMS, SEM-EDS | Geo Las Pro 193 nm ArF excimer laser combined with an Agilent 7900 ICP-MS; New Wave Research (NWR) 213 nm laser ablation system connected to an Agilent 7700x ICP-MS; ASI RESOLution-LR-S155 excimer laser system coupled with the Agilent 7700x ICP-MS | SKLODG, IGCAS | Silicates: laser frequency 6 Hz, beam spot diameter 40 μm, 96-second single measurement durations; Magnetite: 30-second background measurement followed by 50-second ablation under helium carrier gas (0.8 L/min) mixed with argon (0.9 L/min) through a T-joint interface; Sulfides: argon (0.9 L/min) and helium (0.35 L/min) mixed in the ablation cell, laser frequency 6 Hz, beam spot 26 μm, 30-second background measurements followed by 60-second sample ablation | NIST SRM 610, NIST SRM 612, BCR-2G, GSE-1G, BHVO-2G, BC-28, GOR128-G, STDGL3, GSD-1G, natural pure pyrite (Py), MASS-1 |  |  | 1017.2863 |  | 0.051332 | [13 empty] | 1773.8734 |  | 0.019511 |  | 0 |  |  |  | 1.2584 |  | 23.1146 |  |  |  | 0 | [5 empty] | 3.3869 |  |  |  | 744217.7002 |  | 146.4318 |  |  |  | 17.4678 | [7 empty] | 0.1416 |  |  |  | 18.8319 | [7 empty] | 129.3927 |  | 2606.863 |  | 0.19737 |  | 23.6387 |  | 0.070198 |  | 1.3413 |  | 0 |  |  |  | 0 | [19 empty] | 200.4019 |  | 0.32789 |  |  |  | 3388.9666 |  |  |  | 1.4741 | [11 empty] | 13.1031 | [7 empty] | 8.9092 | [7 empty] | 40.7875 |  | 0.070227 |  |  | 2025 |  |  | CHN | Fujian
| Makeng Fe deposit |  | Magmatic hydrothermal | Skarn | Skarn Fe-Mo polymetallic | Fe, Mo | Ga, Ge | Fe, Mo, Ga, Ge | Zhang et al., 2015a; Zhang et al., 2015b |  | Mag-MK22-15-4-2-3 | Mag-MK22-15-4-2-3 | [5 empty] | ore material | polished section | grab | mineral separate | [5 empty] | mineralisation |  |  |  | magnetite, pyroxene, amphibole, andradite, sphalerite, pyrite, pyrrhotite, chalcopyrite, molybdenite | [6 empty] | chlorite, fluorite | carbon-coated sample surfaces | LA-ICPMS, SEM-EDS | Geo Las Pro 193 nm ArF excimer laser combined with an Agilent 7900 ICP-MS; New Wave Research (NWR) 213 nm laser ablation system connected to an Agilent 7700x ICP-MS; ASI RESOLution-LR-S155 excimer laser system coupled with the Agilent 7700x ICP-MS | SKLODG, IGCAS | Silicates: laser frequency 6 Hz, beam spot diameter 40 μm, 96-second single measurement durations; Magnetite: 30-second background measurement followed by 50-second ablation under helium carrier gas (0.8 L/min) mixed with argon (0.9 L/min) through a T-joint interface; Sulfides: argon (0.9 L/min) and helium (0.35 L/min) mixed in the ablation cell, laser frequency 6 Hz, beam spot 26 μm, 30-second background measurements followed by 60-second sample ablation | NIST SRM 610, NIST SRM 612, BCR-2G, GSE-1G, BHVO-2G, BC-28, GOR128-G, STDGL3, GSD-1G, natural pure pyrite (Py), MASS-1 |  |  | 829.1256 |  | 0.37289 | [9 empty] | 0.013542 |  |  |  | 785.731 |  | 0 |  | 0.16644 |  |  |  | 1.6142 |  | 3.019 |  |  |  | 0.1728 | [5 empty] | 1.1133 |  |  |  | 746262.6219 |  | 113.5713 |  |  |  | 8.9588 | [7 empty] | 0.009645 |  |  |  | 17.5725 | [7 empty] | 47.5413 |  | 3428.2722 |  | 0.17726 |  | 21.4376 |  | 0.010194 |  | 0.51247 |  | 0.4524 |  |  |  | 12.2209 | [19 empty] | 375.7755 |  | 0.007669 |  |  |  | 2438.6648 |  |  |  | 1.7571 | [11 empty] | 6.1954 | [7 empty] | 3.2842 | [7 empty] | 58.5454 |  | 0.048014 |  |  | 2025 |  |  | CHN | Fujian
| Makeng Fe deposit |  | Magmatic hydrothermal | Skarn | Skarn Fe-Mo polymetallic | Fe, Mo | Ga, Ge | Fe, Mo, Ga, Ge | Zhang et al., 2015a; Zhang et al., 2015b |  | Mag-MK22-15-4-3-1 | Mag-MK22-15-4-3-1 | [5 empty] | ore material | polished section | grab | mineral separate | [5 empty] | mineralisation |  |  |  | magnetite, pyroxene, amphibole, andradite, sphalerite, pyrite, pyrrhotite, chalcopyrite, molybdenite | [6 empty] | chlorite, fluorite | carbon-coated sample surfaces | LA-ICPMS, SEM-EDS | Geo Las Pro 193 nm ArF excimer laser combined with an Agilent 7900 ICP-MS; New Wave Research (NWR) 213 nm laser ablation system connected to an Agilent 7700x ICP-MS; ASI RESOLution-LR-S155 excimer laser system coupled with the Agilent 7700x ICP-MS | SKLODG, IGCAS | Silicates: laser frequency 6 Hz, beam spot diameter 40 μm, 96-second single measurement durations; Magnetite: 30-second background measurement followed by 50-second ablation under helium carrier gas (0.8 L/min) mixed with argon (0.9 L/min) through a T-joint interface; Sulfides: argon (0.9 L/min) and helium (0.35 L/min) mixed in the ablation cell, laser frequency 6 Hz, beam spot 26 μm, 30-second background measurements followed by 60-second sample ablation | NIST SRM 610, NIST SRM 612, BCR-2G, GSE-1G, BHVO-2G, BC-28, GOR128-G, STDGL3, GSD-1G, natural pure pyrite (Py), MASS-1 |  |  | 792.0912 |  | 0.74301 | [9 empty] | 0.09941 |  |  |  | 1572.4044 |  | 0 |  | 0.037155 |  |  |  | 1.2081 |  | 7.6426 |  |  |  | 0.27912 | [5 empty] | 2.3904 |  |  |  | 742713.9405 |  | 99.0733 |  |  |  | 27.2727 | [7 empty] | 1.184 |  |  |  | 29.1681 | [7 empty] | 139.0826 |  | 2937.9194 |  | 0.20083 |  | 52.2845 |  | 0.086311 |  | 1.137 |  | 5.3447 |  |  |  | 0 | [19 empty] | 142.6423 |  | 0 |  |  |  | 4487.5366 |  |  |  | 1.5275 | [11 empty] | 3.9726 | [7 empty] | 6.6916 | [7 empty] | 34.5249 |  | 0 |  |  | 2025 |  |  | CHN | Fujian
| Makeng Fe deposit |  | Magmatic hydrothermal | Skarn | Skarn Fe-Mo polymetallic | Fe, Mo | Ga, Ge | Fe, Mo, Ga, Ge | Zhang et al., 2015a; Zhang et al., 2015b |  | Mag-MK22-15-3-1-1 | Mag-MK22-15-3-1-1 | [5 empty] | ore material | polished section | grab | mineral separate | [5 empty] | mineralisation |  |  |  | magnetite, pyroxene, amphibole, andradite, sphalerite, pyrite, pyrrhotite, chalcopyrite, molybdenite | [6 empty] | chlorite, fluorite | carbon-coated sample surfaces | LA-ICPMS, SEM-EDS | Geo Las Pro 193 nm ArF excimer laser combined with an Agilent 7900 ICP-MS; New Wave Research (NWR) 213 nm laser ablation system connected to an Agilent 7700x ICP-MS; ASI RESOLution-LR-S155 excimer laser system coupled with the Agilent 7700x ICP-MS | SKLODG, IGCAS | Silicates: laser frequency 6 Hz, beam spot diameter 40 μm, 96-second single measurement durations; Magnetite: 30-second background measurement followed by 50-second ablation under helium carrier gas (0.8 L/min) mixed with argon (0.9 L/min) through a T-joint interface; Sulfides: argon (0.9 L/min) and helium (0.35 L/min) mixed in the ablation cell, laser frequency 6 Hz, beam spot 26 μm, 30-second background measurements followed by 60-second sample ablation | NIST SRM 610, NIST SRM 612, BCR-2G, GSE-1G, BHVO-2G, BC-28, GOR128-G, STDGL3, GSD-1G, natural pure pyrite (Py), MASS-1 |  |  | 800.0211 |  | 0 | [9 empty] | 0.083979 |  |  |  | 1266.5699 |  | 0 |  | 0 |  |  |  | 1.5202 |  | 25.6654 |  |  |  | 0.13558 | [5 empty] | 1.9675 |  |  |  | 743810.6644 |  | 113.5177 |  |  |  | 40.0586 | [7 empty] | 0 |  |  |  | 73.7545 | [7 empty] | 167.077 |  | 1746.2149 |  | 0.14927 |  | 66.018 |  | 0.05925 |  | 1.2077 |  | 0 |  |  |  | 0 | [19 empty] | 151.1293 |  | 0 |  |  |  | 4621.5107 |  |  |  | 1.2602 | [11 empty] | 8.815 | [7 empty] | 9.7173 | [7 empty] | 33.4255 |  | 0.075688 |  |  | 2025 |  |  | CHN | Fujian
| Makeng Fe deposit |  | Magmatic hydrothermal | Skarn | Skarn Fe-Mo polymetallic | Fe, Mo | Ga, Ge | Fe, Mo, Ga, Ge | Zhang et al., 2015a; Zhang et al., 2015b |  | Mag-MK22-15-3-2-3 | Mag-MK22-15-3-2-3 | [5 empty] | ore material | polished section | grab | mineral separate | [5 empty] | mineralisation |  |  |  | magnetite, pyroxene, amphibole, andradite, sphalerite, pyrite, pyrrhotite, chalcopyrite, molybdenite | [6 empty] | chlorite, fluorite | carbon-coated sample surfaces | LA-ICPMS, SEM-EDS | Geo Las Pro 193 nm ArF excimer laser combined with an Agilent 7900 ICP-MS; New Wave Research (NWR) 213 nm laser ablation system connected to an Agilent 7700x ICP-MS; ASI RESOLution-LR-S155 excimer laser system coupled with the Agilent 7700x ICP-MS | SKLODG, IGCAS | Silicates: laser frequency 6 Hz, beam spot diameter 40 μm, 96-second single measurement durations; Magnetite: 30-second background measurement followed by 50-second ablation under helium carrier gas (0.8 L/min) mixed with argon (0.9 L/min) through a T-joint interface; Sulfides: argon (0.9 L/min) and helium (0.35 L/min) mixed in the ablation cell, laser frequency 6 Hz, beam spot 26 μm, 30-second background measurements followed by 60-second sample ablation | NIST SRM 610, NIST SRM 612, BCR-2G, GSE-1G, BHVO-2G, BC-28, GOR128-G, STDGL3, GSD-1G, natural pure pyrite (Py), MASS-1 |  |  | 912.6221 |  | 0 | [9 empty] | 0.21043 |  |  |  | 980.7008 |  | 0.004677 |  | 0.14348 |  |  |  | 1.7557 |  | 2.8682 |  |  |  | 0.26886 | [5 empty] | 2.0364 |  |  |  | 745676.9809 |  | 131.0712 |  |  |  | 33.5517 | [7 empty] | 0.0449 |  |  |  | 6.6245 | [7 empty] | 136.8791 |  | 2892.0847 |  | 0.40562 |  | 26.1521 |  | 0.02943 |  | 0.70041 |  | 0.31115 |  |  |  | 0 | [19 empty] | 346.4342 |  | 0 |  |  |  | 2838.4196 |  |  |  | 1.6525 | [11 empty] | 6.6122 | [7 empty] | 6.0996 | [7 empty] | 60.2278 |  | 0.027307 |  |  | 2025 |  |  | CHN | Fujian