## Sheet1
Uploaded | deposit_name | deposit_local_id | deposit_environment | deposit_group | deposit_type | primary_commodities | secondary_commodities | all_commodities | deposit_source | sample_uid | sample_name | sample_local_id | feature_type | feature_name | feature_uid | top_depth_m | bottom_depth_m | sample_deposit_relation | sample_type | sampling_method | material_class | material_class_comments | province | strat_unit_name | strat_unit_uid | strat_grouping | earth_material_group | earth_material_qualifier | earth_material | metamorphic_grade | mineral | paragenetic_stage | mode_of_occurrence | texture | color | alteration | sample_description | associated_minerals | sample_preparation | analytical_method | instrument_type_model | laboratory_location/if reported | operating_conditions/if reported | standards_used/if reported | ag_ppm | ag_detection_limit | al_ppm | al_detection_limit | as_ppm | as_detection_limit | au_ppm | au_detection_limit | b_ppm | b_detection_limit | ba_ppm | ba_detection_limit | be_ppm | be_detection_limit | bi_ppm | bi_detection_limit | br_ppm | br_detection_limit | ca_ppm | ca_detection_limit | cd_ppm | cd_detection_limit | ce_ppm | ce_detection_limit | cl_ppm | cl_detection_limit | co_ppm | co_detection_limit | cr_ppm | cr_detection_limit | cs_ppm | cs_detection_limit | cu_ppm | cu_detection_limit | dy_ppm | dy_detection_limit | er_ppm | er_detection_limit | eu_ppm | eu_detection_limit | f_ppm | f_detection_limit | fe_ppm | fe_detection_limit | ga_ppm | ga_detection_limit | gd_ppm | gd_detection_limit | ge_ppm | ge_detection_limit | hf_ppm | hf_detection_limit | hg_ppm | hg_detection_limit | ho_ppm | ho_detection_limit | in_ppm | in_detection_limit | ir_ppm | ir_detection_limit | k_ppm | k_detection_limit | la_ppm | la_detection_limit | li_ppm | li_detection_limit | lu_ppm | lu_detection_limit | mg_ppm | mg_detection_limit | mn_ppm | mn_detection_limit | mo_ppm | mo_detection_limit | na_ppm | na_detection_limit | nb_ppm | nb_detection_limit | nd_ppm | nd_detection_limit | ni_ppm | ni_detection_limit | os_ppm | os_detection_limit | p_ppm | p_detection_limit | pb_ppm | pb_detection_limit | pd_ppm | pd_detection_limit | pr_ppm | pr_detection_limit | pt_ppm | pt_detection_limit | rb_ppm | rb_detection_limit | re_ppm | re_detection_limit | rh_ppm | rh_detection_limit | ru_ppm | ru_detection_limit | s_ppm | s_detection_limit | sb_ppm | sb_detection_limit | sc_ppm | sc_detection_limit | se_ppm | se_detection_limit | si_ppm | si_detection_limit | sm_ppm | sm_detection_limit | sn_ppm | sn_detection_limit | sr_ppm | sr_detection_limit | ta_ppm | ta_detection_limit | tb_ppm | tb_detection_limit | te_ppm | te_detection_limit | th_ppm | th_detection_limit | ti_ppm | ti_detection_limit | tl_ppm | tl_detection_limit | tm_ppm | tm_detection_limit | u_ppm | u_detection_limit | v_ppm | v_detection_limit | w_ppm | w_detection_limit | y_ppm | y_detection_limit | yb_ppm | yb_detection_limit | zn_ppm | zn_detection_limit | zr_ppm | zr_detection_limit | analysis_datetime | publication_date | sample_source | submitter | country | state | deposit_longitude_wgs84 | deposit_latitude_wgs84 | sample_longitude_wgs84 | sample_latitude_wgs84 | sample_easting | sample_northing | sample_utm_zone | sample_location_description | location_source | location_accuracy | comments | last_update
| Huangshaping |  | Magmatic - hydrothermal | Replacement | Replacement zinc-lead |  |  |  | Chu et al., 2022 |  |  | HSP-7-py-1 - 1 | underground mine |  |  |  |  | ore material | hand specimen |  | rock | [9 empty] | pyrite | [8 empty] | LA-ICPMS | ASI RESOLution-LR-S155 laser microprobe equipped with a Coherent Compex-Pro 193 nm ArF excimer laser. An Agilent 7700x ICP-MS instrument was used to acquire ion-signal intensities | State Key Laboratory of Ore Deposit Geochemistry, Institute of Geochemistry, Chinese Academy of Sciences. | The ablated aerosol was mixed with Ar (900 ml/min) as a transport gas, before exiting the cell. The following isotopes were monitored: 25Mg, 27Al, 29Si, 34S, 43Ca, 45Sc, 49Ti, 51V, 53Cr, 55Mn, 57Fe, 59Co, 60Ni, 65Cu,66Zn, 71Ga, 72Ge, 75As, 77Se, 93Nb, 95Mo, 107Ag, 111Cd, 115In, 118Sn,121Sb, 125Te, 139La, 181Ta, 184W, 197Au, 205Tl, 208Pb, and 209Bi. We used a consistent 26 Ã¬m-diameter spot size for all the analyses. Each analysis involved a background acquisition of approximately 30 s (gas blank) followed by 60 s of data acquisition from the sample. | STDGL3 was used to determine the chalcophile and siderophile concentrations (Danyushevsky et al., 2011), and the in-house standard of pure pyrite Py was used to calibrate the S and Fe concentrations. The integrated count data of lithophile element concentrations were calibrated and converted using GSD-1G. Sulfide reference material, MASS-1, was analyzed as an unknown sample to check the analytical accuracy. | 1.8191 |  | -0.758 |  | 1.3524 |  | -0.03 | [7 empty] | -0.017 |  |  |  | 128.2447 |  | -0.082 | [5 empty] | 1.1298 |  | -1.128 |  |  |  | 0.97673 | [9 empty] | 465321.0104 |  | 0.041042 |  |  |  | -0.281 | [7 empty] | 0.0078397 | [5 empty] | -0.006 | [5 empty] | -1.921 |  | 0.36421 |  | 0.071305 |  |  |  | -0.004 |  |  |  | 4.848 | [5 empty] | 49.584 | [15 empty] | 534387.8593 |  | 1.0488 |  | -0.136 |  | 6.1897 |  | -228.18 |  |  |  | 0.38245 |  |  |  | -0.012 |  |  |  | -0.379 |  |  |  | 71664.086 |  | 4.3654 | [5 empty] | -0.048 |  | 12.9301 | [5 empty] | 1.3256 |  |  |  |  | 2022 | Chu, X., Li, B., Shen, P., Zha, Z., Lei, Z., Wang, X., Tao, S., Hu, Q., 2022. Trace elements in sulfide minerals from the Huangshaping copper-polymetallic deposit, Hunan, China: Ore genesis and element occurrence. Ore Geol. Rev. 144, 104867. https://doi.org/10.1016/j.oregeorev.2022.104867 |  | CHN |  | 112.6783 | 25.6586 | [6 empty] | Located from Mindat | 5000 | Inconsistencies exist between Methods section (see operating_conditions) which indicate measurement of only 71Ge and 107Ag, whereas 72Ge and 109Ag are the reported isotopes in the supplementary data table. S (sulphur) reported in separate column, not reported in 34S column). Table shows 74Ge and 109Ag. Measured 72Ge=8.88764044641013; 107Ag=2.19031149455108 | 2025-11-28
| Huangshaping |  | Magmatic - hydrothermal | Replacement | Replacement zinc-lead |  |  |  | Chu et al., 2022 |  |  | HSP-7-py-1 - 2 | underground mine |  |  |  |  | ore material | hand specimen |  | rock | [9 empty] | pyrite | [8 empty] | LA-ICPMS | ASI RESOLution-LR-S155 laser microprobe equipped with a Coherent Compex-Pro 193 nm ArF excimer laser. An Agilent 7700x ICP-MS instrument was used to acquire ion-signal intensities | State Key Laboratory of Ore Deposit Geochemistry, Institute of Geochemistry, Chinese Academy of Sciences. | The ablated aerosol was mixed with Ar (900 ml/min) as a transport gas, before exiting the cell. The following isotopes were monitored: 25Mg, 27Al, 29Si, 34S, 43Ca, 45Sc, 49Ti, 51V, 53Cr, 55Mn, 57Fe, 59Co, 60Ni, 65Cu,66Zn, 71Ga, 72Ge, 75As, 77Se, 93Nb, 95Mo, 107Ag, 111Cd, 115In, 118Sn,121Sb, 125Te, 139La, 181Ta, 184W, 197Au, 205Tl, 208Pb, and 209Bi. We used a consistent 26 Ã¬m-diameter spot size for all the analyses. Each analysis involved a background acquisition of approximately 30 s (gas blank) followed by 60 s of data acquisition from the sample. | STDGL3 was used to determine the chalcophile and siderophile concentrations (Danyushevsky et al., 2011), and the in-house standard of pure pyrite Py was used to calibrate the S and Fe concentrations. The integrated count data of lithophile element concentrations were calibrated and converted using GSD-1G. Sulfide reference material, MASS-1, was analyzed as an unknown sample to check the analytical accuracy. | 3.5218 |  | -1.013 |  | -0.249 |  | 0.02064 | [7 empty] | -0.011 |  |  |  | -133.578 |  | -0.097 | [5 empty] | 0.3094 |  | -0.971 |  |  |  | 0.6386 | [9 empty] | 465429.4112 |  | -0.023 |  |  |  | 0.3821 | [7 empty] | -0.008 | [5 empty] | -0.007 | [5 empty] | -1.606 |  | -0.285 |  | -0.064 |  |  |  | 0.012819 |  |  |  | 1.8002 | [5 empty] | 6.8146 | [15 empty] | 534503.5797 |  | 18.5629 |  | -0.175 |  | 2.3987 |  | -241.416 |  |  |  | 0.23126 |  |  |  | -0.012 |  |  |  | -0.448 |  |  |  | 69793.199 |  | 3.5746 | [5 empty] | -0.044 |  | 4.1661 | [5 empty] | -1.347 |  |  |  |  | 2022 | Chu, X., Li, B., Shen, P., Zha, Z., Lei, Z., Wang, X., Tao, S., Hu, Q., 2022. Trace elements in sulfide minerals from the Huangshaping copper-polymetallic deposit, Hunan, China: Ore genesis and element occurrence. Ore Geol. Rev. 144, 104867. https://doi.org/10.1016/j.oregeorev.2022.104867 |  | CHN |  | 112.6783 | 25.6586 | [6 empty] | Located from Mindat | 5000 | Inconsistencies exist between Methods section (see operating_conditions) which indicate measurement of only 71Ge and 107Ag, whereas 72Ge and 109Ag are the reported isotopes in the supplementary data table. S (sulphur) reported in separate column, not reported in 34S column). Table shows 74Ge and 109Ag. Measured 72Ge=8.1566027355598; 107Ag=5.07920767275758 | 2025-11-28
| Huangshaping |  | Magmatic - hydrothermal | Replacement | Replacement zinc-lead |  |  |  | Chu et al., 2022 |  |  | HSP-7-py-1 - 3 | underground mine |  |  |  |  | ore material | hand specimen |  | rock | [9 empty] | pyrite | [8 empty] | LA-ICPMS | ASI RESOLution-LR-S155 laser microprobe equipped with a Coherent Compex-Pro 193 nm ArF excimer laser. An Agilent 7700x ICP-MS instrument was used to acquire ion-signal intensities | State Key Laboratory of Ore Deposit Geochemistry, Institute of Geochemistry, Chinese Academy of Sciences. | The ablated aerosol was mixed with Ar (900 ml/min) as a transport gas, before exiting the cell. The following isotopes were monitored: 25Mg, 27Al, 29Si, 34S, 43Ca, 45Sc, 49Ti, 51V, 53Cr, 55Mn, 57Fe, 59Co, 60Ni, 65Cu,66Zn, 71Ga, 72Ge, 75As, 77Se, 93Nb, 95Mo, 107Ag, 111Cd, 115In, 118Sn,121Sb, 125Te, 139La, 181Ta, 184W, 197Au, 205Tl, 208Pb, and 209Bi. We used a consistent 26 Ã¬m-diameter spot size for all the analyses. Each analysis involved a background acquisition of approximately 30 s (gas blank) followed by 60 s of data acquisition from the sample. | STDGL3 was used to determine the chalcophile and siderophile concentrations (Danyushevsky et al., 2011), and the in-house standard of pure pyrite Py was used to calibrate the S and Fe concentrations. The integrated count data of lithophile element concentrations were calibrated and converted using GSD-1G. Sulfide reference material, MASS-1, was analyzed as an unknown sample to check the analytical accuracy. | 2.4526 |  | -0.805 |  | 0.72649 |  | -0.016 | [7 empty] | -0.024 |  |  |  | -113.505 |  | -0.083 | [5 empty] | 0.27726 |  | -0.993 |  |  |  | 0.57639 | [9 empty] | 465428.5281 |  | 0.030833 |  |  |  | 0.34463 | [7 empty] | -0.005 | [5 empty] | -0.006 | [5 empty] | -2.502 |  | -0.28 |  | -0.098 |  |  |  | -0.002 |  |  |  | 1.3793 | [5 empty] | 4.7602 | [15 empty] | 534501.2429 |  | 7.1206 |  | -0.176 |  | -3.544 |  | -218.274 |  |  |  | 0.56027 |  |  |  | -0.012 |  |  |  | -0.392 |  |  |  | 104613.1018 |  | 5.9934 | [5 empty] | 0.032102 |  | 13.674 | [5 empty] | 1.5636 |  |  |  |  | 2022 | Chu, X., Li, B., Shen, P., Zha, Z., Lei, Z., Wang, X., Tao, S., Hu, Q., 2022. Trace elements in sulfide minerals from the Huangshaping copper-polymetallic deposit, Hunan, China: Ore genesis and element occurrence. Ore Geol. Rev. 144, 104867. https://doi.org/10.1016/j.oregeorev.2022.104867 |  | CHN |  | 112.6783 | 25.6586 | [6 empty] | Located from Mindat | 5000 | Inconsistencies exist between Methods section (see operating_conditions) which indicate measurement of only 71Ge and 107Ag, whereas 72Ge and 109Ag are the reported isotopes in the supplementary data table. S (sulphur) reported in separate column, not reported in 34S column). Table shows 74Ge and 109Ag. Measured 72Ge=9.5889443751785; 107Ag=2.24118088631794 | 2025-11-28
| Huangshaping |  | Magmatic - hydrothermal | Replacement | Replacement zinc-lead |  |  |  | Chu et al., 2022 |  |  | HSP-7-py-1 - 4 | underground mine |  |  |  |  | ore material | hand specimen |  | rock | [9 empty] | pyrite | [8 empty] | LA-ICPMS | ASI RESOLution-LR-S155 laser microprobe equipped with a Coherent Compex-Pro 193 nm ArF excimer laser. An Agilent 7700x ICP-MS instrument was used to acquire ion-signal intensities | State Key Laboratory of Ore Deposit Geochemistry, Institute of Geochemistry, Chinese Academy of Sciences. | The ablated aerosol was mixed with Ar (900 ml/min) as a transport gas, before exiting the cell. The following isotopes were monitored: 25Mg, 27Al, 29Si, 34S, 43Ca, 45Sc, 49Ti, 51V, 53Cr, 55Mn, 57Fe, 59Co, 60Ni, 65Cu,66Zn, 71Ga, 72Ge, 75As, 77Se, 93Nb, 95Mo, 107Ag, 111Cd, 115In, 118Sn,121Sb, 125Te, 139La, 181Ta, 184W, 197Au, 205Tl, 208Pb, and 209Bi. We used a consistent 26 Ã¬m-diameter spot size for all the analyses. Each analysis involved a background acquisition of approximately 30 s (gas blank) followed by 60 s of data acquisition from the sample. | STDGL3 was used to determine the chalcophile and siderophile concentrations (Danyushevsky et al., 2011), and the in-house standard of pure pyrite Py was used to calibrate the S and Fe concentrations. The integrated count data of lithophile element concentrations were calibrated and converted using GSD-1G. Sulfide reference material, MASS-1, was analyzed as an unknown sample to check the analytical accuracy. | 1.4368 |  | -0.796 |  | 0.27475 |  | -0.026 | [7 empty] | -0.017 |  |  |  | -96.193 |  | -0.08 | [5 empty] | 0.31998 |  | -0.999 |  |  |  | 0.4586 | [9 empty] | 465444.338 |  | 0.022813 |  |  |  | 0.37408 | [7 empty] | -0.009 | [5 empty] | -0.005 | [5 empty] | 18365.6016 |  | 0.26539 |  | 0.090564 |  |  |  | -0.007 |  |  |  | 1.5967 | [5 empty] | 0.53164 | [15 empty] | 534506.6474 |  | -0.152 |  | -0.168 |  | 2.4684 |  | -234.012 |  |  |  | 0.059131 |  |  |  | 0.002235 |  |  |  | -0.43 |  |  |  | 80076.7405 |  | 0.22871 | [5 empty] | -0.028 |  | 9.7085 | [5 empty] | 1.3873 |  |  |  |  | 2022 | Chu, X., Li, B., Shen, P., Zha, Z., Lei, Z., Wang, X., Tao, S., Hu, Q., 2022. Trace elements in sulfide minerals from the Huangshaping copper-polymetallic deposit, Hunan, China: Ore genesis and element occurrence. Ore Geol. Rev. 144, 104867. https://doi.org/10.1016/j.oregeorev.2022.104867 |  | CHN |  | 112.6783 | 25.6586 | [6 empty] | Located from Mindat | 5000 | Inconsistencies exist between Methods section (see operating_conditions) which indicate measurement of only 71Ge and 107Ag, whereas 72Ge and 109Ag are the reported isotopes in the supplementary data table. S (sulphur) reported in separate column, not reported in 34S column). Table shows 74Ge and 109Ag. Measured 72Ge=9.41927480690379; 107Ag=1.53941996476667 | 2025-11-28
| Huangshaping |  | Magmatic - hydrothermal | Replacement | Replacement zinc-lead |  |  |  | Chu et al., 2022 |  |  | HSP-7-py-1 - 5 | underground mine |  |  |  |  | ore material | hand specimen |  | rock | [9 empty] | pyrite | [8 empty] | LA-ICPMS | ASI RESOLution-LR-S155 laser microprobe equipped with a Coherent Compex-Pro 193 nm ArF excimer laser. An Agilent 7700x ICP-MS instrument was used to acquire ion-signal intensities | State Key Laboratory of Ore Deposit Geochemistry, Institute of Geochemistry, Chinese Academy of Sciences. | The ablated aerosol was mixed with Ar (900 ml/min) as a transport gas, before exiting the cell. The following isotopes were monitored: 25Mg, 27Al, 29Si, 34S, 43Ca, 45Sc, 49Ti, 51V, 53Cr, 55Mn, 57Fe, 59Co, 60Ni, 65Cu,66Zn, 71Ga, 72Ge, 75As, 77Se, 93Nb, 95Mo, 107Ag, 111Cd, 115In, 118Sn,121Sb, 125Te, 139La, 181Ta, 184W, 197Au, 205Tl, 208Pb, and 209Bi. We used a consistent 26 Ã¬m-diameter spot size for all the analyses. Each analysis involved a background acquisition of approximately 30 s (gas blank) followed by 60 s of data acquisition from the sample. | STDGL3 was used to determine the chalcophile and siderophile concentrations (Danyushevsky et al., 2011), and the in-house standard of pure pyrite Py was used to calibrate the S and Fe concentrations. The integrated count data of lithophile element concentrations were calibrated and converted using GSD-1G. Sulfide reference material, MASS-1, was analyzed as an unknown sample to check the analytical accuracy. | -0.673 |  | 9359.0656 |  | 121.5927 |  | 0.02204 | [7 empty] | 0.0062455 |  |  |  | -94.441 |  | -0.072 | [5 empty] | 0.28573 |  | -0.832 |  |  |  | -0.432 | [9 empty] | 465366.7541 |  | 0.057104 |  |  |  | -0.249 | [7 empty] | 0.006144 | [5 empty] | -0.005 | [5 empty] | 16085.5942 |  | 0.28614 |  | 0.15638 |  |  |  | -0.006 |  |  |  | 1.4919 | [5 empty] | 0.55874 | [15 empty] | 534405.1478 |  | -0.063 |  | -0.12 |  | 1.9789 |  | -187.9 |  |  |  | -0.033 |  |  |  | 0.0050788 |  |  |  | -0.61 |  |  |  | 73609.0614 |  | 2.005 | [5 empty] | -0.029 |  | 68.2566 | [5 empty] | -1.113 |  |  |  |  | 2022 | Chu, X., Li, B., Shen, P., Zha, Z., Lei, Z., Wang, X., Tao, S., Hu, Q., 2022. Trace elements in sulfide minerals from the Huangshaping copper-polymetallic deposit, Hunan, China: Ore genesis and element occurrence. Ore Geol. Rev. 144, 104867. https://doi.org/10.1016/j.oregeorev.2022.104867 |  | CHN |  | 112.6783 | 25.6586 | [6 empty] | Located from Mindat | 5000 | Inconsistencies exist between Methods section (see operating_conditions) which indicate measurement of only 71Ge and 107Ag, whereas 72Ge and 109Ag are the reported isotopes in the supplementary data table. S (sulphur) reported in separate column, not reported in 34S column). Table shows 74Ge and 109Ag. Measured 72Ge=9.36822028975483; 107Ag=1.07169321386203 | 2025-11-28
| Huangshaping |  | Magmatic - hydrothermal | Replacement | Replacement zinc-lead |  |  |  | Chu et al., 2022 |  |  | HSP-7-py-1 - 6 | underground mine |  |  |  |  | ore material | hand specimen |  | rock | [9 empty] | pyrite | [8 empty] | LA-ICPMS | ASI RESOLution-LR-S155 laser microprobe equipped with a Coherent Compex-Pro 193 nm ArF excimer laser. An Agilent 7700x ICP-MS instrument was used to acquire ion-signal intensities | State Key Laboratory of Ore Deposit Geochemistry, Institute of Geochemistry, Chinese Academy of Sciences. | The ablated aerosol was mixed with Ar (900 ml/min) as a transport gas, before exiting the cell. The following isotopes were monitored: 25Mg, 27Al, 29Si, 34S, 43Ca, 45Sc, 49Ti, 51V, 53Cr, 55Mn, 57Fe, 59Co, 60Ni, 65Cu,66Zn, 71Ga, 72Ge, 75As, 77Se, 93Nb, 95Mo, 107Ag, 111Cd, 115In, 118Sn,121Sb, 125Te, 139La, 181Ta, 184W, 197Au, 205Tl, 208Pb, and 209Bi. We used a consistent 26 Ã¬m-diameter spot size for all the analyses. Each analysis involved a background acquisition of approximately 30 s (gas blank) followed by 60 s of data acquisition from the sample. | STDGL3 was used to determine the chalcophile and siderophile concentrations (Danyushevsky et al., 2011), and the in-house standard of pure pyrite Py was used to calibrate the S and Fe concentrations. The integrated count data of lithophile element concentrations were calibrated and converted using GSD-1G. Sulfide reference material, MASS-1, was analyzed as an unknown sample to check the analytical accuracy. | -3.378 |  | -3.308 |  | -0.722 |  | 0.087147 | [7 empty] | -0.044 |  |  |  | -404.566 |  | -0.357 | [5 empty] | -0.109 |  | -4.697 |  |  |  | -1.654 | [9 empty] | 465452.9418 |  | -0.085 |  |  |  | -1.08 | [7 empty] | 0.010071 | [5 empty] | -0.025 | [5 empty] | -7.321 |  | -1.188 |  | 0.46518 |  |  |  | 0.029497 |  |  |  | -0.624 | [5 empty] | 3.8541 | [15 empty] | 534513.2844 |  | -0.341 |  | -0.548 |  | -5.96 |  | -900.29 |  |  |  | -0.369 |  |  |  | -0.057 |  |  |  | -0.869 |  |  |  | 47627.7794 |  | -0.064 | [5 empty] | -0.138 |  | -0.158 | [5 empty] | 4.4775 |  |  |  |  | 2022 | Chu, X., Li, B., Shen, P., Zha, Z., Lei, Z., Wang, X., Tao, S., Hu, Q., 2022. Trace elements in sulfide minerals from the Huangshaping copper-polymetallic deposit, Hunan, China: Ore genesis and element occurrence. Ore Geol. Rev. 144, 104867. https://doi.org/10.1016/j.oregeorev.2022.104867 |  | CHN |  | 112.6783 | 25.6586 | [6 empty] | Located from Mindat | 5000 | Inconsistencies exist between Methods section (see operating_conditions) which indicate measurement of only 71Ge and 107Ag, whereas 72Ge and 109Ag are the reported isotopes in the supplementary data table. S (sulphur) reported in separate column, not reported in 34S column). Table shows 74Ge and 109Ag. Measured 72Ge=8.91376687903; 107Ag=4.0484323024945 | 2025-11-28
| Huangshaping |  | Magmatic - hydrothermal | Replacement | Replacement zinc-lead |  |  |  | Chu et al., 2022 |  |  | HSP-7-py-1 - 7 | underground mine |  |  |  |  | ore material | hand specimen |  | rock | [9 empty] | pyrite | [8 empty] | LA-ICPMS | ASI RESOLution-LR-S155 laser microprobe equipped with a Coherent Compex-Pro 193 nm ArF excimer laser. An Agilent 7700x ICP-MS instrument was used to acquire ion-signal intensities | State Key Laboratory of Ore Deposit Geochemistry, Institute of Geochemistry, Chinese Academy of Sciences. | The ablated aerosol was mixed with Ar (900 ml/min) as a transport gas, before exiting the cell. The following isotopes were monitored: 25Mg, 27Al, 29Si, 34S, 43Ca, 45Sc, 49Ti, 51V, 53Cr, 55Mn, 57Fe, 59Co, 60Ni, 65Cu,66Zn, 71Ga, 72Ge, 75As, 77Se, 93Nb, 95Mo, 107Ag, 111Cd, 115In, 118Sn,121Sb, 125Te, 139La, 181Ta, 184W, 197Au, 205Tl, 208Pb, and 209Bi. We used a consistent 26 Ã¬m-diameter spot size for all the analyses. Each analysis involved a background acquisition of approximately 30 s (gas blank) followed by 60 s of data acquisition from the sample. | STDGL3 was used to determine the chalcophile and siderophile concentrations (Danyushevsky et al., 2011), and the in-house standard of pure pyrite Py was used to calibrate the S and Fe concentrations. The integrated count data of lithophile element concentrations were calibrated and converted using GSD-1G. Sulfide reference material, MASS-1, was analyzed as an unknown sample to check the analytical accuracy. | 1.5771 |  | -0.907 |  | -0.347 |  | 0.023846 | [7 empty] | -0.03 |  |  |  | -126.289 |  | -0.104 | [5 empty] | 0.025806 |  | -1.93 |  |  |  | -0.357 | [9 empty] | 465150.4487 |  | -0.025 |  |  |  | -0.347 | [7 empty] | 0.010067 | [5 empty] | -0.007 | [5 empty] | -2.547 |  | -0.334 |  | 0.19687 |  |  |  | -0.003 |  |  |  | -0.301 | [5 empty] | 1.0278 | [15 empty] | 534157.0291 |  | -0.076 |  | -0.192 |  | 6.311 |  | 311.5733 |  |  |  | -0.04 |  |  |  | -0.02 |  |  |  | -0.254 |  |  |  | 35684.1171 |  | -0.038 | [5 empty] | -0.059 |  | -0.034 | [5 empty] | -1.683 |  |  |  |  | 2022 | Chu, X., Li, B., Shen, P., Zha, Z., Lei, Z., Wang, X., Tao, S., Hu, Q., 2022. Trace elements in sulfide minerals from the Huangshaping copper-polymetallic deposit, Hunan, China: Ore genesis and element occurrence. Ore Geol. Rev. 144, 104867. https://doi.org/10.1016/j.oregeorev.2022.104867 |  | CHN |  | 112.6783 | 25.6586 | [6 empty] | Located from Mindat | 5000 | Inconsistencies exist between Methods section (see operating_conditions) which indicate measurement of only 71Ge and 107Ag, whereas 72Ge and 109Ag are the reported isotopes in the supplementary data table. S (sulphur) reported in separate column, not reported in 34S column). Table shows 74Ge and 109Ag. Measured 72Ge=7.89505744287627; 107Ag=1.0382454881046 | 2025-11-28
| Huangshaping |  | Magmatic - hydrothermal | Replacement | Replacement zinc-lead |  |  |  | Chu et al., 2022 |  |  | HSP-7-py-1 - 8 | underground mine |  |  |  |  | ore material | hand specimen |  | rock | [9 empty] | pyrite | [8 empty] | LA-ICPMS | ASI RESOLution-LR-S155 laser microprobe equipped with a Coherent Compex-Pro 193 nm ArF excimer laser. An Agilent 7700x ICP-MS instrument was used to acquire ion-signal intensities | State Key Laboratory of Ore Deposit Geochemistry, Institute of Geochemistry, Chinese Academy of Sciences. | The ablated aerosol was mixed with Ar (900 ml/min) as a transport gas, before exiting the cell. The following isotopes were monitored: 25Mg, 27Al, 29Si, 34S, 43Ca, 45Sc, 49Ti, 51V, 53Cr, 55Mn, 57Fe, 59Co, 60Ni, 65Cu,66Zn, 71Ga, 72Ge, 75As, 77Se, 93Nb, 95Mo, 107Ag, 111Cd, 115In, 118Sn,121Sb, 125Te, 139La, 181Ta, 184W, 197Au, 205Tl, 208Pb, and 209Bi. We used a consistent 26 Ã¬m-diameter spot size for all the analyses. Each analysis involved a background acquisition of approximately 30 s (gas blank) followed by 60 s of data acquisition from the sample. | STDGL3 was used to determine the chalcophile and siderophile concentrations (Danyushevsky et al., 2011), and the in-house standard of pure pyrite Py was used to calibrate the S and Fe concentrations. The integrated count data of lithophile element concentrations were calibrated and converted using GSD-1G. Sulfide reference material, MASS-1, was analyzed as an unknown sample to check the analytical accuracy. | 2.1929 |  | -1.148 |  | -0.36 |  | 0.042822 | [7 empty] | -0.029 |  |  |  | -198.06 |  | -0.122 | [5 empty] | -0.059 |  | -1.548 |  |  |  | -0.746 | [9 empty] | 465450.8289 |  | 0.039915 |  |  |  | -0.468 | [7 empty] | 0.0075451 | [5 empty] | -0.008 | [5 empty] | -3.063 |  | 0.55544 |  | 0.14669 |  |  |  | -0.01 |  |  |  | -0.339 | [5 empty] | 8.0307 | [15 empty] | 534507.4588 |  | 1.2309 |  | -0.256 |  | 4.3875 |  | -299.76 |  |  |  | 0.19254 |  |  |  | -0.016 |  |  |  | -0.382 |  |  |  | 78098.8317 |  | -0.053 | [5 empty] | 0.11708 |  | 0.069042 | [5 empty] | 1.4736 |  |  |  |  | 2022 | Chu, X., Li, B., Shen, P., Zha, Z., Lei, Z., Wang, X., Tao, S., Hu, Q., 2022. Trace elements in sulfide minerals from the Huangshaping copper-polymetallic deposit, Hunan, China: Ore genesis and element occurrence. Ore Geol. Rev. 144, 104867. https://doi.org/10.1016/j.oregeorev.2022.104867 |  | CHN |  | 112.6783 | 25.6586 | [6 empty] | Located from Mindat | 5000 | Inconsistencies exist between Methods section (see operating_conditions) which indicate measurement of only 71Ge and 107Ag, whereas 72Ge and 109Ag are the reported isotopes in the supplementary data table. S (sulphur) reported in separate column, not reported in 34S column). Table shows 74Ge and 109Ag. Measured 72Ge=7.65895724744735; 107Ag=1.12265842858809 | 2025-11-28
| Huangshaping |  | Magmatic - hydrothermal | Replacement | Replacement zinc-lead |  |  |  | Chu et al., 2022 |  |  | HSP-6-py-1 - 1 | underground mine |  |  |  |  | ore material | hand specimen |  | rock | [9 empty] | pyrite | [8 empty] | LA-ICPMS | ASI RESOLution-LR-S155 laser microprobe equipped with a Coherent Compex-Pro 193 nm ArF excimer laser. An Agilent 7700x ICP-MS instrument was used to acquire ion-signal intensities | State Key Laboratory of Ore Deposit Geochemistry, Institute of Geochemistry, Chinese Academy of Sciences. | The ablated aerosol was mixed with Ar (900 ml/min) as a transport gas, before exiting the cell. The following isotopes were monitored: 25Mg, 27Al, 29Si, 34S, 43Ca, 45Sc, 49Ti, 51V, 53Cr, 55Mn, 57Fe, 59Co, 60Ni, 65Cu,66Zn, 71Ga, 72Ge, 75As, 77Se, 93Nb, 95Mo, 107Ag, 111Cd, 115In, 118Sn,121Sb, 125Te, 139La, 181Ta, 184W, 197Au, 205Tl, 208Pb, and 209Bi. We used a consistent 26 Ã¬m-diameter spot size for all the analyses. Each analysis involved a background acquisition of approximately 30 s (gas blank) followed by 60 s of data acquisition from the sample. | STDGL3 was used to determine the chalcophile and siderophile concentrations (Danyushevsky et al., 2011), and the in-house standard of pure pyrite Py was used to calibrate the S and Fe concentrations. The integrated count data of lithophile element concentrations were calibrated and converted using GSD-1G. Sulfide reference material, MASS-1, was analyzed as an unknown sample to check the analytical accuracy. | 2.8727 |  | -2.348 |  | 5.7961 |  | -0.045 | [7 empty] | -0.071 |  |  |  | -253.828 |  | 0.40929 | [5 empty] | -0.211 |  | -2.688 |  |  |  | 2.8827 | [9 empty] | 465344.8229 |  | -0.056 |  |  |  | -0.875 | [7 empty] | 0.19387 | [5 empty] | 0.043169 | [5 empty] | 335451.1026 |  | 9.516 |  | 0.63451 |  |  |  | -0.023 |  |  |  | 0.71568 | [5 empty] | 32.972 | [15 empty] | 534436.5249 |  | 13.6623 |  | -0.456 |  | -4.299 |  | -515.679 |  |  |  | 45.9311 |  |  |  | 0.027114 |  |  |  | -0.851 |  |  |  | 108289.9832 |  | 5.8346 | [5 empty] | 0.14042 |  | 5.8108 | [5 empty] | -2.941 |  |  |  |  | 2022 | Chu, X., Li, B., Shen, P., Zha, Z., Lei, Z., Wang, X., Tao, S., Hu, Q., 2022. Trace elements in sulfide minerals from the Huangshaping copper-polymetallic deposit, Hunan, China: Ore genesis and element occurrence. Ore Geol. Rev. 144, 104867. https://doi.org/10.1016/j.oregeorev.2022.104867 |  | CHN |  | 112.6783 | 25.6586 | [6 empty] | Located from Mindat | 5000 | Inconsistencies exist between Methods section (see operating_conditions) which indicate measurement of only 71Ge and 107Ag, whereas 72Ge and 109Ag are the reported isotopes in the supplementary data table. S (sulphur) reported in separate column, not reported in 34S column). Table shows 74Ge and 109Ag. Measured 72Ge=9.95811853838122; 107Ag=3.15114972479592 | 2025-11-28
| Huangshaping |  | Magmatic - hydrothermal | Replacement | Replacement zinc-lead |  |  |  | Chu et al., 2022 |  |  | HSP-6-py-1 - 2 | underground mine |  |  |  |  | ore material | hand specimen |  | rock | [9 empty] | pyrite | [8 empty] | LA-ICPMS | ASI RESOLution-LR-S155 laser microprobe equipped with a Coherent Compex-Pro 193 nm ArF excimer laser. An Agilent 7700x ICP-MS instrument was used to acquire ion-signal intensities | State Key Laboratory of Ore Deposit Geochemistry, Institute of Geochemistry, Chinese Academy of Sciences. | The ablated aerosol was mixed with Ar (900 ml/min) as a transport gas, before exiting the cell. The following isotopes were monitored: 25Mg, 27Al, 29Si, 34S, 43Ca, 45Sc, 49Ti, 51V, 53Cr, 55Mn, 57Fe, 59Co, 60Ni, 65Cu,66Zn, 71Ga, 72Ge, 75As, 77Se, 93Nb, 95Mo, 107Ag, 111Cd, 115In, 118Sn,121Sb, 125Te, 139La, 181Ta, 184W, 197Au, 205Tl, 208Pb, and 209Bi. We used a consistent 26 Ã¬m-diameter spot size for all the analyses. Each analysis involved a background acquisition of approximately 30 s (gas blank) followed by 60 s of data acquisition from the sample. | STDGL3 was used to determine the chalcophile and siderophile concentrations (Danyushevsky et al., 2011), and the in-house standard of pure pyrite Py was used to calibrate the S and Fe concentrations. The integrated count data of lithophile element concentrations were calibrated and converted using GSD-1G. Sulfide reference material, MASS-1, was analyzed as an unknown sample to check the analytical accuracy. | 3.4912 |  | -0.763 |  | -0.205 |  | 0.021269 | [7 empty] | -0.012 |  |  |  | -79.81 |  | -0.074 | [5 empty] | 1.1126 |  | -1.161 |  |  |  | 0.4939 | [9 empty] | 465389.9071 |  | 0.071874 |  |  |  | 0.31241 | [7 empty] | 0.014847 | [5 empty] | 0.010843 | [5 empty] | -1.774 |  | 0.26668 |  | 0.068151 |  |  |  | -0.009 |  |  |  | 5.0749 | [5 empty] | 13.456 | [15 empty] | 534489.4906 |  | 6.574 |  | -0.159 |  | 4.7647 |  | -179.862 |  |  |  | 3.6932 |  |  |  | 0.0035301 |  |  |  | 0.30446 |  |  |  | 72737.7054 |  | 3.9729 | [5 empty] | -0.028 |  | 52.6206 | [5 empty] | -0.943 |  |  |  |  | 2022 | Chu, X., Li, B., Shen, P., Zha, Z., Lei, Z., Wang, X., Tao, S., Hu, Q., 2022. Trace elements in sulfide minerals from the Huangshaping copper-polymetallic deposit, Hunan, China: Ore genesis and element occurrence. Ore Geol. Rev. 144, 104867. https://doi.org/10.1016/j.oregeorev.2022.104867 |  | CHN |  | 112.6783 | 25.6586 | [6 empty] | Located from Mindat | 5000 | Inconsistencies exist between Methods section (see operating_conditions) which indicate measurement of only 71Ge and 107Ag, whereas 72Ge and 109Ag are the reported isotopes in the supplementary data table. S (sulphur) reported in separate column, not reported in 34S column). Table shows 74Ge and 109Ag. Measured 72Ge=8.96741336030145; 107Ag=2.91572325792688 | 2025-11-28
| Huangshaping |  | Magmatic - hydrothermal | Replacement | Replacement zinc-lead |  |  |  | Chu et al., 2022 |  |  | HSP-6-py-1 - 3 | underground mine |  |  |  |  | ore material | hand specimen |  | rock | [9 empty] | pyrite | [8 empty] | LA-ICPMS | ASI RESOLution-LR-S155 laser microprobe equipped with a Coherent Compex-Pro 193 nm ArF excimer laser. An Agilent 7700x ICP-MS instrument was used to acquire ion-signal intensities | State Key Laboratory of Ore Deposit Geochemistry, Institute of Geochemistry, Chinese Academy of Sciences. | The ablated aerosol was mixed with Ar (900 ml/min) as a transport gas, before exiting the cell. The following isotopes were monitored: 25Mg, 27Al, 29Si, 34S, 43Ca, 45Sc, 49Ti, 51V, 53Cr, 55Mn, 57Fe, 59Co, 60Ni, 65Cu,66Zn, 71Ga, 72Ge, 75As, 77Se, 93Nb, 95Mo, 107Ag, 111Cd, 115In, 118Sn,121Sb, 125Te, 139La, 181Ta, 184W, 197Au, 205Tl, 208Pb, and 209Bi. We used a consistent 26 Ã¬m-diameter spot size for all the analyses. Each analysis involved a background acquisition of approximately 30 s (gas blank) followed by 60 s of data acquisition from the sample. | STDGL3 was used to determine the chalcophile and siderophile concentrations (Danyushevsky et al., 2011), and the in-house standard of pure pyrite Py was used to calibrate the S and Fe concentrations. The integrated count data of lithophile element concentrations were calibrated and converted using GSD-1G. Sulfide reference material, MASS-1, was analyzed as an unknown sample to check the analytical accuracy. | 2.9827 |  | 11533.2484 |  | 23.0326 |  | 0.019657 | [7 empty] | -0.019 |  |  |  | 445.9332 |  | -0.091 | [5 empty] | -0.037 |  | 12092.7798 |  |  |  | 2.7959 | [9 empty] | 463897.2226 |  | 0.032925 |  |  |  | -0.329 | [7 empty] | 0.034405 | [5 empty] | 0.27528 | [5 empty] | 3838871.014 |  | 1471.5285 |  | 0.15321 |  |  |  | 0.0040991 |  |  |  | -0.274 | [5 empty] | 72.9364 | [15 empty] | 532765.0674 |  | 24.6137 |  | 0.28953 |  | 1.0909 |  | -252.999 |  |  |  | 6.2056 |  |  |  | -0.008 |  |  |  | 0.36998 |  |  |  | 80434.341 |  | 2.7622 | [5 empty] | 0.21716 |  | 7.5385 | [5 empty] | -1.178 |  |  |  |  | 2022 | Chu, X., Li, B., Shen, P., Zha, Z., Lei, Z., Wang, X., Tao, S., Hu, Q., 2022. Trace elements in sulfide minerals from the Huangshaping copper-polymetallic deposit, Hunan, China: Ore genesis and element occurrence. Ore Geol. Rev. 144, 104867. https://doi.org/10.1016/j.oregeorev.2022.104867 |  | CHN |  | 112.6783 | 25.6586 | [6 empty] | Located from Mindat | 5000 | Inconsistencies exist between Methods section (see operating_conditions) which indicate measurement of only 71Ge and 107Ag, whereas 72Ge and 109Ag are the reported isotopes in the supplementary data table. S (sulphur) reported in separate column, not reported in 34S column). Table shows 74Ge and 109Ag. Measured 72Ge=9.28296843926933; 107Ag=3.65426448403728 | 2025-11-28
| Huangshaping |  | Magmatic - hydrothermal | Replacement | Replacement zinc-lead |  |  |  | Chu et al., 2022 |  |  | HSP-6-py-1 - 4 | underground mine |  |  |  |  | ore material | hand specimen |  | rock | [9 empty] | pyrite | [8 empty] | LA-ICPMS | ASI RESOLution-LR-S155 laser microprobe equipped with a Coherent Compex-Pro 193 nm ArF excimer laser. An Agilent 7700x ICP-MS instrument was used to acquire ion-signal intensities | State Key Laboratory of Ore Deposit Geochemistry, Institute of Geochemistry, Chinese Academy of Sciences. | The ablated aerosol was mixed with Ar (900 ml/min) as a transport gas, before exiting the cell. The following isotopes were monitored: 25Mg, 27Al, 29Si, 34S, 43Ca, 45Sc, 49Ti, 51V, 53Cr, 55Mn, 57Fe, 59Co, 60Ni, 65Cu,66Zn, 71Ga, 72Ge, 75As, 77Se, 93Nb, 95Mo, 107Ag, 111Cd, 115In, 118Sn,121Sb, 125Te, 139La, 181Ta, 184W, 197Au, 205Tl, 208Pb, and 209Bi. We used a consistent 26 Ã¬m-diameter spot size for all the analyses. Each analysis involved a background acquisition of approximately 30 s (gas blank) followed by 60 s of data acquisition from the sample. | STDGL3 was used to determine the chalcophile and siderophile concentrations (Danyushevsky et al., 2011), and the in-house standard of pure pyrite Py was used to calibrate the S and Fe concentrations. The integrated count data of lithophile element concentrations were calibrated and converted using GSD-1G. Sulfide reference material, MASS-1, was analyzed as an unknown sample to check the analytical accuracy. | -1.461 |  | -1.595 |  | 3.784 |  | -0.026 | [7 empty] | 0.031034 |  |  |  | -188.864 |  | -0.164 | [5 empty] | -0.105 |  | -1.814 |  |  |  | 1.7207 | [9 empty] | 465422.5771 |  | -0.038 |  |  |  | -0.529 | [7 empty] | -0.013 | [5 empty] | -0.011 | [5 empty] | 105317.9963 |  | 4.2588 |  | 0.065673 |  |  |  | 0.0071391 |  |  |  | 1.212 | [5 empty] | 8.6409 | [15 empty] | 534488.4281 |  | 1.5511 |  | -0.335 |  | -4.581 |  | -485.085 |  |  |  | 1.2116 |  |  |  | -0.024 |  |  |  | 0.49159 |  |  |  | 108080.3006 |  | 2.4029 | [5 empty] | -0.061 |  | 14.4334 | [5 empty] | -2.315 |  |  |  |  | 2022 | Chu, X., Li, B., Shen, P., Zha, Z., Lei, Z., Wang, X., Tao, S., Hu, Q., 2022. Trace elements in sulfide minerals from the Huangshaping copper-polymetallic deposit, Hunan, China: Ore genesis and element occurrence. Ore Geol. Rev. 144, 104867. https://doi.org/10.1016/j.oregeorev.2022.104867 |  | CHN |  | 112.6783 | 25.6586 | [6 empty] | Located from Mindat | 5000 | Inconsistencies exist between Methods section (see operating_conditions) which indicate measurement of only 71Ge and 107Ag, whereas 72Ge and 109Ag are the reported isotopes in the supplementary data table. S (sulphur) reported in separate column, not reported in 34S column). Table shows 74Ge and 109Ag. Measured 72Ge=8.63786063751997; 107Ag=<1.495 | 2025-11-28
| Huangshaping |  | Magmatic - hydrothermal | Replacement | Replacement zinc-lead |  |  |  | Chu et al., 2022 |  |  | HSP-6-py-1 - 5 | underground mine |  |  |  |  | ore material | hand specimen |  | rock | [9 empty] | pyrite | [8 empty] | LA-ICPMS | ASI RESOLution-LR-S155 laser microprobe equipped with a Coherent Compex-Pro 193 nm ArF excimer laser. An Agilent 7700x ICP-MS instrument was used to acquire ion-signal intensities | State Key Laboratory of Ore Deposit Geochemistry, Institute of Geochemistry, Chinese Academy of Sciences. | The ablated aerosol was mixed with Ar (900 ml/min) as a transport gas, before exiting the cell. The following isotopes were monitored: 25Mg, 27Al, 29Si, 34S, 43Ca, 45Sc, 49Ti, 51V, 53Cr, 55Mn, 57Fe, 59Co, 60Ni, 65Cu,66Zn, 71Ga, 72Ge, 75As, 77Se, 93Nb, 95Mo, 107Ag, 111Cd, 115In, 118Sn,121Sb, 125Te, 139La, 181Ta, 184W, 197Au, 205Tl, 208Pb, and 209Bi. We used a consistent 26 Ã¬m-diameter spot size for all the analyses. Each analysis involved a background acquisition of approximately 30 s (gas blank) followed by 60 s of data acquisition from the sample. | STDGL3 was used to determine the chalcophile and siderophile concentrations (Danyushevsky et al., 2011), and the in-house standard of pure pyrite Py was used to calibrate the S and Fe concentrations. The integrated count data of lithophile element concentrations were calibrated and converted using GSD-1G. Sulfide reference material, MASS-1, was analyzed as an unknown sample to check the analytical accuracy. | 1.3909 |  | -0.677 |  | 0.23893 |  | -0.019 | [7 empty] | 0.016253 |  |  |  | -83.428 |  | -0.069 | [5 empty] | 0.91376 |  | -1.018 |  |  |  | 0.52544 | [9 empty] | 465429.8599 |  | -0.016 |  |  |  | -0.253 | [7 empty] | 0.013654 | [5 empty] | -0.005 | [5 empty] | -1.205 |  | -0.229 |  | 0.10749 |  |  |  | -0.006 |  |  |  | 3.7512 | [5 empty] | 4.8709 | [15 empty] | 534505.0933 |  | 1.1364 |  | -0.112 |  | -1.846 |  | -166.762 |  |  |  | 3.6145 |  |  |  | -0.008 |  |  |  | -0.309 |  |  |  | 75215.7116 |  | 4.1758 | [5 empty] | 0.038117 |  | 17.6425 | [5 empty] | 1.2063 |  |  |  |  | 2022 | Chu, X., Li, B., Shen, P., Zha, Z., Lei, Z., Wang, X., Tao, S., Hu, Q., 2022. Trace elements in sulfide minerals from the Huangshaping copper-polymetallic deposit, Hunan, China: Ore genesis and element occurrence. Ore Geol. Rev. 144, 104867. https://doi.org/10.1016/j.oregeorev.2022.104867 |  | CHN |  | 112.6783 | 25.6586 | [6 empty] | Located from Mindat | 5000 | Inconsistencies exist between Methods section (see operating_conditions) which indicate measurement of only 71Ge and 107Ag, whereas 72Ge and 109Ag are the reported isotopes in the supplementary data table. S (sulphur) reported in separate column, not reported in 34S column). Table shows 74Ge and 109Ag. Measured 72Ge=8.31824372147851; 107Ag=2.24251935201948 | 2025-11-28
| Huangshaping |  | Magmatic - hydrothermal | Replacement | Replacement zinc-lead |  |  |  | Chu et al., 2022 |  |  | HSP-6-py-1 - 6 | underground mine |  |  |  |  | ore material | hand specimen |  | rock | [9 empty] | pyrite | [8 empty] | LA-ICPMS | ASI RESOLution-LR-S155 laser microprobe equipped with a Coherent Compex-Pro 193 nm ArF excimer laser. An Agilent 7700x ICP-MS instrument was used to acquire ion-signal intensities | State Key Laboratory of Ore Deposit Geochemistry, Institute of Geochemistry, Chinese Academy of Sciences. | The ablated aerosol was mixed with Ar (900 ml/min) as a transport gas, before exiting the cell. The following isotopes were monitored: 25Mg, 27Al, 29Si, 34S, 43Ca, 45Sc, 49Ti, 51V, 53Cr, 55Mn, 57Fe, 59Co, 60Ni, 65Cu,66Zn, 71Ga, 72Ge, 75As, 77Se, 93Nb, 95Mo, 107Ag, 111Cd, 115In, 118Sn,121Sb, 125Te, 139La, 181Ta, 184W, 197Au, 205Tl, 208Pb, and 209Bi. We used a consistent 26 Ã¬m-diameter spot size for all the analyses. Each analysis involved a background acquisition of approximately 30 s (gas blank) followed by 60 s of data acquisition from the sample. | STDGL3 was used to determine the chalcophile and siderophile concentrations (Danyushevsky et al., 2011), and the in-house standard of pure pyrite Py was used to calibrate the S and Fe concentrations. The integrated count data of lithophile element concentrations were calibrated and converted using GSD-1G. Sulfide reference material, MASS-1, was analyzed as an unknown sample to check the analytical accuracy. | 1.0672 |  | -0.727 |  | -0.4 |  | -0.02 | [7 empty] | 0.017472 |  |  |  | -76.386 |  | -0.08 | [5 empty] | -0.038 |  | -0.753 |  |  |  | 0.53804 | [9 empty] | 465419.0631 |  | 0.029504 |  |  |  | 0.24302 | [7 empty] | 0.024324 | [5 empty] | -0.005 | [5 empty] | -1.916 |  | -0.277 |  | 0.058283 |  |  |  | -0.003 |  |  |  | -0.222 | [5 empty] | 7.4349 | [15 empty] | 534499.8373 |  | 2.8476 |  | -0.132 |  | -0.691 |  | -190.437 |  |  |  | 4.6794 |  |  |  | -0.006 |  |  |  | 0.23147 |  |  |  | 90700.5587 |  | 3.6245 | [5 empty] | -0.032 |  | 30.1121 | [5 empty] | 2.4191 |  |  |  |  | 2022 | Chu, X., Li, B., Shen, P., Zha, Z., Lei, Z., Wang, X., Tao, S., Hu, Q., 2022. Trace elements in sulfide minerals from the Huangshaping copper-polymetallic deposit, Hunan, China: Ore genesis and element occurrence. Ore Geol. Rev. 144, 104867. https://doi.org/10.1016/j.oregeorev.2022.104867 |  | CHN |  | 112.6783 | 25.6586 | [6 empty] | Located from Mindat | 5000 | Inconsistencies exist between Methods section (see operating_conditions) which indicate measurement of only 71Ge and 107Ag, whereas 72Ge and 109Ag are the reported isotopes in the supplementary data table. S (sulphur) reported in separate column, not reported in 34S column). Table shows 74Ge and 109Ag. Measured 72Ge=9.0545468585363; 107Ag=0.891138605753576 | 2025-11-28
| Huangshaping |  | Magmatic - hydrothermal | Replacement | Replacement zinc-lead |  |  |  | Chu et al., 2022 |  |  | HLR-67-py-1 - 1 | underground mine |  |  |  |  | ore material | hand specimen |  | rock | [9 empty] | pyrite | [8 empty] | LA-ICPMS | ASI RESOLution-LR-S155 laser microprobe equipped with a Coherent Compex-Pro 193 nm ArF excimer laser. An Agilent 7700x ICP-MS instrument was used to acquire ion-signal intensities | State Key Laboratory of Ore Deposit Geochemistry, Institute of Geochemistry, Chinese Academy of Sciences. | The ablated aerosol was mixed with Ar (900 ml/min) as a transport gas, before exiting the cell. The following isotopes were monitored: 25Mg, 27Al, 29Si, 34S, 43Ca, 45Sc, 49Ti, 51V, 53Cr, 55Mn, 57Fe, 59Co, 60Ni, 65Cu,66Zn, 71Ga, 72Ge, 75As, 77Se, 93Nb, 95Mo, 107Ag, 111Cd, 115In, 118Sn,121Sb, 125Te, 139La, 181Ta, 184W, 197Au, 205Tl, 208Pb, and 209Bi. We used a consistent 26 Ã¬m-diameter spot size for all the analyses. Each analysis involved a background acquisition of approximately 30 s (gas blank) followed by 60 s of data acquisition from the sample. | STDGL3 was used to determine the chalcophile and siderophile concentrations (Danyushevsky et al., 2011), and the in-house standard of pure pyrite Py was used to calibrate the S and Fe concentrations. The integrated count data of lithophile element concentrations were calibrated and converted using GSD-1G. Sulfide reference material, MASS-1, was analyzed as an unknown sample to check the analytical accuracy. | 1.3567 |  | -1.067 |  | -0.565 |  | -0.033 | [7 empty] | 0.5838 |  |  |  | -112.213 |  | -0.108 | [5 empty] | 0.19563 |  | -1.266 |  |  |  | 0.45847 | [9 empty] | 465456.602 |  | -0.025 |  |  |  | -0.364 | [7 empty] | 0.0078184 | [5 empty] | -0.007 | [5 empty] | -2.528 |  | -0.39 |  | -0.036 |  |  |  | -0.002 |  |  |  | 0.98348 | [5 empty] | 1.3417 | [15 empty] | 534514.7405 |  | 0.078462 |  | -0.242 |  | 1.9336 |  | -259.969 |  |  |  | 0.0768 |  |  |  | -0.009 |  |  |  | 0.10826 |  |  |  | 51009.3037 |  | -0.029 | [5 empty] | -0.04 |  | -0.047 | [5 empty] | 2.6087 |  |  |  |  | 2022 | Chu, X., Li, B., Shen, P., Zha, Z., Lei, Z., Wang, X., Tao, S., Hu, Q., 2022. Trace elements in sulfide minerals from the Huangshaping copper-polymetallic deposit, Hunan, China: Ore genesis and element occurrence. Ore Geol. Rev. 144, 104867. https://doi.org/10.1016/j.oregeorev.2022.104867 |  | CHN |  | 112.6783 | 25.6586 | [6 empty] | Located from Mindat | 5000 | Inconsistencies exist between Methods section (see operating_conditions) which indicate measurement of only 71Ge and 107Ag, whereas 72Ge and 109Ag are the reported isotopes in the supplementary data table. S (sulphur) reported in separate column, not reported in 34S column). Table shows 74Ge and 109Ag. Measured 72Ge=8.16954354971888; 107Ag=<0.805 | 2025-11-28
| Huangshaping |  | Magmatic - hydrothermal | Replacement | Replacement zinc-lead |  |  |  | Chu et al., 2022 |  |  | HLR-67-py-1 - 2 | underground mine |  |  |  |  | ore material | hand specimen |  | rock | [9 empty] | pyrrhotite | [8 empty] | LA-ICPMS | ASI RESOLution-LR-S155 laser microprobe equipped with a Coherent Compex-Pro 193 nm ArF excimer laser. An Agilent 7700x ICP-MS instrument was used to acquire ion-signal intensities | State Key Laboratory of Ore Deposit Geochemistry, Institute of Geochemistry, Chinese Academy of Sciences. | The ablated aerosol was mixed with Ar (900 ml/min) as a transport gas, before exiting the cell. The following isotopes were monitored: 25Mg, 27Al, 29Si, 34S, 43Ca, 45Sc, 49Ti, 51V, 53Cr, 55Mn, 57Fe, 59Co, 60Ni, 65Cu,66Zn, 71Ga, 72Ge, 75As, 77Se, 93Nb, 95Mo, 107Ag, 111Cd, 115In, 118Sn,121Sb, 125Te, 139La, 181Ta, 184W, 197Au, 205Tl, 208Pb, and 209Bi. We used a consistent 26 Ã¬m-diameter spot size for all the analyses. Each analysis involved a background acquisition of approximately 30 s (gas blank) followed by 60 s of data acquisition from the sample. | STDGL3 was used to determine the chalcophile and siderophile concentrations (Danyushevsky et al., 2011), and the in-house standard of pure pyrite Py was used to calibrate the S and Fe concentrations. The integrated count data of lithophile element concentrations were calibrated and converted using GSD-1G. Sulfide reference material, MASS-1, was analyzed as an unknown sample to check the analytical accuracy. | -1.294 |  | -1.227 |  | -0.35 |  | -0.037 | [7 empty] | 0.14257 |  |  |  | -195.654 |  | -0.156 | [5 empty] | 0.18827 |  | -1.262 |  |  |  | -0.746 | [9 empty] | 623300 |  | -0.034 |  |  |  | -0.407 | [7 empty] | 0.0071384 | [5 empty] | -0.009 | [5 empty] | -2.403 |  | -0.461 |  | -0.03 |  |  |  | -0.007 |  |  |  | 1.999 | [5 empty] | 0.64498 | [15 empty] | 452396.2942 |  | -0.088 |  | -0.242 |  | 2.8177 |  | -326.959 |  |  |  | -0.102 |  |  |  | 0.017631 |  |  |  | -0.897 |  |  |  | 57114.3237 |  | -0.043 | [5 empty] | -0.053 |  | 0.052719 | [5 empty] | -1.399 |  |  |  |  | 2022 | Chu, X., Li, B., Shen, P., Zha, Z., Lei, Z., Wang, X., Tao, S., Hu, Q., 2022. Trace elements in sulfide minerals from the Huangshaping copper-polymetallic deposit, Hunan, China: Ore genesis and element occurrence. Ore Geol. Rev. 144, 104867. https://doi.org/10.1016/j.oregeorev.2022.104867 |  | CHN |  | 112.6783 | 25.6586 | [6 empty] | Located from Mindat | 5000 | Inconsistencies exist between Methods section (see operating_conditions) which indicate measurement of only 71Ge and 107Ag, whereas 72Ge and 109Ag are the reported isotopes in the supplementary data table. Table shows 74Ge and 109Ag. Measured 72Ge=10.979675598426; 107Ag=<1.162 | 2025-11-28
| Huangshaping |  | Magmatic - hydrothermal | Replacement | Replacement zinc-lead |  |  |  | Chu et al., 2022 |  |  | HLR-67-py-1 - 3 | underground mine |  |  |  |  | ore material | hand specimen |  | rock | [9 empty] | pyrrhotite | [8 empty] | LA-ICPMS | ASI RESOLution-LR-S155 laser microprobe equipped with a Coherent Compex-Pro 193 nm ArF excimer laser. An Agilent 7700x ICP-MS instrument was used to acquire ion-signal intensities | State Key Laboratory of Ore Deposit Geochemistry, Institute of Geochemistry, Chinese Academy of Sciences. | The ablated aerosol was mixed with Ar (900 ml/min) as a transport gas, before exiting the cell. The following isotopes were monitored: 25Mg, 27Al, 29Si, 34S, 43Ca, 45Sc, 49Ti, 51V, 53Cr, 55Mn, 57Fe, 59Co, 60Ni, 65Cu,66Zn, 71Ga, 72Ge, 75As, 77Se, 93Nb, 95Mo, 107Ag, 111Cd, 115In, 118Sn,121Sb, 125Te, 139La, 181Ta, 184W, 197Au, 205Tl, 208Pb, and 209Bi. We used a consistent 26 Ã¬m-diameter spot size for all the analyses. Each analysis involved a background acquisition of approximately 30 s (gas blank) followed by 60 s of data acquisition from the sample. | STDGL3 was used to determine the chalcophile and siderophile concentrations (Danyushevsky et al., 2011), and the in-house standard of pure pyrite Py was used to calibrate the S and Fe concentrations. The integrated count data of lithophile element concentrations were calibrated and converted using GSD-1G. Sulfide reference material, MASS-1, was analyzed as an unknown sample to check the analytical accuracy. | -1.248 |  | -1.208 |  | -0.348 |  | -0.037 | [7 empty] | 0.16308 |  |  |  | -178.434 |  | -0.153 | [5 empty] | 0.17832 |  | -1.333 |  |  |  | -0.689 | [9 empty] | 623300 |  | -0.033 |  |  |  | -0.419 | [7 empty] | -0.006 | [5 empty] | -0.009 | [5 empty] | -2.414 |  | -0.454 |  | -0.03 |  |  |  | -0.007 |  |  |  | 1.7167 | [5 empty] | 0.53323 | [15 empty] | 425537.2436 |  | -0.087 |  | -0.238 |  | -2.428 |  | -321.801 |  |  |  | -0.1 |  |  |  | -0.012 |  |  |  | -0.88 |  |  |  | 46641.0748 |  | -0.043 | [5 empty] | -0.051 |  | -0.046 | [5 empty] | -1.376 |  |  |  |  | 2022 | Chu, X., Li, B., Shen, P., Zha, Z., Lei, Z., Wang, X., Tao, S., Hu, Q., 2022. Trace elements in sulfide minerals from the Huangshaping copper-polymetallic deposit, Hunan, China: Ore genesis and element occurrence. Ore Geol. Rev. 144, 104867. https://doi.org/10.1016/j.oregeorev.2022.104867 |  | CHN |  | 112.6783 | 25.6586 | [6 empty] | Located from Mindat | 5000 | Inconsistencies exist between Methods section (see operating_conditions) which indicate measurement of only 71Ge and 107Ag, whereas 72Ge and 109Ag are the reported isotopes in the supplementary data table. Table shows 74Ge and 109Ag. Measured 72Ge=10.5527164440955; 107Ag=1.22311869913098 | 2025-11-28
| Huangshaping |  | Magmatic - hydrothermal | Replacement | Replacement zinc-lead |  |  |  | Chu et al., 2022 |  |  | HLR-67-py-1 - 4 | underground mine |  |  |  |  | ore material | hand specimen |  | rock | [9 empty] | pyrrhotite | [8 empty] | LA-ICPMS | ASI RESOLution-LR-S155 laser microprobe equipped with a Coherent Compex-Pro 193 nm ArF excimer laser. An Agilent 7700x ICP-MS instrument was used to acquire ion-signal intensities | State Key Laboratory of Ore Deposit Geochemistry, Institute of Geochemistry, Chinese Academy of Sciences. | The ablated aerosol was mixed with Ar (900 ml/min) as a transport gas, before exiting the cell. The following isotopes were monitored: 25Mg, 27Al, 29Si, 34S, 43Ca, 45Sc, 49Ti, 51V, 53Cr, 55Mn, 57Fe, 59Co, 60Ni, 65Cu,66Zn, 71Ga, 72Ge, 75As, 77Se, 93Nb, 95Mo, 107Ag, 111Cd, 115In, 118Sn,121Sb, 125Te, 139La, 181Ta, 184W, 197Au, 205Tl, 208Pb, and 209Bi. We used a consistent 26 Ã¬m-diameter spot size for all the analyses. Each analysis involved a background acquisition of approximately 30 s (gas blank) followed by 60 s of data acquisition from the sample. | STDGL3 was used to determine the chalcophile and siderophile concentrations (Danyushevsky et al., 2011), and the in-house standard of pure pyrite Py was used to calibrate the S and Fe concentrations. The integrated count data of lithophile element concentrations were calibrated and converted using GSD-1G. Sulfide reference material, MASS-1, was analyzed as an unknown sample to check the analytical accuracy. | 1.6191 |  | 29164.0174 |  | -0.38 |  | -0.041 | [7 empty] | 1.1573 |  |  |  | -182.518 |  | -0.168 | [5 empty] | 0.19143 |  | -1.537 |  |  |  | -0.701 | [9 empty] | 623300 |  | 0.048691 |  |  |  | -0.472 | [7 empty] | 0.016325 | [5 empty] | -0.01 | [5 empty] | 41723.766 |  | 1.4446 |  | -0.033 |  |  |  | 0.0098749 |  |  |  | 1.5363 | [5 empty] | 2.3754 | [15 empty] | 451739.2885 |  | 0.20059 |  | -0.261 |  | -2.66 |  | -352.916 |  |  |  | 0.10992 |  |  |  | -0.013 |  |  |  | -0.964 |  |  |  | 44949.4859 |  | 0.16552 | [5 empty] | -0.055 |  | 1.0124 | [5 empty] | 7.1897 |  |  |  |  | 2022 | Chu, X., Li, B., Shen, P., Zha, Z., Lei, Z., Wang, X., Tao, S., Hu, Q., 2022. Trace elements in sulfide minerals from the Huangshaping copper-polymetallic deposit, Hunan, China: Ore genesis and element occurrence. Ore Geol. Rev. 144, 104867. https://doi.org/10.1016/j.oregeorev.2022.104867 |  | CHN |  | 112.6783 | 25.6586 | [6 empty] | Located from Mindat | 5000 | Inconsistencies exist between Methods section (see operating_conditions) which indicate measurement of only 71Ge and 107Ag, whereas 72Ge and 109Ag are the reported isotopes in the supplementary data table. Table shows 74Ge and 109Ag. Measured 72Ge=9.56848853283969; 107Ag=2.60511114325799 | 2025-11-28
| Huangshaping |  | Magmatic - hydrothermal | Replacement | Replacement zinc-lead |  |  |  | Chu et al., 2022 |  |  | HLR-67-py-1 - 5 | underground mine |  |  |  |  | ore material | hand specimen |  | rock | [9 empty] | pyrrhotite | [8 empty] | LA-ICPMS | ASI RESOLution-LR-S155 laser microprobe equipped with a Coherent Compex-Pro 193 nm ArF excimer laser. An Agilent 7700x ICP-MS instrument was used to acquire ion-signal intensities | State Key Laboratory of Ore Deposit Geochemistry, Institute of Geochemistry, Chinese Academy of Sciences. | The ablated aerosol was mixed with Ar (900 ml/min) as a transport gas, before exiting the cell. The following isotopes were monitored: 25Mg, 27Al, 29Si, 34S, 43Ca, 45Sc, 49Ti, 51V, 53Cr, 55Mn, 57Fe, 59Co, 60Ni, 65Cu,66Zn, 71Ga, 72Ge, 75As, 77Se, 93Nb, 95Mo, 107Ag, 111Cd, 115In, 118Sn,121Sb, 125Te, 139La, 181Ta, 184W, 197Au, 205Tl, 208Pb, and 209Bi. We used a consistent 26 Ã¬m-diameter spot size for all the analyses. Each analysis involved a background acquisition of approximately 30 s (gas blank) followed by 60 s of data acquisition from the sample. | STDGL3 was used to determine the chalcophile and siderophile concentrations (Danyushevsky et al., 2011), and the in-house standard of pure pyrite Py was used to calibrate the S and Fe concentrations. The integrated count data of lithophile element concentrations were calibrated and converted using GSD-1G. Sulfide reference material, MASS-1, was analyzed as an unknown sample to check the analytical accuracy. | 2.7312 |  | -1.3 |  | -0.375 |  | -0.04 | [7 empty] | 4.1806 |  |  |  | -169.077 |  | -0.165 | [5 empty] | 0.23371 |  | -1.579 |  |  |  | -0.647 | [9 empty] | 623300 |  | -0.036 |  |  |  | -0.479 | [7 empty] | -0.007 | [5 empty] | -0.01 | [5 empty] | -2.747 |  | -0.482 |  | -0.033 |  |  |  | -0.008 |  |  |  | 2.0256 | [5 empty] | 5.1962 | [15 empty] | 444685.7577 |  | -0.094 |  | -0.258 |  | 6.7186 |  | -346.234 |  |  |  | 0.11018 |  |  |  | -0.013 |  |  |  | -0.944 |  |  |  | 67064.4623 |  | 0.16299 | [5 empty] | 0.06217 |  | -0.05 | [5 empty] | 1.6512 |  |  |  |  | 2022 | Chu, X., Li, B., Shen, P., Zha, Z., Lei, Z., Wang, X., Tao, S., Hu, Q., 2022. Trace elements in sulfide minerals from the Huangshaping copper-polymetallic deposit, Hunan, China: Ore genesis and element occurrence. Ore Geol. Rev. 144, 104867. https://doi.org/10.1016/j.oregeorev.2022.104867 |  | CHN |  | 112.6783 | 25.6586 | [6 empty] | Located from Mindat | 5000 | Inconsistencies exist between Methods section (see operating_conditions) which indicate measurement of only 71Ge and 107Ag, whereas 72Ge and 109Ag are the reported isotopes in the supplementary data table. Table shows 74Ge and 109Ag. Measured 72Ge=10.4926471006467; 107Ag=2.7295569500765 | 2025-11-28
| Huangshaping |  | Magmatic - hydrothermal | Replacement | Replacement zinc-lead |  |  |  | Chu et al., 2022 |  |  | HLR-67-py-1 - 6 | underground mine |  |  |  |  | ore material | hand specimen |  | rock | [9 empty] | pyrrhotite | [8 empty] | LA-ICPMS | ASI RESOLution-LR-S155 laser microprobe equipped with a Coherent Compex-Pro 193 nm ArF excimer laser. An Agilent 7700x ICP-MS instrument was used to acquire ion-signal intensities | State Key Laboratory of Ore Deposit Geochemistry, Institute of Geochemistry, Chinese Academy of Sciences. | The ablated aerosol was mixed with Ar (900 ml/min) as a transport gas, before exiting the cell. The following isotopes were monitored: 25Mg, 27Al, 29Si, 34S, 43Ca, 45Sc, 49Ti, 51V, 53Cr, 55Mn, 57Fe, 59Co, 60Ni, 65Cu,66Zn, 71Ga, 72Ge, 75As, 77Se, 93Nb, 95Mo, 107Ag, 111Cd, 115In, 118Sn,121Sb, 125Te, 139La, 181Ta, 184W, 197Au, 205Tl, 208Pb, and 209Bi. We used a consistent 26 Ã¬m-diameter spot size for all the analyses. Each analysis involved a background acquisition of approximately 30 s (gas blank) followed by 60 s of data acquisition from the sample. | STDGL3 was used to determine the chalcophile and siderophile concentrations (Danyushevsky et al., 2011), and the in-house standard of pure pyrite Py was used to calibrate the S and Fe concentrations. The integrated count data of lithophile element concentrations were calibrated and converted using GSD-1G. Sulfide reference material, MASS-1, was analyzed as an unknown sample to check the analytical accuracy. | 1.808 |  | -1.09 |  | -0.316 |  | -0.034 | [7 empty] | 0.36214 |  |  |  | -136.542 |  | -0.139 | [5 empty] | 0.2775 |  | -1.363 |  |  |  | 0.56113 | [9 empty] | 623300 |  | 0.090969 |  |  |  | -0.412 | [7 empty] | -0.006 | [5 empty] | -0.008 | [5 empty] | -2.371 |  | -0.4 |  | 0.043965 |  |  |  | 0.014112 |  |  |  | 1.7041 | [5 empty] | 1.1528 | [15 empty] | 401630.9174 |  | -0.08 |  | -0.218 |  | -2.23 |  | -290.952 |  |  |  | 0.10199 |  |  |  | -0.011 |  |  |  | -0.793 |  |  |  | 40316.9036 |  | -0.039 | [5 empty] | -0.045 |  | -0.043 | [5 empty] | -1.277 |  |  |  |  | 2022 | Chu, X., Li, B., Shen, P., Zha, Z., Lei, Z., Wang, X., Tao, S., Hu, Q., 2022. Trace elements in sulfide minerals from the Huangshaping copper-polymetallic deposit, Hunan, China: Ore genesis and element occurrence. Ore Geol. Rev. 144, 104867. https://doi.org/10.1016/j.oregeorev.2022.104867 |  | CHN |  | 112.6783 | 25.6586 | [6 empty] | Located from Mindat | 5000 | Inconsistencies exist between Methods section (see operating_conditions) which indicate measurement of only 71Ge and 107Ag, whereas 72Ge and 109Ag are the reported isotopes in the supplementary data table. Table shows 74Ge and 109Ag. Measured 72Ge=10.3435828402919; 107Ag=1.11416813300047 | 2025-11-28
| Huangshaping |  | Magmatic - hydrothermal | Replacement | Replacement zinc-lead |  |  |  | Chu et al., 2022 |  |  | HLR-67-py-1 - 7 | underground mine |  |  |  |  | ore material | hand specimen |  | rock | [9 empty] | pyrrhotite | [8 empty] | LA-ICPMS | ASI RESOLution-LR-S155 laser microprobe equipped with a Coherent Compex-Pro 193 nm ArF excimer laser. An Agilent 7700x ICP-MS instrument was used to acquire ion-signal intensities | State Key Laboratory of Ore Deposit Geochemistry, Institute of Geochemistry, Chinese Academy of Sciences. | The ablated aerosol was mixed with Ar (900 ml/min) as a transport gas, before exiting the cell. The following isotopes were monitored: 25Mg, 27Al, 29Si, 34S, 43Ca, 45Sc, 49Ti, 51V, 53Cr, 55Mn, 57Fe, 59Co, 60Ni, 65Cu,66Zn, 71Ga, 72Ge, 75As, 77Se, 93Nb, 95Mo, 107Ag, 111Cd, 115In, 118Sn,121Sb, 125Te, 139La, 181Ta, 184W, 197Au, 205Tl, 208Pb, and 209Bi. We used a consistent 26 Ã¬m-diameter spot size for all the analyses. Each analysis involved a background acquisition of approximately 30 s (gas blank) followed by 60 s of data acquisition from the sample. | STDGL3 was used to determine the chalcophile and siderophile concentrations (Danyushevsky et al., 2011), and the in-house standard of pure pyrite Py was used to calibrate the S and Fe concentrations. The integrated count data of lithophile element concentrations were calibrated and converted using GSD-1G. Sulfide reference material, MASS-1, was analyzed as an unknown sample to check the analytical accuracy. | 1.2793 |  | 17432.7294 |  | 0.40235 |  | 0.043072 | [7 empty] | 0.22204 |  |  |  | 157.9232 |  | -0.152 | [5 empty] | 0.13549 |  | -1.53 |  |  |  | 0.61481 | [9 empty] | 623300 |  | -0.033 |  |  |  | -0.464 | [7 empty] | -0.006 | [5 empty] | -0.009 | [5 empty] | -2.682 |  | 0.47013 |  | 0.22938 |  |  |  | 0.0093548 |  |  |  | 1.5909 | [5 empty] | 0.9589 | [15 empty] | 445543.6401 |  | 0.12314 |  | -0.242 |  | 3.6611 |  | -321.433 |  |  |  | -0.098 |  |  |  | -0.012 |  |  |  | -0.87 |  |  |  | 74501.2336 |  | -0.043 | [5 empty] | -0.05 |  | -0.047 | [5 empty] | 2.6 |  |  |  |  | 2022 | Chu, X., Li, B., Shen, P., Zha, Z., Lei, Z., Wang, X., Tao, S., Hu, Q., 2022. Trace elements in sulfide minerals from the Huangshaping copper-polymetallic deposit, Hunan, China: Ore genesis and element occurrence. Ore Geol. Rev. 144, 104867. https://doi.org/10.1016/j.oregeorev.2022.104867 |  | CHN |  | 112.6783 | 25.6586 | [6 empty] | Located from Mindat | 5000 | Inconsistencies exist between Methods section (see operating_conditions) which indicate measurement of only 71Ge and 107Ag, whereas 72Ge and 109Ag are the reported isotopes in the supplementary data table. Table shows 74Ge and 109Ag. Measured 72Ge=9.79998919793243; 107Ag=1.88065953594336 | 2025-11-28
| Huangshaping |  | Magmatic - hydrothermal | Replacement | Replacement zinc-lead |  |  |  | Chu et al., 2022 |  |  | HLR-67-py-1 - 8 | underground mine |  |  |  |  | ore material | hand specimen |  | rock | [9 empty] | pyrrhotite | [8 empty] | LA-ICPMS | ASI RESOLution-LR-S155 laser microprobe equipped with a Coherent Compex-Pro 193 nm ArF excimer laser. An Agilent 7700x ICP-MS instrument was used to acquire ion-signal intensities | State Key Laboratory of Ore Deposit Geochemistry, Institute of Geochemistry, Chinese Academy of Sciences. | The ablated aerosol was mixed with Ar (900 ml/min) as a transport gas, before exiting the cell. The following isotopes were monitored: 25Mg, 27Al, 29Si, 34S, 43Ca, 45Sc, 49Ti, 51V, 53Cr, 55Mn, 57Fe, 59Co, 60Ni, 65Cu,66Zn, 71Ga, 72Ge, 75As, 77Se, 93Nb, 95Mo, 107Ag, 111Cd, 115In, 118Sn,121Sb, 125Te, 139La, 181Ta, 184W, 197Au, 205Tl, 208Pb, and 209Bi. We used a consistent 26 Ã¬m-diameter spot size for all the analyses. Each analysis involved a background acquisition of approximately 30 s (gas blank) followed by 60 s of data acquisition from the sample. | STDGL3 was used to determine the chalcophile and siderophile concentrations (Danyushevsky et al., 2011), and the in-house standard of pure pyrite Py was used to calibrate the S and Fe concentrations. The integrated count data of lithophile element concentrations were calibrated and converted using GSD-1G. Sulfide reference material, MASS-1, was analyzed as an unknown sample to check the analytical accuracy. | 2.9597 |  | -1.454 |  | -0.424 |  | -0.046 | [7 empty] | 2.1633 |  |  |  | -179.448 |  | -0.185 | [5 empty] | 0.14359 |  | -1.873 |  |  |  | -0.641 | [9 empty] | 623300 |  | -0.039 |  |  |  | -0.566 | [7 empty] | -0.008 | [5 empty] | 0.021943 | [5 empty] | -3.329 |  | -0.526 |  | -0.038 |  |  |  | -0.009 |  |  |  | 1.5018 | [5 empty] | 3.7004 | [15 empty] | 433183.0084 |  | -0.107 |  | -0.296 |  | 9.5212 |  | -391.687 |  |  |  | 0.14944 |  |  |  | 0.016213 |  |  |  | -1.054 |  |  |  | 79482.9186 |  | -0.052 | [5 empty] | -0.061 |  | -0.057 | [5 empty] | 5.8336 |  |  |  |  | 2022 | Chu, X., Li, B., Shen, P., Zha, Z., Lei, Z., Wang, X., Tao, S., Hu, Q., 2022. Trace elements in sulfide minerals from the Huangshaping copper-polymetallic deposit, Hunan, China: Ore genesis and element occurrence. Ore Geol. Rev. 144, 104867. https://doi.org/10.1016/j.oregeorev.2022.104867 |  | CHN |  | 112.6783 | 25.6586 | [6 empty] | Located from Mindat | 5000 | Inconsistencies exist between Methods section (see operating_conditions) which indicate measurement of only 71Ge and 107Ag, whereas 72Ge and 109Ag are the reported isotopes in the supplementary data table. Table shows 74Ge and 109Ag. Measured 72Ge=11.3565160493391; 107Ag=3.76404085811598 | 2025-11-28
| Huangshaping |  | Magmatic - hydrothermal | Replacement | Replacement zinc-lead |  |  |  | Chu et al., 2022 |  |  | HLR-67-py-1 - 9 | underground mine |  |  |  |  | ore material | hand specimen |  | rock | [9 empty] | pyrrhotite | [8 empty] | LA-ICPMS | ASI RESOLution-LR-S155 laser microprobe equipped with a Coherent Compex-Pro 193 nm ArF excimer laser. An Agilent 7700x ICP-MS instrument was used to acquire ion-signal intensities | State Key Laboratory of Ore Deposit Geochemistry, Institute of Geochemistry, Chinese Academy of Sciences. | The ablated aerosol was mixed with Ar (900 ml/min) as a transport gas, before exiting the cell. The following isotopes were monitored: 25Mg, 27Al, 29Si, 34S, 43Ca, 45Sc, 49Ti, 51V, 53Cr, 55Mn, 57Fe, 59Co, 60Ni, 65Cu,66Zn, 71Ga, 72Ge, 75As, 77Se, 93Nb, 95Mo, 107Ag, 111Cd, 115In, 118Sn,121Sb, 125Te, 139La, 181Ta, 184W, 197Au, 205Tl, 208Pb, and 209Bi. We used a consistent 26 Ã¬m-diameter spot size for all the analyses. Each analysis involved a background acquisition of approximately 30 s (gas blank) followed by 60 s of data acquisition from the sample. | STDGL3 was used to determine the chalcophile and siderophile concentrations (Danyushevsky et al., 2011), and the in-house standard of pure pyrite Py was used to calibrate the S and Fe concentrations. The integrated count data of lithophile element concentrations were calibrated and converted using GSD-1G. Sulfide reference material, MASS-1, was analyzed as an unknown sample to check the analytical accuracy. | -1.388 |  | -1.486 |  | -0.434 |  | -0.047 | [7 empty] | 0.068902 |  |  |  | -186.142 |  | -0.187 | [5 empty] | 0.20435 |  | -1.925 |  |  |  | -0.654 | [9 empty] | 623300 |  | -0.04 |  |  |  | -0.581 | [7 empty] | 0.011214 | [5 empty] | -0.011 | [5 empty] | -3.473 |  | -0.535 |  | -0.039 |  |  |  | -0.009 |  |  |  | 2.0327 | [5 empty] | 0.66804 | [15 empty] | 439862.834 |  | -0.109 |  | -0.305 |  | -3.092 |  | -400.083 |  |  |  | 0.15114 |  |  |  | -0.015 |  |  |  | -1.069 |  |  |  | 70925.7222 |  | -0.053 | [5 empty] | 0.09016 |  | -0.059 | [5 empty] | -1.864 |  |  |  |  | 2022 | Chu, X., Li, B., Shen, P., Zha, Z., Lei, Z., Wang, X., Tao, S., Hu, Q., 2022. Trace elements in sulfide minerals from the Huangshaping copper-polymetallic deposit, Hunan, China: Ore genesis and element occurrence. Ore Geol. Rev. 144, 104867. https://doi.org/10.1016/j.oregeorev.2022.104867 |  | CHN |  | 112.6783 | 25.6586 | [6 empty] | Located from Mindat | 5000 | Inconsistencies exist between Methods section (see operating_conditions) which indicate measurement of only 71Ge and 107Ag, whereas 72Ge and 109Ag are the reported isotopes in the supplementary data table. Table shows 74Ge and 109Ag. Measured 72Ge=11.0359938258042; 107Ag=<1.294 | 2025-11-28
| Huangshaping |  | Magmatic - hydrothermal | Replacement | Replacement zinc-lead |  |  |  | Chu et al., 2022 |  |  | HLR-67-py-1 - 10 | underground mine |  |  |  |  | ore material | hand specimen |  | rock | [9 empty] | pyrrhotite | [8 empty] | LA-ICPMS | ASI RESOLution-LR-S155 laser microprobe equipped with a Coherent Compex-Pro 193 nm ArF excimer laser. An Agilent 7700x ICP-MS instrument was used to acquire ion-signal intensities | State Key Laboratory of Ore Deposit Geochemistry, Institute of Geochemistry, Chinese Academy of Sciences. | The ablated aerosol was mixed with Ar (900 ml/min) as a transport gas, before exiting the cell. The following isotopes were monitored: 25Mg, 27Al, 29Si, 34S, 43Ca, 45Sc, 49Ti, 51V, 53Cr, 55Mn, 57Fe, 59Co, 60Ni, 65Cu,66Zn, 71Ga, 72Ge, 75As, 77Se, 93Nb, 95Mo, 107Ag, 111Cd, 115In, 118Sn,121Sb, 125Te, 139La, 181Ta, 184W, 197Au, 205Tl, 208Pb, and 209Bi. We used a consistent 26 Ã¬m-diameter spot size for all the analyses. Each analysis involved a background acquisition of approximately 30 s (gas blank) followed by 60 s of data acquisition from the sample. | STDGL3 was used to determine the chalcophile and siderophile concentrations (Danyushevsky et al., 2011), and the in-house standard of pure pyrite Py was used to calibrate the S and Fe concentrations. The integrated count data of lithophile element concentrations were calibrated and converted using GSD-1G. Sulfide reference material, MASS-1, was analyzed as an unknown sample to check the analytical accuracy. | -1.342 |  | -1.462 |  | -0.426 |  | -0.047 | [7 empty] | 0.085092 |  |  |  | -188.722 |  | -0.183 | [5 empty] | 0.22386 |  | -1.867 |  |  |  | -0.643 | [9 empty] | 623300 |  | 0.065047 |  |  |  | -0.571 | [7 empty] | -0.008 | [5 empty] | -0.011 | [5 empty] | -3.47 |  | 0.65199 |  | -0.039 |  |  |  | -0.009 |  |  |  | 2.3871 | [5 empty] | 0.40702 | [15 empty] | 454649.3109 |  | -0.107 |  | -0.302 |  | -3.051 |  | -395.433 |  |  |  | -0.117 |  |  |  | -0.015 |  |  |  | -1.044 |  |  |  | 96325.2527 |  | -0.052 | [5 empty] | 0.079319 |  | -0.058 | [5 empty] | -1.853 |  |  |  |  | 2022 | Chu, X., Li, B., Shen, P., Zha, Z., Lei, Z., Wang, X., Tao, S., Hu, Q., 2022. Trace elements in sulfide minerals from the Huangshaping copper-polymetallic deposit, Hunan, China: Ore genesis and element occurrence. Ore Geol. Rev. 144, 104867. https://doi.org/10.1016/j.oregeorev.2022.104867 |  | CHN |  | 112.6783 | 25.6586 | [6 empty] | Located from Mindat | 5000 | Inconsistencies exist between Methods section (see operating_conditions) which indicate measurement of only 71Ge and 107Ag, whereas 72Ge and 109Ag are the reported isotopes in the supplementary data table. Table shows 74Ge and 109Ag. Measured 72Ge=10.485423837096; 107Ag=<1.263 | 2025-11-28
| Huangshaping |  | Magmatic - hydrothermal | Replacement | Replacement zinc-lead |  |  |  | Chu et al., 2022 |  |  | HSP-5-py - 1 | underground mine |  |  |  |  | ore material | hand specimen |  | rock | [9 empty] | pyrrhotite | [8 empty] | LA-ICPMS | ASI RESOLution-LR-S155 laser microprobe equipped with a Coherent Compex-Pro 193 nm ArF excimer laser. An Agilent 7700x ICP-MS instrument was used to acquire ion-signal intensities | State Key Laboratory of Ore Deposit Geochemistry, Institute of Geochemistry, Chinese Academy of Sciences. | The ablated aerosol was mixed with Ar (900 ml/min) as a transport gas, before exiting the cell. The following isotopes were monitored: 25Mg, 27Al, 29Si, 34S, 43Ca, 45Sc, 49Ti, 51V, 53Cr, 55Mn, 57Fe, 59Co, 60Ni, 65Cu,66Zn, 71Ga, 72Ge, 75As, 77Se, 93Nb, 95Mo, 107Ag, 111Cd, 115In, 118Sn,121Sb, 125Te, 139La, 181Ta, 184W, 197Au, 205Tl, 208Pb, and 209Bi. We used a consistent 26 Ã¬m-diameter spot size for all the analyses. Each analysis involved a background acquisition of approximately 30 s (gas blank) followed by 60 s of data acquisition from the sample. | STDGL3 was used to determine the chalcophile and siderophile concentrations (Danyushevsky et al., 2011), and the in-house standard of pure pyrite Py was used to calibrate the S and Fe concentrations. The integrated count data of lithophile element concentrations were calibrated and converted using GSD-1G. Sulfide reference material, MASS-1, was analyzed as an unknown sample to check the analytical accuracy. | 4.0818 |  | -1.688 |  | 0.76319 |  | -0.054 | [7 empty] | -0.035 |  |  |  | -226.375 |  | -0.21 | [5 empty] | -0.076 |  | -2.159 |  |  |  | -0.767 | [9 empty] | 623300 |  | -0.045 |  |  |  | -0.664 | [7 empty] | -0.009 | [5 empty] | -0.013 | [5 empty] | -4.051 |  | 0.79748 |  | 1.1231 |  |  |  | -0.01 |  |  |  | 0.80766 | [5 empty] | 2.0771 | [15 empty] | 477365.5365 |  | 0.55556 |  | -0.352 |  | -3.577 |  | -458.76 |  |  |  | 0.1731 |  |  |  | -0.017 |  |  |  | -1.197 |  |  |  | 63759.9869 |  | -0.06 | [5 empty] | 0.13489 |  | 0.20287 | [5 empty] | -2.202 |  |  |  |  | 2022 | Chu, X., Li, B., Shen, P., Zha, Z., Lei, Z., Wang, X., Tao, S., Hu, Q., 2022. Trace elements in sulfide minerals from the Huangshaping copper-polymetallic deposit, Hunan, China: Ore genesis and element occurrence. Ore Geol. Rev. 144, 104867. https://doi.org/10.1016/j.oregeorev.2022.104867 |  | CHN |  | 112.6783 | 25.6586 | [6 empty] | Located from Mindat | 5000 | Inconsistencies exist between Methods section (see operating_conditions) which indicate measurement of only 71Ge and 107Ag, whereas 72Ge and 109Ag are the reported isotopes in the supplementary data table. Table shows 74Ge and 109Ag. Measured 72Ge=11.2577643320737; 107Ag=4.42355167450887 | 2025-11-28
| Huangshaping |  | Magmatic - hydrothermal | Replacement | Replacement zinc-lead |  |  |  | Chu et al., 2022 |  |  | HSP-5-py - 2 | underground mine |  |  |  |  | ore material | hand specimen |  | rock | [9 empty] | pyrrhotite | [8 empty] | LA-ICPMS | ASI RESOLution-LR-S155 laser microprobe equipped with a Coherent Compex-Pro 193 nm ArF excimer laser. An Agilent 7700x ICP-MS instrument was used to acquire ion-signal intensities | State Key Laboratory of Ore Deposit Geochemistry, Institute of Geochemistry, Chinese Academy of Sciences. | The ablated aerosol was mixed with Ar (900 ml/min) as a transport gas, before exiting the cell. The following isotopes were monitored: 25Mg, 27Al, 29Si, 34S, 43Ca, 45Sc, 49Ti, 51V, 53Cr, 55Mn, 57Fe, 59Co, 60Ni, 65Cu,66Zn, 71Ga, 72Ge, 75As, 77Se, 93Nb, 95Mo, 107Ag, 111Cd, 115In, 118Sn,121Sb, 125Te, 139La, 181Ta, 184W, 197Au, 205Tl, 208Pb, and 209Bi. We used a consistent 26 Ã¬m-diameter spot size for all the analyses. Each analysis involved a background acquisition of approximately 30 s (gas blank) followed by 60 s of data acquisition from the sample. | STDGL3 was used to determine the chalcophile and siderophile concentrations (Danyushevsky et al., 2011), and the in-house standard of pure pyrite Py was used to calibrate the S and Fe concentrations. The integrated count data of lithophile element concentrations were calibrated and converted using GSD-1G. Sulfide reference material, MASS-1, was analyzed as an unknown sample to check the analytical accuracy. | 3.2302 |  | -1.17 |  | -0.342 |  | -0.038 | [7 empty] | -0.024 |  |  |  | -163.624 |  | -0.145 | [5 empty] | -0.052 |  | -1.476 |  |  |  | -0.546 | [9 empty] | 623300 |  | -0.031 |  |  |  | -0.453 | [7 empty] | -0.006 | [5 empty] | -0.009 | [5 empty] | -2.824 |  | -0.419 |  | 0.18329 |  |  |  | -0.007 |  |  |  | 0.50533 | [5 empty] | 3.0384 | [15 empty] | 466538.072 |  | 0.14524 |  | -0.246 |  | -2.467 |  | -320.257 |  |  |  | -0.092 |  |  |  | -0.012 |  |  |  | -0.827 |  |  |  | 83556.0489 |  | -0.041 | [5 empty] | 0.064114 |  | -0.047 | [5 empty] | -1.542 |  |  |  |  | 2022 | Chu, X., Li, B., Shen, P., Zha, Z., Lei, Z., Wang, X., Tao, S., Hu, Q., 2022. Trace elements in sulfide minerals from the Huangshaping copper-polymetallic deposit, Hunan, China: Ore genesis and element occurrence. Ore Geol. Rev. 144, 104867. https://doi.org/10.1016/j.oregeorev.2022.104867 |  | CHN |  | 112.6783 | 25.6586 | [6 empty] | Located from Mindat | 5000 | Inconsistencies exist between Methods section (see operating_conditions) which indicate measurement of only 71Ge and 107Ag, whereas 72Ge and 109Ag are the reported isotopes in the supplementary data table. Table shows 74Ge and 109Ag. Measured 72Ge=10.053990786525; 107Ag=2.79902222098967 | 2025-11-28
| Huangshaping |  | Magmatic - hydrothermal | Replacement | Replacement zinc-lead |  |  |  | Chu et al., 2022 |  |  | HSP-5-py - 3 | underground mine |  |  |  |  | ore material | hand specimen |  | rock | [9 empty] | pyrrhotite | [8 empty] | LA-ICPMS | ASI RESOLution-LR-S155 laser microprobe equipped with a Coherent Compex-Pro 193 nm ArF excimer laser. An Agilent 7700x ICP-MS instrument was used to acquire ion-signal intensities | State Key Laboratory of Ore Deposit Geochemistry, Institute of Geochemistry, Chinese Academy of Sciences. | The ablated aerosol was mixed with Ar (900 ml/min) as a transport gas, before exiting the cell. The following isotopes were monitored: 25Mg, 27Al, 29Si, 34S, 43Ca, 45Sc, 49Ti, 51V, 53Cr, 55Mn, 57Fe, 59Co, 60Ni, 65Cu,66Zn, 71Ga, 72Ge, 75As, 77Se, 93Nb, 95Mo, 107Ag, 111Cd, 115In, 118Sn,121Sb, 125Te, 139La, 181Ta, 184W, 197Au, 205Tl, 208Pb, and 209Bi. We used a consistent 26 Ã¬m-diameter spot size for all the analyses. Each analysis involved a background acquisition of approximately 30 s (gas blank) followed by 60 s of data acquisition from the sample. | STDGL3 was used to determine the chalcophile and siderophile concentrations (Danyushevsky et al., 2011), and the in-house standard of pure pyrite Py was used to calibrate the S and Fe concentrations. The integrated count data of lithophile element concentrations were calibrated and converted using GSD-1G. Sulfide reference material, MASS-1, was analyzed as an unknown sample to check the analytical accuracy. | 4.8075 |  | -1.395 |  | -0.408 |  | -0.045 | [7 empty] | -0.029 |  |  |  | -203.838 |  | -0.173 | [5 empty] | -0.061 |  | -1.724 |  |  |  | -0.673 | [9 empty] | 623300 |  | -0.036 |  |  |  | -0.534 | [7 empty] | -0.007 | [5 empty] | -0.011 | [5 empty] | -3.372 |  | -0.498 |  | -0.038 |  |  |  | -0.009 |  |  |  | 0.91522 | [5 empty] | 4.5163 | [15 empty] | 444863.0146 |  | 0.24197 |  | -0.296 |  | -2.95 |  | -384.238 |  |  |  | 0.12072 |  |  |  | -0.014 |  |  |  | -0.98 |  |  |  | 63445.5955 |  | -0.049 | [5 empty] | -0.062 |  | 0.12118 | [5 empty] | -1.852 |  |  |  |  | 2022 | Chu, X., Li, B., Shen, P., Zha, Z., Lei, Z., Wang, X., Tao, S., Hu, Q., 2022. Trace elements in sulfide minerals from the Huangshaping copper-polymetallic deposit, Hunan, China: Ore genesis and element occurrence. Ore Geol. Rev. 144, 104867. https://doi.org/10.1016/j.oregeorev.2022.104867 |  | CHN |  | 112.6783 | 25.6586 | [6 empty] | Located from Mindat | 5000 | Inconsistencies exist between Methods section (see operating_conditions) which indicate measurement of only 71Ge and 107Ag, whereas 72Ge and 109Ag are the reported isotopes in the supplementary data table. Table shows 74Ge and 109Ag. Measured 72Ge=10.9173936766461; 107Ag=4.5242123106587 | 2025-11-28
| Huangshaping |  | Magmatic - hydrothermal | Replacement | Replacement zinc-lead |  |  |  | Chu et al., 2022 |  |  | HSP-8-py1 - 1 | underground mine |  |  |  |  | ore material | hand specimen |  | rock | [9 empty] | pyrite | [8 empty] | LA-ICPMS | ASI RESOLution-LR-S155 laser microprobe equipped with a Coherent Compex-Pro 193 nm ArF excimer laser. An Agilent 7700x ICP-MS instrument was used to acquire ion-signal intensities | State Key Laboratory of Ore Deposit Geochemistry, Institute of Geochemistry, Chinese Academy of Sciences. | The ablated aerosol was mixed with Ar (900 ml/min) as a transport gas, before exiting the cell. The following isotopes were monitored: 25Mg, 27Al, 29Si, 34S, 43Ca, 45Sc, 49Ti, 51V, 53Cr, 55Mn, 57Fe, 59Co, 60Ni, 65Cu,66Zn, 71Ga, 72Ge, 75As, 77Se, 93Nb, 95Mo, 107Ag, 111Cd, 115In, 118Sn,121Sb, 125Te, 139La, 181Ta, 184W, 197Au, 205Tl, 208Pb, and 209Bi. We used a consistent 26 Ã¬m-diameter spot size for all the analyses. Each analysis involved a background acquisition of approximately 30 s (gas blank) followed by 60 s of data acquisition from the sample. | STDGL3 was used to determine the chalcophile and siderophile concentrations (Danyushevsky et al., 2011), and the in-house standard of pure pyrite Py was used to calibrate the S and Fe concentrations. The integrated count data of lithophile element concentrations were calibrated and converted using GSD-1G. Sulfide reference material, MASS-1, was analyzed as an unknown sample to check the analytical accuracy. | 1.8865 |  | -0.715 |  | -0.39 |  | 0.024815 | [7 empty] | -0.008 |  |  |  | -110.368 |  | -0.085 | [5 empty] | 1.0215 |  | -0.886 |  |  |  | 0.50129 | [9 empty] | 465406.8658 |  | 0.070139 |  |  |  | 0.29399 | [7 empty] | -0.016 | [5 empty] | -0.006 | [5 empty] | -1.484 |  | 0.36456 |  | 0.16978 |  |  |  | 0.0029487 |  |  |  | 2.4768 | [5 empty] | 13.2221 | [15 empty] | 534481.3984 |  | 0.49608 |  | -0.109 |  | 17.2022 |  | -187.935 |  |  |  | 0.15544 |  |  |  | -0.008 |  |  |  | -0.201 |  |  |  | 94062.6827 |  | 15.7739 | [5 empty] | 0.044258 |  | 29.6717 | [5 empty] | -1.029 |  |  |  |  | 2022 | Chu, X., Li, B., Shen, P., Zha, Z., Lei, Z., Wang, X., Tao, S., Hu, Q., 2022. Trace elements in sulfide minerals from the Huangshaping copper-polymetallic deposit, Hunan, China: Ore genesis and element occurrence. Ore Geol. Rev. 144, 104867. https://doi.org/10.1016/j.oregeorev.2022.104867 |  | CHN |  | 112.6783 | 25.6586 | [6 empty] | Located from Mindat | 5000 | Inconsistencies exist between Methods section (see operating_conditions) which indicate measurement of only 71Ge and 107Ag, whereas 72Ge and 109Ag are the reported isotopes in the supplementary data table. S (sulphur) reported in separate column, not reported in 34S column). Table shows 74Ge and 109Ag. Measured 72Ge=9.11593893120829; 107Ag=1.55993513240978 | 2025-11-28
| Huangshaping |  | Magmatic - hydrothermal | Replacement | Replacement zinc-lead |  |  |  | Chu et al., 2022 |  |  | HSP-8-py1 - 2 | underground mine |  |  |  |  | ore material | hand specimen |  | rock | [9 empty] | pyrite | [8 empty] | LA-ICPMS | ASI RESOLution-LR-S155 laser microprobe equipped with a Coherent Compex-Pro 193 nm ArF excimer laser. An Agilent 7700x ICP-MS instrument was used to acquire ion-signal intensities | State Key Laboratory of Ore Deposit Geochemistry, Institute of Geochemistry, Chinese Academy of Sciences. | The ablated aerosol was mixed with Ar (900 ml/min) as a transport gas, before exiting the cell. The following isotopes were monitored: 25Mg, 27Al, 29Si, 34S, 43Ca, 45Sc, 49Ti, 51V, 53Cr, 55Mn, 57Fe, 59Co, 60Ni, 65Cu,66Zn, 71Ga, 72Ge, 75As, 77Se, 93Nb, 95Mo, 107Ag, 111Cd, 115In, 118Sn,121Sb, 125Te, 139La, 181Ta, 184W, 197Au, 205Tl, 208Pb, and 209Bi. We used a consistent 26 Ã¬m-diameter spot size for all the analyses. Each analysis involved a background acquisition of approximately 30 s (gas blank) followed by 60 s of data acquisition from the sample. | STDGL3 was used to determine the chalcophile and siderophile concentrations (Danyushevsky et al., 2011), and the in-house standard of pure pyrite Py was used to calibrate the S and Fe concentrations. The integrated count data of lithophile element concentrations were calibrated and converted using GSD-1G. Sulfide reference material, MASS-1, was analyzed as an unknown sample to check the analytical accuracy. | 3.6006 |  | -0.631 |  | -0.28 |  | -0.027 | [7 empty] | -0.015 |  |  |  | -108.249 |  | 0.11778 | [5 empty] | 1.2552 |  | -0.857 |  |  |  | 1.283 | [9 empty] | 465387.9288 |  | 0.085751 |  |  |  | -0.291 | [7 empty] | 0.005153 | [5 empty] | -0.005 | [5 empty] | -1.623 |  | 0.37987 |  | 0.12568 |  |  |  | -0.002 |  |  |  | 4.1908 | [5 empty] | 23.4326 | [15 empty] | 534471.1096 |  | 0.66323 |  | -0.158 |  | 20.8934 |  | -209.71 |  |  |  | 1.0505 |  |  |  | -0.013 |  |  |  | -0.191 |  |  |  | 88305.5619 |  | 23.174 | [5 empty] | 0.057292 |  | 32.1102 | [5 empty] | 1.8971 |  |  |  |  | 2022 | Chu, X., Li, B., Shen, P., Zha, Z., Lei, Z., Wang, X., Tao, S., Hu, Q., 2022. Trace elements in sulfide minerals from the Huangshaping copper-polymetallic deposit, Hunan, China: Ore genesis and element occurrence. Ore Geol. Rev. 144, 104867. https://doi.org/10.1016/j.oregeorev.2022.104867 |  | CHN |  | 112.6783 | 25.6586 | [6 empty] | Located from Mindat | 5000 | Inconsistencies exist between Methods section (see operating_conditions) which indicate measurement of only 71Ge and 107Ag, whereas 72Ge and 109Ag are the reported isotopes in the supplementary data table. S (sulphur) reported in separate column, not reported in 34S column). Table shows 74Ge and 109Ag. Measured 72Ge=8.75369069112757; 107Ag=2.72819480916384 | 2025-11-28
| Huangshaping |  | Magmatic - hydrothermal | Replacement | Replacement zinc-lead |  |  |  | Chu et al., 2022 |  |  | HSP-8-py1 - 3 | underground mine |  |  |  |  | ore material | hand specimen |  | rock | [9 empty] | pyrite | [8 empty] | LA-ICPMS | ASI RESOLution-LR-S155 laser microprobe equipped with a Coherent Compex-Pro 193 nm ArF excimer laser. An Agilent 7700x ICP-MS instrument was used to acquire ion-signal intensities | State Key Laboratory of Ore Deposit Geochemistry, Institute of Geochemistry, Chinese Academy of Sciences. | The ablated aerosol was mixed with Ar (900 ml/min) as a transport gas, before exiting the cell. The following isotopes were monitored: 25Mg, 27Al, 29Si, 34S, 43Ca, 45Sc, 49Ti, 51V, 53Cr, 55Mn, 57Fe, 59Co, 60Ni, 65Cu,66Zn, 71Ga, 72Ge, 75As, 77Se, 93Nb, 95Mo, 107Ag, 111Cd, 115In, 118Sn,121Sb, 125Te, 139La, 181Ta, 184W, 197Au, 205Tl, 208Pb, and 209Bi. We used a consistent 26 Ã¬m-diameter spot size for all the analyses. Each analysis involved a background acquisition of approximately 30 s (gas blank) followed by 60 s of data acquisition from the sample. | STDGL3 was used to determine the chalcophile and siderophile concentrations (Danyushevsky et al., 2011), and the in-house standard of pure pyrite Py was used to calibrate the S and Fe concentrations. The integrated count data of lithophile element concentrations were calibrated and converted using GSD-1G. Sulfide reference material, MASS-1, was analyzed as an unknown sample to check the analytical accuracy. | 1.8087 |  | -0.722 |  | -0.209 |  | -0.026 | [7 empty] | 0.011638 |  |  |  | -102.838 |  | -0.084 | [5 empty] | 0.64873 |  | -0.82 |  |  |  | -0.442 | [9 empty] | 465418.718 |  | 0.022469 |  |  |  | 0.38923 | [7 empty] | -0.004 | [5 empty] | -0.005 | [5 empty] | -1.646 |  | -0.278 |  | 0.048743 |  |  |  | -0.003 |  |  |  | 1.9859 | [5 empty] | 3.997 | [15 empty] | 534490.1332 |  | 0.41713 |  | -0.129 |  | 9.3754 |  | -217.453 |  |  |  | 0.25196 |  |  |  | 0.0058401 |  |  |  | -0.353 |  |  |  | 75144.4957 |  | 31.1667 | [5 empty] | 0.046909 |  | 15.4106 | [5 empty] | 1.7481 |  |  |  |  | 2022 | Chu, X., Li, B., Shen, P., Zha, Z., Lei, Z., Wang, X., Tao, S., Hu, Q., 2022. Trace elements in sulfide minerals from the Huangshaping copper-polymetallic deposit, Hunan, China: Ore genesis and element occurrence. Ore Geol. Rev. 144, 104867. https://doi.org/10.1016/j.oregeorev.2022.104867 |  | CHN |  | 112.6783 | 25.6586 | [6 empty] | Located from Mindat | 5000 | Inconsistencies exist between Methods section (see operating_conditions) which indicate measurement of only 71Ge and 107Ag, whereas 72Ge and 109Ag are the reported isotopes in the supplementary data table. S (sulphur) reported in separate column, not reported in 34S column). Table shows 74Ge and 109Ag. Measured 72Ge=8.8463832568989; 107Ag=0.699552505970237 | 2025-11-28
| Huangshaping |  | Magmatic - hydrothermal | Replacement | Replacement zinc-lead |  |  |  | Chu et al., 2022 |  |  | HSP-8-py2 - 1 | underground mine |  |  |  |  | ore material | hand specimen |  | rock | [9 empty] | pyrrhotite | [8 empty] | LA-ICPMS | ASI RESOLution-LR-S155 laser microprobe equipped with a Coherent Compex-Pro 193 nm ArF excimer laser. An Agilent 7700x ICP-MS instrument was used to acquire ion-signal intensities | State Key Laboratory of Ore Deposit Geochemistry, Institute of Geochemistry, Chinese Academy of Sciences. | The ablated aerosol was mixed with Ar (900 ml/min) as a transport gas, before exiting the cell. The following isotopes were monitored: 25Mg, 27Al, 29Si, 34S, 43Ca, 45Sc, 49Ti, 51V, 53Cr, 55Mn, 57Fe, 59Co, 60Ni, 65Cu,66Zn, 71Ga, 72Ge, 75As, 77Se, 93Nb, 95Mo, 107Ag, 111Cd, 115In, 118Sn,121Sb, 125Te, 139La, 181Ta, 184W, 197Au, 205Tl, 208Pb, and 209Bi. We used a consistent 26 Ã¬m-diameter spot size for all the analyses. Each analysis involved a background acquisition of approximately 30 s (gas blank) followed by 60 s of data acquisition from the sample. | STDGL3 was used to determine the chalcophile and siderophile concentrations (Danyushevsky et al., 2011), and the in-house standard of pure pyrite Py was used to calibrate the S and Fe concentrations. The integrated count data of lithophile element concentrations were calibrated and converted using GSD-1G. Sulfide reference material, MASS-1, was analyzed as an unknown sample to check the analytical accuracy. | 10.5697 |  | -0.966 |  | -0.282 |  | -0.032 | [7 empty] | 0.080694 |  |  |  | -167.695 |  | 0.29177 | [5 empty] | -0.041 |  | 21143.9582 |  |  |  | 4.0519 | [9 empty] | 623300 |  | 0.041214 |  |  |  | 0.46683 | [7 empty] | 0.022614 | [5 empty] | -0.007 | [5 empty] | -2.153 |  | 0.9724 |  | 0.17036 |  |  |  | -0.006 |  |  |  | -0.254 | [5 empty] | 98.5312 | [15 empty] | 789175.8489 |  | 1.9714 |  | -0.206 |  | 46.3901 |  | 385.8861 |  |  |  | 2.4843 |  |  |  | -0.01 |  |  |  | -0.643 |  |  |  | 100049.0595 |  | 1.1051 | [5 empty] | -0.048 |  | -0.039 | [5 empty] | -1.295 |  |  |  |  | 2022 | Chu, X., Li, B., Shen, P., Zha, Z., Lei, Z., Wang, X., Tao, S., Hu, Q., 2022. Trace elements in sulfide minerals from the Huangshaping copper-polymetallic deposit, Hunan, China: Ore genesis and element occurrence. Ore Geol. Rev. 144, 104867. https://doi.org/10.1016/j.oregeorev.2022.104867 |  | CHN |  | 112.6783 | 25.6586 | [6 empty] | Located from Mindat | 5000 | Inconsistencies exist between Methods section (see operating_conditions) which indicate measurement of only 71Ge and 107Ag, whereas 72Ge and 109Ag are the reported isotopes in the supplementary data table. Table shows 74Ge and 109Ag. Measured 72Ge=11.6784058007478; 107Ag=10.7164815927603 | 2025-11-28
| Huangshaping |  | Magmatic - hydrothermal | Replacement | Replacement zinc-lead |  |  |  | Chu et al., 2022 |  |  | HSP-8-py2 - 2 | underground mine |  |  |  |  | ore material | hand specimen |  | rock | [9 empty] | pyrrhotite | [8 empty] | LA-ICPMS | ASI RESOLution-LR-S155 laser microprobe equipped with a Coherent Compex-Pro 193 nm ArF excimer laser. An Agilent 7700x ICP-MS instrument was used to acquire ion-signal intensities | State Key Laboratory of Ore Deposit Geochemistry, Institute of Geochemistry, Chinese Academy of Sciences. | The ablated aerosol was mixed with Ar (900 ml/min) as a transport gas, before exiting the cell. The following isotopes were monitored: 25Mg, 27Al, 29Si, 34S, 43Ca, 45Sc, 49Ti, 51V, 53Cr, 55Mn, 57Fe, 59Co, 60Ni, 65Cu,66Zn, 71Ga, 72Ge, 75As, 77Se, 93Nb, 95Mo, 107Ag, 111Cd, 115In, 118Sn,121Sb, 125Te, 139La, 181Ta, 184W, 197Au, 205Tl, 208Pb, and 209Bi. We used a consistent 26 Ã¬m-diameter spot size for all the analyses. Each analysis involved a background acquisition of approximately 30 s (gas blank) followed by 60 s of data acquisition from the sample. | STDGL3 was used to determine the chalcophile and siderophile concentrations (Danyushevsky et al., 2011), and the in-house standard of pure pyrite Py was used to calibrate the S and Fe concentrations. The integrated count data of lithophile element concentrations were calibrated and converted using GSD-1G. Sulfide reference material, MASS-1, was analyzed as an unknown sample to check the analytical accuracy. | 2.6146 |  | -2.751 |  | -0.804 |  | -0.092 | [7 empty] | -0.059 |  |  |  | -476.928 |  | -0.324 | [5 empty] | -0.118 |  | -3.381 |  |  |  | -1.724 | [9 empty] | 623300 |  | -0.065 |  |  |  | -0.965 | [7 empty] | 0.014745 | [5 empty] | -0.021 | [5 empty] | -6.058 |  | 1.296 |  | -0.078 |  |  |  | -0.017 |  |  |  | -0.72 | [5 empty] | 1.832 | [15 empty] | 490746.9771 |  | -0.201 |  | -0.585 |  | 22.078 |  | -811.11 |  |  |  | -0.198 |  |  |  | -0.028 |  |  |  | -1.817 |  |  |  | 69470.1438 |  | -0.095 | [5 empty] | -0.134 |  | -0.112 | [5 empty] | -3.673 |  |  |  |  | 2022 | Chu, X., Li, B., Shen, P., Zha, Z., Lei, Z., Wang, X., Tao, S., Hu, Q., 2022. Trace elements in sulfide minerals from the Huangshaping copper-polymetallic deposit, Hunan, China: Ore genesis and element occurrence. Ore Geol. Rev. 144, 104867. https://doi.org/10.1016/j.oregeorev.2022.104867 |  | CHN |  | 112.6783 | 25.6586 | [6 empty] | Located from Mindat | 5000 | Inconsistencies exist between Methods section (see operating_conditions) which indicate measurement of only 71Ge and 107Ag, whereas 72Ge and 109Ag are the reported isotopes in the supplementary data table. Table shows 74Ge and 109Ag. Measured 72Ge=11.5724036119634; 107Ag=2.46416228145913 | 2025-11-28
| Huangshaping |  | Magmatic - hydrothermal | Replacement | Replacement zinc-lead |  |  |  | Chu et al., 2022 |  |  | HSP-8-py2 - 3 | underground mine |  |  |  |  | ore material | hand specimen |  | rock | [9 empty] | pyrrhotite | [8 empty] | LA-ICPMS | ASI RESOLution-LR-S155 laser microprobe equipped with a Coherent Compex-Pro 193 nm ArF excimer laser. An Agilent 7700x ICP-MS instrument was used to acquire ion-signal intensities | State Key Laboratory of Ore Deposit Geochemistry, Institute of Geochemistry, Chinese Academy of Sciences. | The ablated aerosol was mixed with Ar (900 ml/min) as a transport gas, before exiting the cell. The following isotopes were monitored: 25Mg, 27Al, 29Si, 34S, 43Ca, 45Sc, 49Ti, 51V, 53Cr, 55Mn, 57Fe, 59Co, 60Ni, 65Cu,66Zn, 71Ga, 72Ge, 75As, 77Se, 93Nb, 95Mo, 107Ag, 111Cd, 115In, 118Sn,121Sb, 125Te, 139La, 181Ta, 184W, 197Au, 205Tl, 208Pb, and 209Bi. We used a consistent 26 Ã¬m-diameter spot size for all the analyses. Each analysis involved a background acquisition of approximately 30 s (gas blank) followed by 60 s of data acquisition from the sample. | STDGL3 was used to determine the chalcophile and siderophile concentrations (Danyushevsky et al., 2011), and the in-house standard of pure pyrite Py was used to calibrate the S and Fe concentrations. The integrated count data of lithophile element concentrations were calibrated and converted using GSD-1G. Sulfide reference material, MASS-1, was analyzed as an unknown sample to check the analytical accuracy. | 10.3087 |  | 18639.0929 |  | -0.268 |  | -0.031 | [7 empty] | 0.03817 |  |  |  | -155.544 |  | -0.107 | [5 empty] | -0.039 |  | 12163.8997 |  |  |  | 4.1613 | [9 empty] | 623300 |  | -0.021 |  |  |  | -0.321 | [7 empty] | 0.0070069 | [5 empty] | -0.007 | [5 empty] | -1.975 |  | -0.378 |  | 0.071052 |  |  |  | 0.01612 |  |  |  | -0.239 | [5 empty] | 172.5999 | [15 empty] | 694208.879 |  | 5.1993 |  | -0.191 |  | 31.62 |  | -268.807 |  |  |  | 3.2503 |  |  |  | -0.009 |  |  |  | -0.596 |  |  |  | 106732.5132 |  | 0.71296 | [5 empty] | 0.045047 |  | -0.037 | [5 empty] | -1.225 |  |  |  |  | 2022 | Chu, X., Li, B., Shen, P., Zha, Z., Lei, Z., Wang, X., Tao, S., Hu, Q., 2022. Trace elements in sulfide minerals from the Huangshaping copper-polymetallic deposit, Hunan, China: Ore genesis and element occurrence. Ore Geol. Rev. 144, 104867. https://doi.org/10.1016/j.oregeorev.2022.104867 |  | CHN |  | 112.6783 | 25.6586 | [6 empty] | Located from Mindat | 5000 | Inconsistencies exist between Methods section (see operating_conditions) which indicate measurement of only 71Ge and 107Ag, whereas 72Ge and 109Ag are the reported isotopes in the supplementary data table. Table shows 74Ge and 109Ag. Measured 72Ge=10.7483473270149; 107Ag=11.4519575946861 | 2025-11-28
| Huangshaping |  | Magmatic - hydrothermal | Replacement | Replacement zinc-lead |  |  |  | Chu et al., 2022 |  |  | HSP-8-py1 - 4 | underground mine |  |  |  |  | ore material | hand specimen |  | rock | [9 empty] | pyrite | [8 empty] | LA-ICPMS | ASI RESOLution-LR-S155 laser microprobe equipped with a Coherent Compex-Pro 193 nm ArF excimer laser. An Agilent 7700x ICP-MS instrument was used to acquire ion-signal intensities | State Key Laboratory of Ore Deposit Geochemistry, Institute of Geochemistry, Chinese Academy of Sciences. | The ablated aerosol was mixed with Ar (900 ml/min) as a transport gas, before exiting the cell. The following isotopes were monitored: 25Mg, 27Al, 29Si, 34S, 43Ca, 45Sc, 49Ti, 51V, 53Cr, 55Mn, 57Fe, 59Co, 60Ni, 65Cu,66Zn, 71Ga, 72Ge, 75As, 77Se, 93Nb, 95Mo, 107Ag, 111Cd, 115In, 118Sn,121Sb, 125Te, 139La, 181Ta, 184W, 197Au, 205Tl, 208Pb, and 209Bi. We used a consistent 26 Ã¬m-diameter spot size for all the analyses. Each analysis involved a background acquisition of approximately 30 s (gas blank) followed by 60 s of data acquisition from the sample. | STDGL3 was used to determine the chalcophile and siderophile concentrations (Danyushevsky et al., 2011), and the in-house standard of pure pyrite Py was used to calibrate the S and Fe concentrations. The integrated count data of lithophile element concentrations were calibrated and converted using GSD-1G. Sulfide reference material, MASS-1, was analyzed as an unknown sample to check the analytical accuracy. | 0.96175 |  | -0.664 |  | -0.201 |  | -0.037 | [7 empty] | -0.016 |  |  |  | -101.938 |  | -0.078 | [5 empty] | -0.042 |  | -0.69 |  |  |  | 0.69668 | [9 empty] | 465439.4584 |  | 0.019407 |  |  |  | -0.298 | [7 empty] | 0.0041343 | [5 empty] | -0.005 | [5 empty] | -1.356 |  | -0.302 |  | 0.038572 |  |  |  | 0.0034166 |  |  |  | -0.166 | [5 empty] | 9.7659 | [15 empty] | 534502.4201 |  | 0.12431 |  | -0.134 |  | 1.9624 |  | -200.033 |  |  |  | 0.90326 |  |  |  | -0.013 |  |  |  | -0.355 |  |  |  | 77506.8777 |  | 12.5277 | [5 empty] | -0.054 |  | 5.5118 | [5 empty] | -0.98 |  |  |  |  | 2022 | Chu, X., Li, B., Shen, P., Zha, Z., Lei, Z., Wang, X., Tao, S., Hu, Q., 2022. Trace elements in sulfide minerals from the Huangshaping copper-polymetallic deposit, Hunan, China: Ore genesis and element occurrence. Ore Geol. Rev. 144, 104867. https://doi.org/10.1016/j.oregeorev.2022.104867 |  | CHN |  | 112.6783 | 25.6586 | [6 empty] | Located from Mindat | 5000 | Inconsistencies exist between Methods section (see operating_conditions) which indicate measurement of only 71Ge and 107Ag, whereas 72Ge and 109Ag are the reported isotopes in the supplementary data table. S (sulphur) reported in separate column, not reported in 34S column). Table shows 74Ge and 109Ag. Measured 72Ge=8.48791126506135; 107Ag=1.39597493462836 | 2025-11-28
| Huangshaping |  | Magmatic - hydrothermal | Replacement | Replacement zinc-lead |  |  |  | Chu et al., 2022 |  |  | HSP-9-py - 1 | underground mine |  |  |  |  | ore material | hand specimen |  | rock | [9 empty] | pyrrhotite | [8 empty] | LA-ICPMS | ASI RESOLution-LR-S155 laser microprobe equipped with a Coherent Compex-Pro 193 nm ArF excimer laser. An Agilent 7700x ICP-MS instrument was used to acquire ion-signal intensities | State Key Laboratory of Ore Deposit Geochemistry, Institute of Geochemistry, Chinese Academy of Sciences. | The ablated aerosol was mixed with Ar (900 ml/min) as a transport gas, before exiting the cell. The following isotopes were monitored: 25Mg, 27Al, 29Si, 34S, 43Ca, 45Sc, 49Ti, 51V, 53Cr, 55Mn, 57Fe, 59Co, 60Ni, 65Cu,66Zn, 71Ga, 72Ge, 75As, 77Se, 93Nb, 95Mo, 107Ag, 111Cd, 115In, 118Sn,121Sb, 125Te, 139La, 181Ta, 184W, 197Au, 205Tl, 208Pb, and 209Bi. We used a consistent 26 Ã¬m-diameter spot size for all the analyses. Each analysis involved a background acquisition of approximately 30 s (gas blank) followed by 60 s of data acquisition from the sample. | STDGL3 was used to determine the chalcophile and siderophile concentrations (Danyushevsky et al., 2011), and the in-house standard of pure pyrite Py was used to calibrate the S and Fe concentrations. The integrated count data of lithophile element concentrations were calibrated and converted using GSD-1G. Sulfide reference material, MASS-1, was analyzed as an unknown sample to check the analytical accuracy. | -3.759 |  | -4.262 |  | -1.26 |  | -0.145 | [7 empty] | -0.092 |  |  |  | -719.487 |  | -0.502 | [5 empty] | 0.64451 |  | -5.542 |  |  |  | -2.708 | [9 empty] | 623300 |  | -0.099 |  |  |  | -1.509 | [7 empty] | -0.022 | [5 empty] | -0.032 | [5 empty] | -9.264 |  | -1.815 |  | -0.123 |  |  |  | -0.028 |  |  |  | 5.5664 | [5 empty] | 0.48083 | [15 empty] | 526963.2417 |  | -0.314 |  | -0.892 |  | 9.6434 |  | -1273.198 |  |  |  | -0.303 |  |  |  | 0.048148 |  |  |  | -2.797 |  |  |  | 75596.906 |  | -0.148 | [5 empty] | -0.211 |  | -0.176 | [5 empty] | -5.757 |  |  |  |  | 2022 | Chu, X., Li, B., Shen, P., Zha, Z., Lei, Z., Wang, X., Tao, S., Hu, Q., 2022. Trace elements in sulfide minerals from the Huangshaping copper-polymetallic deposit, Hunan, China: Ore genesis and element occurrence. Ore Geol. Rev. 144, 104867. https://doi.org/10.1016/j.oregeorev.2022.104867 |  | CHN |  | 112.6783 | 25.6586 | [6 empty] | Located from Mindat | 5000 | Inconsistencies exist between Methods section (see operating_conditions) which indicate measurement of only 71Ge and 107Ag, whereas 72Ge and 109Ag are the reported isotopes in the supplementary data table. Table shows 74Ge and 109Ag. Measured 72Ge=9.62774309520319; 107Ag=<3.554 | 2025-11-28
| Huangshaping |  | Magmatic - hydrothermal | Replacement | Replacement zinc-lead |  |  |  | Chu et al., 2022 |  |  | HSP-9-py - 2 | underground mine |  |  |  |  | ore material | hand specimen |  | rock | [9 empty] | pyrrhotite | [8 empty] | LA-ICPMS | ASI RESOLution-LR-S155 laser microprobe equipped with a Coherent Compex-Pro 193 nm ArF excimer laser. An Agilent 7700x ICP-MS instrument was used to acquire ion-signal intensities | State Key Laboratory of Ore Deposit Geochemistry, Institute of Geochemistry, Chinese Academy of Sciences. | The ablated aerosol was mixed with Ar (900 ml/min) as a transport gas, before exiting the cell. The following isotopes were monitored: 25Mg, 27Al, 29Si, 34S, 43Ca, 45Sc, 49Ti, 51V, 53Cr, 55Mn, 57Fe, 59Co, 60Ni, 65Cu,66Zn, 71Ga, 72Ge, 75As, 77Se, 93Nb, 95Mo, 107Ag, 111Cd, 115In, 118Sn,121Sb, 125Te, 139La, 181Ta, 184W, 197Au, 205Tl, 208Pb, and 209Bi. We used a consistent 26 Ã¬m-diameter spot size for all the analyses. Each analysis involved a background acquisition of approximately 30 s (gas blank) followed by 60 s of data acquisition from the sample. | STDGL3 was used to determine the chalcophile and siderophile concentrations (Danyushevsky et al., 2011), and the in-house standard of pure pyrite Py was used to calibrate the S and Fe concentrations. The integrated count data of lithophile element concentrations were calibrated and converted using GSD-1G. Sulfide reference material, MASS-1, was analyzed as an unknown sample to check the analytical accuracy. | 2.9567 |  | -2.367 |  | -0.705 |  | -0.082 | [7 empty] | 0.064842 |  |  |  | -394.124 |  | -0.279 | [5 empty] | 0.6129 |  | -3.139 |  |  |  | -1.505 | [9 empty] | 623300 |  | -0.055 |  |  |  | -0.846 | [7 empty] | -0.012 | [5 empty] | -0.018 | [5 empty] | -5.14 |  | -1.023 |  | -0.069 |  |  |  | -0.015 |  |  |  | 5.8014 | [5 empty] | 5.4338 | [15 empty] | 486622.2147 |  | -0.176 |  | -0.493 |  | -5.317 |  | 783.0768 |  |  |  | -0.168 |  |  |  | -0.025 |  |  |  | -1.557 |  |  |  | 83402.8175 |  | -0.082 | [5 empty] | -0.118 |  | -0.099 | [5 empty] | -3.229 |  |  |  |  | 2022 | Chu, X., Li, B., Shen, P., Zha, Z., Lei, Z., Wang, X., Tao, S., Hu, Q., 2022. Trace elements in sulfide minerals from the Huangshaping copper-polymetallic deposit, Hunan, China: Ore genesis and element occurrence. Ore Geol. Rev. 144, 104867. https://doi.org/10.1016/j.oregeorev.2022.104867 |  | CHN |  | 112.6783 | 25.6586 | [6 empty] | Located from Mindat | 5000 | Inconsistencies exist between Methods section (see operating_conditions) which indicate measurement of only 71Ge and 107Ag, whereas 72Ge and 109Ag are the reported isotopes in the supplementary data table. Table shows 74Ge and 109Ag. Measured 72Ge=11.3114128090491; 107Ag=2.12538879571349 | 2025-11-28
| Huangshaping |  | Magmatic - hydrothermal | Replacement | Replacement zinc-lead |  |  |  | Chu et al., 2022 |  |  | HSP-9-py - 3 | underground mine |  |  |  |  | ore material | hand specimen |  | rock | [9 empty] | pyrrhotite | [8 empty] | LA-ICPMS | ASI RESOLution-LR-S155 laser microprobe equipped with a Coherent Compex-Pro 193 nm ArF excimer laser. An Agilent 7700x ICP-MS instrument was used to acquire ion-signal intensities | State Key Laboratory of Ore Deposit Geochemistry, Institute of Geochemistry, Chinese Academy of Sciences. | The ablated aerosol was mixed with Ar (900 ml/min) as a transport gas, before exiting the cell. The following isotopes were monitored: 25Mg, 27Al, 29Si, 34S, 43Ca, 45Sc, 49Ti, 51V, 53Cr, 55Mn, 57Fe, 59Co, 60Ni, 65Cu,66Zn, 71Ga, 72Ge, 75As, 77Se, 93Nb, 95Mo, 107Ag, 111Cd, 115In, 118Sn,121Sb, 125Te, 139La, 181Ta, 184W, 197Au, 205Tl, 208Pb, and 209Bi. We used a consistent 26 Ã¬m-diameter spot size for all the analyses. Each analysis involved a background acquisition of approximately 30 s (gas blank) followed by 60 s of data acquisition from the sample. | STDGL3 was used to determine the chalcophile and siderophile concentrations (Danyushevsky et al., 2011), and the in-house standard of pure pyrite Py was used to calibrate the S and Fe concentrations. The integrated count data of lithophile element concentrations were calibrated and converted using GSD-1G. Sulfide reference material, MASS-1, was analyzed as an unknown sample to check the analytical accuracy. | -1.513 |  | -1.705 |  | 0.73736 |  | -0.059 | [7 empty] | -0.037 |  |  |  | -279.461 |  | -0.201 | [5 empty] | 0.75193 |  | -2.317 |  |  |  | -1.079 | [9 empty] | 623300 |  | 0.051142 |  |  |  | -0.615 | [7 empty] | -0.009 | [5 empty] | -0.013 | [5 empty] | -3.712 |  | -0.751 |  | -0.05 |  |  |  | -0.011 |  |  |  | 5.0255 | [5 empty] | 1.851 | [15 empty] | 455856.7759 |  | -0.126 |  | -0.353 |  | -3.866 |  | -517.226 |  |  |  | -0.12 |  |  |  | -0.018 |  |  |  | -1.109 |  |  |  | 58954.8222 |  | 0.072218 | [5 empty] | -0.085 |  | -0.071 | [5 empty] | -2.352 |  |  |  |  | 2022 | Chu, X., Li, B., Shen, P., Zha, Z., Lei, Z., Wang, X., Tao, S., Hu, Q., 2022. Trace elements in sulfide minerals from the Huangshaping copper-polymetallic deposit, Hunan, China: Ore genesis and element occurrence. Ore Geol. Rev. 144, 104867. https://doi.org/10.1016/j.oregeorev.2022.104867 |  | CHN |  | 112.6783 | 25.6586 | [6 empty] | Located from Mindat | 5000 | Inconsistencies exist between Methods section (see operating_conditions) which indicate measurement of only 71Ge and 107Ag, whereas 72Ge and 109Ag are the reported isotopes in the supplementary data table. Table shows 74Ge and 109Ag. Measured 72Ge=10.7427768989195; 107Ag=<1.418 | 2025-11-28
| Huangshaping |  | Magmatic - hydrothermal | Replacement | Replacement zinc-lead |  |  |  | Chu et al., 2022 |  |  | HSP-9-py - 4 | underground mine |  |  |  |  | ore material | hand specimen |  | rock | [9 empty] | pyrrhotite | [8 empty] | LA-ICPMS | ASI RESOLution-LR-S155 laser microprobe equipped with a Coherent Compex-Pro 193 nm ArF excimer laser. An Agilent 7700x ICP-MS instrument was used to acquire ion-signal intensities | State Key Laboratory of Ore Deposit Geochemistry, Institute of Geochemistry, Chinese Academy of Sciences. | The ablated aerosol was mixed with Ar (900 ml/min) as a transport gas, before exiting the cell. The following isotopes were monitored: 25Mg, 27Al, 29Si, 34S, 43Ca, 45Sc, 49Ti, 51V, 53Cr, 55Mn, 57Fe, 59Co, 60Ni, 65Cu,66Zn, 71Ga, 72Ge, 75As, 77Se, 93Nb, 95Mo, 107Ag, 111Cd, 115In, 118Sn,121Sb, 125Te, 139La, 181Ta, 184W, 197Au, 205Tl, 208Pb, and 209Bi. We used a consistent 26 Ã¬m-diameter spot size for all the analyses. Each analysis involved a background acquisition of approximately 30 s (gas blank) followed by 60 s of data acquisition from the sample. | STDGL3 was used to determine the chalcophile and siderophile concentrations (Danyushevsky et al., 2011), and the in-house standard of pure pyrite Py was used to calibrate the S and Fe concentrations. The integrated count data of lithophile element concentrations were calibrated and converted using GSD-1G. Sulfide reference material, MASS-1, was analyzed as an unknown sample to check the analytical accuracy. | -1.123 |  | -1.27 |  | -0.38 |  | -0.044 | [7 empty] | -0.028 |  |  |  | -203.951 |  | 0.20838 | [5 empty] | 0.19387 |  | -1.763 |  |  |  | -0.794 | [9 empty] | 623300 |  | -0.029 |  |  |  | -0.459 | [7 empty] | -0.006 | [5 empty] | -0.01 | [5 empty] | -2.786 |  | -0.568 |  | -0.038 |  |  |  | -0.008 |  |  |  | 5.5509 | [5 empty] | 0.31059 | [15 empty] | 449029.8992 |  | -0.095 |  | -0.261 |  | -2.883 |  | -387.191 |  |  |  | -0.089 |  |  |  | -0.013 |  |  |  | -0.827 |  |  |  | 75754.551 |  | -0.044 | [5 empty] | -0.063 |  | -0.053 | [5 empty] | -1.771 |  |  |  |  | 2022 | Chu, X., Li, B., Shen, P., Zha, Z., Lei, Z., Wang, X., Tao, S., Hu, Q., 2022. Trace elements in sulfide minerals from the Huangshaping copper-polymetallic deposit, Hunan, China: Ore genesis and element occurrence. Ore Geol. Rev. 144, 104867. https://doi.org/10.1016/j.oregeorev.2022.104867 |  | CHN |  | 112.6783 | 25.6586 | [6 empty] | Located from Mindat | 5000 | Inconsistencies exist between Methods section (see operating_conditions) which indicate measurement of only 71Ge and 107Ag, whereas 72Ge and 109Ag are the reported isotopes in the supplementary data table. Table shows 74Ge and 109Ag. Measured 72Ge=9.5603623832205; 107Ag=1.16102076538044 | 2025-11-28
| Huangshaping |  | Magmatic - hydrothermal | Replacement | Replacement zinc-lead |  |  |  | Chu et al., 2022 |  |  | HSP-9-py - 5 | underground mine |  |  |  |  | ore material | hand specimen |  | rock | [9 empty] | pyrrhotite | [8 empty] | LA-ICPMS | ASI RESOLution-LR-S155 laser microprobe equipped with a Coherent Compex-Pro 193 nm ArF excimer laser. An Agilent 7700x ICP-MS instrument was used to acquire ion-signal intensities | State Key Laboratory of Ore Deposit Geochemistry, Institute of Geochemistry, Chinese Academy of Sciences. | The ablated aerosol was mixed with Ar (900 ml/min) as a transport gas, before exiting the cell. The following isotopes were monitored: 25Mg, 27Al, 29Si, 34S, 43Ca, 45Sc, 49Ti, 51V, 53Cr, 55Mn, 57Fe, 59Co, 60Ni, 65Cu,66Zn, 71Ga, 72Ge, 75As, 77Se, 93Nb, 95Mo, 107Ag, 111Cd, 115In, 118Sn,121Sb, 125Te, 139La, 181Ta, 184W, 197Au, 205Tl, 208Pb, and 209Bi. We used a consistent 26 Ã¬m-diameter spot size for all the analyses. Each analysis involved a background acquisition of approximately 30 s (gas blank) followed by 60 s of data acquisition from the sample. | STDGL3 was used to determine the chalcophile and siderophile concentrations (Danyushevsky et al., 2011), and the in-house standard of pure pyrite Py was used to calibrate the S and Fe concentrations. The integrated count data of lithophile element concentrations were calibrated and converted using GSD-1G. Sulfide reference material, MASS-1, was analyzed as an unknown sample to check the analytical accuracy. | 5.9547 |  | -3.551 |  | 1.1966 |  | -0.124 | [7 empty] | 0.39368 |  |  |  | -555.794 |  | -0.413 | [5 empty] | -0.16 |  | -4.991 |  |  |  | -2.159 | [9 empty] | 623300 |  | -0.08 |  |  |  | -1.288 | [7 empty] | 0.053837 | [5 empty] | -0.027 | [5 empty] | -7.895 |  | -1.593 |  | 0.13749 |  |  |  | 0.024553 |  |  |  | 21.8976 | [5 empty] | 44.9811 | [15 empty] | 607356.7358 |  | 4.7246 |  | -0.722 |  | -8.081 |  | -1088.759 |  |  |  | 3.5065 |  |  |  | -0.037 |  |  |  | -2.287 |  |  |  | 113679.6888 |  | 3.5795 | [5 empty] | -0.173 |  | 2.1425 | [5 empty] | 68.438 |  |  |  |  | 2022 | Chu, X., Li, B., Shen, P., Zha, Z., Lei, Z., Wang, X., Tao, S., Hu, Q., 2022. Trace elements in sulfide minerals from the Huangshaping copper-polymetallic deposit, Hunan, China: Ore genesis and element occurrence. Ore Geol. Rev. 144, 104867. https://doi.org/10.1016/j.oregeorev.2022.104867 |  | CHN |  | 112.6783 | 25.6586 | [6 empty] | Located from Mindat | 5000 | Inconsistencies exist between Methods section (see operating_conditions) which indicate measurement of only 71Ge and 107Ag, whereas 72Ge and 109Ag are the reported isotopes in the supplementary data table. Table shows 74Ge and 109Ag. Measured 72Ge=12.0511524000808; 107Ag=3.71318013591764 | 2025-11-28
| Huangshaping |  | Magmatic - hydrothermal | Replacement | Replacement zinc-lead |  |  |  | Chu et al., 2022 |  |  | HSP-9-sp1 - 1 | underground mine |  |  |  |  | ore material | hand specimen |  | rock | [9 empty] | sphalerite | [8 empty] | LA-ICPMS | ASI RESOLution-LR-S155 laser microprobe equipped with a Coherent Compex-Pro 193 nm ArF excimer laser. An Agilent 7700x ICP-MS instrument was used to acquire ion-signal intensities | State Key Laboratory of Ore Deposit Geochemistry, Institute of Geochemistry, Chinese Academy of Sciences. | The ablated aerosol was mixed with Ar (900 ml/min) as a transport gas, before exiting the cell. The following isotopes were monitored: 25Mg, 27Al, 29Si, 34S, 43Ca, 45Sc, 49Ti, 51V, 53Cr, 55Mn, 57Fe, 59Co, 60Ni, 65Cu,66Zn, 71Ga, 72Ge, 75As, 77Se, 93Nb, 95Mo, 107Ag, 111Cd, 115In, 118Sn,121Sb, 125Te, 139La, 181Ta, 184W, 197Au, 205Tl, 208Pb, and 209Bi. We used a consistent 26 Ã¬m-diameter spot size for all the analyses. Each analysis involved a background acquisition of approximately 30 s (gas blank) followed by 60 s of data acquisition from the sample. | STDGL3 was used to determine the chalcophile and siderophile concentrations (Danyushevsky et al., 2011), and the in-house standard of pure pyrite Py was used to calibrate the S and Fe concentrations. The integrated count data of lithophile element concentrations were calibrated and converted using GSD-1G. Sulfide reference material, MASS-1, was analyzed as an unknown sample to check the analytical accuracy. | 12.26 |  | 14247.698 |  | 0.1902 |  | -0.067 | [7 empty] | 0.034927 |  |  |  | -207.347 |  | 3075.4766 | [5 empty] | 0.46172 |  | -1.906 |  |  |  | 71.7371 | [9 empty] | 99846.8162 |  | 5.9603 |  |  |  | -0.661 | [7 empty] | 54.8422 | [5 empty] | -0.012 | [5 empty] | -3.835 |  | 1115.24 |  | 0.1311 |  |  |  | 0.0055435 |  |  |  | -0.224 | [5 empty] | 7.6926 | [15 empty] | 333705.2316 |  | 0.51194 |  | -0.29 |  | 3.099 |  | -448.535 |  |  |  | 1.2799 |  |  |  | -0.032 |  |  |  | 0.73136 |  |  |  | 57665.7283 |  | -0.061 | [5 empty] | -0.069 |  | -0.052 | [5 empty] | 561741.5257 |  |  |  |  | 2022 | Chu, X., Li, B., Shen, P., Zha, Z., Lei, Z., Wang, X., Tao, S., Hu, Q., 2022. Trace elements in sulfide minerals from the Huangshaping copper-polymetallic deposit, Hunan, China: Ore genesis and element occurrence. Ore Geol. Rev. 144, 104867. https://doi.org/10.1016/j.oregeorev.2022.104867 |  | CHN |  | 112.6783 | 25.6586 | [6 empty] | Located from Mindat | 5000 | Inconsistencies exist between Methods section (see operating_conditions) which indicate measurement of only 71Ge and 107Ag, whereas 72Ge and 109Ag are the reported isotopes in the supplementary data table. S (sulphur) reported in separate column, not reported in 34S column). Table shows 74Ge and 109Ag. Measured 72Ge=1.97935295334266; 107Ag=15.5626233223755 | 2025-11-28
| Huangshaping |  | Magmatic - hydrothermal | Replacement | Replacement zinc-lead |  |  |  | Chu et al., 2022 |  |  | HSP-9-sp1 - 2 | underground mine |  |  |  |  | ore material | hand specimen |  | rock | [9 empty] | sphalerite | [8 empty] | LA-ICPMS | ASI RESOLution-LR-S155 laser microprobe equipped with a Coherent Compex-Pro 193 nm ArF excimer laser. An Agilent 7700x ICP-MS instrument was used to acquire ion-signal intensities | State Key Laboratory of Ore Deposit Geochemistry, Institute of Geochemistry, Chinese Academy of Sciences. | The ablated aerosol was mixed with Ar (900 ml/min) as a transport gas, before exiting the cell. The following isotopes were monitored: 25Mg, 27Al, 29Si, 34S, 43Ca, 45Sc, 49Ti, 51V, 53Cr, 55Mn, 57Fe, 59Co, 60Ni, 65Cu,66Zn, 71Ga, 72Ge, 75As, 77Se, 93Nb, 95Mo, 107Ag, 111Cd, 115In, 118Sn,121Sb, 125Te, 139La, 181Ta, 184W, 197Au, 205Tl, 208Pb, and 209Bi. We used a consistent 26 Ã¬m-diameter spot size for all the analyses. Each analysis involved a background acquisition of approximately 30 s (gas blank) followed by 60 s of data acquisition from the sample. | STDGL3 was used to determine the chalcophile and siderophile concentrations (Danyushevsky et al., 2011), and the in-house standard of pure pyrite Py was used to calibrate the S and Fe concentrations. The integrated count data of lithophile element concentrations were calibrated and converted using GSD-1G. Sulfide reference material, MASS-1, was analyzed as an unknown sample to check the analytical accuracy. | 21.0712 |  | -1.12 |  | 0.31368 |  | -0.034 | [7 empty] | 0.066167 |  |  |  | -164.963 |  | 3260.446 | [5 empty] | 0.54511 |  | -1.589 |  |  |  | 850.859 | [9 empty] | 121397.7013 |  | 5.1773 |  |  |  | -0.628 | [7 empty] | 121.8475 | [5 empty] | -0.01 | [5 empty] | -3.593 |  | 1315.8571 |  | 0.050117 |  |  |  | 0.0058139 |  |  |  | -0.287 | [5 empty] | 10.8572 | [15 empty] | 334477.0946 |  | 2.4611 |  | -0.231 |  | 8.9049 |  | 391.7375 |  |  |  | 197.2907 |  |  |  | 0.0037199 |  |  |  | -0.429 |  |  |  | 69351.8688 |  | 0.25395 | [5 empty] | -0.052 |  | -0.093 | [5 empty] | 537064.7195 |  |  |  |  | 2022 | Chu, X., Li, B., Shen, P., Zha, Z., Lei, Z., Wang, X., Tao, S., Hu, Q., 2022. Trace elements in sulfide minerals from the Huangshaping copper-polymetallic deposit, Hunan, China: Ore genesis and element occurrence. Ore Geol. Rev. 144, 104867. https://doi.org/10.1016/j.oregeorev.2022.104867 |  | CHN |  | 112.6783 | 25.6586 | [6 empty] | Located from Mindat | 5000 | Inconsistencies exist between Methods section (see operating_conditions) which indicate measurement of only 71Ge and 107Ag, whereas 72Ge and 109Ag are the reported isotopes in the supplementary data table. S (sulphur) reported in separate column, not reported in 34S column). Table shows 74Ge and 109Ag. Measured 72Ge=2.73717871011766; 107Ag=21.5068956379641 | 2025-11-28
| Huangshaping |  | Magmatic - hydrothermal | Replacement | Replacement zinc-lead |  |  |  | Chu et al., 2022 |  |  | HSP-9-sp1 - 3 | underground mine |  |  |  |  | ore material | hand specimen |  | rock | [9 empty] | pyrrhotite | [8 empty] | LA-ICPMS | ASI RESOLution-LR-S155 laser microprobe equipped with a Coherent Compex-Pro 193 nm ArF excimer laser. An Agilent 7700x ICP-MS instrument was used to acquire ion-signal intensities | State Key Laboratory of Ore Deposit Geochemistry, Institute of Geochemistry, Chinese Academy of Sciences. | The ablated aerosol was mixed with Ar (900 ml/min) as a transport gas, before exiting the cell. The following isotopes were monitored: 25Mg, 27Al, 29Si, 34S, 43Ca, 45Sc, 49Ti, 51V, 53Cr, 55Mn, 57Fe, 59Co, 60Ni, 65Cu,66Zn, 71Ga, 72Ge, 75As, 77Se, 93Nb, 95Mo, 107Ag, 111Cd, 115In, 118Sn,121Sb, 125Te, 139La, 181Ta, 184W, 197Au, 205Tl, 208Pb, and 209Bi. We used a consistent 26 Ã¬m-diameter spot size for all the analyses. Each analysis involved a background acquisition of approximately 30 s (gas blank) followed by 60 s of data acquisition from the sample. | STDGL3 was used to determine the chalcophile and siderophile concentrations (Danyushevsky et al., 2011), and the in-house standard of pure pyrite Py was used to calibrate the S and Fe concentrations. The integrated count data of lithophile element concentrations were calibrated and converted using GSD-1G. Sulfide reference material, MASS-1, was analyzed as an unknown sample to check the analytical accuracy. | 8.926 |  | -3.266 |  | 1.4375 |  | -0.116 | [7 empty] | 0.79239 |  |  |  | -505.274 |  | -0.384 | [5 empty] | 0.15781 |  | -4.71 |  |  |  | -1.976 | [9 empty] | 623300 |  | -0.074 |  |  |  | -1.21 | [7 empty] | -0.017 | [5 empty] | -0.025 | [5 empty] | -7.37 |  | -1.496 |  | -0.1 |  |  |  | -0.022 |  |  |  | 2.7079 | [5 empty] | 240.8987 | [15 empty] | 500746.9947 |  | 7.046 |  | -0.664 |  | -7.58 |  | -1006.912 |  |  |  | -0.228 |  |  |  | -0.035 |  |  |  | -2.129 |  |  |  | 48976.1373 |  | 0.60052 | [5 empty] | -0.161 |  | 21.7091 | [5 empty] | 60.8825 |  |  |  |  | 2022 | Chu, X., Li, B., Shen, P., Zha, Z., Lei, Z., Wang, X., Tao, S., Hu, Q., 2022. Trace elements in sulfide minerals from the Huangshaping copper-polymetallic deposit, Hunan, China: Ore genesis and element occurrence. Ore Geol. Rev. 144, 104867. https://doi.org/10.1016/j.oregeorev.2022.104867 |  | CHN |  | 112.6783 | 25.6586 | [6 empty] | Located from Mindat | 5000 | Inconsistencies exist between Methods section (see operating_conditions) which indicate measurement of only 71Ge and 107Ag, whereas 72Ge and 109Ag are the reported isotopes in the supplementary data table. Table shows 74Ge and 109Ag. Measured 72Ge=11.0491505930364; 107Ag=8.78067549296198 | 2025-11-28
| Huangshaping |  | Magmatic - hydrothermal | Replacement | Replacement zinc-lead |  |  |  | Chu et al., 2022 |  |  | HSP-9-sp1 - 4 | underground mine |  |  |  |  | ore material | hand specimen |  | rock | [9 empty] | sphalerite | [8 empty] | LA-ICPMS | ASI RESOLution-LR-S155 laser microprobe equipped with a Coherent Compex-Pro 193 nm ArF excimer laser. An Agilent 7700x ICP-MS instrument was used to acquire ion-signal intensities | State Key Laboratory of Ore Deposit Geochemistry, Institute of Geochemistry, Chinese Academy of Sciences. | The ablated aerosol was mixed with Ar (900 ml/min) as a transport gas, before exiting the cell. The following isotopes were monitored: 25Mg, 27Al, 29Si, 34S, 43Ca, 45Sc, 49Ti, 51V, 53Cr, 55Mn, 57Fe, 59Co, 60Ni, 65Cu,66Zn, 71Ga, 72Ge, 75As, 77Se, 93Nb, 95Mo, 107Ag, 111Cd, 115In, 118Sn,121Sb, 125Te, 139La, 181Ta, 184W, 197Au, 205Tl, 208Pb, and 209Bi. We used a consistent 26 Ã¬m-diameter spot size for all the analyses. Each analysis involved a background acquisition of approximately 30 s (gas blank) followed by 60 s of data acquisition from the sample. | STDGL3 was used to determine the chalcophile and siderophile concentrations (Danyushevsky et al., 2011), and the in-house standard of pure pyrite Py was used to calibrate the S and Fe concentrations. The integrated count data of lithophile element concentrations were calibrated and converted using GSD-1G. Sulfide reference material, MASS-1, was analyzed as an unknown sample to check the analytical accuracy. | 11.6747 |  | -1.812 |  | -0.83 |  | 0.10776 | [7 empty] | 0.094222 |  |  |  | -265.071 |  | 3728.3811 | [5 empty] | 0.37384 |  | -3.312 |  |  |  | 174.5951 | [9 empty] | 110880.4917 |  | 8.7654 |  |  |  | -0.802 | [7 empty] | 92.6245 | [5 empty] | 0.051135 | [5 empty] | -5.177 |  | 1285.1688 |  | -0.149 |  |  |  | -0.007 |  |  |  | -0.327 | [5 empty] | 4.819 | [15 empty] | 333378.7089 |  | 0.57117 |  | -0.433 |  | 10.538 |  | 1090.1908 |  |  |  | 8.7508 |  |  |  | -0.016 |  |  |  | -1.091 |  |  |  | 49284.2529 |  | 0.087242 | [5 empty] | -0.076 |  | 0.049181 | [5 empty] | 547674.9363 |  |  |  |  | 2022 | Chu, X., Li, B., Shen, P., Zha, Z., Lei, Z., Wang, X., Tao, S., Hu, Q., 2022. Trace elements in sulfide minerals from the Huangshaping copper-polymetallic deposit, Hunan, China: Ore genesis and element occurrence. Ore Geol. Rev. 144, 104867. https://doi.org/10.1016/j.oregeorev.2022.104867 |  | CHN |  | 112.6783 | 25.6586 | [6 empty] | Located from Mindat | 5000 | Inconsistencies exist between Methods section (see operating_conditions) which indicate measurement of only 71Ge and 107Ag, whereas 72Ge and 109Ag are the reported isotopes in the supplementary data table. S (sulphur) reported in separate column, not reported in 34S column). Table shows 74Ge and 109Ag. Measured 72Ge=1.65442978724322; 107Ag=11.3344652382477 | 2025-11-28
| Huangshaping |  | Magmatic - hydrothermal | Replacement | Replacement zinc-lead |  |  |  | Chu et al., 2022 |  |  | HSP-9-sp1 - 5 | underground mine |  |  |  |  | ore material | hand specimen |  | rock | [9 empty] | sphalerite | [8 empty] | LA-ICPMS | ASI RESOLution-LR-S155 laser microprobe equipped with a Coherent Compex-Pro 193 nm ArF excimer laser. An Agilent 7700x ICP-MS instrument was used to acquire ion-signal intensities | State Key Laboratory of Ore Deposit Geochemistry, Institute of Geochemistry, Chinese Academy of Sciences. | The ablated aerosol was mixed with Ar (900 ml/min) as a transport gas, before exiting the cell. The following isotopes were monitored: 25Mg, 27Al, 29Si, 34S, 43Ca, 45Sc, 49Ti, 51V, 53Cr, 55Mn, 57Fe, 59Co, 60Ni, 65Cu,66Zn, 71Ga, 72Ge, 75As, 77Se, 93Nb, 95Mo, 107Ag, 111Cd, 115In, 118Sn,121Sb, 125Te, 139La, 181Ta, 184W, 197Au, 205Tl, 208Pb, and 209Bi. We used a consistent 26 Ã¬m-diameter spot size for all the analyses. Each analysis involved a background acquisition of approximately 30 s (gas blank) followed by 60 s of data acquisition from the sample. | STDGL3 was used to determine the chalcophile and siderophile concentrations (Danyushevsky et al., 2011), and the in-house standard of pure pyrite Py was used to calibrate the S and Fe concentrations. The integrated count data of lithophile element concentrations were calibrated and converted using GSD-1G. Sulfide reference material, MASS-1, was analyzed as an unknown sample to check the analytical accuracy. | 18.1097 |  | -1.461 |  | -0.631 |  | 0.058705 | [7 empty] | -0.038 |  |  |  | -209.15 |  | 3586.1265 | [5 empty] | 0.32258 |  | -1.891 |  |  |  | 421.2455 | [9 empty] | 129431.7424 |  | 5.0973 |  |  |  | -0.693 | [7 empty] | 77.1561 | [5 empty] | -0.012 | [5 empty] | -4.204 |  | 1538.716 |  | 0.045353 |  |  |  | -0.014 |  |  |  | -0.343 | [5 empty] | 5.1368 | [15 empty] | 334584.0455 |  | -0.184 |  | -0.285 |  | 4.9007 |  | 754.0115 |  |  |  | 1.9008 |  |  |  | 0.032849 |  |  |  | -0.544 |  |  |  | 36359.8891 |  | -0.041 | [5 empty] | -0.11 |  | -0.013 | [5 empty] | 528237.6014 |  |  |  |  | 2022 | Chu, X., Li, B., Shen, P., Zha, Z., Lei, Z., Wang, X., Tao, S., Hu, Q., 2022. Trace elements in sulfide minerals from the Huangshaping copper-polymetallic deposit, Hunan, China: Ore genesis and element occurrence. Ore Geol. Rev. 144, 104867. https://doi.org/10.1016/j.oregeorev.2022.104867 |  | CHN |  | 112.6783 | 25.6586 | [6 empty] | Located from Mindat | 5000 | Inconsistencies exist between Methods section (see operating_conditions) which indicate measurement of only 71Ge and 107Ag, whereas 72Ge and 109Ag are the reported isotopes in the supplementary data table. S (sulphur) reported in separate column, not reported in 34S column). Table shows 74Ge and 109Ag. Measured 72Ge=2.16528714224894; 107Ag=17.5986412726525 | 2025-11-28
| Huangshaping |  | Magmatic - hydrothermal | Replacement | Replacement zinc-lead |  |  |  | Chu et al., 2022 |  |  | HSP-9-sp2 - 1 | underground mine |  |  |  |  | ore material | hand specimen |  | rock | [9 empty] | sphalerite | [8 empty] | LA-ICPMS | ASI RESOLution-LR-S155 laser microprobe equipped with a Coherent Compex-Pro 193 nm ArF excimer laser. An Agilent 7700x ICP-MS instrument was used to acquire ion-signal intensities | State Key Laboratory of Ore Deposit Geochemistry, Institute of Geochemistry, Chinese Academy of Sciences. | The ablated aerosol was mixed with Ar (900 ml/min) as a transport gas, before exiting the cell. The following isotopes were monitored: 25Mg, 27Al, 29Si, 34S, 43Ca, 45Sc, 49Ti, 51V, 53Cr, 55Mn, 57Fe, 59Co, 60Ni, 65Cu,66Zn, 71Ga, 72Ge, 75As, 77Se, 93Nb, 95Mo, 107Ag, 111Cd, 115In, 118Sn,121Sb, 125Te, 139La, 181Ta, 184W, 197Au, 205Tl, 208Pb, and 209Bi. We used a consistent 26 Ã¬m-diameter spot size for all the analyses. Each analysis involved a background acquisition of approximately 30 s (gas blank) followed by 60 s of data acquisition from the sample. | STDGL3 was used to determine the chalcophile and siderophile concentrations (Danyushevsky et al., 2011), and the in-house standard of pure pyrite Py was used to calibrate the S and Fe concentrations. The integrated count data of lithophile element concentrations were calibrated and converted using GSD-1G. Sulfide reference material, MASS-1, was analyzed as an unknown sample to check the analytical accuracy. | 10.7618 |  | -1.025 |  | -0.511 |  | -0.061 | [7 empty] | -0.032 |  |  |  | -131.738 |  | 3125.5442 | [5 empty] | 0.49054 |  | -1.26 |  |  |  | 85.6835 | [9 empty] | 109759.284 |  | 8.2114 |  |  |  | -0.449 | [7 empty] | 86.9983 | [5 empty] | -0.008 | [5 empty] | -2.489 |  | 1475.7921 |  | 0.10401 |  |  |  | -0.01 |  |  |  | -0.261 | [5 empty] | 6.1662 | [15 empty] | 333815.9652 |  | 0.25505 |  | -0.229 |  | 4.567 |  | 389.8365 |  |  |  | 5.8739 |  |  |  | -0.005 |  |  |  | -0.176 |  |  |  | 53283.0944 |  | -0.022 | [5 empty] | -0.079 |  | 0.029504 | [5 empty] | 550318.0184 |  |  |  |  | 2022 | Chu, X., Li, B., Shen, P., Zha, Z., Lei, Z., Wang, X., Tao, S., Hu, Q., 2022. Trace elements in sulfide minerals from the Huangshaping copper-polymetallic deposit, Hunan, China: Ore genesis and element occurrence. Ore Geol. Rev. 144, 104867. https://doi.org/10.1016/j.oregeorev.2022.104867 |  | CHN |  | 112.6783 | 25.6586 | [6 empty] | Located from Mindat | 5000 | Inconsistencies exist between Methods section (see operating_conditions) which indicate measurement of only 71Ge and 107Ag, whereas 72Ge and 109Ag are the reported isotopes in the supplementary data table. S (sulphur) reported in separate column, not reported in 34S column). Table shows 74Ge and 109Ag. Measured 72Ge=1.40243470105771; 107Ag=11.3147362107417 | 2025-11-28
| Huangshaping |  | Magmatic - hydrothermal | Replacement | Replacement zinc-lead |  |  |  | Chu et al., 2022 |  |  | HSP-9-sp2 - 2 | underground mine |  |  |  |  | ore material | hand specimen |  | rock | [9 empty] | sphalerite | [8 empty] | LA-ICPMS | ASI RESOLution-LR-S155 laser microprobe equipped with a Coherent Compex-Pro 193 nm ArF excimer laser. An Agilent 7700x ICP-MS instrument was used to acquire ion-signal intensities | State Key Laboratory of Ore Deposit Geochemistry, Institute of Geochemistry, Chinese Academy of Sciences. | The ablated aerosol was mixed with Ar (900 ml/min) as a transport gas, before exiting the cell. The following isotopes were monitored: 25Mg, 27Al, 29Si, 34S, 43Ca, 45Sc, 49Ti, 51V, 53Cr, 55Mn, 57Fe, 59Co, 60Ni, 65Cu,66Zn, 71Ga, 72Ge, 75As, 77Se, 93Nb, 95Mo, 107Ag, 111Cd, 115In, 118Sn,121Sb, 125Te, 139La, 181Ta, 184W, 197Au, 205Tl, 208Pb, and 209Bi. We used a consistent 26 Ã¬m-diameter spot size for all the analyses. Each analysis involved a background acquisition of approximately 30 s (gas blank) followed by 60 s of data acquisition from the sample. | STDGL3 was used to determine the chalcophile and siderophile concentrations (Danyushevsky et al., 2011), and the in-house standard of pure pyrite Py was used to calibrate the S and Fe concentrations. The integrated count data of lithophile element concentrations were calibrated and converted using GSD-1G. Sulfide reference material, MASS-1, was analyzed as an unknown sample to check the analytical accuracy. | 6.0197 |  | -0.875 |  | -0.155 |  | 0.012192 | [7 empty] | 0.0039973 |  |  |  | -125.077 |  | 3089.2498 | [5 empty] | 0.54358 |  | -1.321 |  |  |  | 54.7265 | [9 empty] | 123781.5776 |  | 5.9762 |  |  |  | -0.341 | [7 empty] | 43.9589 | [5 empty] | -0.007 | [5 empty] | -2.015 |  | 1612.2581 |  | -0.052 |  |  |  | 0.006471 |  |  |  | -0.329 | [5 empty] | 2.022 | [15 empty] | 334498.4141 |  | -0.098 |  | -0.233 |  | -2.447 |  | 497.0255 |  |  |  | 0.3857 |  |  |  | -0.029 |  |  |  | 0.36489 |  |  |  | 54630.8828 |  | -0.053 | [5 empty] | -0.06 |  | -0.062 | [5 empty] | 535345.4175 |  |  |  |  | 2022 | Chu, X., Li, B., Shen, P., Zha, Z., Lei, Z., Wang, X., Tao, S., Hu, Q., 2022. Trace elements in sulfide minerals from the Huangshaping copper-polymetallic deposit, Hunan, China: Ore genesis and element occurrence. Ore Geol. Rev. 144, 104867. https://doi.org/10.1016/j.oregeorev.2022.104867 |  | CHN |  | 112.6783 | 25.6586 | [6 empty] | Located from Mindat | 5000 | Inconsistencies exist between Methods section (see operating_conditions) which indicate measurement of only 71Ge and 107Ag, whereas 72Ge and 109Ag are the reported isotopes in the supplementary data table. S (sulphur) reported in separate column, not reported in 34S column). Table shows 74Ge and 109Ag. Measured 72Ge=2.90715938391095; 107Ag=7.69496194863477 | 2025-11-28
| Huangshaping |  | Magmatic - hydrothermal | Replacement | Replacement zinc-lead |  |  |  | Chu et al., 2022 |  |  | HSP-9-sp2 - 3 | underground mine |  |  |  |  | ore material | hand specimen |  | rock | [9 empty] | sphalerite | [8 empty] | LA-ICPMS | ASI RESOLution-LR-S155 laser microprobe equipped with a Coherent Compex-Pro 193 nm ArF excimer laser. An Agilent 7700x ICP-MS instrument was used to acquire ion-signal intensities | State Key Laboratory of Ore Deposit Geochemistry, Institute of Geochemistry, Chinese Academy of Sciences. | The ablated aerosol was mixed with Ar (900 ml/min) as a transport gas, before exiting the cell. The following isotopes were monitored: 25Mg, 27Al, 29Si, 34S, 43Ca, 45Sc, 49Ti, 51V, 53Cr, 55Mn, 57Fe, 59Co, 60Ni, 65Cu,66Zn, 71Ga, 72Ge, 75As, 77Se, 93Nb, 95Mo, 107Ag, 111Cd, 115In, 118Sn,121Sb, 125Te, 139La, 181Ta, 184W, 197Au, 205Tl, 208Pb, and 209Bi. We used a consistent 26 Ã¬m-diameter spot size for all the analyses. Each analysis involved a background acquisition of approximately 30 s (gas blank) followed by 60 s of data acquisition from the sample. | STDGL3 was used to determine the chalcophile and siderophile concentrations (Danyushevsky et al., 2011), and the in-house standard of pure pyrite Py was used to calibrate the S and Fe concentrations. The integrated count data of lithophile element concentrations were calibrated and converted using GSD-1G. Sulfide reference material, MASS-1, was analyzed as an unknown sample to check the analytical accuracy. | 12.998 |  | -1.197 |  | -0.241 |  | 0.035339 | [7 empty] | 0.03823 |  |  |  | -178.718 |  | 3186.9412 | [5 empty] | 0.52109 |  | -1.196 |  |  |  | 186.4048 | [9 empty] | 114174.16 |  | 14.1972 |  |  |  | -0.368 | [7 empty] | 111.9221 | [5 empty] | -0.009 | [5 empty] | -2.398 |  | 1478.2959 |  | 0.039334 |  |  |  | 0.0086249 |  |  |  | -0.324 | [5 empty] | 1.6127 | [15 empty] | 334018.4514 |  | 0.20055 |  | -0.258 |  | -2.767 |  | 413.1745 |  |  |  | 82.8361 |  |  |  | 0.0060468 |  |  |  | -0.268 |  |  |  | 41210.1134 |  | -0.062 | [5 empty] | -0.066 |  | -0.085 | [5 empty] | 545376.5513 |  |  |  |  | 2022 | Chu, X., Li, B., Shen, P., Zha, Z., Lei, Z., Wang, X., Tao, S., Hu, Q., 2022. Trace elements in sulfide minerals from the Huangshaping copper-polymetallic deposit, Hunan, China: Ore genesis and element occurrence. Ore Geol. Rev. 144, 104867. https://doi.org/10.1016/j.oregeorev.2022.104867 |  | CHN |  | 112.6783 | 25.6586 | [6 empty] | Located from Mindat | 5000 | Inconsistencies exist between Methods section (see operating_conditions) which indicate measurement of only 71Ge and 107Ag, whereas 72Ge and 109Ag are the reported isotopes in the supplementary data table. S (sulphur) reported in separate column, not reported in 34S column). Table shows 74Ge and 109Ag. Measured 72Ge=2.73749539492931; 107Ag=14.2356610655719 | 2025-11-28
| Huangshaping |  | Magmatic - hydrothermal | Replacement | Replacement zinc-lead |  |  |  | Chu et al., 2022 |  |  | HSP-9-sp1 - 6 | underground mine |  |  |  |  | ore material | hand specimen |  | rock | [9 empty] | sphalerite | [8 empty] | LA-ICPMS | ASI RESOLution-LR-S155 laser microprobe equipped with a Coherent Compex-Pro 193 nm ArF excimer laser. An Agilent 7700x ICP-MS instrument was used to acquire ion-signal intensities | State Key Laboratory of Ore Deposit Geochemistry, Institute of Geochemistry, Chinese Academy of Sciences. | The ablated aerosol was mixed with Ar (900 ml/min) as a transport gas, before exiting the cell. The following isotopes were monitored: 25Mg, 27Al, 29Si, 34S, 43Ca, 45Sc, 49Ti, 51V, 53Cr, 55Mn, 57Fe, 59Co, 60Ni, 65Cu,66Zn, 71Ga, 72Ge, 75As, 77Se, 93Nb, 95Mo, 107Ag, 111Cd, 115In, 118Sn,121Sb, 125Te, 139La, 181Ta, 184W, 197Au, 205Tl, 208Pb, and 209Bi. We used a consistent 26 Ã¬m-diameter spot size for all the analyses. Each analysis involved a background acquisition of approximately 30 s (gas blank) followed by 60 s of data acquisition from the sample. | STDGL3 was used to determine the chalcophile and siderophile concentrations (Danyushevsky et al., 2011), and the in-house standard of pure pyrite Py was used to calibrate the S and Fe concentrations. The integrated count data of lithophile element concentrations were calibrated and converted using GSD-1G. Sulfide reference material, MASS-1, was analyzed as an unknown sample to check the analytical accuracy. | 15.6378 |  | -1.855 |  | -0.671 |  | 0.039553 | [7 empty] | -0.022 |  |  |  | -236.536 |  | 3524.1398 | [5 empty] | 0.45635 |  | -1.724 |  |  |  | 445.6242 | [9 empty] | 122577.5935 |  | 7.2229 |  |  |  | -0.659 | [7 empty] | 55.8063 | [5 empty] | -0.012 | [5 empty] | -3.69 |  | 1452.2575 |  | 0.036233 |  |  |  | 0.019069 |  |  |  | -0.338 | [5 empty] | 62.388 | [15 empty] | 334766.3138 |  | 2.501 |  | 0.3658 |  | 3.5673 |  | -442.312 |  |  |  | 27.6251 |  |  |  | 0.0069366 |  |  |  | -1.018 |  |  |  | 34766.1646 |  | 0.15106 | [5 empty] | -0.141 |  | 0.075558 | [5 empty] | 536610.6093 |  |  |  |  | 2022 | Chu, X., Li, B., Shen, P., Zha, Z., Lei, Z., Wang, X., Tao, S., Hu, Q., 2022. Trace elements in sulfide minerals from the Huangshaping copper-polymetallic deposit, Hunan, China: Ore genesis and element occurrence. Ore Geol. Rev. 144, 104867. https://doi.org/10.1016/j.oregeorev.2022.104867 |  | CHN |  | 112.6783 | 25.6586 | [6 empty] | Located from Mindat | 5000 | Inconsistencies exist between Methods section (see operating_conditions) which indicate measurement of only 71Ge and 107Ag, whereas 72Ge and 109Ag are the reported isotopes in the supplementary data table. S (sulphur) reported in separate column, not reported in 34S column). Table shows 74Ge and 109Ag. Measured 72Ge=2.3775588230402; 107Ag=16.6834615225402 | 2025-11-28
| Huangshaping |  | Magmatic - hydrothermal | Replacement | Replacement zinc-lead |  |  |  | Chu et al., 2022 |  |  | HSP-9-sp1 - 7 | underground mine |  |  |  |  | ore material | hand specimen |  | rock | [9 empty] | sphalerite | [8 empty] | LA-ICPMS | ASI RESOLution-LR-S155 laser microprobe equipped with a Coherent Compex-Pro 193 nm ArF excimer laser. An Agilent 7700x ICP-MS instrument was used to acquire ion-signal intensities | State Key Laboratory of Ore Deposit Geochemistry, Institute of Geochemistry, Chinese Academy of Sciences. | The ablated aerosol was mixed with Ar (900 ml/min) as a transport gas, before exiting the cell. The following isotopes were monitored: 25Mg, 27Al, 29Si, 34S, 43Ca, 45Sc, 49Ti, 51V, 53Cr, 55Mn, 57Fe, 59Co, 60Ni, 65Cu,66Zn, 71Ga, 72Ge, 75As, 77Se, 93Nb, 95Mo, 107Ag, 111Cd, 115In, 118Sn,121Sb, 125Te, 139La, 181Ta, 184W, 197Au, 205Tl, 208Pb, and 209Bi. We used a consistent 26 Ã¬m-diameter spot size for all the analyses. Each analysis involved a background acquisition of approximately 30 s (gas blank) followed by 60 s of data acquisition from the sample. | STDGL3 was used to determine the chalcophile and siderophile concentrations (Danyushevsky et al., 2011), and the in-house standard of pure pyrite Py was used to calibrate the S and Fe concentrations. The integrated count data of lithophile element concentrations were calibrated and converted using GSD-1G. Sulfide reference material, MASS-1, was analyzed as an unknown sample to check the analytical accuracy. | 10.9656 |  | -1.316 |  | -0.257 |  | -0.037 | [7 empty] | 0.041617 |  |  |  | 153.0053 |  | 2985.3258 | [5 empty] | 0.51934 |  | -1.087 |  |  |  | 63.3179 | [9 empty] | 113927.5402 |  | 13.7377 |  |  |  | -0.371 | [7 empty] | 18.8421 | [5 empty] | -0.009 | [5 empty] | -2.45 |  | 1452.1349 |  | 0.045759 |  |  |  | 0.0048565 |  |  |  | -0.344 | [5 empty] | 9.8993 | [15 empty] | 333789.7011 |  | 0.76738 |  | -0.269 |  | 4.9347 |  | 730.795 |  |  |  | 23.7128 |  |  |  | 0.010329 |  |  |  | -0.498 |  |  |  | 44849.0926 |  | -0.062 | [5 empty] | -0.057 |  | 0.037906 | [5 empty] | 545477.4914 |  |  |  |  | 2022 | Chu, X., Li, B., Shen, P., Zha, Z., Lei, Z., Wang, X., Tao, S., Hu, Q., 2022. Trace elements in sulfide minerals from the Huangshaping copper-polymetallic deposit, Hunan, China: Ore genesis and element occurrence. Ore Geol. Rev. 144, 104867. https://doi.org/10.1016/j.oregeorev.2022.104867 |  | CHN |  | 112.6783 | 25.6586 | [6 empty] | Located from Mindat | 5000 | Inconsistencies exist between Methods section (see operating_conditions) which indicate measurement of only 71Ge and 107Ag, whereas 72Ge and 109Ag are the reported isotopes in the supplementary data table. S (sulphur) reported in separate column, not reported in 34S column). Table shows 74Ge and 109Ag. Measured 72Ge=3.45277648639117; 107Ag=10.4052243513663 | 2025-11-28
| Huangshaping |  | Magmatic - hydrothermal | Replacement | Replacement zinc-lead |  |  |  | Chu et al., 2022 |  |  | HSP-9-sp2 - 4 | underground mine |  |  |  |  | ore material | hand specimen |  | rock | [9 empty] | sphalerite | [8 empty] | LA-ICPMS | ASI RESOLution-LR-S155 laser microprobe equipped with a Coherent Compex-Pro 193 nm ArF excimer laser. An Agilent 7700x ICP-MS instrument was used to acquire ion-signal intensities | State Key Laboratory of Ore Deposit Geochemistry, Institute of Geochemistry, Chinese Academy of Sciences. | The ablated aerosol was mixed with Ar (900 ml/min) as a transport gas, before exiting the cell. The following isotopes were monitored: 25Mg, 27Al, 29Si, 34S, 43Ca, 45Sc, 49Ti, 51V, 53Cr, 55Mn, 57Fe, 59Co, 60Ni, 65Cu,66Zn, 71Ga, 72Ge, 75As, 77Se, 93Nb, 95Mo, 107Ag, 111Cd, 115In, 118Sn,121Sb, 125Te, 139La, 181Ta, 184W, 197Au, 205Tl, 208Pb, and 209Bi. We used a consistent 26 Ã¬m-diameter spot size for all the analyses. Each analysis involved a background acquisition of approximately 30 s (gas blank) followed by 60 s of data acquisition from the sample. | STDGL3 was used to determine the chalcophile and siderophile concentrations (Danyushevsky et al., 2011), and the in-house standard of pure pyrite Py was used to calibrate the S and Fe concentrations. The integrated count data of lithophile element concentrations were calibrated and converted using GSD-1G. Sulfide reference material, MASS-1, was analyzed as an unknown sample to check the analytical accuracy. | 16.1349 |  | -1.229 |  | 0.12446 |  | 0.01138 | [7 empty] | -0.024 |  |  |  | -173.601 |  | 3019.53 | [5 empty] | 0.59361 |  | -1.157 |  |  |  | 111.605 | [9 empty] | 123505.035 |  | 7.9651 |  |  |  | -0.401 | [7 empty] | 52.2836 | [5 empty] | 0.013593 | [5 empty] | -2.248 |  | 1570.1715 |  | -0.033 |  |  |  | 0.002908 |  |  |  | 0.1089 | [5 empty] | 11.8822 | [15 empty] | 334582.3154 |  | 1.293 |  | -0.18 |  | -2.559 |  | 381.9834 |  |  |  | 5.2267 |  |  |  | 0.03137 |  |  |  | 0.31809 |  |  |  | 58011.6983 |  | 0.1435 | [5 empty] | -0.047 |  | 0.078892 | [5 empty] | 535812.8219 |  |  |  |  | 2022 | Chu, X., Li, B., Shen, P., Zha, Z., Lei, Z., Wang, X., Tao, S., Hu, Q., 2022. Trace elements in sulfide minerals from the Huangshaping copper-polymetallic deposit, Hunan, China: Ore genesis and element occurrence. Ore Geol. Rev. 144, 104867. https://doi.org/10.1016/j.oregeorev.2022.104867 |  | CHN |  | 112.6783 | 25.6586 | [6 empty] | Located from Mindat | 5000 | Inconsistencies exist between Methods section (see operating_conditions) which indicate measurement of only 71Ge and 107Ag, whereas 72Ge and 109Ag are the reported isotopes in the supplementary data table. S (sulphur) reported in separate column, not reported in 34S column). Table shows 74Ge and 109Ag. Measured 72Ge=3.09009481395125; 107Ag=16.1669279714104 | 2025-11-28
| Huangshaping |  | Magmatic - hydrothermal | Replacement | Replacement zinc-lead |  |  |  | Chu et al., 2022 |  |  | HSP-9-sp2 - 5 | underground mine |  |  |  |  | ore material | hand specimen |  | rock | [9 empty] | sphalerite | [8 empty] | LA-ICPMS | ASI RESOLution-LR-S155 laser microprobe equipped with a Coherent Compex-Pro 193 nm ArF excimer laser. An Agilent 7700x ICP-MS instrument was used to acquire ion-signal intensities | State Key Laboratory of Ore Deposit Geochemistry, Institute of Geochemistry, Chinese Academy of Sciences. | The ablated aerosol was mixed with Ar (900 ml/min) as a transport gas, before exiting the cell. The following isotopes were monitored: 25Mg, 27Al, 29Si, 34S, 43Ca, 45Sc, 49Ti, 51V, 53Cr, 55Mn, 57Fe, 59Co, 60Ni, 65Cu,66Zn, 71Ga, 72Ge, 75As, 77Se, 93Nb, 95Mo, 107Ag, 111Cd, 115In, 118Sn,121Sb, 125Te, 139La, 181Ta, 184W, 197Au, 205Tl, 208Pb, and 209Bi. We used a consistent 26 Ã¬m-diameter spot size for all the analyses. Each analysis involved a background acquisition of approximately 30 s (gas blank) followed by 60 s of data acquisition from the sample. | STDGL3 was used to determine the chalcophile and siderophile concentrations (Danyushevsky et al., 2011), and the in-house standard of pure pyrite Py was used to calibrate the S and Fe concentrations. The integrated count data of lithophile element concentrations were calibrated and converted using GSD-1G. Sulfide reference material, MASS-1, was analyzed as an unknown sample to check the analytical accuracy. | 21.076 |  | -1.097 |  | 0.2373 |  | 0.056803 | [7 empty] | -0.059 |  |  |  | -187.239 |  | 3231.7615 | [5 empty] | 0.54819 |  | -1.108 |  |  |  | 183.2888 | [9 empty] | 121427.5448 |  | 7.589 |  |  |  | -0.394 | [7 empty] | 66.2786 | [5 empty] | -0.009 | [5 empty] | -3.087 |  | 1314.391 |  | -0.016 |  |  |  | -0.008 |  |  |  | -0.3 | [5 empty] | 23.5152 | [15 empty] | 334346.9064 |  | 3.6029 |  | -0.188 |  | 3.513 |  | 644.651 |  |  |  | 30.8971 |  |  |  | -0.002 |  |  |  | 0.314 |  |  |  | 37359.1701 |  | 0.23415 | [5 empty] | -0.03 |  | 0.037004 | [5 empty] | 537550.0897 |  |  |  |  | 2022 | Chu, X., Li, B., Shen, P., Zha, Z., Lei, Z., Wang, X., Tao, S., Hu, Q., 2022. Trace elements in sulfide minerals from the Huangshaping copper-polymetallic deposit, Hunan, China: Ore genesis and element occurrence. Ore Geol. Rev. 144, 104867. https://doi.org/10.1016/j.oregeorev.2022.104867 |  | CHN |  | 112.6783 | 25.6586 | [6 empty] | Located from Mindat | 5000 | Inconsistencies exist between Methods section (see operating_conditions) which indicate measurement of only 71Ge and 107Ag, whereas 72Ge and 109Ag are the reported isotopes in the supplementary data table. S (sulphur) reported in separate column, not reported in 34S column). Table shows 74Ge and 109Ag. Measured 72Ge=2.36001272915715; 107Ag=21.1857733513565 | 2025-11-28
| Huangshaping |  | Magmatic - hydrothermal | Replacement | Replacement zinc-lead |  |  |  | Chu et al., 2022 |  |  | HSP-9-sp2 - 6 | underground mine |  |  |  |  | ore material | hand specimen |  | rock | [9 empty] | sphalerite | [8 empty] | LA-ICPMS | ASI RESOLution-LR-S155 laser microprobe equipped with a Coherent Compex-Pro 193 nm ArF excimer laser. An Agilent 7700x ICP-MS instrument was used to acquire ion-signal intensities | State Key Laboratory of Ore Deposit Geochemistry, Institute of Geochemistry, Chinese Academy of Sciences. | The ablated aerosol was mixed with Ar (900 ml/min) as a transport gas, before exiting the cell. The following isotopes were monitored: 25Mg, 27Al, 29Si, 34S, 43Ca, 45Sc, 49Ti, 51V, 53Cr, 55Mn, 57Fe, 59Co, 60Ni, 65Cu,66Zn, 71Ga, 72Ge, 75As, 77Se, 93Nb, 95Mo, 107Ag, 111Cd, 115In, 118Sn,121Sb, 125Te, 139La, 181Ta, 184W, 197Au, 205Tl, 208Pb, and 209Bi. We used a consistent 26 Ã¬m-diameter spot size for all the analyses. Each analysis involved a background acquisition of approximately 30 s (gas blank) followed by 60 s of data acquisition from the sample. | STDGL3 was used to determine the chalcophile and siderophile concentrations (Danyushevsky et al., 2011), and the in-house standard of pure pyrite Py was used to calibrate the S and Fe concentrations. The integrated count data of lithophile element concentrations were calibrated and converted using GSD-1G. Sulfide reference material, MASS-1, was analyzed as an unknown sample to check the analytical accuracy. | 20.7024 |  | -0.99 |  | -0.18 |  | 0.057282 | [7 empty] | -0.035 |  |  |  | 274.8872 |  | 3156.4764 | [5 empty] | 0.49538 |  | -1.324 |  |  |  | 198.6866 | [9 empty] | 116357.118 |  | 6.6034 |  |  |  | -0.408 | [7 empty] | 26.4734 | [5 empty] | 0.021369 | [5 empty] | -2.81 |  | 1353.8102 |  | 0.22163 |  |  |  | -0.019 |  |  |  | -0.26 | [5 empty] | 10.4629 | [15 empty] | 333954.9729 |  | 3.1412 |  | -0.21 |  | 1.9992 |  | 618.5215 |  |  |  | 105.8036 |  |  |  | 0.0034134 |  |  |  | -0.392 |  |  |  | 54760.1354 |  | 0.16452 | [5 empty] | -0.06 |  | -0.038 | [5 empty] | 542677.1291 |  |  |  |  | 2022 | Chu, X., Li, B., Shen, P., Zha, Z., Lei, Z., Wang, X., Tao, S., Hu, Q., 2022. Trace elements in sulfide minerals from the Huangshaping copper-polymetallic deposit, Hunan, China: Ore genesis and element occurrence. Ore Geol. Rev. 144, 104867. https://doi.org/10.1016/j.oregeorev.2022.104867 |  | CHN |  | 112.6783 | 25.6586 | [6 empty] | Located from Mindat | 5000 | Inconsistencies exist between Methods section (see operating_conditions) which indicate measurement of only 71Ge and 107Ag, whereas 72Ge and 109Ag are the reported isotopes in the supplementary data table. S (sulphur) reported in separate column, not reported in 34S column). Table shows 74Ge and 109Ag. Measured 72Ge=2.89414941708049; 107Ag=23.1287396589752 | 2025-11-28
| Huangshaping |  | Magmatic - hydrothermal | Replacement | Replacement zinc-lead |  |  |  | Chu et al., 2022 |  |  | HSP-9-py - 6 | underground mine |  |  |  |  | ore material | hand specimen |  | rock | [9 empty] | pyrrhotite | [8 empty] | LA-ICPMS | ASI RESOLution-LR-S155 laser microprobe equipped with a Coherent Compex-Pro 193 nm ArF excimer laser. An Agilent 7700x ICP-MS instrument was used to acquire ion-signal intensities | State Key Laboratory of Ore Deposit Geochemistry, Institute of Geochemistry, Chinese Academy of Sciences. | The ablated aerosol was mixed with Ar (900 ml/min) as a transport gas, before exiting the cell. The following isotopes were monitored: 25Mg, 27Al, 29Si, 34S, 43Ca, 45Sc, 49Ti, 51V, 53Cr, 55Mn, 57Fe, 59Co, 60Ni, 65Cu,66Zn, 71Ga, 72Ge, 75As, 77Se, 93Nb, 95Mo, 107Ag, 111Cd, 115In, 118Sn,121Sb, 125Te, 139La, 181Ta, 184W, 197Au, 205Tl, 208Pb, and 209Bi. We used a consistent 26 Ã¬m-diameter spot size for all the analyses. Each analysis involved a background acquisition of approximately 30 s (gas blank) followed by 60 s of data acquisition from the sample. | STDGL3 was used to determine the chalcophile and siderophile concentrations (Danyushevsky et al., 2011), and the in-house standard of pure pyrite Py was used to calibrate the S and Fe concentrations. The integrated count data of lithophile element concentrations were calibrated and converted using GSD-1G. Sulfide reference material, MASS-1, was analyzed as an unknown sample to check the analytical accuracy. | -1.308 |  | -1.604 |  | -0.484 |  | -0.058 | [7 empty] | -0.036 |  |  |  | -245.379 |  | -0.18 | [5 empty] | 0.41581 |  | -2.285 |  |  |  | -0.845 | [9 empty] | 623300 |  | -0.033 |  |  |  | -0.607 | [7 empty] | -0.008 | [5 empty] | -0.012 | [5 empty] | -4.304 |  | -0.732 |  | -0.05 |  |  |  | -0.011 |  |  |  | 3.5942 | [5 empty] | 0.11355 | [15 empty] | 454358.515 |  | -0.12 |  | -0.321 |  | -3.786 |  | 764.7832 |  |  |  | -0.103 |  |  |  | -0.017 |  |  |  | -0.982 |  |  |  | 56849.0233 |  | -0.055 | [5 empty] | -0.074 |  | -0.069 | [5 empty] | -2.562 |  |  |  |  | 2022 | Chu, X., Li, B., Shen, P., Zha, Z., Lei, Z., Wang, X., Tao, S., Hu, Q., 2022. Trace elements in sulfide minerals from the Huangshaping copper-polymetallic deposit, Hunan, China: Ore genesis and element occurrence. Ore Geol. Rev. 144, 104867. https://doi.org/10.1016/j.oregeorev.2022.104867 |  | CHN |  | 112.6783 | 25.6586 | [6 empty] | Located from Mindat | 5000 | Inconsistencies exist between Methods section (see operating_conditions) which indicate measurement of only 71Ge and 107Ag, whereas 72Ge and 109Ag are the reported isotopes in the supplementary data table. Table shows 74Ge and 109Ag. Measured 72Ge=11.0044830605959; 107Ag=<1.242 | 2025-11-28
| Huangshaping |  | Magmatic - hydrothermal | Replacement | Replacement zinc-lead |  |  |  | Chu et al., 2022 |  |  | HSP-9-py - 7 | underground mine |  |  |  |  | ore material | hand specimen |  | rock | [9 empty] | pyrrhotite | [8 empty] | LA-ICPMS | ASI RESOLution-LR-S155 laser microprobe equipped with a Coherent Compex-Pro 193 nm ArF excimer laser. An Agilent 7700x ICP-MS instrument was used to acquire ion-signal intensities | State Key Laboratory of Ore Deposit Geochemistry, Institute of Geochemistry, Chinese Academy of Sciences. | The ablated aerosol was mixed with Ar (900 ml/min) as a transport gas, before exiting the cell. The following isotopes were monitored: 25Mg, 27Al, 29Si, 34S, 43Ca, 45Sc, 49Ti, 51V, 53Cr, 55Mn, 57Fe, 59Co, 60Ni, 65Cu,66Zn, 71Ga, 72Ge, 75As, 77Se, 93Nb, 95Mo, 107Ag, 111Cd, 115In, 118Sn,121Sb, 125Te, 139La, 181Ta, 184W, 197Au, 205Tl, 208Pb, and 209Bi. We used a consistent 26 Ã¬m-diameter spot size for all the analyses. Each analysis involved a background acquisition of approximately 30 s (gas blank) followed by 60 s of data acquisition from the sample. | STDGL3 was used to determine the chalcophile and siderophile concentrations (Danyushevsky et al., 2011), and the in-house standard of pure pyrite Py was used to calibrate the S and Fe concentrations. The integrated count data of lithophile element concentrations were calibrated and converted using GSD-1G. Sulfide reference material, MASS-1, was analyzed as an unknown sample to check the analytical accuracy. | -1.109 |  | -1.376 |  | -0.415 |  | -0.05 | [7 empty] | -0.031 |  |  |  | -214.823 |  | -0.153 | [5 empty] | 0.20996 |  | -1.931 |  |  |  | -0.718 | [9 empty] | 623300 |  | -0.028 |  |  |  | -0.521 | [7 empty] | -0.007 | [5 empty] | 0.01135 | [5 empty] | -3.783 |  | -0.626 |  | -0.043 |  |  |  | -0.01 |  |  |  | 3.0165 | [5 empty] | 0.21984 | [15 empty] | 493194.7936 |  | -0.103 |  | -0.276 |  | -3.256 |  | -429.564 |  |  |  | -0.087 |  |  |  | -0.015 |  |  |  | -0.836 |  |  |  | 79183.5159 |  | -0.047 | [5 empty] | 0.098271 |  | -0.06 | [5 empty] | -2.217 |  |  |  |  | 2022 | Chu, X., Li, B., Shen, P., Zha, Z., Lei, Z., Wang, X., Tao, S., Hu, Q., 2022. Trace elements in sulfide minerals from the Huangshaping copper-polymetallic deposit, Hunan, China: Ore genesis and element occurrence. Ore Geol. Rev. 144, 104867. https://doi.org/10.1016/j.oregeorev.2022.104867 |  | CHN |  | 112.6783 | 25.6586 | [6 empty] | Located from Mindat | 5000 | Inconsistencies exist between Methods section (see operating_conditions) which indicate measurement of only 71Ge and 107Ag, whereas 72Ge and 109Ag are the reported isotopes in the supplementary data table. Table shows 74Ge and 109Ag. Measured 72Ge=12.5053307274174; 107Ag=<1.060 | 2025-11-28
| Huangshaping |  | Magmatic - hydrothermal | Replacement | Replacement zinc-lead |  |  |  | Chu et al., 2022 |  |  | HSP-9-py - 8 | underground mine |  |  |  |  | ore material | hand specimen |  | rock | [9 empty] | pyrrhotite | [8 empty] | LA-ICPMS | ASI RESOLution-LR-S155 laser microprobe equipped with a Coherent Compex-Pro 193 nm ArF excimer laser. An Agilent 7700x ICP-MS instrument was used to acquire ion-signal intensities | State Key Laboratory of Ore Deposit Geochemistry, Institute of Geochemistry, Chinese Academy of Sciences. | The ablated aerosol was mixed with Ar (900 ml/min) as a transport gas, before exiting the cell. The following isotopes were monitored: 25Mg, 27Al, 29Si, 34S, 43Ca, 45Sc, 49Ti, 51V, 53Cr, 55Mn, 57Fe, 59Co, 60Ni, 65Cu,66Zn, 71Ga, 72Ge, 75As, 77Se, 93Nb, 95Mo, 107Ag, 111Cd, 115In, 118Sn,121Sb, 125Te, 139La, 181Ta, 184W, 197Au, 205Tl, 208Pb, and 209Bi. We used a consistent 26 Ã¬m-diameter spot size for all the analyses. Each analysis involved a background acquisition of approximately 30 s (gas blank) followed by 60 s of data acquisition from the sample. | STDGL3 was used to determine the chalcophile and siderophile concentrations (Danyushevsky et al., 2011), and the in-house standard of pure pyrite Py was used to calibrate the S and Fe concentrations. The integrated count data of lithophile element concentrations were calibrated and converted using GSD-1G. Sulfide reference material, MASS-1, was analyzed as an unknown sample to check the analytical accuracy. | -2.05 |  | -2.538 |  | -0.775 |  | -0.092 | [7 empty] | -0.057 |  |  |  | -405.856 |  | -0.284 | [5 empty] | 0.26989 |  | -3.503 |  |  |  | -1.338 | [9 empty] | 623300 |  | -0.052 |  |  |  | -0.973 | [7 empty] | -0.013 | [5 empty] | -0.019 | [5 empty] | -7.138 |  | -1.155 |  | -0.081 |  |  |  | 0.021877 |  |  |  | 2.603 | [5 empty] | 1.6473 | [15 empty] | 473386.7278 |  | -0.192 |  | -0.513 |  | -6.106 |  | -792.041 |  |  |  | -0.161 |  |  |  | -0.027 |  |  |  | -1.545 |  |  |  | 66280.1415 |  | -0.086 | [5 empty] | -0.118 |  | -0.11 | [5 empty] | -4.171 |  |  |  |  | 2022 | Chu, X., Li, B., Shen, P., Zha, Z., Lei, Z., Wang, X., Tao, S., Hu, Q., 2022. Trace elements in sulfide minerals from the Huangshaping copper-polymetallic deposit, Hunan, China: Ore genesis and element occurrence. Ore Geol. Rev. 144, 104867. https://doi.org/10.1016/j.oregeorev.2022.104867 |  | CHN |  | 112.6783 | 25.6586 | [6 empty] | Located from Mindat | 5000 | Inconsistencies exist between Methods section (see operating_conditions) which indicate measurement of only 71Ge and 107Ag, whereas 72Ge and 109Ag are the reported isotopes in the supplementary data table. Table shows 74Ge and 109Ag. Measured 72Ge=13.7270310896673; 107Ag=<1.974 | 2025-11-28
| Huangshaping |  | Magmatic - hydrothermal | Replacement | Replacement zinc-lead |  |  |  | Chu et al., 2022 |  |  | HSP-9-py - 9 | underground mine |  |  |  |  | ore material | hand specimen |  | rock | [9 empty] | pyrrhotite | [8 empty] | LA-ICPMS | ASI RESOLution-LR-S155 laser microprobe equipped with a Coherent Compex-Pro 193 nm ArF excimer laser. An Agilent 7700x ICP-MS instrument was used to acquire ion-signal intensities | State Key Laboratory of Ore Deposit Geochemistry, Institute of Geochemistry, Chinese Academy of Sciences. | The ablated aerosol was mixed with Ar (900 ml/min) as a transport gas, before exiting the cell. The following isotopes were monitored: 25Mg, 27Al, 29Si, 34S, 43Ca, 45Sc, 49Ti, 51V, 53Cr, 55Mn, 57Fe, 59Co, 60Ni, 65Cu,66Zn, 71Ga, 72Ge, 75As, 77Se, 93Nb, 95Mo, 107Ag, 111Cd, 115In, 118Sn,121Sb, 125Te, 139La, 181Ta, 184W, 197Au, 205Tl, 208Pb, and 209Bi. We used a consistent 26 Ã¬m-diameter spot size for all the analyses. Each analysis involved a background acquisition of approximately 30 s (gas blank) followed by 60 s of data acquisition from the sample. | STDGL3 was used to determine the chalcophile and siderophile concentrations (Danyushevsky et al., 2011), and the in-house standard of pure pyrite Py was used to calibrate the S and Fe concentrations. The integrated count data of lithophile element concentrations were calibrated and converted using GSD-1G. Sulfide reference material, MASS-1, was analyzed as an unknown sample to check the analytical accuracy. | 1.6227 |  | -1.563 |  | -0.476 |  | -0.057 | [7 empty] | -0.035 |  |  |  | -256.414 |  | -0.174 | [5 empty] | 0.14426 |  | -2.094 |  |  |  | -0.823 | [9 empty] | 623300 |  | -0.032 |  |  |  | -0.597 | [7 empty] | -0.008 | [5 empty] | 0.019877 | [5 empty] | -4.477 |  | -0.703 |  | -0.05 |  |  |  | -0.011 |  |  |  | -0.53 | [5 empty] | 7.1787 | [15 empty] | 444047.0138 |  | 0.62799 |  | -0.317 |  | -3.76 |  | 505.5598 |  |  |  | 0.14621 |  |  |  | -0.017 |  |  |  | -0.931 |  |  |  | 67725.4867 |  | 0.1002 | [5 empty] | 0.10962 |  | -0.068 | [5 empty] | 3.1226 |  |  |  |  | 2022 | Chu, X., Li, B., Shen, P., Zha, Z., Lei, Z., Wang, X., Tao, S., Hu, Q., 2022. Trace elements in sulfide minerals from the Huangshaping copper-polymetallic deposit, Hunan, China: Ore genesis and element occurrence. Ore Geol. Rev. 144, 104867. https://doi.org/10.1016/j.oregeorev.2022.104867 |  | CHN |  | 112.6783 | 25.6586 | [6 empty] | Located from Mindat | 5000 | Inconsistencies exist between Methods section (see operating_conditions) which indicate measurement of only 71Ge and 107Ag, whereas 72Ge and 109Ag are the reported isotopes in the supplementary data table. Table shows 74Ge and 109Ag. Measured 72Ge=10.6886421217107; 107Ag=1.25831059143265 | 2025-11-28
| Huangshaping |  | Magmatic - hydrothermal | Replacement | Replacement zinc-lead |  |  |  | Chu et al., 2022 |  |  | HSP-10-py - 1 | underground mine |  |  |  |  | ore material | hand specimen |  | rock | [9 empty] | pyrrhotite | [8 empty] | LA-ICPMS | ASI RESOLution-LR-S155 laser microprobe equipped with a Coherent Compex-Pro 193 nm ArF excimer laser. An Agilent 7700x ICP-MS instrument was used to acquire ion-signal intensities | State Key Laboratory of Ore Deposit Geochemistry, Institute of Geochemistry, Chinese Academy of Sciences. | The ablated aerosol was mixed with Ar (900 ml/min) as a transport gas, before exiting the cell. The following isotopes were monitored: 25Mg, 27Al, 29Si, 34S, 43Ca, 45Sc, 49Ti, 51V, 53Cr, 55Mn, 57Fe, 59Co, 60Ni, 65Cu,66Zn, 71Ga, 72Ge, 75As, 77Se, 93Nb, 95Mo, 107Ag, 111Cd, 115In, 118Sn,121Sb, 125Te, 139La, 181Ta, 184W, 197Au, 205Tl, 208Pb, and 209Bi. We used a consistent 26 Ã¬m-diameter spot size for all the analyses. Each analysis involved a background acquisition of approximately 30 s (gas blank) followed by 60 s of data acquisition from the sample. | STDGL3 was used to determine the chalcophile and siderophile concentrations (Danyushevsky et al., 2011), and the in-house standard of pure pyrite Py was used to calibrate the S and Fe concentrations. The integrated count data of lithophile element concentrations were calibrated and converted using GSD-1G. Sulfide reference material, MASS-1, was analyzed as an unknown sample to check the analytical accuracy. | 2.2379 |  | -1.276 |  | -0.384 |  | -0.047 | [7 empty] | -0.029 |  |  |  | -213.517 |  | 0.36167 | [5 empty] | -0.072 |  | -1.649 |  |  |  | -0.671 | [9 empty] | 623300 |  | 0.031504 |  |  |  | -0.482 | [7 empty] | -0.006 | [5 empty] | -0.009 | [5 empty] | -3.712 |  | -0.565 |  | 0.12859 |  |  |  | -0.009 |  |  |  | 1.1373 | [5 empty] | 2.5748 | [15 empty] | 486301.9318 |  | -0.095 |  | -0.26 |  | -3.048 |  | 518.4827 |  |  |  | -0.078 |  |  |  | -0.014 |  |  |  | -0.755 |  |  |  | 92588.4792 |  | -0.043 | [5 empty] | 0.08484 |  | -0.055 | [5 empty] | -2.072 |  |  |  |  | 2022 | Chu, X., Li, B., Shen, P., Zha, Z., Lei, Z., Wang, X., Tao, S., Hu, Q., 2022. Trace elements in sulfide minerals from the Huangshaping copper-polymetallic deposit, Hunan, China: Ore genesis and element occurrence. Ore Geol. Rev. 144, 104867. https://doi.org/10.1016/j.oregeorev.2022.104867 |  | CHN |  | 112.6783 | 25.6586 | [6 empty] | Located from Mindat | 5000 | Inconsistencies exist between Methods section (see operating_conditions) which indicate measurement of only 71Ge and 107Ag, whereas 72Ge and 109Ag are the reported isotopes in the supplementary data table. Table shows 74Ge and 109Ag. Measured 72Ge=11.8307162554327; 107Ag=1.83855022953483 | 2025-11-28
| Huangshaping |  | Magmatic - hydrothermal | Replacement | Replacement zinc-lead |  |  |  | Chu et al., 2022 |  |  | HSP-10-py - 2 | underground mine |  |  |  |  | ore material | hand specimen |  | rock | [9 empty] | pyrrhotite | [8 empty] | LA-ICPMS | ASI RESOLution-LR-S155 laser microprobe equipped with a Coherent Compex-Pro 193 nm ArF excimer laser. An Agilent 7700x ICP-MS instrument was used to acquire ion-signal intensities | State Key Laboratory of Ore Deposit Geochemistry, Institute of Geochemistry, Chinese Academy of Sciences. | The ablated aerosol was mixed with Ar (900 ml/min) as a transport gas, before exiting the cell. The following isotopes were monitored: 25Mg, 27Al, 29Si, 34S, 43Ca, 45Sc, 49Ti, 51V, 53Cr, 55Mn, 57Fe, 59Co, 60Ni, 65Cu,66Zn, 71Ga, 72Ge, 75As, 77Se, 93Nb, 95Mo, 107Ag, 111Cd, 115In, 118Sn,121Sb, 125Te, 139La, 181Ta, 184W, 197Au, 205Tl, 208Pb, and 209Bi. We used a consistent 26 Ã¬m-diameter spot size for all the analyses. Each analysis involved a background acquisition of approximately 30 s (gas blank) followed by 60 s of data acquisition from the sample. | STDGL3 was used to determine the chalcophile and siderophile concentrations (Danyushevsky et al., 2011), and the in-house standard of pure pyrite Py was used to calibrate the S and Fe concentrations. The integrated count data of lithophile element concentrations were calibrated and converted using GSD-1G. Sulfide reference material, MASS-1, was analyzed as an unknown sample to check the analytical accuracy. | -4.853 |  | -6.252 |  | -1.9 |  | -0.23 | [7 empty] | -0.141 |  |  |  | -1083.565 |  | -0.678 | [5 empty] | -0.361 |  | -7.851 |  |  |  | -3.352 | [9 empty] | 623300 |  | -0.123 |  |  |  | -2.378 | [7 empty] | -0.03 | [5 empty] | -0.046 | [5 empty] | -18.427 |  | -2.764 |  | 0.22178 |  |  |  | -0.044 |  |  |  | -2.202 | [5 empty] | 7.3117 | [15 empty] | 562180.4576 |  | -0.465 |  | -1.292 |  | -15.121 |  | -1949.058 |  |  |  | -0.378 |  |  |  | -0.067 |  |  |  | -3.664 |  |  |  | 147081.8803 |  | -0.21 | [5 empty] | -0.287 |  | -0.272 | [5 empty] | -10.149 |  |  |  |  | 2022 | Chu, X., Li, B., Shen, P., Zha, Z., Lei, Z., Wang, X., Tao, S., Hu, Q., 2022. Trace elements in sulfide minerals from the Huangshaping copper-polymetallic deposit, Hunan, China: Ore genesis and element occurrence. Ore Geol. Rev. 144, 104867. https://doi.org/10.1016/j.oregeorev.2022.104867 |  | CHN |  | 112.6783 | 25.6586 | [6 empty] | Located from Mindat | 5000 | Inconsistencies exist between Methods section (see operating_conditions) which indicate measurement of only 71Ge and 107Ag, whereas 72Ge and 109Ag are the reported isotopes in the supplementary data table. Table shows 74Ge and 109Ag. Measured 72Ge=14.3748379490373; 107Ag=<4.811 | 2025-11-28
| Huangshaping |  | Magmatic - hydrothermal | Replacement | Replacement zinc-lead |  |  |  | Chu et al., 2022 |  |  | HSP-10-py - 3 | underground mine |  |  |  |  | ore material | hand specimen |  | rock | [9 empty] | pyrrhotite | [8 empty] | LA-ICPMS | ASI RESOLution-LR-S155 laser microprobe equipped with a Coherent Compex-Pro 193 nm ArF excimer laser. An Agilent 7700x ICP-MS instrument was used to acquire ion-signal intensities | State Key Laboratory of Ore Deposit Geochemistry, Institute of Geochemistry, Chinese Academy of Sciences. | The ablated aerosol was mixed with Ar (900 ml/min) as a transport gas, before exiting the cell. The following isotopes were monitored: 25Mg, 27Al, 29Si, 34S, 43Ca, 45Sc, 49Ti, 51V, 53Cr, 55Mn, 57Fe, 59Co, 60Ni, 65Cu,66Zn, 71Ga, 72Ge, 75As, 77Se, 93Nb, 95Mo, 107Ag, 111Cd, 115In, 118Sn,121Sb, 125Te, 139La, 181Ta, 184W, 197Au, 205Tl, 208Pb, and 209Bi. We used a consistent 26 Ã¬m-diameter spot size for all the analyses. Each analysis involved a background acquisition of approximately 30 s (gas blank) followed by 60 s of data acquisition from the sample. | STDGL3 was used to determine the chalcophile and siderophile concentrations (Danyushevsky et al., 2011), and the in-house standard of pure pyrite Py was used to calibrate the S and Fe concentrations. The integrated count data of lithophile element concentrations were calibrated and converted using GSD-1G. Sulfide reference material, MASS-1, was analyzed as an unknown sample to check the analytical accuracy. | 1.6982 |  | -1.828 |  | -0.555 |  | -0.067 | [7 empty] | -0.041 |  |  |  | -323.247 |  | -0.198 | [5 empty] | -0.106 |  | -2.226 |  |  |  | -0.993 | [9 empty] | 623300 |  | -0.036 |  |  |  | -0.694 | [7 empty] | -0.009 | [5 empty] | -0.013 | [5 empty] | -5.422 |  | -0.802 |  | 0.11005 |  |  |  | -0.013 |  |  |  | 1.0311 | [5 empty] | 0.81081 | [15 empty] | 479816.4772 |  | -0.137 |  | -0.38 |  | -4.432 |  | -567.726 |  |  |  | -0.11 |  |  |  | -0.019 |  |  |  | -1.061 |  |  |  | 61917.725 |  | -0.061 | [5 empty] | -0.083 |  | -0.08 | [5 empty] | -2.935 |  |  |  |  | 2022 | Chu, X., Li, B., Shen, P., Zha, Z., Lei, Z., Wang, X., Tao, S., Hu, Q., 2022. Trace elements in sulfide minerals from the Huangshaping copper-polymetallic deposit, Hunan, China: Ore genesis and element occurrence. Ore Geol. Rev. 144, 104867. https://doi.org/10.1016/j.oregeorev.2022.104867 |  | CHN |  | 112.6783 | 25.6586 | [6 empty] | Located from Mindat | 5000 | Inconsistencies exist between Methods section (see operating_conditions) which indicate measurement of only 71Ge and 107Ag, whereas 72Ge and 109Ag are the reported isotopes in the supplementary data table. Table shows 74Ge and 109Ag. Measured 72Ge=11.7517096833799; 107Ag=2.34679445042404 | 2025-11-28
| Huangshaping |  | Magmatic - hydrothermal | Replacement | Replacement zinc-lead |  |  |  | Chu et al., 2022 |  |  | HSP-10-py - 4 | underground mine |  |  |  |  | ore material | hand specimen |  | rock | [9 empty] | pyrrhotite | [8 empty] | LA-ICPMS | ASI RESOLution-LR-S155 laser microprobe equipped with a Coherent Compex-Pro 193 nm ArF excimer laser. An Agilent 7700x ICP-MS instrument was used to acquire ion-signal intensities | State Key Laboratory of Ore Deposit Geochemistry, Institute of Geochemistry, Chinese Academy of Sciences. | The ablated aerosol was mixed with Ar (900 ml/min) as a transport gas, before exiting the cell. The following isotopes were monitored: 25Mg, 27Al, 29Si, 34S, 43Ca, 45Sc, 49Ti, 51V, 53Cr, 55Mn, 57Fe, 59Co, 60Ni, 65Cu,66Zn, 71Ga, 72Ge, 75As, 77Se, 93Nb, 95Mo, 107Ag, 111Cd, 115In, 118Sn,121Sb, 125Te, 139La, 181Ta, 184W, 197Au, 205Tl, 208Pb, and 209Bi. We used a consistent 26 Ã¬m-diameter spot size for all the analyses. Each analysis involved a background acquisition of approximately 30 s (gas blank) followed by 60 s of data acquisition from the sample. | STDGL3 was used to determine the chalcophile and siderophile concentrations (Danyushevsky et al., 2011), and the in-house standard of pure pyrite Py was used to calibrate the S and Fe concentrations. The integrated count data of lithophile element concentrations were calibrated and converted using GSD-1G. Sulfide reference material, MASS-1, was analyzed as an unknown sample to check the analytical accuracy. | -1.05 |  | -1.367 |  | -0.413 |  | 0.056082 | [7 empty] | -0.031 |  |  |  | -247.569 |  | -0.146 | [5 empty] | -0.079 |  | -1.609 |  |  |  | -0.75 | [9 empty] | 623300 |  | 0.035812 |  |  |  | -0.515 | [7 empty] | 0.011603 | [5 empty] | 0.013981 | [5 empty] | -4.065 |  | -0.595 |  | 0.1463 |  |  |  | -0.01 |  |  |  | 1.2278 | [5 empty] | 0.54175 | [15 empty] | 459681.7678 |  | -0.101 |  | -0.287 |  | -3.286 |  | 466.9919 |  |  |  | -0.081 |  |  |  | 0.014702 |  |  |  | -0.787 |  |  |  | 91060.8887 |  | -0.046 | [5 empty] | 0.078121 |  | -0.06 | [5 empty] | -2.145 |  |  |  |  | 2022 | Chu, X., Li, B., Shen, P., Zha, Z., Lei, Z., Wang, X., Tao, S., Hu, Q., 2022. Trace elements in sulfide minerals from the Huangshaping copper-polymetallic deposit, Hunan, China: Ore genesis and element occurrence. Ore Geol. Rev. 144, 104867. https://doi.org/10.1016/j.oregeorev.2022.104867 |  | CHN |  | 112.6783 | 25.6586 | [6 empty] | Located from Mindat | 5000 | Inconsistencies exist between Methods section (see operating_conditions) which indicate measurement of only 71Ge and 107Ag, whereas 72Ge and 109Ag are the reported isotopes in the supplementary data table. Table shows 74Ge and 109Ag. Measured 72Ge=10.7025636308767; 107Ag=<1.039 | 2025-11-28
| Huangshaping |  | Magmatic - hydrothermal | Replacement | Replacement zinc-lead |  |  |  | Chu et al., 2022 |  |  | HSP-10-py - 5 | underground mine |  |  |  |  | ore material | hand specimen |  | rock | [9 empty] | pyrrhotite | [8 empty] | LA-ICPMS | ASI RESOLution-LR-S155 laser microprobe equipped with a Coherent Compex-Pro 193 nm ArF excimer laser. An Agilent 7700x ICP-MS instrument was used to acquire ion-signal intensities | State Key Laboratory of Ore Deposit Geochemistry, Institute of Geochemistry, Chinese Academy of Sciences. | The ablated aerosol was mixed with Ar (900 ml/min) as a transport gas, before exiting the cell. The following isotopes were monitored: 25Mg, 27Al, 29Si, 34S, 43Ca, 45Sc, 49Ti, 51V, 53Cr, 55Mn, 57Fe, 59Co, 60Ni, 65Cu,66Zn, 71Ga, 72Ge, 75As, 77Se, 93Nb, 95Mo, 107Ag, 111Cd, 115In, 118Sn,121Sb, 125Te, 139La, 181Ta, 184W, 197Au, 205Tl, 208Pb, and 209Bi. We used a consistent 26 Ã¬m-diameter spot size for all the analyses. Each analysis involved a background acquisition of approximately 30 s (gas blank) followed by 60 s of data acquisition from the sample. | STDGL3 was used to determine the chalcophile and siderophile concentrations (Danyushevsky et al., 2011), and the in-house standard of pure pyrite Py was used to calibrate the S and Fe concentrations. The integrated count data of lithophile element concentrations were calibrated and converted using GSD-1G. Sulfide reference material, MASS-1, was analyzed as an unknown sample to check the analytical accuracy. | -1.598 |  | -2.083 |  | -0.631 |  | -0.078 | [7 empty] | -0.047 |  |  |  | -396.546 |  | -0.213 | [5 empty] | -0.11 |  | -2.123 |  |  |  | -1.275 | [9 empty] | 623300 |  | -0.037 |  |  |  | -0.786 | [7 empty] | 0.014639 | [5 empty] | -0.015 | [5 empty] | -5.654 |  | -0.892 |  | -0.069 |  |  |  | -0.015 |  |  |  | 1.8336 | [5 empty] | 1.5638 | [15 empty] | 483869.9309 |  | -0.153 |  | -0.455 |  | -5.157 |  | -640.67 |  |  |  | -0.113 |  |  |  | -0.022 |  |  |  | -1.131 |  |  |  | 67900.7658 |  | -0.068 | [5 empty] | -0.094 |  | -0.091 | [5 empty] | -2.675 |  |  |  |  | 2022 | Chu, X., Li, B., Shen, P., Zha, Z., Lei, Z., Wang, X., Tao, S., Hu, Q., 2022. Trace elements in sulfide minerals from the Huangshaping copper-polymetallic deposit, Hunan, China: Ore genesis and element occurrence. Ore Geol. Rev. 144, 104867. https://doi.org/10.1016/j.oregeorev.2022.104867 |  | CHN |  | 112.6783 | 25.6586 | [6 empty] | Located from Mindat | 5000 | Inconsistencies exist between Methods section (see operating_conditions) which indicate measurement of only 71Ge and 107Ag, whereas 72Ge and 109Ag are the reported isotopes in the supplementary data table. Table shows 74Ge and 109Ag. Measured 72Ge=11.0128508667395; 107Ag=<1.552 | 2025-11-28
| Huangshaping |  | Magmatic - hydrothermal | Replacement | Replacement zinc-lead |  |  |  | Chu et al., 2022 |  |  | HSP-10-py - 6 | underground mine |  |  |  |  | ore material | hand specimen |  | rock | [9 empty] | pyrrhotite | [8 empty] | LA-ICPMS | ASI RESOLution-LR-S155 laser microprobe equipped with a Coherent Compex-Pro 193 nm ArF excimer laser. An Agilent 7700x ICP-MS instrument was used to acquire ion-signal intensities | State Key Laboratory of Ore Deposit Geochemistry, Institute of Geochemistry, Chinese Academy of Sciences. | The ablated aerosol was mixed with Ar (900 ml/min) as a transport gas, before exiting the cell. The following isotopes were monitored: 25Mg, 27Al, 29Si, 34S, 43Ca, 45Sc, 49Ti, 51V, 53Cr, 55Mn, 57Fe, 59Co, 60Ni, 65Cu,66Zn, 71Ga, 72Ge, 75As, 77Se, 93Nb, 95Mo, 107Ag, 111Cd, 115In, 118Sn,121Sb, 125Te, 139La, 181Ta, 184W, 197Au, 205Tl, 208Pb, and 209Bi. We used a consistent 26 Ã¬m-diameter spot size for all the analyses. Each analysis involved a background acquisition of approximately 30 s (gas blank) followed by 60 s of data acquisition from the sample. | STDGL3 was used to determine the chalcophile and siderophile concentrations (Danyushevsky et al., 2011), and the in-house standard of pure pyrite Py was used to calibrate the S and Fe concentrations. The integrated count data of lithophile element concentrations were calibrated and converted using GSD-1G. Sulfide reference material, MASS-1, was analyzed as an unknown sample to check the analytical accuracy. | 11.469 |  | 29170.5469 |  | -0.585 |  | -0.073 | [7 empty] | -0.044 |  |  |  | -367.171 |  | -0.198 | [5 empty] | 0.19278 |  | -1.979 |  |  |  | -1.196 | [9 empty] | 623300 |  | 0.089012 |  |  |  | -0.731 | [7 empty] | -0.009 | [5 empty] | -0.014 | [5 empty] | -5.122 |  | 8.5092 |  | 0.1782 |  |  |  | -0.014 |  |  |  | 2.364 | [5 empty] | 26.5346 | [15 empty] | 467151.9632 |  | 3.5705 |  | -0.427 |  | -4.796 |  | -598.224 |  |  |  | -0.105 |  |  |  | -0.021 |  |  |  | -1.049 |  |  |  | 90088.3807 |  | 0.17451 | [5 empty] | -0.088 |  | -0.086 | [5 empty] | 351.6049 |  |  |  |  | 2022 | Chu, X., Li, B., Shen, P., Zha, Z., Lei, Z., Wang, X., Tao, S., Hu, Q., 2022. Trace elements in sulfide minerals from the Huangshaping copper-polymetallic deposit, Hunan, China: Ore genesis and element occurrence. Ore Geol. Rev. 144, 104867. https://doi.org/10.1016/j.oregeorev.2022.104867 |  | CHN |  | 112.6783 | 25.6586 | [6 empty] | Located from Mindat | 5000 | Inconsistencies exist between Methods section (see operating_conditions) which indicate measurement of only 71Ge and 107Ag, whereas 72Ge and 109Ag are the reported isotopes in the supplementary data table. Table shows 74Ge and 109Ag. Measured 72Ge=11.0437838141456; 107Ag=11.5536404346382 | 2025-11-28
| Huangshaping |  | Magmatic - hydrothermal | Replacement | Replacement zinc-lead |  |  |  | Chu et al., 2022 |  |  | HSP-10-py - 7 | underground mine |  |  |  |  | ore material | hand specimen |  | rock | [9 empty] | pyrrhotite | [8 empty] | LA-ICPMS | ASI RESOLution-LR-S155 laser microprobe equipped with a Coherent Compex-Pro 193 nm ArF excimer laser. An Agilent 7700x ICP-MS instrument was used to acquire ion-signal intensities | State Key Laboratory of Ore Deposit Geochemistry, Institute of Geochemistry, Chinese Academy of Sciences. | The ablated aerosol was mixed with Ar (900 ml/min) as a transport gas, before exiting the cell. The following isotopes were monitored: 25Mg, 27Al, 29Si, 34S, 43Ca, 45Sc, 49Ti, 51V, 53Cr, 55Mn, 57Fe, 59Co, 60Ni, 65Cu,66Zn, 71Ga, 72Ge, 75As, 77Se, 93Nb, 95Mo, 107Ag, 111Cd, 115In, 118Sn,121Sb, 125Te, 139La, 181Ta, 184W, 197Au, 205Tl, 208Pb, and 209Bi. We used a consistent 26 Ã¬m-diameter spot size for all the analyses. Each analysis involved a background acquisition of approximately 30 s (gas blank) followed by 60 s of data acquisition from the sample. | STDGL3 was used to determine the chalcophile and siderophile concentrations (Danyushevsky et al., 2011), and the in-house standard of pure pyrite Py was used to calibrate the S and Fe concentrations. The integrated count data of lithophile element concentrations were calibrated and converted using GSD-1G. Sulfide reference material, MASS-1, was analyzed as an unknown sample to check the analytical accuracy. | -2.321 |  | -3.049 |  | -0.91 |  | -0.115 | [7 empty] | -0.069 |  |  |  | -564.71 |  | -0.307 | [5 empty] | -0.147 |  | -3.091 |  |  |  | -1.872 | [9 empty] | 623300 |  | -0.051 |  |  |  | -1.139 | [7 empty] | -0.014 | [5 empty] | -0.021 | [5 empty] | -7.719 |  | -1.3 |  | 0.29738 |  |  |  | -0.022 |  |  |  | 2.3584 | [5 empty] | -0.18 | [15 empty] | 483996.297 |  | -0.223 |  | -0.669 |  | -7.464 |  | -932.922 |  |  |  | -0.161 |  |  |  | -0.032 |  |  |  | -1.622 |  |  |  | 97003.0154 |  | -0.099 | [5 empty] | -0.137 |  | -0.134 | [5 empty] | -3.579 |  |  |  |  | 2022 | Chu, X., Li, B., Shen, P., Zha, Z., Lei, Z., Wang, X., Tao, S., Hu, Q., 2022. Trace elements in sulfide minerals from the Huangshaping copper-polymetallic deposit, Hunan, China: Ore genesis and element occurrence. Ore Geol. Rev. 144, 104867. https://doi.org/10.1016/j.oregeorev.2022.104867 |  | CHN |  | 112.6783 | 25.6586 | [6 empty] | Located from Mindat | 5000 | Inconsistencies exist between Methods section (see operating_conditions) which indicate measurement of only 71Ge and 107Ag, whereas 72Ge and 109Ag are the reported isotopes in the supplementary data table. Table shows 74Ge and 109Ag. Measured 72Ge=10.6571007484872; 107Ag=<2.212 | 2025-11-28
| Huangshaping |  | Magmatic - hydrothermal | Replacement | Replacement zinc-lead |  |  |  | Chu et al., 2022 |  |  | HSP-10-py - 8 | underground mine |  |  |  |  | ore material | hand specimen |  | rock | [9 empty] | pyrrhotite | [8 empty] | LA-ICPMS | ASI RESOLution-LR-S155 laser microprobe equipped with a Coherent Compex-Pro 193 nm ArF excimer laser. An Agilent 7700x ICP-MS instrument was used to acquire ion-signal intensities | State Key Laboratory of Ore Deposit Geochemistry, Institute of Geochemistry, Chinese Academy of Sciences. | The ablated aerosol was mixed with Ar (900 ml/min) as a transport gas, before exiting the cell. The following isotopes were monitored: 25Mg, 27Al, 29Si, 34S, 43Ca, 45Sc, 49Ti, 51V, 53Cr, 55Mn, 57Fe, 59Co, 60Ni, 65Cu,66Zn, 71Ga, 72Ge, 75As, 77Se, 93Nb, 95Mo, 107Ag, 111Cd, 115In, 118Sn,121Sb, 125Te, 139La, 181Ta, 184W, 197Au, 205Tl, 208Pb, and 209Bi. We used a consistent 26 Ã¬m-diameter spot size for all the analyses. Each analysis involved a background acquisition of approximately 30 s (gas blank) followed by 60 s of data acquisition from the sample. | STDGL3 was used to determine the chalcophile and siderophile concentrations (Danyushevsky et al., 2011), and the in-house standard of pure pyrite Py was used to calibrate the S and Fe concentrations. The integrated count data of lithophile element concentrations were calibrated and converted using GSD-1G. Sulfide reference material, MASS-1, was analyzed as an unknown sample to check the analytical accuracy. | -1.353 |  | -1.777 |  | -0.532 |  | -0.067 | [7 empty] | -0.04 |  |  |  | -322.167 |  | -0.178 | [5 empty] | 0.15424 |  | -1.853 |  |  |  | -1.106 | [9 empty] | 623300 |  | 0.051283 |  |  |  | -0.672 | [7 empty] | 0.0088147 | [5 empty] | -0.012 | [5 empty] | -4.336 |  | -0.772 |  | 0.169 |  |  |  | 0.013755 |  |  |  | 2.9639 | [5 empty] | 4.2005 | [15 empty] | 451835.2965 |  | -0.13 |  | -0.389 |  | -4.389 |  | -541.585 |  |  |  | -0.093 |  |  |  | -0.019 |  |  |  | -0.937 |  |  |  | 61460.4301 |  | -0.057 | [5 empty] | -0.08 |  | -0.078 | [5 empty] | -2.057 |  |  |  |  | 2022 | Chu, X., Li, B., Shen, P., Zha, Z., Lei, Z., Wang, X., Tao, S., Hu, Q., 2022. Trace elements in sulfide minerals from the Huangshaping copper-polymetallic deposit, Hunan, China: Ore genesis and element occurrence. Ore Geol. Rev. 144, 104867. https://doi.org/10.1016/j.oregeorev.2022.104867 |  | CHN |  | 112.6783 | 25.6586 | [6 empty] | Located from Mindat | 5000 | Inconsistencies exist between Methods section (see operating_conditions) which indicate measurement of only 71Ge and 107Ag, whereas 72Ge and 109Ag are the reported isotopes in the supplementary data table. Table shows 74Ge and 109Ag. Measured 72Ge=10.4629704834876; 107Ag=<1.276 | 2025-11-28
| Huangshaping |  | Magmatic - hydrothermal | Replacement | Replacement zinc-lead |  |  |  | Chu et al., 2022 |  |  | HSP-10-py - 9 | underground mine |  |  |  |  | ore material | hand specimen |  | rock | [9 empty] | pyrrhotite | [8 empty] | LA-ICPMS | ASI RESOLution-LR-S155 laser microprobe equipped with a Coherent Compex-Pro 193 nm ArF excimer laser. An Agilent 7700x ICP-MS instrument was used to acquire ion-signal intensities | State Key Laboratory of Ore Deposit Geochemistry, Institute of Geochemistry, Chinese Academy of Sciences. | The ablated aerosol was mixed with Ar (900 ml/min) as a transport gas, before exiting the cell. The following isotopes were monitored: 25Mg, 27Al, 29Si, 34S, 43Ca, 45Sc, 49Ti, 51V, 53Cr, 55Mn, 57Fe, 59Co, 60Ni, 65Cu,66Zn, 71Ga, 72Ge, 75As, 77Se, 93Nb, 95Mo, 107Ag, 111Cd, 115In, 118Sn,121Sb, 125Te, 139La, 181Ta, 184W, 197Au, 205Tl, 208Pb, and 209Bi. We used a consistent 26 Ã¬m-diameter spot size for all the analyses. Each analysis involved a background acquisition of approximately 30 s (gas blank) followed by 60 s of data acquisition from the sample. | STDGL3 was used to determine the chalcophile and siderophile concentrations (Danyushevsky et al., 2011), and the in-house standard of pure pyrite Py was used to calibrate the S and Fe concentrations. The integrated count data of lithophile element concentrations were calibrated and converted using GSD-1G. Sulfide reference material, MASS-1, was analyzed as an unknown sample to check the analytical accuracy. | -1.327 |  | -1.759 |  | -0.527 |  | -0.067 | [7 empty] | -0.04 |  |  |  | -310.917 |  | -0.175 | [5 empty] | 0.19075 |  | -1.865 |  |  |  | -1.087 | [9 empty] | 623300 |  | 0.037418 |  |  |  | -0.662 | [7 empty] | 0.008322 | [5 empty] | -0.012 | [5 empty] | -4.125 |  | -0.767 |  | 0.14513 |  |  |  | -0.013 |  |  |  | 3.6748 | [5 empty] | 3.3322 | [15 empty] | 461213.9676 |  | -0.129 |  | -0.384 |  | -4.355 |  | -534.04 |  |  |  | 0.093174 |  |  |  | 0.023153 |  |  |  | -0.919 |  |  |  | 77913.141 |  | -0.057 | [5 empty] | -0.079 |  | -0.078 | [5 empty] | -1.994 |  |  |  |  | 2022 | Chu, X., Li, B., Shen, P., Zha, Z., Lei, Z., Wang, X., Tao, S., Hu, Q., 2022. Trace elements in sulfide minerals from the Huangshaping copper-polymetallic deposit, Hunan, China: Ore genesis and element occurrence. Ore Geol. Rev. 144, 104867. https://doi.org/10.1016/j.oregeorev.2022.104867 |  | CHN |  | 112.6783 | 25.6586 | [6 empty] | Located from Mindat | 5000 | Inconsistencies exist between Methods section (see operating_conditions) which indicate measurement of only 71Ge and 107Ag, whereas 72Ge and 109Ag are the reported isotopes in the supplementary data table. Table shows 74Ge and 109Ag. Measured 72Ge=11.224638897754; 107Ag=1.50861031087163 | 2025-11-28
| Huangshaping |  | Magmatic - hydrothermal | Replacement | Replacement zinc-lead |  |  |  | Chu et al., 2022 |  |  | HSP-10-py - 10 | underground mine |  |  |  |  | ore material | hand specimen |  | rock | [9 empty] | pyrrhotite | [8 empty] | LA-ICPMS | ASI RESOLution-LR-S155 laser microprobe equipped with a Coherent Compex-Pro 193 nm ArF excimer laser. An Agilent 7700x ICP-MS instrument was used to acquire ion-signal intensities | State Key Laboratory of Ore Deposit Geochemistry, Institute of Geochemistry, Chinese Academy of Sciences. | The ablated aerosol was mixed with Ar (900 ml/min) as a transport gas, before exiting the cell. The following isotopes were monitored: 25Mg, 27Al, 29Si, 34S, 43Ca, 45Sc, 49Ti, 51V, 53Cr, 55Mn, 57Fe, 59Co, 60Ni, 65Cu,66Zn, 71Ga, 72Ge, 75As, 77Se, 93Nb, 95Mo, 107Ag, 111Cd, 115In, 118Sn,121Sb, 125Te, 139La, 181Ta, 184W, 197Au, 205Tl, 208Pb, and 209Bi. We used a consistent 26 Ã¬m-diameter spot size for all the analyses. Each analysis involved a background acquisition of approximately 30 s (gas blank) followed by 60 s of data acquisition from the sample. | STDGL3 was used to determine the chalcophile and siderophile concentrations (Danyushevsky et al., 2011), and the in-house standard of pure pyrite Py was used to calibrate the S and Fe concentrations. The integrated count data of lithophile element concentrations were calibrated and converted using GSD-1G. Sulfide reference material, MASS-1, was analyzed as an unknown sample to check the analytical accuracy. | 2.1862 |  | -1.606 |  | -0.48 |  | -0.061 | [7 empty] | -0.037 |  |  |  | -275.794 |  | 0.35684 | [5 empty] | 0.14633 |  | -1.76 |  |  |  | -0.987 | [9 empty] | 623300 |  | 0.039921 |  |  |  | -0.605 | [7 empty] | 0.014307 | [5 empty] | 0.019869 | [5 empty] | -3.618 |  | -0.71 |  | 0.073332 |  |  |  | -0.012 |  |  |  | 2.9544 | [5 empty] | 4.7464 | [15 empty] | 446682.9357 |  | -0.117 |  | -0.349 |  | -3.985 |  | -485.136 |  |  |  | 0.1015 |  |  |  | -0.017 |  |  |  | -0.828 |  |  |  | 65555.8096 |  | 0.095389 | [5 empty] | -0.072 |  | -0.071 | [5 empty] | -1.82 |  |  |  |  | 2022 | Chu, X., Li, B., Shen, P., Zha, Z., Lei, Z., Wang, X., Tao, S., Hu, Q., 2022. Trace elements in sulfide minerals from the Huangshaping copper-polymetallic deposit, Hunan, China: Ore genesis and element occurrence. Ore Geol. Rev. 144, 104867. https://doi.org/10.1016/j.oregeorev.2022.104867 |  | CHN |  | 112.6783 | 25.6586 | [6 empty] | Located from Mindat | 5000 | Inconsistencies exist between Methods section (see operating_conditions) which indicate measurement of only 71Ge and 107Ag, whereas 72Ge and 109Ag are the reported isotopes in the supplementary data table. Table shows 74Ge and 109Ag. Measured 72Ge=11.2007622389659; 107Ag=1.64432866711019 | 2025-11-28
| Huangshaping |  | Magmatic - hydrothermal | Replacement | Replacement zinc-lead |  |  |  | Chu et al., 2022 |  |  | HSP-10-py - 11 | underground mine |  |  |  |  | ore material | hand specimen |  | rock | [9 empty] | pyrrhotite | [8 empty] | LA-ICPMS | ASI RESOLution-LR-S155 laser microprobe equipped with a Coherent Compex-Pro 193 nm ArF excimer laser. An Agilent 7700x ICP-MS instrument was used to acquire ion-signal intensities | State Key Laboratory of Ore Deposit Geochemistry, Institute of Geochemistry, Chinese Academy of Sciences. | The ablated aerosol was mixed with Ar (900 ml/min) as a transport gas, before exiting the cell. The following isotopes were monitored: 25Mg, 27Al, 29Si, 34S, 43Ca, 45Sc, 49Ti, 51V, 53Cr, 55Mn, 57Fe, 59Co, 60Ni, 65Cu,66Zn, 71Ga, 72Ge, 75As, 77Se, 93Nb, 95Mo, 107Ag, 111Cd, 115In, 118Sn,121Sb, 125Te, 139La, 181Ta, 184W, 197Au, 205Tl, 208Pb, and 209Bi. We used a consistent 26 Ã¬m-diameter spot size for all the analyses. Each analysis involved a background acquisition of approximately 30 s (gas blank) followed by 60 s of data acquisition from the sample. | STDGL3 was used to determine the chalcophile and siderophile concentrations (Danyushevsky et al., 2011), and the in-house standard of pure pyrite Py was used to calibrate the S and Fe concentrations. The integrated count data of lithophile element concentrations were calibrated and converted using GSD-1G. Sulfide reference material, MASS-1, was analyzed as an unknown sample to check the analytical accuracy. | 6.0482 |  | 18922.0122 |  | 0.51395 |  | -0.058 | [7 empty] | -0.035 |  |  |  | -254.439 |  | -0.149 | [5 empty] | 0.14041 |  | -1.724 |  |  |  | -0.933 | [9 empty] | 623300 |  | 0.060565 |  |  |  | -0.575 | [7 empty] | -0.007 | [5 empty] | -0.011 | [5 empty] | -3.311 |  | -0.68 |  | -0.052 |  |  |  | -0.011 |  |  |  | 3.6553 | [5 empty] | 6.0852 | [15 empty] | 470599.6763 |  | -0.112 |  | -0.329 |  | -3.788 |  | -458.788 |  |  |  | 0.08711 |  |  |  | -0.016 |  |  |  | -0.778 |  |  |  | 56427.8468 |  | 0.084687 | [5 empty] | 0.078552 |  | -0.067 | [5 empty] | -1.765 |  |  |  |  | 2022 | Chu, X., Li, B., Shen, P., Zha, Z., Lei, Z., Wang, X., Tao, S., Hu, Q., 2022. Trace elements in sulfide minerals from the Huangshaping copper-polymetallic deposit, Hunan, China: Ore genesis and element occurrence. Ore Geol. Rev. 144, 104867. https://doi.org/10.1016/j.oregeorev.2022.104867 |  | CHN |  | 112.6783 | 25.6586 | [6 empty] | Located from Mindat | 5000 | Inconsistencies exist between Methods section (see operating_conditions) which indicate measurement of only 71Ge and 107Ag, whereas 72Ge and 109Ag are the reported isotopes in the supplementary data table. Table shows 74Ge and 109Ag. Measured 72Ge=11.0877636990833; 107Ag=6.21820906204292 | 2025-11-28
| Huangshaping |  | Magmatic - hydrothermal | Replacement | Replacement zinc-lead |  |  |  | Chu et al., 2022 |  |  | HSP-10-py - 12 | underground mine |  |  |  |  | ore material | hand specimen |  | rock | [9 empty] | pyrrhotite | [8 empty] | LA-ICPMS | ASI RESOLution-LR-S155 laser microprobe equipped with a Coherent Compex-Pro 193 nm ArF excimer laser. An Agilent 7700x ICP-MS instrument was used to acquire ion-signal intensities | State Key Laboratory of Ore Deposit Geochemistry, Institute of Geochemistry, Chinese Academy of Sciences. | The ablated aerosol was mixed with Ar (900 ml/min) as a transport gas, before exiting the cell. The following isotopes were monitored: 25Mg, 27Al, 29Si, 34S, 43Ca, 45Sc, 49Ti, 51V, 53Cr, 55Mn, 57Fe, 59Co, 60Ni, 65Cu,66Zn, 71Ga, 72Ge, 75As, 77Se, 93Nb, 95Mo, 107Ag, 111Cd, 115In, 118Sn,121Sb, 125Te, 139La, 181Ta, 184W, 197Au, 205Tl, 208Pb, and 209Bi. We used a consistent 26 Ã¬m-diameter spot size for all the analyses. Each analysis involved a background acquisition of approximately 30 s (gas blank) followed by 60 s of data acquisition from the sample. | STDGL3 was used to determine the chalcophile and siderophile concentrations (Danyushevsky et al., 2011), and the in-house standard of pure pyrite Py was used to calibrate the S and Fe concentrations. The integrated count data of lithophile element concentrations were calibrated and converted using GSD-1G. Sulfide reference material, MASS-1, was analyzed as an unknown sample to check the analytical accuracy. | -4.302 |  | -6.135 |  | -1.814 |  | -0.233 | [7 empty] | -0.139 |  |  |  | -978.836 |  | -0.59 | [5 empty] | -0.232 |  | -7.126 |  |  |  | -3.666 | [9 empty] | 623300 |  | -0.095 |  |  |  | -2.292 | [7 empty] | -0.028 | [5 empty] | 0.072332 | [5 empty] | -12.822 |  | -2.737 |  | -0.207 |  |  |  | -0.045 |  |  |  | 5.4023 | [5 empty] | 3.0278 | [15 empty] | 565594.9691 |  | 0.60336 |  | -1.297 |  | -15.153 |  | -1831.258 |  |  |  | -0.3 |  |  |  | -0.064 |  |  |  | -3.081 |  |  |  | 65475.6095 |  | 0.24121 | [5 empty] | -0.274 |  | -0.269 | [5 empty] | -7.325 |  |  |  |  | 2022 | Chu, X., Li, B., Shen, P., Zha, Z., Lei, Z., Wang, X., Tao, S., Hu, Q., 2022. Trace elements in sulfide minerals from the Huangshaping copper-polymetallic deposit, Hunan, China: Ore genesis and element occurrence. Ore Geol. Rev. 144, 104867. https://doi.org/10.1016/j.oregeorev.2022.104867 |  | CHN |  | 112.6783 | 25.6586 | [6 empty] | Located from Mindat | 5000 | Inconsistencies exist between Methods section (see operating_conditions) which indicate measurement of only 71Ge and 107Ag, whereas 72Ge and 109Ag are the reported isotopes in the supplementary data table. Table shows 74Ge and 109Ag. Measured 72Ge=10.370909619614; 107Ag=<3.888 | 2025-11-28
| Huangshaping |  | Magmatic - hydrothermal | Replacement | Replacement zinc-lead |  |  |  | Chu et al., 2022 |  |  | HSP-10-py - 13 | underground mine |  |  |  |  | ore material | hand specimen |  | rock | [9 empty] | pyrrhotite | [8 empty] | LA-ICPMS | ASI RESOLution-LR-S155 laser microprobe equipped with a Coherent Compex-Pro 193 nm ArF excimer laser. An Agilent 7700x ICP-MS instrument was used to acquire ion-signal intensities | State Key Laboratory of Ore Deposit Geochemistry, Institute of Geochemistry, Chinese Academy of Sciences. | The ablated aerosol was mixed with Ar (900 ml/min) as a transport gas, before exiting the cell. The following isotopes were monitored: 25Mg, 27Al, 29Si, 34S, 43Ca, 45Sc, 49Ti, 51V, 53Cr, 55Mn, 57Fe, 59Co, 60Ni, 65Cu,66Zn, 71Ga, 72Ge, 75As, 77Se, 93Nb, 95Mo, 107Ag, 111Cd, 115In, 118Sn,121Sb, 125Te, 139La, 181Ta, 184W, 197Au, 205Tl, 208Pb, and 209Bi. We used a consistent 26 Ã¬m-diameter spot size for all the analyses. Each analysis involved a background acquisition of approximately 30 s (gas blank) followed by 60 s of data acquisition from the sample. | STDGL3 was used to determine the chalcophile and siderophile concentrations (Danyushevsky et al., 2011), and the in-house standard of pure pyrite Py was used to calibrate the S and Fe concentrations. The integrated count data of lithophile element concentrations were calibrated and converted using GSD-1G. Sulfide reference material, MASS-1, was analyzed as an unknown sample to check the analytical accuracy. | -1.286 |  | -1.871 |  | -0.557 |  | -0.072 | [7 empty] | -0.042 |  |  |  | -292.736 |  | 0.25002 | [5 empty] | 0.11564 |  | -2.259 |  |  |  | -1.115 | [9 empty] | 623300 |  | -0.029 |  |  |  | -0.703 | [7 empty] | -0.008 | [5 empty] | 0.024476 | [5 empty] | -3.82 |  | -0.849 |  | 0.081945 |  |  |  | -0.014 |  |  |  | 1.3887 | [5 empty] | 0.63602 | [15 empty] | 470795.3041 |  | -0.136 |  | -0.394 |  | -4.666 |  | -552.608 |  |  |  | -0.091 |  |  |  | -0.02 |  |  |  | -0.94 |  |  |  | 83909.0739 |  | -0.059 | [5 empty] | -0.084 |  | -0.083 | [5 empty] | -2.367 |  |  |  |  | 2022 | Chu, X., Li, B., Shen, P., Zha, Z., Lei, Z., Wang, X., Tao, S., Hu, Q., 2022. Trace elements in sulfide minerals from the Huangshaping copper-polymetallic deposit, Hunan, China: Ore genesis and element occurrence. Ore Geol. Rev. 144, 104867. https://doi.org/10.1016/j.oregeorev.2022.104867 |  | CHN |  | 112.6783 | 25.6586 | [6 empty] | Located from Mindat | 5000 | Inconsistencies exist between Methods section (see operating_conditions) which indicate measurement of only 71Ge and 107Ag, whereas 72Ge and 109Ag are the reported isotopes in the supplementary data table. Table shows 74Ge and 109Ag. Measured 72Ge=11.0017974929982; 107Ag=1.55871252050073 | 2025-11-28
| Huangshaping |  | Magmatic - hydrothermal | Replacement | Replacement zinc-lead |  |  |  | Chu et al., 2022 |  |  | HSP-12-py - 1 | underground mine |  |  |  |  | ore material | hand specimen |  | rock | [9 empty] | pyrite | [8 empty] | LA-ICPMS | ASI RESOLution-LR-S155 laser microprobe equipped with a Coherent Compex-Pro 193 nm ArF excimer laser. An Agilent 7700x ICP-MS instrument was used to acquire ion-signal intensities | State Key Laboratory of Ore Deposit Geochemistry, Institute of Geochemistry, Chinese Academy of Sciences. | The ablated aerosol was mixed with Ar (900 ml/min) as a transport gas, before exiting the cell. The following isotopes were monitored: 25Mg, 27Al, 29Si, 34S, 43Ca, 45Sc, 49Ti, 51V, 53Cr, 55Mn, 57Fe, 59Co, 60Ni, 65Cu,66Zn, 71Ga, 72Ge, 75As, 77Se, 93Nb, 95Mo, 107Ag, 111Cd, 115In, 118Sn,121Sb, 125Te, 139La, 181Ta, 184W, 197Au, 205Tl, 208Pb, and 209Bi. We used a consistent 26 Ã¬m-diameter spot size for all the analyses. Each analysis involved a background acquisition of approximately 30 s (gas blank) followed by 60 s of data acquisition from the sample. | STDGL3 was used to determine the chalcophile and siderophile concentrations (Danyushevsky et al., 2011), and the in-house standard of pure pyrite Py was used to calibrate the S and Fe concentrations. The integrated count data of lithophile element concentrations were calibrated and converted using GSD-1G. Sulfide reference material, MASS-1, was analyzed as an unknown sample to check the analytical accuracy. | -0.538 |  | -0.789 |  | 0.16422 |  | -0.041 | [7 empty] | 0.057649 |  |  |  | -95.047 |  | -0.084 | [5 empty] | 0.71146 |  | -0.74 |  |  |  | -0.471 | [9 empty] | 465419.1808 |  | -0.017 |  |  |  | -0.232 | [7 empty] | -0.006 | [5 empty] | -0.006 | [5 empty] | -2.16 |  | 0.36384 |  | 0.033577 |  |  |  | 0.004268 |  |  |  | 19.4202 | [5 empty] | 3.6535 | [15 empty] | 534506.2268 |  | 0.27016 |  | -0.147 |  | 1.0981 |  | -208.589 |  |  |  | 0.96936 |  |  |  | -0.01 |  |  |  | -0.374 |  |  |  | 79229.9747 |  | 0.80996 | [5 empty] | 0.058754 |  | 17.9463 | [5 empty] | 2.4382 |  |  |  |  | 2022 | Chu, X., Li, B., Shen, P., Zha, Z., Lei, Z., Wang, X., Tao, S., Hu, Q., 2022. Trace elements in sulfide minerals from the Huangshaping copper-polymetallic deposit, Hunan, China: Ore genesis and element occurrence. Ore Geol. Rev. 144, 104867. https://doi.org/10.1016/j.oregeorev.2022.104867 |  | CHN |  | 112.6783 | 25.6586 | [6 empty] | Located from Mindat | 5000 | Inconsistencies exist between Methods section (see operating_conditions) which indicate measurement of only 71Ge and 107Ag, whereas 72Ge and 109Ag are the reported isotopes in the supplementary data table. S (sulphur) reported in separate column, not reported in 34S column). Table shows 74Ge and 109Ag. Measured 72Ge=8.57168700497311; 107Ag=0.890321859321319 | 2025-11-28
| Huangshaping |  | Magmatic - hydrothermal | Replacement | Replacement zinc-lead |  |  |  | Chu et al., 2022 |  |  | HSP-12-py - 2 | underground mine |  |  |  |  | ore material | hand specimen |  | rock | [9 empty] | pyrite | [8 empty] | LA-ICPMS | ASI RESOLution-LR-S155 laser microprobe equipped with a Coherent Compex-Pro 193 nm ArF excimer laser. An Agilent 7700x ICP-MS instrument was used to acquire ion-signal intensities | State Key Laboratory of Ore Deposit Geochemistry, Institute of Geochemistry, Chinese Academy of Sciences. | The ablated aerosol was mixed with Ar (900 ml/min) as a transport gas, before exiting the cell. The following isotopes were monitored: 25Mg, 27Al, 29Si, 34S, 43Ca, 45Sc, 49Ti, 51V, 53Cr, 55Mn, 57Fe, 59Co, 60Ni, 65Cu,66Zn, 71Ga, 72Ge, 75As, 77Se, 93Nb, 95Mo, 107Ag, 111Cd, 115In, 118Sn,121Sb, 125Te, 139La, 181Ta, 184W, 197Au, 205Tl, 208Pb, and 209Bi. We used a consistent 26 Ã¬m-diameter spot size for all the analyses. Each analysis involved a background acquisition of approximately 30 s (gas blank) followed by 60 s of data acquisition from the sample. | STDGL3 was used to determine the chalcophile and siderophile concentrations (Danyushevsky et al., 2011), and the in-house standard of pure pyrite Py was used to calibrate the S and Fe concentrations. The integrated count data of lithophile element concentrations were calibrated and converted using GSD-1G. Sulfide reference material, MASS-1, was analyzed as an unknown sample to check the analytical accuracy. | 2.3149 |  | -0.725 |  | 0.091042 |  | -0.046 | [7 empty] | 5.6082 |  |  |  | 1972.3385 |  | -0.08 | [5 empty] | 1.5222 |  | -0.74 |  |  |  | 1.0529 | [9 empty] | 463788.2116 |  | -0.017 |  |  |  | -0.265 | [7 empty] | -0.004 | [5 empty] | 0.12158 | [5 empty] | 2159706.104 |  | 205.1502 |  | 0.51247 |  |  |  | 0.0087971 |  |  |  | 39.9546 | [5 empty] | 12.2448 | [15 empty] | 532686.4804 |  | 4.494 |  | -0.147 |  | -1.772 |  | -216.108 |  |  |  | 0.27152 |  |  |  | -0.009 |  |  |  | -0.249 |  |  |  | 79738.0874 |  | 0.58172 | [5 empty] | 0.046832 |  | 47.6324 | [5 empty] | 1.203 |  |  |  |  | 2022 | Chu, X., Li, B., Shen, P., Zha, Z., Lei, Z., Wang, X., Tao, S., Hu, Q., 2022. Trace elements in sulfide minerals from the Huangshaping copper-polymetallic deposit, Hunan, China: Ore genesis and element occurrence. Ore Geol. Rev. 144, 104867. https://doi.org/10.1016/j.oregeorev.2022.104867 |  | CHN |  | 112.6783 | 25.6586 | [6 empty] | Located from Mindat | 5000 | Inconsistencies exist between Methods section (see operating_conditions) which indicate measurement of only 71Ge and 107Ag, whereas 72Ge and 109Ag are the reported isotopes in the supplementary data table. S (sulphur) reported in separate column, not reported in 34S column). Table shows 74Ge and 109Ag. Measured 72Ge=8.07028779841709; 107Ag=2.24253334920702 | 2025-11-28
| Huangshaping |  | Magmatic - hydrothermal | Replacement | Replacement zinc-lead |  |  |  | Chu et al., 2022 |  |  | HSP-12-py - 3 | underground mine |  |  |  |  | ore material | hand specimen |  | rock | [9 empty] | pyrite | [8 empty] | LA-ICPMS | ASI RESOLution-LR-S155 laser microprobe equipped with a Coherent Compex-Pro 193 nm ArF excimer laser. An Agilent 7700x ICP-MS instrument was used to acquire ion-signal intensities | State Key Laboratory of Ore Deposit Geochemistry, Institute of Geochemistry, Chinese Academy of Sciences. | The ablated aerosol was mixed with Ar (900 ml/min) as a transport gas, before exiting the cell. The following isotopes were monitored: 25Mg, 27Al, 29Si, 34S, 43Ca, 45Sc, 49Ti, 51V, 53Cr, 55Mn, 57Fe, 59Co, 60Ni, 65Cu,66Zn, 71Ga, 72Ge, 75As, 77Se, 93Nb, 95Mo, 107Ag, 111Cd, 115In, 118Sn,121Sb, 125Te, 139La, 181Ta, 184W, 197Au, 205Tl, 208Pb, and 209Bi. We used a consistent 26 Ã¬m-diameter spot size for all the analyses. Each analysis involved a background acquisition of approximately 30 s (gas blank) followed by 60 s of data acquisition from the sample. | STDGL3 was used to determine the chalcophile and siderophile concentrations (Danyushevsky et al., 2011), and the in-house standard of pure pyrite Py was used to calibrate the S and Fe concentrations. The integrated count data of lithophile element concentrations were calibrated and converted using GSD-1G. Sulfide reference material, MASS-1, was analyzed as an unknown sample to check the analytical accuracy. | 1.6647 |  | -0.635 |  | -0.194 |  | -0.044 | [7 empty] | 0.050532 |  |  |  | -111.353 |  | -0.079 | [5 empty] | 0.86485 |  | -0.751 |  |  |  | -0.291 | [9 empty] | 465398.63 |  | 0.016644 |  |  |  | -0.253 | [7 empty] | -0.009 | [5 empty] | -0.006 | [5 empty] | -1.864 |  | 0.34955 |  | 0.034778 |  |  |  | -0.003 |  |  |  | 22.3081 | [5 empty] | 21.8471 | [15 empty] | 534499.3583 |  | 1.7819 |  | -0.128 |  | -1.198 |  | -209.672 |  |  |  | 0.35853 |  |  |  | -0.006 |  |  |  | 0.35629 |  |  |  | 58307.9678 |  | 1.7222 | [5 empty] | -0.032 |  | 27.4998 | [5 empty] | 1.6194 |  |  |  |  | 2022 | Chu, X., Li, B., Shen, P., Zha, Z., Lei, Z., Wang, X., Tao, S., Hu, Q., 2022. Trace elements in sulfide minerals from the Huangshaping copper-polymetallic deposit, Hunan, China: Ore genesis and element occurrence. Ore Geol. Rev. 144, 104867. https://doi.org/10.1016/j.oregeorev.2022.104867 |  | CHN |  | 112.6783 | 25.6586 | [6 empty] | Located from Mindat | 5000 | Inconsistencies exist between Methods section (see operating_conditions) which indicate measurement of only 71Ge and 107Ag, whereas 72Ge and 109Ag are the reported isotopes in the supplementary data table. S (sulphur) reported in separate column, not reported in 34S column). Table shows 74Ge and 109Ag. Measured 72Ge=8.49452305234034; 107Ag=1.12931281453451 | 2025-11-28
| Huangshaping |  | Magmatic - hydrothermal | Replacement | Replacement zinc-lead |  |  |  | Chu et al., 2022 |  |  | HSP-12-py - 4 | underground mine |  |  |  |  | ore material | hand specimen |  | rock | [9 empty] | pyrite | [8 empty] | LA-ICPMS | ASI RESOLution-LR-S155 laser microprobe equipped with a Coherent Compex-Pro 193 nm ArF excimer laser. An Agilent 7700x ICP-MS instrument was used to acquire ion-signal intensities | State Key Laboratory of Ore Deposit Geochemistry, Institute of Geochemistry, Chinese Academy of Sciences. | The ablated aerosol was mixed with Ar (900 ml/min) as a transport gas, before exiting the cell. The following isotopes were monitored: 25Mg, 27Al, 29Si, 34S, 43Ca, 45Sc, 49Ti, 51V, 53Cr, 55Mn, 57Fe, 59Co, 60Ni, 65Cu,66Zn, 71Ga, 72Ge, 75As, 77Se, 93Nb, 95Mo, 107Ag, 111Cd, 115In, 118Sn,121Sb, 125Te, 139La, 181Ta, 184W, 197Au, 205Tl, 208Pb, and 209Bi. We used a consistent 26 Ã¬m-diameter spot size for all the analyses. Each analysis involved a background acquisition of approximately 30 s (gas blank) followed by 60 s of data acquisition from the sample. | STDGL3 was used to determine the chalcophile and siderophile concentrations (Danyushevsky et al., 2011), and the in-house standard of pure pyrite Py was used to calibrate the S and Fe concentrations. The integrated count data of lithophile element concentrations were calibrated and converted using GSD-1G. Sulfide reference material, MASS-1, was analyzed as an unknown sample to check the analytical accuracy. | -0.771 |  | 73066.0062 |  | 0.32082 |  | -0.054 | [7 empty] | -0.047 |  |  |  | -121.268 |  | -0.118 | [5 empty] | 0.3455 |  | -0.982 |  |  |  | 0.65921 | [9 empty] | 465344.0637 |  | 0.14169 |  |  |  | -0.431 | [7 empty] | 0.35094 | [5 empty] | -0.008 | [5 empty] | 93815.0966 |  | 0.69995 |  | 0.18089 |  |  |  | 0.019227 |  |  |  | 8.879 | [5 empty] | 2.1656 | [15 empty] | 534464.7995 |  | 0.55393 |  | -0.214 |  | -3.583 |  | -318.675 |  |  |  | 70.5018 |  |  |  | -0.007 |  |  |  | 1.3277 |  |  |  | 105865.9356 |  | 0.27869 | [5 empty] | 0.21755 |  | 38.9786 | [5 empty] | 5.9021 |  |  |  |  | 2022 | Chu, X., Li, B., Shen, P., Zha, Z., Lei, Z., Wang, X., Tao, S., Hu, Q., 2022. Trace elements in sulfide minerals from the Huangshaping copper-polymetallic deposit, Hunan, China: Ore genesis and element occurrence. Ore Geol. Rev. 144, 104867. https://doi.org/10.1016/j.oregeorev.2022.104867 |  | CHN |  | 112.6783 | 25.6586 | [6 empty] | Located from Mindat | 5000 | Inconsistencies exist between Methods section (see operating_conditions) which indicate measurement of only 71Ge and 107Ag, whereas 72Ge and 109Ag are the reported isotopes in the supplementary data table. S (sulphur) reported in separate column, not reported in 34S column). Table shows 74Ge and 109Ag. Measured 72Ge=8.43487616624076; 107Ag=<0.785 | 2025-11-28
| Huangshaping |  | Magmatic - hydrothermal | Replacement | Replacement zinc-lead |  |  |  | Chu et al., 2022 |  |  | HSP-12-py - 5 | underground mine |  |  |  |  | ore material | hand specimen |  | rock | [9 empty] | pyrite | [8 empty] | LA-ICPMS | ASI RESOLution-LR-S155 laser microprobe equipped with a Coherent Compex-Pro 193 nm ArF excimer laser. An Agilent 7700x ICP-MS instrument was used to acquire ion-signal intensities | State Key Laboratory of Ore Deposit Geochemistry, Institute of Geochemistry, Chinese Academy of Sciences. | The ablated aerosol was mixed with Ar (900 ml/min) as a transport gas, before exiting the cell. The following isotopes were monitored: 25Mg, 27Al, 29Si, 34S, 43Ca, 45Sc, 49Ti, 51V, 53Cr, 55Mn, 57Fe, 59Co, 60Ni, 65Cu,66Zn, 71Ga, 72Ge, 75As, 77Se, 93Nb, 95Mo, 107Ag, 111Cd, 115In, 118Sn,121Sb, 125Te, 139La, 181Ta, 184W, 197Au, 205Tl, 208Pb, and 209Bi. We used a consistent 26 Ã¬m-diameter spot size for all the analyses. Each analysis involved a background acquisition of approximately 30 s (gas blank) followed by 60 s of data acquisition from the sample. | STDGL3 was used to determine the chalcophile and siderophile concentrations (Danyushevsky et al., 2011), and the in-house standard of pure pyrite Py was used to calibrate the S and Fe concentrations. The integrated count data of lithophile element concentrations were calibrated and converted using GSD-1G. Sulfide reference material, MASS-1, was analyzed as an unknown sample to check the analytical accuracy. | -0.458 |  | 6689.2282 |  | 0.27477 |  | -0.031 | [7 empty] | 0.15375 |  |  |  | -87.919 |  | -0.066 | [5 empty] | 0.87697 |  | 8430.7959 |  |  |  | 0.86823 | [9 empty] | 465147.4188 |  | -0.014 |  |  |  | -0.237 | [7 empty] | -0.005 | [5 empty] | -0.005 | [5 empty] | -1.809 |  | 0.32785 |  | 0.045319 |  |  |  | 0.0066671 |  |  |  | 22.2898 | [5 empty] | 7.0875 | [15 empty] | 534203.0621 |  | 0.67193 |  | -0.1 |  | -2.491 |  | 263.7037 |  |  |  | 0.12058 |  |  |  | -0.01 |  |  |  | 0.24188 |  |  |  | 65386.6931 |  | 1.9595 | [5 empty] | -0.033 |  | 22.6906 | [5 empty] | 2.0934 |  |  |  |  | 2022 | Chu, X., Li, B., Shen, P., Zha, Z., Lei, Z., Wang, X., Tao, S., Hu, Q., 2022. Trace elements in sulfide minerals from the Huangshaping copper-polymetallic deposit, Hunan, China: Ore genesis and element occurrence. Ore Geol. Rev. 144, 104867. https://doi.org/10.1016/j.oregeorev.2022.104867 |  | CHN |  | 112.6783 | 25.6586 | [6 empty] | Located from Mindat | 5000 | Inconsistencies exist between Methods section (see operating_conditions) which indicate measurement of only 71Ge and 107Ag, whereas 72Ge and 109Ag are the reported isotopes in the supplementary data table. S (sulphur) reported in separate column, not reported in 34S column). Table shows 74Ge and 109Ag. Measured 72Ge=8.06203785803519; 107Ag=0.542318237858065 | 2025-11-28
| Huangshaping |  | Magmatic - hydrothermal | Replacement | Replacement zinc-lead |  |  |  | Chu et al., 2022 |  |  | HSP-12-py - 6 | underground mine |  |  |  |  | ore material | hand specimen |  | rock | [9 empty] | pyrite | [8 empty] | LA-ICPMS | ASI RESOLution-LR-S155 laser microprobe equipped with a Coherent Compex-Pro 193 nm ArF excimer laser. An Agilent 7700x ICP-MS instrument was used to acquire ion-signal intensities | State Key Laboratory of Ore Deposit Geochemistry, Institute of Geochemistry, Chinese Academy of Sciences. | The ablated aerosol was mixed with Ar (900 ml/min) as a transport gas, before exiting the cell. The following isotopes were monitored: 25Mg, 27Al, 29Si, 34S, 43Ca, 45Sc, 49Ti, 51V, 53Cr, 55Mn, 57Fe, 59Co, 60Ni, 65Cu,66Zn, 71Ga, 72Ge, 75As, 77Se, 93Nb, 95Mo, 107Ag, 111Cd, 115In, 118Sn,121Sb, 125Te, 139La, 181Ta, 184W, 197Au, 205Tl, 208Pb, and 209Bi. We used a consistent 26 Ã¬m-diameter spot size for all the analyses. Each analysis involved a background acquisition of approximately 30 s (gas blank) followed by 60 s of data acquisition from the sample. | STDGL3 was used to determine the chalcophile and siderophile concentrations (Danyushevsky et al., 2011), and the in-house standard of pure pyrite Py was used to calibrate the S and Fe concentrations. The integrated count data of lithophile element concentrations were calibrated and converted using GSD-1G. Sulfide reference material, MASS-1, was analyzed as an unknown sample to check the analytical accuracy. | 2.1065 |  | 241814.8801 |  | 0.11139 |  | -0.018 | [7 empty] | 1.9729 |  |  |  | -94.146 |  | -0.072 | [5 empty] | 0.90391 |  | -0.709 |  |  |  | 1.7767 | [9 empty] | 465323.581 |  | 0.028227 |  |  |  | 0.20978 | [7 empty] | 0.0056723 | [5 empty] | -0.005 | [5 empty] | 45475.7471 |  | 1.0199 |  | 0.1062 |  |  |  | 0.0046298 |  |  |  | 24.7974 | [5 empty] | 66.611 | [15 empty] | 534446.9492 |  | 2.5396 |  | -0.113 |  | -1.407 |  | -172.586 |  |  |  | 1.6168 |  |  |  | -0.003 |  |  |  | -0.177 |  |  |  | 63201.8525 |  | 2.6309 | [5 empty] | 0.21136 |  | 46.5448 | [5 empty] | 1.1823 |  |  |  |  | 2022 | Chu, X., Li, B., Shen, P., Zha, Z., Lei, Z., Wang, X., Tao, S., Hu, Q., 2022. Trace elements in sulfide minerals from the Huangshaping copper-polymetallic deposit, Hunan, China: Ore genesis and element occurrence. Ore Geol. Rev. 144, 104867. https://doi.org/10.1016/j.oregeorev.2022.104867 |  | CHN |  | 112.6783 | 25.6586 | [6 empty] | Located from Mindat | 5000 | Inconsistencies exist between Methods section (see operating_conditions) which indicate measurement of only 71Ge and 107Ag, whereas 72Ge and 109Ag are the reported isotopes in the supplementary data table. S (sulphur) reported in separate column, not reported in 34S column). Table shows 74Ge and 109Ag. Measured 72Ge=7.84635829181053; 107Ag=1.91724598823415 | 2025-11-28
| Huangshaping |  | Magmatic - hydrothermal | Replacement | Replacement zinc-lead |  |  |  | Chu et al., 2022 |  |  | HSP-11-py - 1 | underground mine |  |  |  |  | ore material | hand specimen |  | rock | [9 empty] | pyrite | [8 empty] | LA-ICPMS | ASI RESOLution-LR-S155 laser microprobe equipped with a Coherent Compex-Pro 193 nm ArF excimer laser. An Agilent 7700x ICP-MS instrument was used to acquire ion-signal intensities | State Key Laboratory of Ore Deposit Geochemistry, Institute of Geochemistry, Chinese Academy of Sciences. | The ablated aerosol was mixed with Ar (900 ml/min) as a transport gas, before exiting the cell. The following isotopes were monitored: 25Mg, 27Al, 29Si, 34S, 43Ca, 45Sc, 49Ti, 51V, 53Cr, 55Mn, 57Fe, 59Co, 60Ni, 65Cu,66Zn, 71Ga, 72Ge, 75As, 77Se, 93Nb, 95Mo, 107Ag, 111Cd, 115In, 118Sn,121Sb, 125Te, 139La, 181Ta, 184W, 197Au, 205Tl, 208Pb, and 209Bi. We used a consistent 26 Ã¬m-diameter spot size for all the analyses. Each analysis involved a background acquisition of approximately 30 s (gas blank) followed by 60 s of data acquisition from the sample. | STDGL3 was used to determine the chalcophile and siderophile concentrations (Danyushevsky et al., 2011), and the in-house standard of pure pyrite Py was used to calibrate the S and Fe concentrations. The integrated count data of lithophile element concentrations were calibrated and converted using GSD-1G. Sulfide reference material, MASS-1, was analyzed as an unknown sample to check the analytical accuracy. | 4.3846 |  | 1015605.347 |  | 44.3337 |  | -0.05 | [7 empty] | 0.0038849 |  |  |  | 4285.2327 |  | -0.08 | [5 empty] | -0.036 |  | 45504.3165 |  |  |  | 2.2216 | [9 empty] | 460229.7254 |  | 0.13871 |  |  |  | -0.277 | [7 empty] | 0.021872 | [5 empty] | 1.1478 | [5 empty] | 19690946.42 |  | 811.5691 |  | -0.038 |  |  |  | -0.005 |  |  |  | -0.238 | [5 empty] | 73.2083 | [15 empty] | 528542.8692 |  | 26.7204 |  | 1.3714 |  | -2.449 |  | 242.9901 |  |  |  | 4.8498 |  |  |  | 0.012276 |  |  |  | -0.707 |  |  |  | 76040.8327 |  | 3.0164 | [5 empty] | 5.5405 |  | 0.92381 | [5 empty] | 2.4695 |  |  |  |  | 2022 | Chu, X., Li, B., Shen, P., Zha, Z., Lei, Z., Wang, X., Tao, S., Hu, Q., 2022. Trace elements in sulfide minerals from the Huangshaping copper-polymetallic deposit, Hunan, China: Ore genesis and element occurrence. Ore Geol. Rev. 144, 104867. https://doi.org/10.1016/j.oregeorev.2022.104867 |  | CHN |  | 112.6783 | 25.6586 | [6 empty] | Located from Mindat | 5000 | Inconsistencies exist between Methods section (see operating_conditions) which indicate measurement of only 71Ge and 107Ag, whereas 72Ge and 109Ag are the reported isotopes in the supplementary data table. S (sulphur) reported in separate column, not reported in 34S column). Table shows 74Ge and 109Ag. Measured 72Ge=9.60462218361103; 107Ag=3.77615699551385 | 2025-11-28
| Huangshaping |  | Magmatic - hydrothermal | Replacement | Replacement zinc-lead |  |  |  | Chu et al., 2022 |  |  | HSP-11-py - 2 | underground mine |  |  |  |  | ore material | hand specimen |  | rock | [9 empty] | pyrite | [8 empty] | LA-ICPMS | ASI RESOLution-LR-S155 laser microprobe equipped with a Coherent Compex-Pro 193 nm ArF excimer laser. An Agilent 7700x ICP-MS instrument was used to acquire ion-signal intensities | State Key Laboratory of Ore Deposit Geochemistry, Institute of Geochemistry, Chinese Academy of Sciences. | The ablated aerosol was mixed with Ar (900 ml/min) as a transport gas, before exiting the cell. The following isotopes were monitored: 25Mg, 27Al, 29Si, 34S, 43Ca, 45Sc, 49Ti, 51V, 53Cr, 55Mn, 57Fe, 59Co, 60Ni, 65Cu,66Zn, 71Ga, 72Ge, 75As, 77Se, 93Nb, 95Mo, 107Ag, 111Cd, 115In, 118Sn,121Sb, 125Te, 139La, 181Ta, 184W, 197Au, 205Tl, 208Pb, and 209Bi. We used a consistent 26 Ã¬m-diameter spot size for all the analyses. Each analysis involved a background acquisition of approximately 30 s (gas blank) followed by 60 s of data acquisition from the sample. | STDGL3 was used to determine the chalcophile and siderophile concentrations (Danyushevsky et al., 2011), and the in-house standard of pure pyrite Py was used to calibrate the S and Fe concentrations. The integrated count data of lithophile element concentrations were calibrated and converted using GSD-1G. Sulfide reference material, MASS-1, was analyzed as an unknown sample to check the analytical accuracy. | 2.3423 |  | 666586.9698 |  | 44.0779 |  | 0.031325 | [7 empty] | -0.023 |  |  |  | 1001.3797 |  | -0.074 | [5 empty] | 0.031551 |  | 16897.9876 |  |  |  | 2.4483 | [9 empty] | 463508.3085 |  | 0.081238 |  |  |  | -0.259 | [7 empty] | 0.030951 | [5 empty] | 4.132 | [5 empty] | 9712174.118 |  | 345.0337 |  | 0.038507 |  |  |  | -0.003 |  |  |  | 0.14518 | [5 empty] | 33.9122 | [15 empty] | 532291.5379 |  | 25.0788 |  | 0.69325 |  | -2.274 |  | 215.8683 |  |  |  | 4.1616 |  |  |  | 0.0064037 |  |  |  | -0.399 |  |  |  | 83455.6709 |  | 2.7426 | [5 empty] | 3.0297 |  | 0.82285 | [5 empty] | -1.109 |  |  |  |  | 2022 | Chu, X., Li, B., Shen, P., Zha, Z., Lei, Z., Wang, X., Tao, S., Hu, Q., 2022. Trace elements in sulfide minerals from the Huangshaping copper-polymetallic deposit, Hunan, China: Ore genesis and element occurrence. Ore Geol. Rev. 144, 104867. https://doi.org/10.1016/j.oregeorev.2022.104867 |  | CHN |  | 112.6783 | 25.6586 | [6 empty] | Located from Mindat | 5000 | Inconsistencies exist between Methods section (see operating_conditions) which indicate measurement of only 71Ge and 107Ag, whereas 72Ge and 109Ag are the reported isotopes in the supplementary data table. S (sulphur) reported in separate column, not reported in 34S column). Table shows 74Ge and 109Ag. Measured 72Ge=8.72728840206316; 107Ag=2.2119844826119 | 2025-11-28
| Huangshaping |  | Magmatic - hydrothermal | Replacement | Replacement zinc-lead |  |  |  | Chu et al., 2022 |  |  | HSP-11-sp - 1 | underground mine |  |  |  |  | ore material | hand specimen |  | rock | [9 empty] | sphalerite | [8 empty] | LA-ICPMS | ASI RESOLution-LR-S155 laser microprobe equipped with a Coherent Compex-Pro 193 nm ArF excimer laser. An Agilent 7700x ICP-MS instrument was used to acquire ion-signal intensities | State Key Laboratory of Ore Deposit Geochemistry, Institute of Geochemistry, Chinese Academy of Sciences. | The ablated aerosol was mixed with Ar (900 ml/min) as a transport gas, before exiting the cell. The following isotopes were monitored: 25Mg, 27Al, 29Si, 34S, 43Ca, 45Sc, 49Ti, 51V, 53Cr, 55Mn, 57Fe, 59Co, 60Ni, 65Cu,66Zn, 71Ga, 72Ge, 75As, 77Se, 93Nb, 95Mo, 107Ag, 111Cd, 115In, 118Sn,121Sb, 125Te, 139La, 181Ta, 184W, 197Au, 205Tl, 208Pb, and 209Bi. We used a consistent 26 Ã¬m-diameter spot size for all the analyses. Each analysis involved a background acquisition of approximately 30 s (gas blank) followed by 60 s of data acquisition from the sample. | STDGL3 was used to determine the chalcophile and siderophile concentrations (Danyushevsky et al., 2011), and the in-house standard of pure pyrite Py was used to calibrate the S and Fe concentrations. The integrated count data of lithophile element concentrations were calibrated and converted using GSD-1G. Sulfide reference material, MASS-1, was analyzed as an unknown sample to check the analytical accuracy. | 192.5445 |  | 6229601.562 |  | 0.94118 |  | -0.06 | [7 empty] | -0.045 |  |  |  | 226.5525 |  | 2810.5596 | [5 empty] | 0.38638 |  | -1.323 |  |  |  | 1644.8832 | [9 empty] | 131764.7628 |  | 10.3393 |  |  |  | -0.448 | [7 empty] | 0.78607 | [5 empty] | 0.050022 | [5 empty] | 2440422.966 |  | 1738.6333 |  | -0.137 |  |  |  | 0.0097315 |  |  |  | 0.23892 | [5 empty] | 374.0528 | [15 empty] | 333831.6184 |  | 6.135 |  | -0.261 |  | -1.992 |  | 1025.7614 |  |  |  | 32.8914 |  |  |  | 0.0060724 |  |  |  | -1.33 |  |  |  | 67532.7679 |  | 1.8721 | [5 empty] | 1.9467 |  | 0.1012 | [5 empty] | 522967.738 |  |  |  |  | 2022 | Chu, X., Li, B., Shen, P., Zha, Z., Lei, Z., Wang, X., Tao, S., Hu, Q., 2022. Trace elements in sulfide minerals from the Huangshaping copper-polymetallic deposit, Hunan, China: Ore genesis and element occurrence. Ore Geol. Rev. 144, 104867. https://doi.org/10.1016/j.oregeorev.2022.104867 |  | CHN |  | 112.6783 | 25.6586 | [6 empty] | Located from Mindat | 5000 | Inconsistencies exist between Methods section (see operating_conditions) which indicate measurement of only 71Ge and 107Ag, whereas 72Ge and 109Ag are the reported isotopes in the supplementary data table. S (sulphur) reported in separate column, not reported in 34S column). Table shows 74Ge and 109Ag. Measured 72Ge=2.80995140100044; 107Ag=192.549871344523 | 2025-11-28
| Huangshaping |  | Magmatic - hydrothermal | Replacement | Replacement zinc-lead |  |  |  | Chu et al., 2022 |  |  | HSP-11-sp - 2 | underground mine |  |  |  |  | ore material | hand specimen |  | rock | [9 empty] | sphalerite | [8 empty] | LA-ICPMS | ASI RESOLution-LR-S155 laser microprobe equipped with a Coherent Compex-Pro 193 nm ArF excimer laser. An Agilent 7700x ICP-MS instrument was used to acquire ion-signal intensities | State Key Laboratory of Ore Deposit Geochemistry, Institute of Geochemistry, Chinese Academy of Sciences. | The ablated aerosol was mixed with Ar (900 ml/min) as a transport gas, before exiting the cell. The following isotopes were monitored: 25Mg, 27Al, 29Si, 34S, 43Ca, 45Sc, 49Ti, 51V, 53Cr, 55Mn, 57Fe, 59Co, 60Ni, 65Cu,66Zn, 71Ga, 72Ge, 75As, 77Se, 93Nb, 95Mo, 107Ag, 111Cd, 115In, 118Sn,121Sb, 125Te, 139La, 181Ta, 184W, 197Au, 205Tl, 208Pb, and 209Bi. We used a consistent 26 Ã¬m-diameter spot size for all the analyses. Each analysis involved a background acquisition of approximately 30 s (gas blank) followed by 60 s of data acquisition from the sample. | STDGL3 was used to determine the chalcophile and siderophile concentrations (Danyushevsky et al., 2011), and the in-house standard of pure pyrite Py was used to calibrate the S and Fe concentrations. The integrated count data of lithophile element concentrations were calibrated and converted using GSD-1G. Sulfide reference material, MASS-1, was analyzed as an unknown sample to check the analytical accuracy. | 328.1838 |  | 9978148.291 |  | 4.1223 |  | -0.083 | [7 empty] | 0.023997 |  |  |  | -271.327 |  | 2647.0364 | [5 empty] | 0.34271 |  | 31525.5953 |  |  |  | 1184.8757 | [9 empty] | 97998.6661 |  | 2.9783 |  |  |  | -0.598 | [7 empty] | 6.9962 | [5 empty] | -0.013 | [5 empty] | 1583432.037 |  | 369.8741 |  | -0.094 |  |  |  | 0.20833 |  |  |  | 0.22952 | [5 empty] | 1685.1425 | [15 empty] | 331309.3858 |  | 27.635 |  | -0.34 |  | -2.391 |  | 2106.2222 |  |  |  | 123.3056 |  |  |  | 0.021607 |  |  |  | -0.399 |  |  |  | 749424.8061 |  | 3.6221 | [5 empty] | 2.692 |  | 0.85047 | [5 empty] | 557411.5638 |  |  |  |  | 2022 | Chu, X., Li, B., Shen, P., Zha, Z., Lei, Z., Wang, X., Tao, S., Hu, Q., 2022. Trace elements in sulfide minerals from the Huangshaping copper-polymetallic deposit, Hunan, China: Ore genesis and element occurrence. Ore Geol. Rev. 144, 104867. https://doi.org/10.1016/j.oregeorev.2022.104867 |  | CHN |  | 112.6783 | 25.6586 | [6 empty] | Located from Mindat | 5000 | Inconsistencies exist between Methods section (see operating_conditions) which indicate measurement of only 71Ge and 107Ag, whereas 72Ge and 109Ag are the reported isotopes in the supplementary data table. S (sulphur) reported in separate column, not reported in 34S column). Table shows 74Ge and 109Ag. Measured 72Ge=2.18334842432427; 107Ag=322.238024289589 | 2025-11-28
| Huangshaping |  | Magmatic - hydrothermal | Replacement | Replacement zinc-lead |  |  |  | Chu et al., 2022 |  |  | HSP-11-sp - 3 | underground mine |  |  |  |  | ore material | hand specimen |  | rock | [9 empty] | sphalerite | [8 empty] | LA-ICPMS | ASI RESOLution-LR-S155 laser microprobe equipped with a Coherent Compex-Pro 193 nm ArF excimer laser. An Agilent 7700x ICP-MS instrument was used to acquire ion-signal intensities | State Key Laboratory of Ore Deposit Geochemistry, Institute of Geochemistry, Chinese Academy of Sciences. | The ablated aerosol was mixed with Ar (900 ml/min) as a transport gas, before exiting the cell. The following isotopes were monitored: 25Mg, 27Al, 29Si, 34S, 43Ca, 45Sc, 49Ti, 51V, 53Cr, 55Mn, 57Fe, 59Co, 60Ni, 65Cu,66Zn, 71Ga, 72Ge, 75As, 77Se, 93Nb, 95Mo, 107Ag, 111Cd, 115In, 118Sn,121Sb, 125Te, 139La, 181Ta, 184W, 197Au, 205Tl, 208Pb, and 209Bi. We used a consistent 26 Ã¬m-diameter spot size for all the analyses. Each analysis involved a background acquisition of approximately 30 s (gas blank) followed by 60 s of data acquisition from the sample. | STDGL3 was used to determine the chalcophile and siderophile concentrations (Danyushevsky et al., 2011), and the in-house standard of pure pyrite Py was used to calibrate the S and Fe concentrations. The integrated count data of lithophile element concentrations were calibrated and converted using GSD-1G. Sulfide reference material, MASS-1, was analyzed as an unknown sample to check the analytical accuracy. | 128.0708 |  | -1.113 |  | 0.087155 |  | -0.029 | [7 empty] | -0.02 |  |  |  | -191.009 |  | 2589.7285 | [5 empty] | 0.25944 |  | 14893.4884 |  |  |  | 1457.906 | [9 empty] | 130225.3651 |  | 3.1394 |  |  |  | -0.371 | [7 empty] | 0.18799 | [5 empty] | 0.0099847 | [5 empty] | -2.619 |  | 1698.9188 |  | -0.069 |  |  |  | 0.011584 |  |  |  | 0.21325 | [5 empty] | 83.7505 | [15 empty] | 334769.1801 |  | 0.69738 |  | -0.25 |  | -2.714 |  | 651.9979 |  |  |  | 9.2106 |  |  |  | -0.007 |  |  |  | -0.098 |  |  |  | 46996.615 |  | 0.36951 | [5 empty] | -0.079 |  | -0.031 | [5 empty] | 527132.8502 |  |  |  |  | 2022 | Chu, X., Li, B., Shen, P., Zha, Z., Lei, Z., Wang, X., Tao, S., Hu, Q., 2022. Trace elements in sulfide minerals from the Huangshaping copper-polymetallic deposit, Hunan, China: Ore genesis and element occurrence. Ore Geol. Rev. 144, 104867. https://doi.org/10.1016/j.oregeorev.2022.104867 |  | CHN |  | 112.6783 | 25.6586 | [6 empty] | Located from Mindat | 5000 | Inconsistencies exist between Methods section (see operating_conditions) which indicate measurement of only 71Ge and 107Ag, whereas 72Ge and 109Ag are the reported isotopes in the supplementary data table. S (sulphur) reported in separate column, not reported in 34S column). Table shows 74Ge and 109Ag. Measured 72Ge=2.28933062127352; 107Ag=124.059735957738 | 2025-11-28
| Huangshaping |  | Magmatic - hydrothermal | Replacement | Replacement zinc-lead |  |  |  | Chu et al., 2022 |  |  | HSP-11-py - 3 | underground mine |  |  |  |  | ore material | hand specimen |  | rock | [9 empty] | pyrite | [8 empty] | LA-ICPMS | ASI RESOLution-LR-S155 laser microprobe equipped with a Coherent Compex-Pro 193 nm ArF excimer laser. An Agilent 7700x ICP-MS instrument was used to acquire ion-signal intensities | State Key Laboratory of Ore Deposit Geochemistry, Institute of Geochemistry, Chinese Academy of Sciences. | The ablated aerosol was mixed with Ar (900 ml/min) as a transport gas, before exiting the cell. The following isotopes were monitored: 25Mg, 27Al, 29Si, 34S, 43Ca, 45Sc, 49Ti, 51V, 53Cr, 55Mn, 57Fe, 59Co, 60Ni, 65Cu,66Zn, 71Ga, 72Ge, 75As, 77Se, 93Nb, 95Mo, 107Ag, 111Cd, 115In, 118Sn,121Sb, 125Te, 139La, 181Ta, 184W, 197Au, 205Tl, 208Pb, and 209Bi. We used a consistent 26 Ã¬m-diameter spot size for all the analyses. Each analysis involved a background acquisition of approximately 30 s (gas blank) followed by 60 s of data acquisition from the sample. | STDGL3 was used to determine the chalcophile and siderophile concentrations (Danyushevsky et al., 2011), and the in-house standard of pure pyrite Py was used to calibrate the S and Fe concentrations. The integrated count data of lithophile element concentrations were calibrated and converted using GSD-1G. Sulfide reference material, MASS-1, was analyzed as an unknown sample to check the analytical accuracy. | 1.9309 |  | 412902.8285 |  | 0.38872 |  | -0.041 | [7 empty] | 0.030761 |  |  |  | -161.82 |  | -0.139 | [5 empty] | 0.39657 |  | -1.466 |  |  |  | -0.629 | [9 empty] | 465357.51 |  | 0.02971 |  |  |  | 0.47487 | [7 empty] | -0.009 | [5 empty] | -0.01 | [5 empty] | 235508.1701 |  | 2.6622 |  | 0.18907 |  |  |  | 0.0079209 |  |  |  | 6.4743 | [5 empty] | 17.2557 | [15 empty] | 534430.2269 |  | 1.8126 |  | -0.207 |  | -2.516 |  | -313.899 |  |  |  | 1.8764 |  |  |  | -0.016 |  |  |  | 0.51294 |  |  |  | 72452.6761 |  | 23.2095 | [5 empty] | -0.064 |  | 11.437 | [5 empty] | 2.4608 |  |  |  |  | 2022 | Chu, X., Li, B., Shen, P., Zha, Z., Lei, Z., Wang, X., Tao, S., Hu, Q., 2022. Trace elements in sulfide minerals from the Huangshaping copper-polymetallic deposit, Hunan, China: Ore genesis and element occurrence. Ore Geol. Rev. 144, 104867. https://doi.org/10.1016/j.oregeorev.2022.104867 |  | CHN |  | 112.6783 | 25.6586 | [6 empty] | Located from Mindat | 5000 | Inconsistencies exist between Methods section (see operating_conditions) which indicate measurement of only 71Ge and 107Ag, whereas 72Ge and 109Ag are the reported isotopes in the supplementary data table. S (sulphur) reported in separate column, not reported in 34S column). Table shows 74Ge and 109Ag. Measured 72Ge=8.38322026676786; 107Ag=1.49492028814446 | 2025-11-28
| Huangshaping |  | Magmatic - hydrothermal | Replacement | Replacement zinc-lead |  |  |  | Chu et al., 2022 |  |  | HSP-11-py - 4 | underground mine |  |  |  |  | ore material | hand specimen |  | rock | [9 empty] | pyrite | [8 empty] | LA-ICPMS | ASI RESOLution-LR-S155 laser microprobe equipped with a Coherent Compex-Pro 193 nm ArF excimer laser. An Agilent 7700x ICP-MS instrument was used to acquire ion-signal intensities | State Key Laboratory of Ore Deposit Geochemistry, Institute of Geochemistry, Chinese Academy of Sciences. | The ablated aerosol was mixed with Ar (900 ml/min) as a transport gas, before exiting the cell. The following isotopes were monitored: 25Mg, 27Al, 29Si, 34S, 43Ca, 45Sc, 49Ti, 51V, 53Cr, 55Mn, 57Fe, 59Co, 60Ni, 65Cu,66Zn, 71Ga, 72Ge, 75As, 77Se, 93Nb, 95Mo, 107Ag, 111Cd, 115In, 118Sn,121Sb, 125Te, 139La, 181Ta, 184W, 197Au, 205Tl, 208Pb, and 209Bi. We used a consistent 26 Ã¬m-diameter spot size for all the analyses. Each analysis involved a background acquisition of approximately 30 s (gas blank) followed by 60 s of data acquisition from the sample. | STDGL3 was used to determine the chalcophile and siderophile concentrations (Danyushevsky et al., 2011), and the in-house standard of pure pyrite Py was used to calibrate the S and Fe concentrations. The integrated count data of lithophile element concentrations were calibrated and converted using GSD-1G. Sulfide reference material, MASS-1, was analyzed as an unknown sample to check the analytical accuracy. | 9.3507 |  | 737554.1619 |  | 1.9137 |  | -0.047 | [7 empty] | -0.009 |  |  |  | 433.8878 |  | -0.098 | [5 empty] | 0.4845 |  | -1.17 |  |  |  | 4.7815 | [9 empty] | 464809.1435 |  | 0.091056 |  |  |  | -0.296 | [7 empty] | 0.018926 | [5 empty] | 0.028496 | [5 empty] | 2155075.876 |  | 70.7582 |  | 0.087918 |  |  |  | -0.004 |  |  |  | 5.2355 | [5 empty] | 93.895 | [15 empty] | 533827.4034 |  | 14.2813 |  | -0.215 |  | -1.087 |  | -226.346 |  |  |  | 2.9702 |  |  |  | -0.006 |  |  |  | -0.119 |  |  |  | 74257.5065 |  | 8.3293 | [5 empty] | -0.069 |  | 1.3388 | [5 empty] | 2.0832 |  |  |  |  | 2022 | Chu, X., Li, B., Shen, P., Zha, Z., Lei, Z., Wang, X., Tao, S., Hu, Q., 2022. Trace elements in sulfide minerals from the Huangshaping copper-polymetallic deposit, Hunan, China: Ore genesis and element occurrence. Ore Geol. Rev. 144, 104867. https://doi.org/10.1016/j.oregeorev.2022.104867 |  | CHN |  | 112.6783 | 25.6586 | [6 empty] | Located from Mindat | 5000 | Inconsistencies exist between Methods section (see operating_conditions) which indicate measurement of only 71Ge and 107Ag, whereas 72Ge and 109Ag are the reported isotopes in the supplementary data table. S (sulphur) reported in separate column, not reported in 34S column). Table shows 74Ge and 109Ag. Measured 72Ge=7.83008249402472; 107Ag=9.01167048698653 | 2025-11-28
| Huangshaping |  | Magmatic - hydrothermal | Replacement | Replacement zinc-lead |  |  |  | Chu et al., 2022 |  |  | HSP-11-sp - 4 | underground mine |  |  |  |  | ore material | hand specimen |  | rock | [9 empty] | sphalerite | [8 empty] | LA-ICPMS | ASI RESOLution-LR-S155 laser microprobe equipped with a Coherent Compex-Pro 193 nm ArF excimer laser. An Agilent 7700x ICP-MS instrument was used to acquire ion-signal intensities | State Key Laboratory of Ore Deposit Geochemistry, Institute of Geochemistry, Chinese Academy of Sciences. | The ablated aerosol was mixed with Ar (900 ml/min) as a transport gas, before exiting the cell. The following isotopes were monitored: 25Mg, 27Al, 29Si, 34S, 43Ca, 45Sc, 49Ti, 51V, 53Cr, 55Mn, 57Fe, 59Co, 60Ni, 65Cu,66Zn, 71Ga, 72Ge, 75As, 77Se, 93Nb, 95Mo, 107Ag, 111Cd, 115In, 118Sn,121Sb, 125Te, 139La, 181Ta, 184W, 197Au, 205Tl, 208Pb, and 209Bi. We used a consistent 26 Ã¬m-diameter spot size for all the analyses. Each analysis involved a background acquisition of approximately 30 s (gas blank) followed by 60 s of data acquisition from the sample. | STDGL3 was used to determine the chalcophile and siderophile concentrations (Danyushevsky et al., 2011), and the in-house standard of pure pyrite Py was used to calibrate the S and Fe concentrations. The integrated count data of lithophile element concentrations were calibrated and converted using GSD-1G. Sulfide reference material, MASS-1, was analyzed as an unknown sample to check the analytical accuracy. | 55.1227 |  | -1.192 |  | -0.12 |  | -0.055 | [7 empty] | -0.028 |  |  |  | 10091.2975 |  | 2495.3679 | [5 empty] | 0.25862 |  | -2.163 |  |  |  | 691.3725 | [9 empty] | 114209.0395 |  | 30.6271 |  |  |  | -0.453 | [7 empty] | 3.932 | [5 empty] | 0.1613 | [5 empty] | -2.037 |  | 901.5051 |  | 0.10669 |  |  |  | -0.006 |  |  |  | -0.353 | [5 empty] | 88.8024 | [15 empty] | 329637.6026 |  | 1.0647 |  | -0.263 |  | 2.4693 |  | 551.7206 |  |  |  | 6.1281 |  |  |  | 0.015535 |  |  |  | -0.182 |  |  |  | 47174.946 |  | 0.1496 | [5 empty] | -0.055 |  | -0.063 | [5 empty] | 536287.4057 |  |  |  |  | 2022 | Chu, X., Li, B., Shen, P., Zha, Z., Lei, Z., Wang, X., Tao, S., Hu, Q., 2022. Trace elements in sulfide minerals from the Huangshaping copper-polymetallic deposit, Hunan, China: Ore genesis and element occurrence. Ore Geol. Rev. 144, 104867. https://doi.org/10.1016/j.oregeorev.2022.104867 |  | CHN |  | 112.6783 | 25.6586 | [6 empty] | Located from Mindat | 5000 | Inconsistencies exist between Methods section (see operating_conditions) which indicate measurement of only 71Ge and 107Ag, whereas 72Ge and 109Ag are the reported isotopes in the supplementary data table. S (sulphur) reported in separate column, not reported in 34S column). Table shows 74Ge and 109Ag. Measured 72Ge=2.4185603366502; 107Ag=58.5741233555066 | 2025-11-28
| Huangshaping |  | Magmatic - hydrothermal | Replacement | Replacement zinc-lead |  |  |  | Chu et al., 2022 |  |  | HSP-11-sp - 5 | underground mine |  |  |  |  | ore material | hand specimen |  | rock | [9 empty] | sphalerite | [8 empty] | LA-ICPMS | ASI RESOLution-LR-S155 laser microprobe equipped with a Coherent Compex-Pro 193 nm ArF excimer laser. An Agilent 7700x ICP-MS instrument was used to acquire ion-signal intensities | State Key Laboratory of Ore Deposit Geochemistry, Institute of Geochemistry, Chinese Academy of Sciences. | The ablated aerosol was mixed with Ar (900 ml/min) as a transport gas, before exiting the cell. The following isotopes were monitored: 25Mg, 27Al, 29Si, 34S, 43Ca, 45Sc, 49Ti, 51V, 53Cr, 55Mn, 57Fe, 59Co, 60Ni, 65Cu,66Zn, 71Ga, 72Ge, 75As, 77Se, 93Nb, 95Mo, 107Ag, 111Cd, 115In, 118Sn,121Sb, 125Te, 139La, 181Ta, 184W, 197Au, 205Tl, 208Pb, and 209Bi. We used a consistent 26 Ã¬m-diameter spot size for all the analyses. Each analysis involved a background acquisition of approximately 30 s (gas blank) followed by 60 s of data acquisition from the sample. | STDGL3 was used to determine the chalcophile and siderophile concentrations (Danyushevsky et al., 2011), and the in-house standard of pure pyrite Py was used to calibrate the S and Fe concentrations. The integrated count data of lithophile element concentrations were calibrated and converted using GSD-1G. Sulfide reference material, MASS-1, was analyzed as an unknown sample to check the analytical accuracy. | 77.7301 |  | 97173.9228 |  | -0.206 |  | -0.044 | [7 empty] | -0.023 |  |  |  | 207.7888 |  | 2434.6136 | [5 empty] | 0.2322 |  | 13427.7274 |  |  |  | 615.845 | [9 empty] | 135647.2274 |  | 4.4422 |  |  |  | 0.91189 | [7 empty] | 1.0717 | [5 empty] | -0.008 | [5 empty] | 2831120.234 |  | 1307.5587 |  | 0.04617 |  |  |  | -0.002 |  |  |  | -0.426 | [5 empty] | 153.2602 | [15 empty] | 335156.9739 |  | 1.7306 |  | -0.237 |  | -1.409 |  | 413.0121 |  |  |  | 18.7196 |  |  |  | -0.005 |  |  |  | -1.491 |  |  |  | 50601.433 |  | 0.52056 | [5 empty] | 0.1555 |  | 0.06534 | [5 empty] | 522517.5452 |  |  |  |  | 2022 | Chu, X., Li, B., Shen, P., Zha, Z., Lei, Z., Wang, X., Tao, S., Hu, Q., 2022. Trace elements in sulfide minerals from the Huangshaping copper-polymetallic deposit, Hunan, China: Ore genesis and element occurrence. Ore Geol. Rev. 144, 104867. https://doi.org/10.1016/j.oregeorev.2022.104867 |  | CHN |  | 112.6783 | 25.6586 | [6 empty] | Located from Mindat | 5000 | Inconsistencies exist between Methods section (see operating_conditions) which indicate measurement of only 71Ge and 107Ag, whereas 72Ge and 109Ag are the reported isotopes in the supplementary data table. S (sulphur) reported in separate column, not reported in 34S column). Table shows 74Ge and 109Ag. Measured 72Ge=4.01225664165324; 107Ag=79.0358555992106 | 2025-11-28
| Huangshaping |  | Magmatic - hydrothermal | Replacement | Replacement zinc-lead |  |  |  | Chu et al., 2022 |  |  | HSP-11-sp - 6 | underground mine |  |  |  |  | ore material | hand specimen |  | rock | [9 empty] | sphalerite | [8 empty] | LA-ICPMS | ASI RESOLution-LR-S155 laser microprobe equipped with a Coherent Compex-Pro 193 nm ArF excimer laser. An Agilent 7700x ICP-MS instrument was used to acquire ion-signal intensities | State Key Laboratory of Ore Deposit Geochemistry, Institute of Geochemistry, Chinese Academy of Sciences. | The ablated aerosol was mixed with Ar (900 ml/min) as a transport gas, before exiting the cell. The following isotopes were monitored: 25Mg, 27Al, 29Si, 34S, 43Ca, 45Sc, 49Ti, 51V, 53Cr, 55Mn, 57Fe, 59Co, 60Ni, 65Cu,66Zn, 71Ga, 72Ge, 75As, 77Se, 93Nb, 95Mo, 107Ag, 111Cd, 115In, 118Sn,121Sb, 125Te, 139La, 181Ta, 184W, 197Au, 205Tl, 208Pb, and 209Bi. We used a consistent 26 Ã¬m-diameter spot size for all the analyses. Each analysis involved a background acquisition of approximately 30 s (gas blank) followed by 60 s of data acquisition from the sample. | STDGL3 was used to determine the chalcophile and siderophile concentrations (Danyushevsky et al., 2011), and the in-house standard of pure pyrite Py was used to calibrate the S and Fe concentrations. The integrated count data of lithophile element concentrations were calibrated and converted using GSD-1G. Sulfide reference material, MASS-1, was analyzed as an unknown sample to check the analytical accuracy. | 76.2042 |  | 122447.0617 |  | -0.524 |  | -0.035 | [7 empty] | -0.009 |  |  |  | -151.624 |  | 2575.9389 | [5 empty] | 0.36358 |  | -1.249 |  |  |  | 111.666 | [9 empty] | 132835.318 |  | 10.2598 |  |  |  | -0.413 | [7 empty] | 3.4575 | [5 empty] | 0.018435 | [5 empty] | 839479.0537 |  | 1279.1434 |  | -0.061 |  |  |  | 0.0058586 |  |  |  | -0.244 | [5 empty] | 354.3681 | [15 empty] | 334858.8028 |  | 1.5848 |  | -0.247 |  | -3.158 |  | 817.6761 |  |  |  | 11.1122 |  |  |  | -0.013 |  |  |  | -0.792 |  |  |  | 49151.8954 |  | 0.635 | [5 empty] | 0.085894 |  | 0.13214 | [5 empty] | 525580.5822 |  |  |  |  | 2022 | Chu, X., Li, B., Shen, P., Zha, Z., Lei, Z., Wang, X., Tao, S., Hu, Q., 2022. Trace elements in sulfide minerals from the Huangshaping copper-polymetallic deposit, Hunan, China: Ore genesis and element occurrence. Ore Geol. Rev. 144, 104867. https://doi.org/10.1016/j.oregeorev.2022.104867 |  | CHN |  | 112.6783 | 25.6586 | [6 empty] | Located from Mindat | 5000 | Inconsistencies exist between Methods section (see operating_conditions) which indicate measurement of only 71Ge and 107Ag, whereas 72Ge and 109Ag are the reported isotopes in the supplementary data table. S (sulphur) reported in separate column, not reported in 34S column). Table shows 74Ge and 109Ag. Measured 72Ge=3.63922116664418; 107Ag=74.6331604274985 | 2025-11-28
| Huangshaping |  | Magmatic - hydrothermal | Replacement | Replacement zinc-lead |  |  |  | Chu et al., 2022 |  |  | HSP-10-sp - 1 | underground mine |  |  |  |  | ore material | hand specimen |  | rock | [9 empty] | sphalerite | [8 empty] | LA-ICPMS | ASI RESOLution-LR-S155 laser microprobe equipped with a Coherent Compex-Pro 193 nm ArF excimer laser. An Agilent 7700x ICP-MS instrument was used to acquire ion-signal intensities | State Key Laboratory of Ore Deposit Geochemistry, Institute of Geochemistry, Chinese Academy of Sciences. | The ablated aerosol was mixed with Ar (900 ml/min) as a transport gas, before exiting the cell. The following isotopes were monitored: 25Mg, 27Al, 29Si, 34S, 43Ca, 45Sc, 49Ti, 51V, 53Cr, 55Mn, 57Fe, 59Co, 60Ni, 65Cu,66Zn, 71Ga, 72Ge, 75As, 77Se, 93Nb, 95Mo, 107Ag, 111Cd, 115In, 118Sn,121Sb, 125Te, 139La, 181Ta, 184W, 197Au, 205Tl, 208Pb, and 209Bi. We used a consistent 26 Ã¬m-diameter spot size for all the analyses. Each analysis involved a background acquisition of approximately 30 s (gas blank) followed by 60 s of data acquisition from the sample. | STDGL3 was used to determine the chalcophile and siderophile concentrations (Danyushevsky et al., 2011), and the in-house standard of pure pyrite Py was used to calibrate the S and Fe concentrations. The integrated count data of lithophile element concentrations were calibrated and converted using GSD-1G. Sulfide reference material, MASS-1, was analyzed as an unknown sample to check the analytical accuracy. | 10.0389 |  | -1.065 |  | -0.252 |  | 0.052428 | [7 empty] | 0.028324 |  |  |  | -166.407 |  | 2908.3389 | [5 empty] | 0.61554 |  | -1.657 |  |  |  | 108.8134 | [9 empty] | 113197.1475 |  | 9.9752 |  |  |  | -0.445 | [7 empty] | 67.7504 | [5 empty] | 0.014082 | [5 empty] | -3.613 |  | 1386.8418 |  | -0.035 |  |  |  | 0.0098087 |  |  |  | -0.233 | [5 empty] | 3.1092 | [15 empty] | 333921.6667 |  | 0.29189 |  | -0.251 |  | 1.636 |  | 624.7212 |  |  |  | 2.7085 |  |  |  | -0.006 |  |  |  | -0.998 |  |  |  | 39803.8073 |  | -0.032 | [5 empty] | -0.063 |  | 0.068026 | [5 empty] | 546610.7558 |  |  |  |  | 2022 | Chu, X., Li, B., Shen, P., Zha, Z., Lei, Z., Wang, X., Tao, S., Hu, Q., 2022. Trace elements in sulfide minerals from the Huangshaping copper-polymetallic deposit, Hunan, China: Ore genesis and element occurrence. Ore Geol. Rev. 144, 104867. https://doi.org/10.1016/j.oregeorev.2022.104867 |  | CHN |  | 112.6783 | 25.6586 | [6 empty] | Located from Mindat | 5000 | Inconsistencies exist between Methods section (see operating_conditions) which indicate measurement of only 71Ge and 107Ag, whereas 72Ge and 109Ag are the reported isotopes in the supplementary data table. S (sulphur) reported in separate column, not reported in 34S column). Table shows 74Ge and 109Ag. Measured 72Ge=2.85499504498282; 107Ag=11.4480754008733 | 2025-11-28
| Huangshaping |  | Magmatic - hydrothermal | Replacement | Replacement zinc-lead |  |  |  | Chu et al., 2022 |  |  | HSP-10-sp - 2 | underground mine |  |  |  |  | ore material | hand specimen |  | rock | [9 empty] | sphalerite | [8 empty] | LA-ICPMS | ASI RESOLution-LR-S155 laser microprobe equipped with a Coherent Compex-Pro 193 nm ArF excimer laser. An Agilent 7700x ICP-MS instrument was used to acquire ion-signal intensities | State Key Laboratory of Ore Deposit Geochemistry, Institute of Geochemistry, Chinese Academy of Sciences. | The ablated aerosol was mixed with Ar (900 ml/min) as a transport gas, before exiting the cell. The following isotopes were monitored: 25Mg, 27Al, 29Si, 34S, 43Ca, 45Sc, 49Ti, 51V, 53Cr, 55Mn, 57Fe, 59Co, 60Ni, 65Cu,66Zn, 71Ga, 72Ge, 75As, 77Se, 93Nb, 95Mo, 107Ag, 111Cd, 115In, 118Sn,121Sb, 125Te, 139La, 181Ta, 184W, 197Au, 205Tl, 208Pb, and 209Bi. We used a consistent 26 Ã¬m-diameter spot size for all the analyses. Each analysis involved a background acquisition of approximately 30 s (gas blank) followed by 60 s of data acquisition from the sample. | STDGL3 was used to determine the chalcophile and siderophile concentrations (Danyushevsky et al., 2011), and the in-house standard of pure pyrite Py was used to calibrate the S and Fe concentrations. The integrated count data of lithophile element concentrations were calibrated and converted using GSD-1G. Sulfide reference material, MASS-1, was analyzed as an unknown sample to check the analytical accuracy. | 9.6081 |  | -1.272 |  | 0.22135 |  | -0.043 | [7 empty] | -0.016 |  |  |  | -171.12 |  | 2665.128 | [5 empty] | 0.58584 |  | -0.979 |  |  |  | 87.3615 | [9 empty] | 112722.9109 |  | 15.6458 |  |  |  | -0.431 | [7 empty] | 13.5922 | [5 empty] | -0.01 | [5 empty] | -2.847 |  | 1352.0658 |  | -0.044 |  |  |  | -0.006 |  |  |  | -0.214 | [5 empty] | 7.59 | [15 empty] | 333941.4357 |  | 0.14478 |  | -0.257 |  | -2.672 |  | 654.6157 |  |  |  | 0.86051 |  |  |  | -0.005 |  |  |  | -0.606 |  |  |  | 32339.7163 |  | 0.05588 | [5 empty] | -0.07 |  | -0.049 | [5 empty] | 547368.2042 |  |  |  |  | 2022 | Chu, X., Li, B., Shen, P., Zha, Z., Lei, Z., Wang, X., Tao, S., Hu, Q., 2022. Trace elements in sulfide minerals from the Huangshaping copper-polymetallic deposit, Hunan, China: Ore genesis and element occurrence. Ore Geol. Rev. 144, 104867. https://doi.org/10.1016/j.oregeorev.2022.104867 |  | CHN |  | 112.6783 | 25.6586 | [6 empty] | Located from Mindat | 5000 | Inconsistencies exist between Methods section (see operating_conditions) which indicate measurement of only 71Ge and 107Ag, whereas 72Ge and 109Ag are the reported isotopes in the supplementary data table. S (sulphur) reported in separate column, not reported in 34S column). Table shows 74Ge and 109Ag. Measured 72Ge=2.60385255976991; 107Ag=12.6245774361585 | 2025-11-28
| Huangshaping |  | Magmatic - hydrothermal | Replacement | Replacement zinc-lead |  |  |  | Chu et al., 2022 |  |  | HSP-12-sp - 1 | underground mine |  |  |  |  | ore material | hand specimen |  | rock | [9 empty] | sphalerite | [8 empty] | LA-ICPMS | ASI RESOLution-LR-S155 laser microprobe equipped with a Coherent Compex-Pro 193 nm ArF excimer laser. An Agilent 7700x ICP-MS instrument was used to acquire ion-signal intensities | State Key Laboratory of Ore Deposit Geochemistry, Institute of Geochemistry, Chinese Academy of Sciences. | The ablated aerosol was mixed with Ar (900 ml/min) as a transport gas, before exiting the cell. The following isotopes were monitored: 25Mg, 27Al, 29Si, 34S, 43Ca, 45Sc, 49Ti, 51V, 53Cr, 55Mn, 57Fe, 59Co, 60Ni, 65Cu,66Zn, 71Ga, 72Ge, 75As, 77Se, 93Nb, 95Mo, 107Ag, 111Cd, 115In, 118Sn,121Sb, 125Te, 139La, 181Ta, 184W, 197Au, 205Tl, 208Pb, and 209Bi. We used a consistent 26 Ã¬m-diameter spot size for all the analyses. Each analysis involved a background acquisition of approximately 30 s (gas blank) followed by 60 s of data acquisition from the sample. | STDGL3 was used to determine the chalcophile and siderophile concentrations (Danyushevsky et al., 2011), and the in-house standard of pure pyrite Py was used to calibrate the S and Fe concentrations. The integrated count data of lithophile element concentrations were calibrated and converted using GSD-1G. Sulfide reference material, MASS-1, was analyzed as an unknown sample to check the analytical accuracy. | 15.3098 |  | -0.942 |  | -0.298 |  | -0.026 | [7 empty] | 1.9441 |  |  |  | -148.006 |  | 2830.0019 | [5 empty] | 0.41087 |  | -1.621 |  |  |  | 219.4059 | [9 empty] | 128940.0359 |  | 4.953 |  |  |  | -0.348 | [7 empty] | 25.7825 | [5 empty] | -0.009 | [5 empty] | -3.603 |  | 1283.8929 |  | -0.08 |  |  |  | 0.0046458 |  |  |  | -0.259 | [5 empty] | 19.4822 | [15 empty] | 334920.7725 |  | 1.6686 |  | -0.201 |  | -4.204 |  | 561.9937 |  |  |  | 1.6397 |  |  |  | -0.002 |  |  |  | -0.74 |  |  |  | 55955.9642 |  | 0.05598 | [5 empty] | 0.070258 |  | -0.076 | [5 empty] | 530137.3953 |  |  |  |  | 2022 | Chu, X., Li, B., Shen, P., Zha, Z., Lei, Z., Wang, X., Tao, S., Hu, Q., 2022. Trace elements in sulfide minerals from the Huangshaping copper-polymetallic deposit, Hunan, China: Ore genesis and element occurrence. Ore Geol. Rev. 144, 104867. https://doi.org/10.1016/j.oregeorev.2022.104867 |  | CHN |  | 112.6783 | 25.6586 | [6 empty] | Located from Mindat | 5000 | Inconsistencies exist between Methods section (see operating_conditions) which indicate measurement of only 71Ge and 107Ag, whereas 72Ge and 109Ag are the reported isotopes in the supplementary data table. S (sulphur) reported in separate column, not reported in 34S column). Table shows 74Ge and 109Ag. Measured 72Ge=2.90402331246424; 107Ag=15.638592124458 | 2025-11-28
| Huangshaping |  | Magmatic - hydrothermal | Replacement | Replacement zinc-lead |  |  |  | Chu et al., 2022 |  |  | HSP-12-sp - 2 | underground mine |  |  |  |  | ore material | hand specimen |  | rock | [9 empty] | sphalerite | [8 empty] | LA-ICPMS | ASI RESOLution-LR-S155 laser microprobe equipped with a Coherent Compex-Pro 193 nm ArF excimer laser. An Agilent 7700x ICP-MS instrument was used to acquire ion-signal intensities | State Key Laboratory of Ore Deposit Geochemistry, Institute of Geochemistry, Chinese Academy of Sciences. | The ablated aerosol was mixed with Ar (900 ml/min) as a transport gas, before exiting the cell. The following isotopes were monitored: 25Mg, 27Al, 29Si, 34S, 43Ca, 45Sc, 49Ti, 51V, 53Cr, 55Mn, 57Fe, 59Co, 60Ni, 65Cu,66Zn, 71Ga, 72Ge, 75As, 77Se, 93Nb, 95Mo, 107Ag, 111Cd, 115In, 118Sn,121Sb, 125Te, 139La, 181Ta, 184W, 197Au, 205Tl, 208Pb, and 209Bi. We used a consistent 26 Ã¬m-diameter spot size for all the analyses. Each analysis involved a background acquisition of approximately 30 s (gas blank) followed by 60 s of data acquisition from the sample. | STDGL3 was used to determine the chalcophile and siderophile concentrations (Danyushevsky et al., 2011), and the in-house standard of pure pyrite Py was used to calibrate the S and Fe concentrations. The integrated count data of lithophile element concentrations were calibrated and converted using GSD-1G. Sulfide reference material, MASS-1, was analyzed as an unknown sample to check the analytical accuracy. | 22.5208 |  | -0.967 |  | -0.582 |  | -0.049 | [7 empty] | 6.4481 |  |  |  | -134.846 |  | 2844.1867 | [5 empty] | 0.46794 |  | -1.422 |  |  |  | 1536.8666 | [9 empty] | 128503.2718 |  | 10.0394 |  |  |  | -0.358 | [7 empty] | 24.8814 | [5 empty] | -0.009 | [5 empty] | -2.325 |  | 1407.0744 |  | 0.062111 |  |  |  | -0.002 |  |  |  | -0.259 | [5 empty] | 36.6108 | [15 empty] | 334927.7049 |  | 1.1503 |  | -0.229 |  | -2.438 |  | 441.7246 |  |  |  | 25.9003 |  |  |  | 0.014742 |  |  |  | -0.728 |  |  |  | 49043.1746 |  | 0.096543 | [5 empty] | -0.04 |  | -0.025 | [5 empty] | 529275.8564 |  |  |  |  | 2022 | Chu, X., Li, B., Shen, P., Zha, Z., Lei, Z., Wang, X., Tao, S., Hu, Q., 2022. Trace elements in sulfide minerals from the Huangshaping copper-polymetallic deposit, Hunan, China: Ore genesis and element occurrence. Ore Geol. Rev. 144, 104867. https://doi.org/10.1016/j.oregeorev.2022.104867 |  | CHN |  | 112.6783 | 25.6586 | [6 empty] | Located from Mindat | 5000 | Inconsistencies exist between Methods section (see operating_conditions) which indicate measurement of only 71Ge and 107Ag, whereas 72Ge and 109Ag are the reported isotopes in the supplementary data table. S (sulphur) reported in separate column, not reported in 34S column). Table shows 74Ge and 109Ag. Measured 72Ge=2.53261191916173; 107Ag=24.1026559981097 | 2025-11-28
| Huangshaping |  | Magmatic - hydrothermal | Replacement | Replacement zinc-lead |  |  |  | Chu et al., 2022 |  |  | HSP-12-sp - 3 | underground mine |  |  |  |  | ore material | hand specimen |  | rock | [9 empty] | sphalerite | [8 empty] | LA-ICPMS | ASI RESOLution-LR-S155 laser microprobe equipped with a Coherent Compex-Pro 193 nm ArF excimer laser. An Agilent 7700x ICP-MS instrument was used to acquire ion-signal intensities | State Key Laboratory of Ore Deposit Geochemistry, Institute of Geochemistry, Chinese Academy of Sciences. | The ablated aerosol was mixed with Ar (900 ml/min) as a transport gas, before exiting the cell. The following isotopes were monitored: 25Mg, 27Al, 29Si, 34S, 43Ca, 45Sc, 49Ti, 51V, 53Cr, 55Mn, 57Fe, 59Co, 60Ni, 65Cu,66Zn, 71Ga, 72Ge, 75As, 77Se, 93Nb, 95Mo, 107Ag, 111Cd, 115In, 118Sn,121Sb, 125Te, 139La, 181Ta, 184W, 197Au, 205Tl, 208Pb, and 209Bi. We used a consistent 26 Ã¬m-diameter spot size for all the analyses. Each analysis involved a background acquisition of approximately 30 s (gas blank) followed by 60 s of data acquisition from the sample. | STDGL3 was used to determine the chalcophile and siderophile concentrations (Danyushevsky et al., 2011), and the in-house standard of pure pyrite Py was used to calibrate the S and Fe concentrations. The integrated count data of lithophile element concentrations were calibrated and converted using GSD-1G. Sulfide reference material, MASS-1, was analyzed as an unknown sample to check the analytical accuracy. | 70.2654 |  | -0.856 |  | -0.537 |  | -0.036 | [7 empty] | 17.5274 |  |  |  | -129.206 |  | 2981.0849 | [5 empty] | 0.48376 |  | -1.41 |  |  |  | 1928.0043 | [9 empty] | 124125.0749 |  | 7.7863 |  |  |  | -0.419 | [7 empty] | 19.9252 | [5 empty] | 0.013827 | [5 empty] | -2.309 |  | 1135.7347 |  | -0.063 |  |  |  | -0.002 |  |  |  | 0.3651 | [5 empty] | 148.4128 | [15 empty] | 334724.1248 |  | 2.0203 |  | -0.154 |  | -2.417 |  | 465.6645 |  |  |  | 70.8264 |  |  |  | -0.011 |  |  |  | -0.487 |  |  |  | 52920.4069 |  | 0.57532 | [5 empty] | -0.051 |  | -0.065 | [5 empty] | 533425.4286 |  |  |  |  | 2022 | Chu, X., Li, B., Shen, P., Zha, Z., Lei, Z., Wang, X., Tao, S., Hu, Q., 2022. Trace elements in sulfide minerals from the Huangshaping copper-polymetallic deposit, Hunan, China: Ore genesis and element occurrence. Ore Geol. Rev. 144, 104867. https://doi.org/10.1016/j.oregeorev.2022.104867 |  | CHN |  | 112.6783 | 25.6586 | [6 empty] | Located from Mindat | 5000 | Inconsistencies exist between Methods section (see operating_conditions) which indicate measurement of only 71Ge and 107Ag, whereas 72Ge and 109Ag are the reported isotopes in the supplementary data table. S (sulphur) reported in separate column, not reported in 34S column). Table shows 74Ge and 109Ag. Measured 72Ge=1.60977657039295; 107Ag=67.6470098701535 | 2025-11-28
| Huangshaping |  | Magmatic - hydrothermal | Replacement | Replacement zinc-lead |  |  |  | Chu et al., 2022 |  |  | HSP-12-sp - 4 | underground mine |  |  |  |  | ore material | hand specimen |  | rock | [9 empty] | sphalerite | [8 empty] | LA-ICPMS | ASI RESOLution-LR-S155 laser microprobe equipped with a Coherent Compex-Pro 193 nm ArF excimer laser. An Agilent 7700x ICP-MS instrument was used to acquire ion-signal intensities | State Key Laboratory of Ore Deposit Geochemistry, Institute of Geochemistry, Chinese Academy of Sciences. | The ablated aerosol was mixed with Ar (900 ml/min) as a transport gas, before exiting the cell. The following isotopes were monitored: 25Mg, 27Al, 29Si, 34S, 43Ca, 45Sc, 49Ti, 51V, 53Cr, 55Mn, 57Fe, 59Co, 60Ni, 65Cu,66Zn, 71Ga, 72Ge, 75As, 77Se, 93Nb, 95Mo, 107Ag, 111Cd, 115In, 118Sn,121Sb, 125Te, 139La, 181Ta, 184W, 197Au, 205Tl, 208Pb, and 209Bi. We used a consistent 26 Ã¬m-diameter spot size for all the analyses. Each analysis involved a background acquisition of approximately 30 s (gas blank) followed by 60 s of data acquisition from the sample. | STDGL3 was used to determine the chalcophile and siderophile concentrations (Danyushevsky et al., 2011), and the in-house standard of pure pyrite Py was used to calibrate the S and Fe concentrations. The integrated count data of lithophile element concentrations were calibrated and converted using GSD-1G. Sulfide reference material, MASS-1, was analyzed as an unknown sample to check the analytical accuracy. | 20.1919 |  | -1.251 |  | -0.31 |  | -0.036 | [7 empty] | 0.79423 |  |  |  | -144.215 |  | 2892.1032 | [5 empty] | 0.50174 |  | -1.343 |  |  |  | 248.7214 | [9 empty] | 130017.3559 |  | 2.4929 |  |  |  | -0.375 | [7 empty] | 12.8972 | [5 empty] | -0.01 | [5 empty] | -3.741 |  | 973.9385 |  | -0.015 |  |  |  | 0.0086205 |  |  |  | -0.37 | [5 empty] | 22.6645 | [15 empty] | 335237.5223 |  | 1.7745 |  | -0.27 |  | 2.1217 |  | 378.2415 |  |  |  | 3.9145 |  |  |  | -0.015 |  |  |  | -0.747 |  |  |  | 52592.307 |  | 0.020063 | [5 empty] | 0.05193 |  | -0.023 | [5 empty] | 529453.9086 |  |  |  |  | 2022 | Chu, X., Li, B., Shen, P., Zha, Z., Lei, Z., Wang, X., Tao, S., Hu, Q., 2022. Trace elements in sulfide minerals from the Huangshaping copper-polymetallic deposit, Hunan, China: Ore genesis and element occurrence. Ore Geol. Rev. 144, 104867. https://doi.org/10.1016/j.oregeorev.2022.104867 |  | CHN |  | 112.6783 | 25.6586 | [6 empty] | Located from Mindat | 5000 | Inconsistencies exist between Methods section (see operating_conditions) which indicate measurement of only 71Ge and 107Ag, whereas 72Ge and 109Ag are the reported isotopes in the supplementary data table. S (sulphur) reported in separate column, not reported in 34S column). Table shows 74Ge and 109Ag. Measured 72Ge=2.27083528510338; 107Ag=20.7580869083569 | 2025-11-28
| Huangshaping |  | Magmatic - hydrothermal | Replacement | Replacement zinc-lead |  |  |  | Chu et al., 2022 |  |  | HSP-12-sp - 5 | underground mine |  |  |  |  | ore material | hand specimen |  | rock | [9 empty] | sphalerite | [8 empty] | LA-ICPMS | ASI RESOLution-LR-S155 laser microprobe equipped with a Coherent Compex-Pro 193 nm ArF excimer laser. An Agilent 7700x ICP-MS instrument was used to acquire ion-signal intensities | State Key Laboratory of Ore Deposit Geochemistry, Institute of Geochemistry, Chinese Academy of Sciences. | The ablated aerosol was mixed with Ar (900 ml/min) as a transport gas, before exiting the cell. The following isotopes were monitored: 25Mg, 27Al, 29Si, 34S, 43Ca, 45Sc, 49Ti, 51V, 53Cr, 55Mn, 57Fe, 59Co, 60Ni, 65Cu,66Zn, 71Ga, 72Ge, 75As, 77Se, 93Nb, 95Mo, 107Ag, 111Cd, 115In, 118Sn,121Sb, 125Te, 139La, 181Ta, 184W, 197Au, 205Tl, 208Pb, and 209Bi. We used a consistent 26 Ã¬m-diameter spot size for all the analyses. Each analysis involved a background acquisition of approximately 30 s (gas blank) followed by 60 s of data acquisition from the sample. | STDGL3 was used to determine the chalcophile and siderophile concentrations (Danyushevsky et al., 2011), and the in-house standard of pure pyrite Py was used to calibrate the S and Fe concentrations. The integrated count data of lithophile element concentrations were calibrated and converted using GSD-1G. Sulfide reference material, MASS-1, was analyzed as an unknown sample to check the analytical accuracy. | 25.3754 |  | 8951.1189 |  | -0.302 |  | -0.061 | [7 empty] | 0.32399 |  |  |  | -148.669 |  | 2732.7306 | [5 empty] | 0.56347 |  | -1.062 |  |  |  | 98.961 | [9 empty] | 123685.5714 |  | 7.9533 |  |  |  | -0.315 | [7 empty] | 60.4566 | [5 empty] | 0.031666 | [5 empty] | -2.16 |  | 1218.9356 |  | -0.052 |  |  |  | -0.009 |  |  |  | 0.12467 | [5 empty] | 7.4793 | [15 empty] | 334836.1973 |  | 0.24039 |  | -0.185 |  | -2.208 |  | 294.8793 |  |  |  | 18.5198 |  |  |  | -0.012 |  |  |  | -0.306 |  |  |  | 45714.8918 |  | 0.015492 | [5 empty] | -0.029 |  | -0.031 | [5 empty] | 536290.7023 |  |  |  |  | 2022 | Chu, X., Li, B., Shen, P., Zha, Z., Lei, Z., Wang, X., Tao, S., Hu, Q., 2022. Trace elements in sulfide minerals from the Huangshaping copper-polymetallic deposit, Hunan, China: Ore genesis and element occurrence. Ore Geol. Rev. 144, 104867. https://doi.org/10.1016/j.oregeorev.2022.104867 |  | CHN |  | 112.6783 | 25.6586 | [6 empty] | Located from Mindat | 5000 | Inconsistencies exist between Methods section (see operating_conditions) which indicate measurement of only 71Ge and 107Ag, whereas 72Ge and 109Ag are the reported isotopes in the supplementary data table. S (sulphur) reported in separate column, not reported in 34S column). Table shows 74Ge and 109Ag. Measured 72Ge=2.63917758740574; 107Ag=26.8610901425204 | 2025-11-28
| Huangshaping |  | Magmatic - hydrothermal | Replacement | Replacement zinc-lead |  |  |  | Chu et al., 2022 |  |  | HSP-12-sp - 6 | underground mine |  |  |  |  | ore material | hand specimen |  | rock | [9 empty] | sphalerite | [8 empty] | LA-ICPMS | ASI RESOLution-LR-S155 laser microprobe equipped with a Coherent Compex-Pro 193 nm ArF excimer laser. An Agilent 7700x ICP-MS instrument was used to acquire ion-signal intensities | State Key Laboratory of Ore Deposit Geochemistry, Institute of Geochemistry, Chinese Academy of Sciences. | The ablated aerosol was mixed with Ar (900 ml/min) as a transport gas, before exiting the cell. The following isotopes were monitored: 25Mg, 27Al, 29Si, 34S, 43Ca, 45Sc, 49Ti, 51V, 53Cr, 55Mn, 57Fe, 59Co, 60Ni, 65Cu,66Zn, 71Ga, 72Ge, 75As, 77Se, 93Nb, 95Mo, 107Ag, 111Cd, 115In, 118Sn,121Sb, 125Te, 139La, 181Ta, 184W, 197Au, 205Tl, 208Pb, and 209Bi. We used a consistent 26 Ã¬m-diameter spot size for all the analyses. Each analysis involved a background acquisition of approximately 30 s (gas blank) followed by 60 s of data acquisition from the sample. | STDGL3 was used to determine the chalcophile and siderophile concentrations (Danyushevsky et al., 2011), and the in-house standard of pure pyrite Py was used to calibrate the S and Fe concentrations. The integrated count data of lithophile element concentrations were calibrated and converted using GSD-1G. Sulfide reference material, MASS-1, was analyzed as an unknown sample to check the analytical accuracy. | 18.53 |  | 10710.8787 |  | -0.156 |  | -0.018 | [7 empty] | 4.0013 |  |  |  | -130.622 |  | 2772.5744 | [5 empty] | 0.45466 |  | 40549.0488 |  |  |  | 147.8548 | [9 empty] | 129607.239 |  | 5.601 |  |  |  | -0.442 | [7 empty] | 24.5058 | [5 empty] | -0.008 | [5 empty] | -1.997 |  | 1347.2301 |  | 0.02762 |  |  |  | -0.007 |  |  |  | 0.16853 | [5 empty] | 16.2315 | [15 empty] | 335331.4837 |  | 5.0201 |  | -0.176 |  | -2.269 |  | -270.639 |  |  |  | 4.6759 |  |  |  | -0.012 |  |  |  | -1.105 |  |  |  | 44055.552 |  | 0.13377 | [5 empty] | -0.039 |  | -0.019 | [5 empty] | 530295.1394 |  |  |  |  | 2022 | Chu, X., Li, B., Shen, P., Zha, Z., Lei, Z., Wang, X., Tao, S., Hu, Q., 2022. Trace elements in sulfide minerals from the Huangshaping copper-polymetallic deposit, Hunan, China: Ore genesis and element occurrence. Ore Geol. Rev. 144, 104867. https://doi.org/10.1016/j.oregeorev.2022.104867 |  | CHN |  | 112.6783 | 25.6586 | [6 empty] | Located from Mindat | 5000 | Inconsistencies exist between Methods section (see operating_conditions) which indicate measurement of only 71Ge and 107Ag, whereas 72Ge and 109Ag are the reported isotopes in the supplementary data table. S (sulphur) reported in separate column, not reported in 34S column). Table shows 74Ge and 109Ag. Measured 72Ge=2.74740602282599; 107Ag=19.0008120418927 | 2025-11-28
| Huangshaping |  | Magmatic - hydrothermal | Replacement | Replacement zinc-lead |  |  |  | Chu et al., 2022 |  |  | HSP-12-sp - 7 | underground mine |  |  |  |  | ore material | hand specimen |  | rock | [9 empty] | sphalerite | [8 empty] | LA-ICPMS | ASI RESOLution-LR-S155 laser microprobe equipped with a Coherent Compex-Pro 193 nm ArF excimer laser. An Agilent 7700x ICP-MS instrument was used to acquire ion-signal intensities | State Key Laboratory of Ore Deposit Geochemistry, Institute of Geochemistry, Chinese Academy of Sciences. | The ablated aerosol was mixed with Ar (900 ml/min) as a transport gas, before exiting the cell. The following isotopes were monitored: 25Mg, 27Al, 29Si, 34S, 43Ca, 45Sc, 49Ti, 51V, 53Cr, 55Mn, 57Fe, 59Co, 60Ni, 65Cu,66Zn, 71Ga, 72Ge, 75As, 77Se, 93Nb, 95Mo, 107Ag, 111Cd, 115In, 118Sn,121Sb, 125Te, 139La, 181Ta, 184W, 197Au, 205Tl, 208Pb, and 209Bi. We used a consistent 26 Ã¬m-diameter spot size for all the analyses. Each analysis involved a background acquisition of approximately 30 s (gas blank) followed by 60 s of data acquisition from the sample. | STDGL3 was used to determine the chalcophile and siderophile concentrations (Danyushevsky et al., 2011), and the in-house standard of pure pyrite Py was used to calibrate the S and Fe concentrations. The integrated count data of lithophile element concentrations were calibrated and converted using GSD-1G. Sulfide reference material, MASS-1, was analyzed as an unknown sample to check the analytical accuracy. | 16.9155 |  | 22534.2218 |  | -0.097 |  | 0.01681 | [7 empty] | 0.13299 |  |  |  | -131.921 |  | 2507.6175 | [5 empty] | 0.48187 |  | 21087.9483 |  |  |  | 112.1972 | [9 empty] | 128877.2201 |  | 5.6426 |  |  |  | 0.38331 | [7 empty] | 38.4003 | [5 empty] | -0.008 | [5 empty] | -1.957 |  | 1239.2441 |  | -0.014 |  |  |  | 0.0049932 |  |  |  | -0.188 | [5 empty] | 11.2878 | [15 empty] | 335136.6448 |  | 2.4816 |  | -0.207 |  | 2.6721 |  | 326.9466 |  |  |  | 10.9254 |  |  |  | -0.008 |  |  |  | -0.475 |  |  |  | 41418.8735 |  | 0.09236 | [5 empty] | -0.07 |  | 0.039048 | [5 empty] | 530948.1618 |  |  |  |  | 2022 | Chu, X., Li, B., Shen, P., Zha, Z., Lei, Z., Wang, X., Tao, S., Hu, Q., 2022. Trace elements in sulfide minerals from the Huangshaping copper-polymetallic deposit, Hunan, China: Ore genesis and element occurrence. Ore Geol. Rev. 144, 104867. https://doi.org/10.1016/j.oregeorev.2022.104867 |  | CHN |  | 112.6783 | 25.6586 | [6 empty] | Located from Mindat | 5000 | Inconsistencies exist between Methods section (see operating_conditions) which indicate measurement of only 71Ge and 107Ag, whereas 72Ge and 109Ag are the reported isotopes in the supplementary data table. S (sulphur) reported in separate column, not reported in 34S column). Table shows 74Ge and 109Ag. Measured 72Ge=3.10427303272997; 107Ag=17.6945241573935 | 2025-11-28
| Huangshaping |  | Magmatic - hydrothermal | Replacement | Replacement zinc-lead |  |  |  | Chu et al., 2022 |  |  | HSP-10-sp - 3 | underground mine |  |  |  |  | ore material | hand specimen |  | rock | [9 empty] | sphalerite | [8 empty] | LA-ICPMS | ASI RESOLution-LR-S155 laser microprobe equipped with a Coherent Compex-Pro 193 nm ArF excimer laser. An Agilent 7700x ICP-MS instrument was used to acquire ion-signal intensities | State Key Laboratory of Ore Deposit Geochemistry, Institute of Geochemistry, Chinese Academy of Sciences. | The ablated aerosol was mixed with Ar (900 ml/min) as a transport gas, before exiting the cell. The following isotopes were monitored: 25Mg, 27Al, 29Si, 34S, 43Ca, 45Sc, 49Ti, 51V, 53Cr, 55Mn, 57Fe, 59Co, 60Ni, 65Cu,66Zn, 71Ga, 72Ge, 75As, 77Se, 93Nb, 95Mo, 107Ag, 111Cd, 115In, 118Sn,121Sb, 125Te, 139La, 181Ta, 184W, 197Au, 205Tl, 208Pb, and 209Bi. We used a consistent 26 Ã¬m-diameter spot size for all the analyses. Each analysis involved a background acquisition of approximately 30 s (gas blank) followed by 60 s of data acquisition from the sample. | STDGL3 was used to determine the chalcophile and siderophile concentrations (Danyushevsky et al., 2011), and the in-house standard of pure pyrite Py was used to calibrate the S and Fe concentrations. The integrated count data of lithophile element concentrations were calibrated and converted using GSD-1G. Sulfide reference material, MASS-1, was analyzed as an unknown sample to check the analytical accuracy. | 27.8842 |  | -1.139 |  | -0.266 |  | -0.023 | [7 empty] | -0.03 |  |  |  | -194.653 |  | 2542.6516 | [5 empty] | 0.63999 |  | -1.515 |  |  |  | 537.858 | [9 empty] | 127108.564 |  | 8.8952 |  |  |  | -0.439 | [7 empty] | 10.3648 | [5 empty] | -0.01 | [5 empty] | -3.435 |  | 1682.6654 |  | 0.041455 |  |  |  | 0.0077453 |  |  |  | 0.16116 | [5 empty] | 42.3648 | [15 empty] | 334696.9262 |  | 2.6956 |  | -0.205 |  | -1.04 |  | 547.8414 |  |  |  | 5.1289 |  |  |  | 0.017372 |  |  |  | -0.389 |  |  |  | 49076.2779 |  | 0.15258 | [5 empty] | -0.043 |  | 0.021482 | [5 empty] | 531650.8713 |  |  |  |  | 2022 | Chu, X., Li, B., Shen, P., Zha, Z., Lei, Z., Wang, X., Tao, S., Hu, Q., 2022. Trace elements in sulfide minerals from the Huangshaping copper-polymetallic deposit, Hunan, China: Ore genesis and element occurrence. Ore Geol. Rev. 144, 104867. https://doi.org/10.1016/j.oregeorev.2022.104867 |  | CHN |  | 112.6783 | 25.6586 | [6 empty] | Located from Mindat | 5000 | Inconsistencies exist between Methods section (see operating_conditions) which indicate measurement of only 71Ge and 107Ag, whereas 72Ge and 109Ag are the reported isotopes in the supplementary data table. S (sulphur) reported in separate column, not reported in 34S column). Table shows 74Ge and 109Ag. Measured 72Ge=2.93348561562636; 107Ag=30.2698766844136 | 2025-11-28
| Huangshaping |  | Magmatic - hydrothermal | Replacement | Replacement zinc-lead |  |  |  | Chu et al., 2022 |  |  | HSP-10-sp - 4 | underground mine |  |  |  |  | ore material | hand specimen |  | rock | [9 empty] | sphalerite | [8 empty] | LA-ICPMS | ASI RESOLution-LR-S155 laser microprobe equipped with a Coherent Compex-Pro 193 nm ArF excimer laser. An Agilent 7700x ICP-MS instrument was used to acquire ion-signal intensities | State Key Laboratory of Ore Deposit Geochemistry, Institute of Geochemistry, Chinese Academy of Sciences. | The ablated aerosol was mixed with Ar (900 ml/min) as a transport gas, before exiting the cell. The following isotopes were monitored: 25Mg, 27Al, 29Si, 34S, 43Ca, 45Sc, 49Ti, 51V, 53Cr, 55Mn, 57Fe, 59Co, 60Ni, 65Cu,66Zn, 71Ga, 72Ge, 75As, 77Se, 93Nb, 95Mo, 107Ag, 111Cd, 115In, 118Sn,121Sb, 125Te, 139La, 181Ta, 184W, 197Au, 205Tl, 208Pb, and 209Bi. We used a consistent 26 Ã¬m-diameter spot size for all the analyses. Each analysis involved a background acquisition of approximately 30 s (gas blank) followed by 60 s of data acquisition from the sample. | STDGL3 was used to determine the chalcophile and siderophile concentrations (Danyushevsky et al., 2011), and the in-house standard of pure pyrite Py was used to calibrate the S and Fe concentrations. The integrated count data of lithophile element concentrations were calibrated and converted using GSD-1G. Sulfide reference material, MASS-1, was analyzed as an unknown sample to check the analytical accuracy. | 29.8386 |  | -1.135 |  | -0.128 |  | -0.064 | [7 empty] | -0.019 |  |  |  | -164.866 |  | 2476.9456 | [5 empty] | 0.59684 |  | 12060.4205 |  |  |  | 185.7194 | [9 empty] | 124538.892 |  | 11.4473 |  |  |  | -0.489 | [7 empty] | 10.8751 | [5 empty] | -0.01 | [5 empty] | -2.332 |  | 1620.3684 |  | 0.02864 |  |  |  | -0.003 |  |  |  | 0.19035 | [5 empty] | 40.7999 | [15 empty] | 334968.3255 |  | 6.2553 |  | -0.253 |  | 1.3656 |  | -330.492 |  |  |  | 7.4011 |  |  |  | -0.003 |  |  |  | 0.58036 |  |  |  | 32496.529 |  | 0.28422 | [5 empty] | -0.04 |  | -0.007 | [5 empty] | 535611.185 |  |  |  |  | 2022 | Chu, X., Li, B., Shen, P., Zha, Z., Lei, Z., Wang, X., Tao, S., Hu, Q., 2022. Trace elements in sulfide minerals from the Huangshaping copper-polymetallic deposit, Hunan, China: Ore genesis and element occurrence. Ore Geol. Rev. 144, 104867. https://doi.org/10.1016/j.oregeorev.2022.104867 |  | CHN |  | 112.6783 | 25.6586 | [6 empty] | Located from Mindat | 5000 | Inconsistencies exist between Methods section (see operating_conditions) which indicate measurement of only 71Ge and 107Ag, whereas 72Ge and 109Ag are the reported isotopes in the supplementary data table. S (sulphur) reported in separate column, not reported in 34S column). Table shows 74Ge and 109Ag. Measured 72Ge=2.63144588541089; 107Ag=29.656606532297 | 2025-11-28
| Huangshaping |  | Magmatic - hydrothermal | Replacement | Replacement zinc-lead |  |  |  | Chu et al., 2022 |  |  | HSP-10-sp - 5 | underground mine |  |  |  |  | ore material | hand specimen |  | rock | [9 empty] | sphalerite | [8 empty] | LA-ICPMS | ASI RESOLution-LR-S155 laser microprobe equipped with a Coherent Compex-Pro 193 nm ArF excimer laser. An Agilent 7700x ICP-MS instrument was used to acquire ion-signal intensities | State Key Laboratory of Ore Deposit Geochemistry, Institute of Geochemistry, Chinese Academy of Sciences. | The ablated aerosol was mixed with Ar (900 ml/min) as a transport gas, before exiting the cell. The following isotopes were monitored: 25Mg, 27Al, 29Si, 34S, 43Ca, 45Sc, 49Ti, 51V, 53Cr, 55Mn, 57Fe, 59Co, 60Ni, 65Cu,66Zn, 71Ga, 72Ge, 75As, 77Se, 93Nb, 95Mo, 107Ag, 111Cd, 115In, 118Sn,121Sb, 125Te, 139La, 181Ta, 184W, 197Au, 205Tl, 208Pb, and 209Bi. We used a consistent 26 Ã¬m-diameter spot size for all the analyses. Each analysis involved a background acquisition of approximately 30 s (gas blank) followed by 60 s of data acquisition from the sample. | STDGL3 was used to determine the chalcophile and siderophile concentrations (Danyushevsky et al., 2011), and the in-house standard of pure pyrite Py was used to calibrate the S and Fe concentrations. The integrated count data of lithophile element concentrations were calibrated and converted using GSD-1G. Sulfide reference material, MASS-1, was analyzed as an unknown sample to check the analytical accuracy. | 17.1901 |  | -1.181 |  | -0.291 |  | -0.054 | [7 empty] | -0.016 |  |  |  | -149.136 |  | 2650.3887 | [5 empty] | 0.80044 |  | 11317.7377 |  |  |  | 90.8705 | [9 empty] | 122427.5567 |  | 15.9934 |  |  |  | -0.483 | [7 empty] | 7.4169 | [5 empty] | -0.01 | [5 empty] | -2.798 |  | 1529.3073 |  | -0.065 |  |  |  | -0.004 |  |  |  | -0.303 | [5 empty] | 1.8056 | [15 empty] | 334873.9327 |  | -0.071 |  | -0.235 |  | -2.947 |  | -335.408 |  |  |  | 17.6515 |  |  |  | 0.0083489 |  |  |  | -0.749 |  |  |  | 39372.9847 |  | -0.041 | [5 empty] | -0.035 |  | -0.03 | [5 empty] | 537902.1858 |  |  |  |  | 2022 | Chu, X., Li, B., Shen, P., Zha, Z., Lei, Z., Wang, X., Tao, S., Hu, Q., 2022. Trace elements in sulfide minerals from the Huangshaping copper-polymetallic deposit, Hunan, China: Ore genesis and element occurrence. Ore Geol. Rev. 144, 104867. https://doi.org/10.1016/j.oregeorev.2022.104867 |  | CHN |  | 112.6783 | 25.6586 | [6 empty] | Located from Mindat | 5000 | Inconsistencies exist between Methods section (see operating_conditions) which indicate measurement of only 71Ge and 107Ag, whereas 72Ge and 109Ag are the reported isotopes in the supplementary data table. S (sulphur) reported in separate column, not reported in 34S column). Table shows 74Ge and 109Ag. Measured 72Ge=2.58638710336682; 107Ag=17.700866559026 | 2025-11-28
| Huangshaping |  | Magmatic - hydrothermal | Replacement | Replacement zinc-lead |  |  |  | Chu et al., 2022 |  |  | HSP-10-sp - 6 | underground mine |  |  |  |  | ore material | hand specimen |  | rock | [9 empty] | sphalerite | [8 empty] | LA-ICPMS | ASI RESOLution-LR-S155 laser microprobe equipped with a Coherent Compex-Pro 193 nm ArF excimer laser. An Agilent 7700x ICP-MS instrument was used to acquire ion-signal intensities | State Key Laboratory of Ore Deposit Geochemistry, Institute of Geochemistry, Chinese Academy of Sciences. | The ablated aerosol was mixed with Ar (900 ml/min) as a transport gas, before exiting the cell. The following isotopes were monitored: 25Mg, 27Al, 29Si, 34S, 43Ca, 45Sc, 49Ti, 51V, 53Cr, 55Mn, 57Fe, 59Co, 60Ni, 65Cu,66Zn, 71Ga, 72Ge, 75As, 77Se, 93Nb, 95Mo, 107Ag, 111Cd, 115In, 118Sn,121Sb, 125Te, 139La, 181Ta, 184W, 197Au, 205Tl, 208Pb, and 209Bi. We used a consistent 26 Ã¬m-diameter spot size for all the analyses. Each analysis involved a background acquisition of approximately 30 s (gas blank) followed by 60 s of data acquisition from the sample. | STDGL3 was used to determine the chalcophile and siderophile concentrations (Danyushevsky et al., 2011), and the in-house standard of pure pyrite Py was used to calibrate the S and Fe concentrations. The integrated count data of lithophile element concentrations were calibrated and converted using GSD-1G. Sulfide reference material, MASS-1, was analyzed as an unknown sample to check the analytical accuracy. | 36.8525 |  | 340776.9595 |  | 0.19452 |  | 0.038142 | [7 empty] | -0.022 |  |  |  | -94.619 |  | 2479.4324 | [5 empty] | 0.55801 |  | 25208.3882 |  |  |  | 2157.5988 | [9 empty] | 124651.2525 |  | 13.9751 |  |  |  | -0.319 | [7 empty] | 10.1741 | [5 empty] | -0.008 | [5 empty] | 64757.8034 |  | 1694.7363 |  | 0.041846 |  |  |  | -0.009 |  |  |  | 0.17354 | [5 empty] | 25.4936 | [15 empty] | 334523.9258 |  | 4.285 |  | -0.171 |  | -1.054 |  | 582.2296 |  |  |  | 33.8286 |  |  |  | 0.0067531 |  |  |  | -0.471 |  |  |  | 36465.2264 |  | 0.25021 | [5 empty] | 0.10603 |  | -0.048 | [5 empty] | 532531.6118 |  |  |  |  | 2022 | Chu, X., Li, B., Shen, P., Zha, Z., Lei, Z., Wang, X., Tao, S., Hu, Q., 2022. Trace elements in sulfide minerals from the Huangshaping copper-polymetallic deposit, Hunan, China: Ore genesis and element occurrence. Ore Geol. Rev. 144, 104867. https://doi.org/10.1016/j.oregeorev.2022.104867 |  | CHN |  | 112.6783 | 25.6586 | [6 empty] | Located from Mindat | 5000 | Inconsistencies exist between Methods section (see operating_conditions) which indicate measurement of only 71Ge and 107Ag, whereas 72Ge and 109Ag are the reported isotopes in the supplementary data table. S (sulphur) reported in separate column, not reported in 34S column). Table shows 74Ge and 109Ag. Measured 72Ge=2.46347710296393; 107Ag=37.7477880658654 | 2025-11-28
| Huangshaping |  | Magmatic - hydrothermal | Replacement | Replacement zinc-lead |  |  |  | Chu et al., 2022 |  |  | HSP-10-sp - 7 | underground mine |  |  |  |  | ore material | hand specimen |  | rock | [9 empty] | sphalerite | [8 empty] | LA-ICPMS | ASI RESOLution-LR-S155 laser microprobe equipped with a Coherent Compex-Pro 193 nm ArF excimer laser. An Agilent 7700x ICP-MS instrument was used to acquire ion-signal intensities | State Key Laboratory of Ore Deposit Geochemistry, Institute of Geochemistry, Chinese Academy of Sciences. | The ablated aerosol was mixed with Ar (900 ml/min) as a transport gas, before exiting the cell. The following isotopes were monitored: 25Mg, 27Al, 29Si, 34S, 43Ca, 45Sc, 49Ti, 51V, 53Cr, 55Mn, 57Fe, 59Co, 60Ni, 65Cu,66Zn, 71Ga, 72Ge, 75As, 77Se, 93Nb, 95Mo, 107Ag, 111Cd, 115In, 118Sn,121Sb, 125Te, 139La, 181Ta, 184W, 197Au, 205Tl, 208Pb, and 209Bi. We used a consistent 26 Ã¬m-diameter spot size for all the analyses. Each analysis involved a background acquisition of approximately 30 s (gas blank) followed by 60 s of data acquisition from the sample. | STDGL3 was used to determine the chalcophile and siderophile concentrations (Danyushevsky et al., 2011), and the in-house standard of pure pyrite Py was used to calibrate the S and Fe concentrations. The integrated count data of lithophile element concentrations were calibrated and converted using GSD-1G. Sulfide reference material, MASS-1, was analyzed as an unknown sample to check the analytical accuracy. | 44.7573 |  | -1.236 |  | 0.36716 |  | -0.04 | [7 empty] | 0.044152 |  |  |  | -179.721 |  | 2520.8874 | [5 empty] | 0.58791 |  | -1.17 |  |  |  | 1278.8965 | [9 empty] | 123736.4462 |  | 8.9646 |  |  |  | -0.496 | [7 empty] | 36.608 | [5 empty] | -0.01 | [5 empty] | -2.351 |  | 1655.8943 |  | 0.026027 |  |  |  | -0.013 |  |  |  | -0.244 | [5 empty] | 73.8149 | [15 empty] | 334642.4338 |  | 1.6001 |  | -0.178 |  | 1.2972 |  | 356.8344 |  |  |  | 7.1478 |  |  |  | -0.002 |  |  |  | -1.018 |  |  |  | 34359.0206 |  | 0.25969 | [5 empty] | -0.07 |  | -0.04 | [5 empty] | 534725.7263 |  |  |  |  | 2022 | Chu, X., Li, B., Shen, P., Zha, Z., Lei, Z., Wang, X., Tao, S., Hu, Q., 2022. Trace elements in sulfide minerals from the Huangshaping copper-polymetallic deposit, Hunan, China: Ore genesis and element occurrence. Ore Geol. Rev. 144, 104867. https://doi.org/10.1016/j.oregeorev.2022.104867 |  | CHN |  | 112.6783 | 25.6586 | [6 empty] | Located from Mindat | 5000 | Inconsistencies exist between Methods section (see operating_conditions) which indicate measurement of only 71Ge and 107Ag, whereas 72Ge and 109Ag are the reported isotopes in the supplementary data table. S (sulphur) reported in separate column, not reported in 34S column). Table shows 74Ge and 109Ag. Measured 72Ge=2.23861195038315; 107Ag=43.6743846466141 | 2025-11-28
| Huangshaping |  | Magmatic - hydrothermal | Replacement | Replacement zinc-lead |  |  |  | Chu et al., 2022 |  |  | HSP-10-sp - 8 | underground mine |  |  |  |  | ore material | hand specimen |  | rock | [9 empty] | sphalerite | [8 empty] | LA-ICPMS | ASI RESOLution-LR-S155 laser microprobe equipped with a Coherent Compex-Pro 193 nm ArF excimer laser. An Agilent 7700x ICP-MS instrument was used to acquire ion-signal intensities | State Key Laboratory of Ore Deposit Geochemistry, Institute of Geochemistry, Chinese Academy of Sciences. | The ablated aerosol was mixed with Ar (900 ml/min) as a transport gas, before exiting the cell. The following isotopes were monitored: 25Mg, 27Al, 29Si, 34S, 43Ca, 45Sc, 49Ti, 51V, 53Cr, 55Mn, 57Fe, 59Co, 60Ni, 65Cu,66Zn, 71Ga, 72Ge, 75As, 77Se, 93Nb, 95Mo, 107Ag, 111Cd, 115In, 118Sn,121Sb, 125Te, 139La, 181Ta, 184W, 197Au, 205Tl, 208Pb, and 209Bi. We used a consistent 26 Ã¬m-diameter spot size for all the analyses. Each analysis involved a background acquisition of approximately 30 s (gas blank) followed by 60 s of data acquisition from the sample. | STDGL3 was used to determine the chalcophile and siderophile concentrations (Danyushevsky et al., 2011), and the in-house standard of pure pyrite Py was used to calibrate the S and Fe concentrations. The integrated count data of lithophile element concentrations were calibrated and converted using GSD-1G. Sulfide reference material, MASS-1, was analyzed as an unknown sample to check the analytical accuracy. | 57.4577 |  | 8918.9878 |  | 0.18675 |  | -0.023 | [7 empty] | 0.021507 |  |  |  | -145.801 |  | 2463.9964 | [5 empty] | 0.74103 |  | 30892.5075 |  |  |  | 1563.4543 | [9 empty] | 126484.2334 |  | 15.7238 |  |  |  | 0.3408 | [7 empty] | 30.1142 | [5 empty] | -0.008 | [5 empty] | 159336.8285 |  | 1626.5717 |  | 0.084517 |  |  |  | -0.017 |  |  |  | 0.46413 | [5 empty] | 150.0487 | [15 empty] | 334955.3459 |  | 1.8382 |  | -0.183 |  | -1.31 |  | -303.534 |  |  |  | 574.2724 |  |  |  | -0.004 |  |  |  | -0.44 |  |  |  | 46955.8888 |  | 0.191 | [5 empty] | 0.084767 |  | 0.037788 | [5 empty] | 531543.2718 |  |  |  |  | 2022 | Chu, X., Li, B., Shen, P., Zha, Z., Lei, Z., Wang, X., Tao, S., Hu, Q., 2022. Trace elements in sulfide minerals from the Huangshaping copper-polymetallic deposit, Hunan, China: Ore genesis and element occurrence. Ore Geol. Rev. 144, 104867. https://doi.org/10.1016/j.oregeorev.2022.104867 |  | CHN |  | 112.6783 | 25.6586 | [6 empty] | Located from Mindat | 5000 | Inconsistencies exist between Methods section (see operating_conditions) which indicate measurement of only 71Ge and 107Ag, whereas 72Ge and 109Ag are the reported isotopes in the supplementary data table. S (sulphur) reported in separate column, not reported in 34S column). Table shows 74Ge and 109Ag. Measured 72Ge=2.66633600772063; 107Ag=59.5723269090989 | 2025-11-28
| Huangshaping |  | Magmatic - hydrothermal | Replacement | Replacement zinc-lead |  |  |  | Chu et al., 2022 |  |  | HSP-9-sp1 - 8 | underground mine |  |  |  |  | ore material | hand specimen |  | rock | [9 empty] | sphalerite | [8 empty] | LA-ICPMS | ASI RESOLution-LR-S155 laser microprobe equipped with a Coherent Compex-Pro 193 nm ArF excimer laser. An Agilent 7700x ICP-MS instrument was used to acquire ion-signal intensities | State Key Laboratory of Ore Deposit Geochemistry, Institute of Geochemistry, Chinese Academy of Sciences. | The ablated aerosol was mixed with Ar (900 ml/min) as a transport gas, before exiting the cell. The following isotopes were monitored: 25Mg, 27Al, 29Si, 34S, 43Ca, 45Sc, 49Ti, 51V, 53Cr, 55Mn, 57Fe, 59Co, 60Ni, 65Cu,66Zn, 71Ga, 72Ge, 75As, 77Se, 93Nb, 95Mo, 107Ag, 111Cd, 115In, 118Sn,121Sb, 125Te, 139La, 181Ta, 184W, 197Au, 205Tl, 208Pb, and 209Bi. We used a consistent 26 Ã¬m-diameter spot size for all the analyses. Each analysis involved a background acquisition of approximately 30 s (gas blank) followed by 60 s of data acquisition from the sample. | STDGL3 was used to determine the chalcophile and siderophile concentrations (Danyushevsky et al., 2011), and the in-house standard of pure pyrite Py was used to calibrate the S and Fe concentrations. The integrated count data of lithophile element concentrations were calibrated and converted using GSD-1G. Sulfide reference material, MASS-1, was analyzed as an unknown sample to check the analytical accuracy. | 22.4296 |  | -1.033 |  | 0.57845 |  | 0.037635 | [7 empty] | 0.024052 |  |  |  | -172.096 |  | 3104.6059 | [5 empty] | 0.34196 |  | -1.682 |  |  |  | 1115.8602 | [9 empty] | 120693.2772 |  | 21.6695 |  |  |  | -0.396 | [7 empty] | 37.7831 | [5 empty] | -0.01 | [5 empty] | -2.095 |  | 1329.2987 |  | 0.10347 |  |  |  | -0.012 |  |  |  | -0.317 | [5 empty] | 18.9445 | [15 empty] | 334657.1951 |  | 1.2704 |  | 0.19835 |  | 4.1709 |  | -379.49 |  |  |  | 888.3463 |  |  |  | -0.011 |  |  |  | -0.493 |  |  |  | 44252.0907 |  | 0.050971 | [5 empty] | -0.035 |  | -0.032 | [5 empty] | 537688.3096 |  |  |  |  | 2022 | Chu, X., Li, B., Shen, P., Zha, Z., Lei, Z., Wang, X., Tao, S., Hu, Q., 2022. Trace elements in sulfide minerals from the Huangshaping copper-polymetallic deposit, Hunan, China: Ore genesis and element occurrence. Ore Geol. Rev. 144, 104867. https://doi.org/10.1016/j.oregeorev.2022.104867 |  | CHN |  | 112.6783 | 25.6586 | [6 empty] | Located from Mindat | 5000 | Inconsistencies exist between Methods section (see operating_conditions) which indicate measurement of only 71Ge and 107Ag, whereas 72Ge and 109Ag are the reported isotopes in the supplementary data table. S (sulphur) reported in separate column, not reported in 34S column). Table shows 74Ge and 109Ag. Measured 72Ge=2.65179146255782; 107Ag=24.1414244650606 | 2025-11-28
| Huangshaping |  | Magmatic - hydrothermal | Replacement | Replacement zinc-lead |  |  |  | Chu et al., 2022 |  |  | HSP-9-sp2 - 7 | underground mine |  |  |  |  | ore material | hand specimen |  | rock | [9 empty] | sphalerite | [8 empty] | LA-ICPMS | ASI RESOLution-LR-S155 laser microprobe equipped with a Coherent Compex-Pro 193 nm ArF excimer laser. An Agilent 7700x ICP-MS instrument was used to acquire ion-signal intensities | State Key Laboratory of Ore Deposit Geochemistry, Institute of Geochemistry, Chinese Academy of Sciences. | The ablated aerosol was mixed with Ar (900 ml/min) as a transport gas, before exiting the cell. The following isotopes were monitored: 25Mg, 27Al, 29Si, 34S, 43Ca, 45Sc, 49Ti, 51V, 53Cr, 55Mn, 57Fe, 59Co, 60Ni, 65Cu,66Zn, 71Ga, 72Ge, 75As, 77Se, 93Nb, 95Mo, 107Ag, 111Cd, 115In, 118Sn,121Sb, 125Te, 139La, 181Ta, 184W, 197Au, 205Tl, 208Pb, and 209Bi. We used a consistent 26 Ã¬m-diameter spot size for all the analyses. Each analysis involved a background acquisition of approximately 30 s (gas blank) followed by 60 s of data acquisition from the sample. | STDGL3 was used to determine the chalcophile and siderophile concentrations (Danyushevsky et al., 2011), and the in-house standard of pure pyrite Py was used to calibrate the S and Fe concentrations. The integrated count data of lithophile element concentrations were calibrated and converted using GSD-1G. Sulfide reference material, MASS-1, was analyzed as an unknown sample to check the analytical accuracy. | 8.8633 |  | -1.243 |  | -0.291 |  | 0.020662 | [7 empty] | -0.008 |  |  |  | -173.013 |  | 2950.4456 | [5 empty] | 0.35889 |  | -1.589 |  |  |  | 109.8016 | [9 empty] | 118747.2214 |  | 12.6445 |  |  |  | -0.513 | [7 empty] | 102.559 | [5 empty] | 0.045625 | [5 empty] | -3.308 |  | 1429.5894 |  | -0.093 |  |  |  | -0.013 |  |  |  | -0.276 | [5 empty] | 3.4056 | [15 empty] | 334632.6278 |  | 0.14198 |  | -0.283 |  | 5.7322 |  | -400.404 |  |  |  | 0.67662 |  |  |  | 0.0081987 |  |  |  | -0.805 |  |  |  | 47510.6319 |  | -0.051 | [5 empty] | -0.034 |  | -0.043 | [5 empty] | 541541.9837 |  |  |  |  | 2022 | Chu, X., Li, B., Shen, P., Zha, Z., Lei, Z., Wang, X., Tao, S., Hu, Q., 2022. Trace elements in sulfide minerals from the Huangshaping copper-polymetallic deposit, Hunan, China: Ore genesis and element occurrence. Ore Geol. Rev. 144, 104867. https://doi.org/10.1016/j.oregeorev.2022.104867 |  | CHN |  | 112.6783 | 25.6586 | [6 empty] | Located from Mindat | 5000 | Inconsistencies exist between Methods section (see operating_conditions) which indicate measurement of only 71Ge and 107Ag, whereas 72Ge and 109Ag are the reported isotopes in the supplementary data table. S (sulphur) reported in separate column, not reported in 34S column). Table shows 74Ge and 109Ag. Measured 72Ge=2.40699335543167; 107Ag=9.20998673065239 | 2025-11-28
| Huangshaping |  | Magmatic - hydrothermal | Replacement | Replacement zinc-lead |  |  |  | Chu et al., 2022 |  |  | HSP-9-sp1 - 9 | underground mine |  |  |  |  | ore material | hand specimen |  | rock | [9 empty] | sphalerite | [8 empty] | LA-ICPMS | ASI RESOLution-LR-S155 laser microprobe equipped with a Coherent Compex-Pro 193 nm ArF excimer laser. An Agilent 7700x ICP-MS instrument was used to acquire ion-signal intensities | State Key Laboratory of Ore Deposit Geochemistry, Institute of Geochemistry, Chinese Academy of Sciences. | The ablated aerosol was mixed with Ar (900 ml/min) as a transport gas, before exiting the cell. The following isotopes were monitored: 25Mg, 27Al, 29Si, 34S, 43Ca, 45Sc, 49Ti, 51V, 53Cr, 55Mn, 57Fe, 59Co, 60Ni, 65Cu,66Zn, 71Ga, 72Ge, 75As, 77Se, 93Nb, 95Mo, 107Ag, 111Cd, 115In, 118Sn,121Sb, 125Te, 139La, 181Ta, 184W, 197Au, 205Tl, 208Pb, and 209Bi. We used a consistent 26 Ã¬m-diameter spot size for all the analyses. Each analysis involved a background acquisition of approximately 30 s (gas blank) followed by 60 s of data acquisition from the sample. | STDGL3 was used to determine the chalcophile and siderophile concentrations (Danyushevsky et al., 2011), and the in-house standard of pure pyrite Py was used to calibrate the S and Fe concentrations. The integrated count data of lithophile element concentrations were calibrated and converted using GSD-1G. Sulfide reference material, MASS-1, was analyzed as an unknown sample to check the analytical accuracy. | 8.8171 |  | -1.904 |  | -0.685 |  | -0.042 | [7 empty] | 0.087586 |  |  |  | -222.733 |  | 3582.995 | [5 empty] | 0.41587 |  | -2.552 |  |  |  | 112.8944 | [9 empty] | 115502.8378 |  | 9.7656 |  |  |  | -0.65 | [7 empty] | 52.7288 | [5 empty] | -0.016 | [5 empty] | -4.656 |  | 1758.5457 |  | -0.057 |  |  |  | -0.022 |  |  |  | 0.34893 | [5 empty] | 7.2168 | [15 empty] | 334247.8125 |  | 0.75487 |  | -0.333 |  | -4.356 |  | -605.05 |  |  |  | 9.7688 |  |  |  | 0.012226 |  |  |  | -0.243 |  |  |  | 20785.9618 |  | -0.068 | [5 empty] | -0.131 |  | -0.144 | [5 empty] | 544173.4158 |  |  |  |  | 2022 | Chu, X., Li, B., Shen, P., Zha, Z., Lei, Z., Wang, X., Tao, S., Hu, Q., 2022. Trace elements in sulfide minerals from the Huangshaping copper-polymetallic deposit, Hunan, China: Ore genesis and element occurrence. Ore Geol. Rev. 144, 104867. https://doi.org/10.1016/j.oregeorev.2022.104867 |  | CHN |  | 112.6783 | 25.6586 | [6 empty] | Located from Mindat | 5000 | Inconsistencies exist between Methods section (see operating_conditions) which indicate measurement of only 71Ge and 107Ag, whereas 72Ge and 109Ag are the reported isotopes in the supplementary data table. S (sulphur) reported in separate column, not reported in 34S column). Table shows 74Ge and 109Ag. Measured 72Ge=1.64153225102392; 107Ag=8.04616104484012 | 2025-11-28
| Huangshaping |  | Magmatic - hydrothermal | Replacement | Replacement zinc-lead |  |  |  | Chu et al., 2022 |  |  | HSP-8-sp - 1 | underground mine |  |  |  |  | ore material | hand specimen |  | rock | [9 empty] | sphalerite | [8 empty] | LA-ICPMS | ASI RESOLution-LR-S155 laser microprobe equipped with a Coherent Compex-Pro 193 nm ArF excimer laser. An Agilent 7700x ICP-MS instrument was used to acquire ion-signal intensities | State Key Laboratory of Ore Deposit Geochemistry, Institute of Geochemistry, Chinese Academy of Sciences. | The ablated aerosol was mixed with Ar (900 ml/min) as a transport gas, before exiting the cell. The following isotopes were monitored: 25Mg, 27Al, 29Si, 34S, 43Ca, 45Sc, 49Ti, 51V, 53Cr, 55Mn, 57Fe, 59Co, 60Ni, 65Cu,66Zn, 71Ga, 72Ge, 75As, 77Se, 93Nb, 95Mo, 107Ag, 111Cd, 115In, 118Sn,121Sb, 125Te, 139La, 181Ta, 184W, 197Au, 205Tl, 208Pb, and 209Bi. We used a consistent 26 Ã¬m-diameter spot size for all the analyses. Each analysis involved a background acquisition of approximately 30 s (gas blank) followed by 60 s of data acquisition from the sample. | STDGL3 was used to determine the chalcophile and siderophile concentrations (Danyushevsky et al., 2011), and the in-house standard of pure pyrite Py was used to calibrate the S and Fe concentrations. The integrated count data of lithophile element concentrations were calibrated and converted using GSD-1G. Sulfide reference material, MASS-1, was analyzed as an unknown sample to check the analytical accuracy. | 20.7996 |  | -1.03 |  | 0.14204 |  | -0.023 | [7 empty] | -0.007 |  |  |  | -134.426 |  | 3088.0762 | [5 empty] | 0.81767 |  | -1.152 |  |  |  | 559.6203 | [9 empty] | 122761.4809 |  | 6.4377 |  |  |  | -0.391 | [7 empty] | 36.6909 | [5 empty] | -0.01 | [5 empty] | -3.04 |  | 1372.5909 |  | 0.08175 |  |  |  | -0.003 |  |  |  | -0.218 | [5 empty] | 7.6531 | [15 empty] | 334891.7436 |  | 0.90462 |  | -0.221 |  | 5.4775 |  | -345.082 |  |  |  | 11.5427 |  |  |  | 0.0079019 |  |  |  | -0.437 |  |  |  | 44720.3104 |  | 0.16042 | [5 empty] | -0.082 |  | -0.111 | [5 empty] | 536814.9688 |  |  |  |  | 2022 | Chu, X., Li, B., Shen, P., Zha, Z., Lei, Z., Wang, X., Tao, S., Hu, Q., 2022. Trace elements in sulfide minerals from the Huangshaping copper-polymetallic deposit, Hunan, China: Ore genesis and element occurrence. Ore Geol. Rev. 144, 104867. https://doi.org/10.1016/j.oregeorev.2022.104867 |  | CHN |  | 112.6783 | 25.6586 | [6 empty] | Located from Mindat | 5000 | Inconsistencies exist between Methods section (see operating_conditions) which indicate measurement of only 71Ge and 107Ag, whereas 72Ge and 109Ag are the reported isotopes in the supplementary data table. S (sulphur) reported in separate column, not reported in 34S column). Table shows 74Ge and 109Ag. Measured 72Ge=2.65320253192496; 107Ag=20.6979142893954 | 2025-11-28
| Huangshaping |  | Magmatic - hydrothermal | Replacement | Replacement zinc-lead |  |  |  | Chu et al., 2022 |  |  | HSP-8-sp - 2 | underground mine |  |  |  |  | ore material | hand specimen |  | rock | [9 empty] | sphalerite | [8 empty] | LA-ICPMS | ASI RESOLution-LR-S155 laser microprobe equipped with a Coherent Compex-Pro 193 nm ArF excimer laser. An Agilent 7700x ICP-MS instrument was used to acquire ion-signal intensities | State Key Laboratory of Ore Deposit Geochemistry, Institute of Geochemistry, Chinese Academy of Sciences. | The ablated aerosol was mixed with Ar (900 ml/min) as a transport gas, before exiting the cell. The following isotopes were monitored: 25Mg, 27Al, 29Si, 34S, 43Ca, 45Sc, 49Ti, 51V, 53Cr, 55Mn, 57Fe, 59Co, 60Ni, 65Cu,66Zn, 71Ga, 72Ge, 75As, 77Se, 93Nb, 95Mo, 107Ag, 111Cd, 115In, 118Sn,121Sb, 125Te, 139La, 181Ta, 184W, 197Au, 205Tl, 208Pb, and 209Bi. We used a consistent 26 Ã¬m-diameter spot size for all the analyses. Each analysis involved a background acquisition of approximately 30 s (gas blank) followed by 60 s of data acquisition from the sample. | STDGL3 was used to determine the chalcophile and siderophile concentrations (Danyushevsky et al., 2011), and the in-house standard of pure pyrite Py was used to calibrate the S and Fe concentrations. The integrated count data of lithophile element concentrations were calibrated and converted using GSD-1G. Sulfide reference material, MASS-1, was analyzed as an unknown sample to check the analytical accuracy. | 107.1466 |  | 114590.7595 |  | 0.16883 |  | -0.084 | [7 empty] | 0.32451 |  |  |  | -192.429 |  | 3148.619 | [5 empty] | 0.67486 |  | -1.643 |  |  |  | 4517.9355 | [9 empty] | 112395.1865 |  | 11.8601 |  |  |  | -0.512 | [7 empty] | 78.5124 | [5 empty] | -0.012 | [5 empty] | 31610.1365 |  | 1399.6698 |  | 0.1158 |  |  |  | 0.34696 |  |  |  | 0.2505 | [5 empty] | 451.0226 | [15 empty] | 333628.6915 |  | 13.8021 |  | -0.236 |  | -4.959 |  | 431.0624 |  |  |  | 1336.7887 |  |  |  | 0.047241 |  |  |  | -1.5 |  |  |  | 1029349.721 |  | 0.40529 | [5 empty] | 0.14135 |  | 0.20075 | [5 empty] | 541358.0697 |  |  |  |  | 2022 | Chu, X., Li, B., Shen, P., Zha, Z., Lei, Z., Wang, X., Tao, S., Hu, Q., 2022. Trace elements in sulfide minerals from the Huangshaping copper-polymetallic deposit, Hunan, China: Ore genesis and element occurrence. Ore Geol. Rev. 144, 104867. https://doi.org/10.1016/j.oregeorev.2022.104867 |  | CHN |  | 112.6783 | 25.6586 | [6 empty] | Located from Mindat | 5000 | Inconsistencies exist between Methods section (see operating_conditions) which indicate measurement of only 71Ge and 107Ag, whereas 72Ge and 109Ag are the reported isotopes in the supplementary data table. S (sulphur) reported in separate column, not reported in 34S column). Table shows 74Ge and 109Ag. Measured 72Ge=2.13381620000817; 107Ag=104.925287692775 | 2025-11-28
| Huangshaping |  | Magmatic - hydrothermal | Replacement | Replacement zinc-lead |  |  |  | Chu et al., 2022 |  |  | HSP-8-sp - 3 | underground mine |  |  |  |  | ore material | hand specimen |  | rock | [9 empty] | sphalerite | [8 empty] | LA-ICPMS | ASI RESOLution-LR-S155 laser microprobe equipped with a Coherent Compex-Pro 193 nm ArF excimer laser. An Agilent 7700x ICP-MS instrument was used to acquire ion-signal intensities | State Key Laboratory of Ore Deposit Geochemistry, Institute of Geochemistry, Chinese Academy of Sciences. | The ablated aerosol was mixed with Ar (900 ml/min) as a transport gas, before exiting the cell. The following isotopes were monitored: 25Mg, 27Al, 29Si, 34S, 43Ca, 45Sc, 49Ti, 51V, 53Cr, 55Mn, 57Fe, 59Co, 60Ni, 65Cu,66Zn, 71Ga, 72Ge, 75As, 77Se, 93Nb, 95Mo, 107Ag, 111Cd, 115In, 118Sn,121Sb, 125Te, 139La, 181Ta, 184W, 197Au, 205Tl, 208Pb, and 209Bi. We used a consistent 26 Ã¬m-diameter spot size for all the analyses. Each analysis involved a background acquisition of approximately 30 s (gas blank) followed by 60 s of data acquisition from the sample. | STDGL3 was used to determine the chalcophile and siderophile concentrations (Danyushevsky et al., 2011), and the in-house standard of pure pyrite Py was used to calibrate the S and Fe concentrations. The integrated count data of lithophile element concentrations were calibrated and converted using GSD-1G. Sulfide reference material, MASS-1, was analyzed as an unknown sample to check the analytical accuracy. | 16.5452 |  | -1.059 |  | -0.225 |  | -0.052 | [7 empty] | -0.068 |  |  |  | -205.337 |  | 3205.8912 | [5 empty] | 0.89352 |  | -1.317 |  |  |  | 182.1675 | [9 empty] | 114558.2664 |  | 7.067 |  |  |  | -0.497 | [7 empty] | 156.9539 | [5 empty] | -0.01 | [5 empty] | -2.248 |  | 1266.6218 |  | 0.056486 |  |  |  | -0.014 |  |  |  | -0.369 | [5 empty] | 2.4627 | [15 empty] | 334414.9696 |  | -0.134 |  | -0.228 |  | -2.693 |  | -350.248 |  |  |  | 5.0916 |  |  |  | -0.014 |  |  |  | -0.7 |  |  |  | 26727.2445 |  | 0.037203 | [5 empty] | 0.03869 |  | 0.052131 | [5 empty] | 545770.2623 |  |  |  |  | 2022 | Chu, X., Li, B., Shen, P., Zha, Z., Lei, Z., Wang, X., Tao, S., Hu, Q., 2022. Trace elements in sulfide minerals from the Huangshaping copper-polymetallic deposit, Hunan, China: Ore genesis and element occurrence. Ore Geol. Rev. 144, 104867. https://doi.org/10.1016/j.oregeorev.2022.104867 |  | CHN |  | 112.6783 | 25.6586 | [6 empty] | Located from Mindat | 5000 | Inconsistencies exist between Methods section (see operating_conditions) which indicate measurement of only 71Ge and 107Ag, whereas 72Ge and 109Ag are the reported isotopes in the supplementary data table. S (sulphur) reported in separate column, not reported in 34S column). Table shows 74Ge and 109Ag. Measured 72Ge=2.67661331047604; 107Ag=16.7220760046076 | 2025-11-28
| Huangshaping |  | Magmatic - hydrothermal | Replacement | Replacement zinc-lead |  |  |  | Chu et al., 2022 |  |  | HSP-8-sp - 4 | underground mine |  |  |  |  | ore material | hand specimen |  | rock | [9 empty] | sphalerite | [8 empty] | LA-ICPMS | ASI RESOLution-LR-S155 laser microprobe equipped with a Coherent Compex-Pro 193 nm ArF excimer laser. An Agilent 7700x ICP-MS instrument was used to acquire ion-signal intensities | State Key Laboratory of Ore Deposit Geochemistry, Institute of Geochemistry, Chinese Academy of Sciences. | The ablated aerosol was mixed with Ar (900 ml/min) as a transport gas, before exiting the cell. The following isotopes were monitored: 25Mg, 27Al, 29Si, 34S, 43Ca, 45Sc, 49Ti, 51V, 53Cr, 55Mn, 57Fe, 59Co, 60Ni, 65Cu,66Zn, 71Ga, 72Ge, 75As, 77Se, 93Nb, 95Mo, 107Ag, 111Cd, 115In, 118Sn,121Sb, 125Te, 139La, 181Ta, 184W, 197Au, 205Tl, 208Pb, and 209Bi. We used a consistent 26 Ã¬m-diameter spot size for all the analyses. Each analysis involved a background acquisition of approximately 30 s (gas blank) followed by 60 s of data acquisition from the sample. | STDGL3 was used to determine the chalcophile and siderophile concentrations (Danyushevsky et al., 2011), and the in-house standard of pure pyrite Py was used to calibrate the S and Fe concentrations. The integrated count data of lithophile element concentrations were calibrated and converted using GSD-1G. Sulfide reference material, MASS-1, was analyzed as an unknown sample to check the analytical accuracy. | 55.0242 |  | -1.418 |  | 0.63282 |  | 0.053227 | [7 empty] | -0.064 |  |  |  | -256.184 |  | 3182.7969 | [5 empty] | 0.79485 |  | -2.703 |  |  |  | 2037.7364 | [9 empty] | 113049.7219 |  | 8.1677 |  |  |  | -0.58 | [7 empty] | 79.2634 | [5 empty] | -0.013 | [5 empty] | -3.322 |  | 1381.2858 |  | -0.088 |  |  |  | -0.007 |  |  |  | 0.48139 | [5 empty] | 50.3281 | [15 empty] | 333674.3224 |  | 2.4075 |  | -0.249 |  | -4.228 |  | 608.46 |  |  |  | 1416.9334 |  |  |  | -0.02 |  |  |  | -0.808 |  |  |  | 52534.7439 |  | 0.063064 | [5 empty] | -0.042 |  | 0.085915 | [5 empty] | 543323.9296 |  |  |  |  | 2022 | Chu, X., Li, B., Shen, P., Zha, Z., Lei, Z., Wang, X., Tao, S., Hu, Q., 2022. Trace elements in sulfide minerals from the Huangshaping copper-polymetallic deposit, Hunan, China: Ore genesis and element occurrence. Ore Geol. Rev. 144, 104867. https://doi.org/10.1016/j.oregeorev.2022.104867 |  | CHN |  | 112.6783 | 25.6586 | [6 empty] | Located from Mindat | 5000 | Inconsistencies exist between Methods section (see operating_conditions) which indicate measurement of only 71Ge and 107Ag, whereas 72Ge and 109Ag are the reported isotopes in the supplementary data table. S (sulphur) reported in separate column, not reported in 34S column). Table shows 74Ge and 109Ag. Measured 72Ge=2.4251071505329; 107Ag=55.3911959492237 | 2025-11-28
| Huangshaping |  | Magmatic - hydrothermal | Replacement | Replacement zinc-lead |  |  |  | Chu et al., 2022 |  |  | HSP-8-sp - 5 | underground mine |  |  |  |  | ore material | hand specimen |  | rock | [9 empty] | sphalerite | [8 empty] | LA-ICPMS | ASI RESOLution-LR-S155 laser microprobe equipped with a Coherent Compex-Pro 193 nm ArF excimer laser. An Agilent 7700x ICP-MS instrument was used to acquire ion-signal intensities | State Key Laboratory of Ore Deposit Geochemistry, Institute of Geochemistry, Chinese Academy of Sciences. | The ablated aerosol was mixed with Ar (900 ml/min) as a transport gas, before exiting the cell. The following isotopes were monitored: 25Mg, 27Al, 29Si, 34S, 43Ca, 45Sc, 49Ti, 51V, 53Cr, 55Mn, 57Fe, 59Co, 60Ni, 65Cu,66Zn, 71Ga, 72Ge, 75As, 77Se, 93Nb, 95Mo, 107Ag, 111Cd, 115In, 118Sn,121Sb, 125Te, 139La, 181Ta, 184W, 197Au, 205Tl, 208Pb, and 209Bi. We used a consistent 26 Ã¬m-diameter spot size for all the analyses. Each analysis involved a background acquisition of approximately 30 s (gas blank) followed by 60 s of data acquisition from the sample. | STDGL3 was used to determine the chalcophile and siderophile concentrations (Danyushevsky et al., 2011), and the in-house standard of pure pyrite Py was used to calibrate the S and Fe concentrations. The integrated count data of lithophile element concentrations were calibrated and converted using GSD-1G. Sulfide reference material, MASS-1, was analyzed as an unknown sample to check the analytical accuracy. | 74.5798 |  | 2894179.361 |  | 0.81987 |  | -0.022 | [7 empty] | 0.30504 |  |  |  | -197.645 |  | 2916.6371 | [5 empty] | 0.77011 |  | -1.588 |  |  |  | 2011.7096 | [9 empty] | 117595.9435 |  | 5.7385 |  |  |  | -0.452 | [7 empty] | 85.6863 | [5 empty] | -0.011 | [5 empty] | 480599.0668 |  | 1391.3959 |  | -0.133 |  |  |  | 0.027765 |  |  |  | 0.65186 | [5 empty] | 6669.2216 | [15 empty] | 331878.8765 |  | 10.5467 |  | -0.262 |  | 5.7631 |  | 1194.5811 |  |  |  | 1162.2648 |  |  |  | -0.03 |  |  |  | -0.458 |  |  |  | 71076.7171 |  | 0.52409 | [5 empty] | 1.0484 |  | 0.23264 | [5 empty] | 532564.6178 |  |  |  |  | 2022 | Chu, X., Li, B., Shen, P., Zha, Z., Lei, Z., Wang, X., Tao, S., Hu, Q., 2022. Trace elements in sulfide minerals from the Huangshaping copper-polymetallic deposit, Hunan, China: Ore genesis and element occurrence. Ore Geol. Rev. 144, 104867. https://doi.org/10.1016/j.oregeorev.2022.104867 |  | CHN |  | 112.6783 | 25.6586 | [6 empty] | Located from Mindat | 5000 | Inconsistencies exist between Methods section (see operating_conditions) which indicate measurement of only 71Ge and 107Ag, whereas 72Ge and 109Ag are the reported isotopes in the supplementary data table. S (sulphur) reported in separate column, not reported in 34S column). Table shows 74Ge and 109Ag. Measured 72Ge=2.86377996708457; 107Ag=73.4807456582468 | 2025-11-28
| Huangshaping |  | Magmatic - hydrothermal | Replacement | Replacement zinc-lead |  |  |  | Chu et al., 2022 |  |  | HSP-9-sp2 - 8 | underground mine |  |  |  |  | ore material | hand specimen |  | rock | [9 empty] | sphalerite | [8 empty] | LA-ICPMS | ASI RESOLution-LR-S155 laser microprobe equipped with a Coherent Compex-Pro 193 nm ArF excimer laser. An Agilent 7700x ICP-MS instrument was used to acquire ion-signal intensities | State Key Laboratory of Ore Deposit Geochemistry, Institute of Geochemistry, Chinese Academy of Sciences. | The ablated aerosol was mixed with Ar (900 ml/min) as a transport gas, before exiting the cell. The following isotopes were monitored: 25Mg, 27Al, 29Si, 34S, 43Ca, 45Sc, 49Ti, 51V, 53Cr, 55Mn, 57Fe, 59Co, 60Ni, 65Cu,66Zn, 71Ga, 72Ge, 75As, 77Se, 93Nb, 95Mo, 107Ag, 111Cd, 115In, 118Sn,121Sb, 125Te, 139La, 181Ta, 184W, 197Au, 205Tl, 208Pb, and 209Bi. We used a consistent 26 Ã¬m-diameter spot size for all the analyses. Each analysis involved a background acquisition of approximately 30 s (gas blank) followed by 60 s of data acquisition from the sample. | STDGL3 was used to determine the chalcophile and siderophile concentrations (Danyushevsky et al., 2011), and the in-house standard of pure pyrite Py was used to calibrate the S and Fe concentrations. The integrated count data of lithophile element concentrations were calibrated and converted using GSD-1G. Sulfide reference material, MASS-1, was analyzed as an unknown sample to check the analytical accuracy. | 12.2598 |  | -0.972 |  | -0.498 |  | -0.036 | [7 empty] | -0.024 |  |  |  | -134.299 |  | 3035.9504 | [5 empty] | 0.43142 |  | -0.841 |  |  |  | 106.9516 | [9 empty] | 117543.43 |  | 3.8138 |  |  |  | -0.354 | [7 empty] | 139.6604 | [5 empty] | -0.008 | [5 empty] | 14921.3264 |  | 1626.6418 |  | 0.10653 |  |  |  | -0.003 |  |  |  | -0.103 | [5 empty] | 6.3647 | [15 empty] | 334168.3203 |  | 0.61916 |  | -0.161 |  | 18.4469 |  | 397.6273 |  |  |  | 3.9827 |  |  |  | -0.008 |  |  |  | -0.321 |  |  |  | 44022.8688 |  | -0.043 | [5 empty] | 0.02889 |  | 0.072823 | [5 empty] | 541963.8873 |  |  |  |  | 2022 | Chu, X., Li, B., Shen, P., Zha, Z., Lei, Z., Wang, X., Tao, S., Hu, Q., 2022. Trace elements in sulfide minerals from the Huangshaping copper-polymetallic deposit, Hunan, China: Ore genesis and element occurrence. Ore Geol. Rev. 144, 104867. https://doi.org/10.1016/j.oregeorev.2022.104867 |  | CHN |  | 112.6783 | 25.6586 | [6 empty] | Located from Mindat | 5000 | Inconsistencies exist between Methods section (see operating_conditions) which indicate measurement of only 71Ge and 107Ag, whereas 72Ge and 109Ag are the reported isotopes in the supplementary data table. S (sulphur) reported in separate column, not reported in 34S column). Table shows 74Ge and 109Ag. Measured 72Ge=2.45095146429722; 107Ag=13.0439592098272 | 2025-11-28
| Huangshaping |  | Magmatic - hydrothermal | Replacement | Replacement zinc-lead |  |  |  | Chu et al., 2022 |  |  | HSP-9-sp1 - 10 | underground mine |  |  |  |  | ore material | hand specimen |  | rock | [9 empty] | sphalerite | [8 empty] | LA-ICPMS | ASI RESOLution-LR-S155 laser microprobe equipped with a Coherent Compex-Pro 193 nm ArF excimer laser. An Agilent 7700x ICP-MS instrument was used to acquire ion-signal intensities | State Key Laboratory of Ore Deposit Geochemistry, Institute of Geochemistry, Chinese Academy of Sciences. | The ablated aerosol was mixed with Ar (900 ml/min) as a transport gas, before exiting the cell. The following isotopes were monitored: 25Mg, 27Al, 29Si, 34S, 43Ca, 45Sc, 49Ti, 51V, 53Cr, 55Mn, 57Fe, 59Co, 60Ni, 65Cu,66Zn, 71Ga, 72Ge, 75As, 77Se, 93Nb, 95Mo, 107Ag, 111Cd, 115In, 118Sn,121Sb, 125Te, 139La, 181Ta, 184W, 197Au, 205Tl, 208Pb, and 209Bi. We used a consistent 26 Ã¬m-diameter spot size for all the analyses. Each analysis involved a background acquisition of approximately 30 s (gas blank) followed by 60 s of data acquisition from the sample. | STDGL3 was used to determine the chalcophile and siderophile concentrations (Danyushevsky et al., 2011), and the in-house standard of pure pyrite Py was used to calibrate the S and Fe concentrations. The integrated count data of lithophile element concentrations were calibrated and converted using GSD-1G. Sulfide reference material, MASS-1, was analyzed as an unknown sample to check the analytical accuracy. | 12.2864 |  | -0.851 |  | -0.219 |  | -0.05 | [7 empty] | -0.024 |  |  |  | -197.311 |  | 2498.8191 | [5 empty] | 0.36659 |  | -1.05 |  |  |  | 76.241 | [9 empty] | 107362.5943 |  | 13.1185 |  |  |  | -0.386 | [7 empty] | 74.335 | [5 empty] | -0.008 | [5 empty] | -2.534 |  | 1249.9533 |  | -0.028 |  |  |  | -0.008 |  |  |  | -0.151 | [5 empty] | 5.3422 | [15 empty] | 333858.8508 |  | 0.58688 |  | -0.124 |  | 8.0289 |  | 394.014 |  |  |  | 18.3474 |  |  |  | -0.005 |  |  |  | -0.887 |  |  |  | 41054.9571 |  | 0.10328 | [5 empty] | -0.05 |  | 0.013406 | [5 empty] | 553581.4732 |  |  |  |  | 2022 | Chu, X., Li, B., Shen, P., Zha, Z., Lei, Z., Wang, X., Tao, S., Hu, Q., 2022. Trace elements in sulfide minerals from the Huangshaping copper-polymetallic deposit, Hunan, China: Ore genesis and element occurrence. Ore Geol. Rev. 144, 104867. https://doi.org/10.1016/j.oregeorev.2022.104867 |  | CHN |  | 112.6783 | 25.6586 | [6 empty] | Located from Mindat | 5000 | Inconsistencies exist between Methods section (see operating_conditions) which indicate measurement of only 71Ge and 107Ag, whereas 72Ge and 109Ag are the reported isotopes in the supplementary data table. S (sulphur) reported in separate column, not reported in 34S column). Table shows 74Ge and 109Ag. Measured 72Ge=2.80650650999468; 107Ag=13.9328182018476 | 2025-11-28
| Huangshaping |  | Magmatic - hydrothermal | Replacement | Replacement zinc-lead |  |  |  | Chu et al., 2022 |  |  | HSP-9-sp1 - 11 | underground mine |  |  |  |  | ore material | hand specimen |  | rock | [9 empty] | sphalerite | [8 empty] | LA-ICPMS | ASI RESOLution-LR-S155 laser microprobe equipped with a Coherent Compex-Pro 193 nm ArF excimer laser. An Agilent 7700x ICP-MS instrument was used to acquire ion-signal intensities | State Key Laboratory of Ore Deposit Geochemistry, Institute of Geochemistry, Chinese Academy of Sciences. | The ablated aerosol was mixed with Ar (900 ml/min) as a transport gas, before exiting the cell. The following isotopes were monitored: 25Mg, 27Al, 29Si, 34S, 43Ca, 45Sc, 49Ti, 51V, 53Cr, 55Mn, 57Fe, 59Co, 60Ni, 65Cu,66Zn, 71Ga, 72Ge, 75As, 77Se, 93Nb, 95Mo, 107Ag, 111Cd, 115In, 118Sn,121Sb, 125Te, 139La, 181Ta, 184W, 197Au, 205Tl, 208Pb, and 209Bi. We used a consistent 26 Ã¬m-diameter spot size for all the analyses. Each analysis involved a background acquisition of approximately 30 s (gas blank) followed by 60 s of data acquisition from the sample. | STDGL3 was used to determine the chalcophile and siderophile concentrations (Danyushevsky et al., 2011), and the in-house standard of pure pyrite Py was used to calibrate the S and Fe concentrations. The integrated count data of lithophile element concentrations were calibrated and converted using GSD-1G. Sulfide reference material, MASS-1, was analyzed as an unknown sample to check the analytical accuracy. | 26.3223 |  | -2.287 |  | -0.653 |  | 0.06132 | [7 empty] | 0.093661 |  |  |  | 450.4692 |  | 3264.2796 | [5 empty] | 0.35066 |  | -2.51 |  |  |  | 450.0376 | [9 empty] | 102351.8715 |  | 15.9986 |  |  |  | -0.859 | [7 empty] | 117.9729 | [5 empty] | -0.018 | [5 empty] | 704538.1591 |  | 1008.676 |  | 0.10504 |  |  |  | -0.005 |  |  |  | -0.39 | [5 empty] | 26.1349 | [15 empty] | 333585.6175 |  | 5.2616 |  | -0.366 |  | -4.016 |  | -571.243 |  |  |  | 32.0169 |  |  |  | -0.017 |  |  |  | -1.832 |  |  |  | 36421.6777 |  | 0.61185 | [5 empty] | -0.139 |  | -0.131 | [5 empty] | 558032.7436 |  |  |  |  | 2022 | Chu, X., Li, B., Shen, P., Zha, Z., Lei, Z., Wang, X., Tao, S., Hu, Q., 2022. Trace elements in sulfide minerals from the Huangshaping copper-polymetallic deposit, Hunan, China: Ore genesis and element occurrence. Ore Geol. Rev. 144, 104867. https://doi.org/10.1016/j.oregeorev.2022.104867 |  | CHN |  | 112.6783 | 25.6586 | [6 empty] | Located from Mindat | 5000 | Inconsistencies exist between Methods section (see operating_conditions) which indicate measurement of only 71Ge and 107Ag, whereas 72Ge and 109Ag are the reported isotopes in the supplementary data table. S (sulphur) reported in separate column, not reported in 34S column). Table shows 74Ge and 109Ag. Measured 72Ge=2.71860261024594; 107Ag=27.1238972270548 | 2025-11-28
| Huangshaping |  | Magmatic - hydrothermal | Replacement | Replacement zinc-lead |  |  |  | Chu et al., 2022 |  |  | HSP-9-sp1 - 12 | underground mine |  |  |  |  | ore material | hand specimen |  | rock | [9 empty] | sphalerite | [8 empty] | LA-ICPMS | ASI RESOLution-LR-S155 laser microprobe equipped with a Coherent Compex-Pro 193 nm ArF excimer laser. An Agilent 7700x ICP-MS instrument was used to acquire ion-signal intensities | State Key Laboratory of Ore Deposit Geochemistry, Institute of Geochemistry, Chinese Academy of Sciences. | The ablated aerosol was mixed with Ar (900 ml/min) as a transport gas, before exiting the cell. The following isotopes were monitored: 25Mg, 27Al, 29Si, 34S, 43Ca, 45Sc, 49Ti, 51V, 53Cr, 55Mn, 57Fe, 59Co, 60Ni, 65Cu,66Zn, 71Ga, 72Ge, 75As, 77Se, 93Nb, 95Mo, 107Ag, 111Cd, 115In, 118Sn,121Sb, 125Te, 139La, 181Ta, 184W, 197Au, 205Tl, 208Pb, and 209Bi. We used a consistent 26 Ã¬m-diameter spot size for all the analyses. Each analysis involved a background acquisition of approximately 30 s (gas blank) followed by 60 s of data acquisition from the sample. | STDGL3 was used to determine the chalcophile and siderophile concentrations (Danyushevsky et al., 2011), and the in-house standard of pure pyrite Py was used to calibrate the S and Fe concentrations. The integrated count data of lithophile element concentrations were calibrated and converted using GSD-1G. Sulfide reference material, MASS-1, was analyzed as an unknown sample to check the analytical accuracy. | 11.3985 |  | -1.892 |  | 0.26268 |  | 0.06586 | [7 empty] | -0.079 |  |  |  | -266.117 |  | 2913.3163 | [5 empty] | 0.33376 |  | -2.388 |  |  |  | 57.4947 | [9 empty] | 87640.9791 |  | 7.9597 |  |  |  | -0.699 | [7 empty] | 65.0751 | [5 empty] | -0.015 | [5 empty] | -6.232 |  | 1045.8677 |  | -0.045 |  |  |  | 0.0066934 |  |  |  | -0.566 | [5 empty] | 5.3191 | [15 empty] | 332607.3881 |  | 0.17246 |  | -0.317 |  | 4.2012 |  | 651.6197 |  |  |  | 1.5501 |  |  |  | 0.010661 |  |  |  | -1.81 |  |  |  | 60536.2292 |  | -0.049 | [5 empty] | -0.07 |  | 0.049134 | [5 empty] | 573906.8548 |  |  |  |  | 2022 | Chu, X., Li, B., Shen, P., Zha, Z., Lei, Z., Wang, X., Tao, S., Hu, Q., 2022. Trace elements in sulfide minerals from the Huangshaping copper-polymetallic deposit, Hunan, China: Ore genesis and element occurrence. Ore Geol. Rev. 144, 104867. https://doi.org/10.1016/j.oregeorev.2022.104867 |  | CHN |  | 112.6783 | 25.6586 | [6 empty] | Located from Mindat | 5000 | Inconsistencies exist between Methods section (see operating_conditions) which indicate measurement of only 71Ge and 107Ag, whereas 72Ge and 109Ag are the reported isotopes in the supplementary data table. S (sulphur) reported in separate column, not reported in 34S column). Table shows 74Ge and 109Ag. Measured 72Ge=3.29605561144154; 107Ag=13.2801220945387 | 2025-11-28
| Huangshaping |  | Magmatic - hydrothermal | Replacement | Replacement zinc-lead |  |  |  | Chu et al., 2022 |  |  | HSP-9-sp2 - 9 | underground mine |  |  |  |  | ore material | hand specimen |  | rock | [9 empty] | sphalerite | [8 empty] | LA-ICPMS | ASI RESOLution-LR-S155 laser microprobe equipped with a Coherent Compex-Pro 193 nm ArF excimer laser. An Agilent 7700x ICP-MS instrument was used to acquire ion-signal intensities | State Key Laboratory of Ore Deposit Geochemistry, Institute of Geochemistry, Chinese Academy of Sciences. | The ablated aerosol was mixed with Ar (900 ml/min) as a transport gas, before exiting the cell. The following isotopes were monitored: 25Mg, 27Al, 29Si, 34S, 43Ca, 45Sc, 49Ti, 51V, 53Cr, 55Mn, 57Fe, 59Co, 60Ni, 65Cu,66Zn, 71Ga, 72Ge, 75As, 77Se, 93Nb, 95Mo, 107Ag, 111Cd, 115In, 118Sn,121Sb, 125Te, 139La, 181Ta, 184W, 197Au, 205Tl, 208Pb, and 209Bi. We used a consistent 26 Ã¬m-diameter spot size for all the analyses. Each analysis involved a background acquisition of approximately 30 s (gas blank) followed by 60 s of data acquisition from the sample. | STDGL3 was used to determine the chalcophile and siderophile concentrations (Danyushevsky et al., 2011), and the in-house standard of pure pyrite Py was used to calibrate the S and Fe concentrations. The integrated count data of lithophile element concentrations were calibrated and converted using GSD-1G. Sulfide reference material, MASS-1, was analyzed as an unknown sample to check the analytical accuracy. | 12.8268 |  | -1.033 |  | 0.06321 |  | -0.037 | [7 empty] | -0.035 |  |  |  | -151.811 |  | 3360.1198 | [5 empty] | 0.49221 |  | -0.995 |  |  |  | 207.0662 | [9 empty] | 122819.4075 |  | 4.9494 |  |  |  | -0.379 | [7 empty] | 153.7704 | [5 empty] | -0.009 | [5 empty] | 25791.548 |  | 1380.3069 |  | -0.047 |  |  |  | 0.019102 |  |  |  | 0.17375 | [5 empty] | 6.2184 | [15 empty] | 334354.8999 |  | 0.11669 |  | -0.209 |  | 7.6482 |  | 640.5988 |  |  |  | 0.50509 |  |  |  | 0.007779 |  |  |  | -0.571 |  |  |  | 42002.4289 |  | 0.048556 | [5 empty] | -0.023 |  | 0.026114 | [5 empty] | 535868.2418 |  |  |  |  | 2022 | Chu, X., Li, B., Shen, P., Zha, Z., Lei, Z., Wang, X., Tao, S., Hu, Q., 2022. Trace elements in sulfide minerals from the Huangshaping copper-polymetallic deposit, Hunan, China: Ore genesis and element occurrence. Ore Geol. Rev. 144, 104867. https://doi.org/10.1016/j.oregeorev.2022.104867 |  | CHN |  | 112.6783 | 25.6586 | [6 empty] | Located from Mindat | 5000 | Inconsistencies exist between Methods section (see operating_conditions) which indicate measurement of only 71Ge and 107Ag, whereas 72Ge and 109Ag are the reported isotopes in the supplementary data table. S (sulphur) reported in separate column, not reported in 34S column). Table shows 74Ge and 109Ag. Measured 72Ge=3.42908125276285; 107Ag=13.4025301266847 | 2025-11-28
| Huangshaping |  | Magmatic - hydrothermal | Replacement | Replacement zinc-lead |  |  |  | Chu et al., 2022 |  |  | HSP-9-sp2 - 10 | underground mine |  |  |  |  | ore material | hand specimen |  | rock | [9 empty] | sphalerite | [8 empty] | LA-ICPMS | ASI RESOLution-LR-S155 laser microprobe equipped with a Coherent Compex-Pro 193 nm ArF excimer laser. An Agilent 7700x ICP-MS instrument was used to acquire ion-signal intensities | State Key Laboratory of Ore Deposit Geochemistry, Institute of Geochemistry, Chinese Academy of Sciences. | The ablated aerosol was mixed with Ar (900 ml/min) as a transport gas, before exiting the cell. The following isotopes were monitored: 25Mg, 27Al, 29Si, 34S, 43Ca, 45Sc, 49Ti, 51V, 53Cr, 55Mn, 57Fe, 59Co, 60Ni, 65Cu,66Zn, 71Ga, 72Ge, 75As, 77Se, 93Nb, 95Mo, 107Ag, 111Cd, 115In, 118Sn,121Sb, 125Te, 139La, 181Ta, 184W, 197Au, 205Tl, 208Pb, and 209Bi. We used a consistent 26 Ã¬m-diameter spot size for all the analyses. Each analysis involved a background acquisition of approximately 30 s (gas blank) followed by 60 s of data acquisition from the sample. | STDGL3 was used to determine the chalcophile and siderophile concentrations (Danyushevsky et al., 2011), and the in-house standard of pure pyrite Py was used to calibrate the S and Fe concentrations. The integrated count data of lithophile element concentrations were calibrated and converted using GSD-1G. Sulfide reference material, MASS-1, was analyzed as an unknown sample to check the analytical accuracy. | 14.8611 |  | -1.04 |  | 0.30279 |  | -0.027 | [7 empty] | -0.034 |  |  |  | -186.464 |  | 3162.7965 | [5 empty] | 0.62039 |  | -0.97 |  |  |  | 174.8082 | [9 empty] | 116669.9534 |  | 4.9526 |  |  |  | -0.339 | [7 empty] | 186.7904 | [5 empty] | -0.009 | [5 empty] | -2.509 |  | 1211.6811 |  | 0.077756 |  |  |  | -0.009 |  |  |  | -0.115 | [5 empty] | 7.0384 | [15 empty] | 334153.819 |  | 0.59004 |  | -0.205 |  | 16.5762 |  | 548.6564 |  |  |  | 1.6783 |  |  |  | -0.023 |  |  |  | -0.769 |  |  |  | 52075.1759 |  | 0.054922 | [5 empty] | -0.052 |  | -0.085 | [5 empty] | 542812.1949 |  |  |  |  | 2022 | Chu, X., Li, B., Shen, P., Zha, Z., Lei, Z., Wang, X., Tao, S., Hu, Q., 2022. Trace elements in sulfide minerals from the Huangshaping copper-polymetallic deposit, Hunan, China: Ore genesis and element occurrence. Ore Geol. Rev. 144, 104867. https://doi.org/10.1016/j.oregeorev.2022.104867 |  | CHN |  | 112.6783 | 25.6586 | [6 empty] | Located from Mindat | 5000 | Inconsistencies exist between Methods section (see operating_conditions) which indicate measurement of only 71Ge and 107Ag, whereas 72Ge and 109Ag are the reported isotopes in the supplementary data table. S (sulphur) reported in separate column, not reported in 34S column). Table shows 74Ge and 109Ag. Measured 72Ge=2.72426787358709; 107Ag=16.0711138984127 | 2025-11-28
| Huangshaping |  | Magmatic - hydrothermal | Replacement | Replacement zinc-lead |  |  |  | Chu et al., 2022 |  |  | HSP-5-sp - 1 | underground mine |  |  |  |  | ore material | hand specimen |  | rock | [9 empty] | sphalerite | [8 empty] | LA-ICPMS | ASI RESOLution-LR-S155 laser microprobe equipped with a Coherent Compex-Pro 193 nm ArF excimer laser. An Agilent 7700x ICP-MS instrument was used to acquire ion-signal intensities | State Key Laboratory of Ore Deposit Geochemistry, Institute of Geochemistry, Chinese Academy of Sciences. | The ablated aerosol was mixed with Ar (900 ml/min) as a transport gas, before exiting the cell. The following isotopes were monitored: 25Mg, 27Al, 29Si, 34S, 43Ca, 45Sc, 49Ti, 51V, 53Cr, 55Mn, 57Fe, 59Co, 60Ni, 65Cu,66Zn, 71Ga, 72Ge, 75As, 77Se, 93Nb, 95Mo, 107Ag, 111Cd, 115In, 118Sn,121Sb, 125Te, 139La, 181Ta, 184W, 197Au, 205Tl, 208Pb, and 209Bi. We used a consistent 26 Ã¬m-diameter spot size for all the analyses. Each analysis involved a background acquisition of approximately 30 s (gas blank) followed by 60 s of data acquisition from the sample. | STDGL3 was used to determine the chalcophile and siderophile concentrations (Danyushevsky et al., 2011), and the in-house standard of pure pyrite Py was used to calibrate the S and Fe concentrations. The integrated count data of lithophile element concentrations were calibrated and converted using GSD-1G. Sulfide reference material, MASS-1, was analyzed as an unknown sample to check the analytical accuracy. | 84.8205 |  | -1.07 |  | 0.3395 |  | -0.04 | [7 empty] | -0.041 |  |  |  | 154.9411 |  | 1947.9131 | [5 empty] | 0.10847 |  | -0.989 |  |  |  | 1579.8852 | [9 empty] | 125658.5036 |  | 3.3354 |  |  |  | -0.366 | [7 empty] | 1.0021 | [5 empty] | -0.009 | [5 empty] | -2.768 |  | 1783.6776 |  | 0.10493 |  |  |  | -0.007 |  |  |  | -0.153 | [5 empty] | 13.2421 | [15 empty] | 334724.696 |  | 0.13081 |  | -0.214 |  | -1.992 |  | 359.8701 |  |  |  | 10.0344 |  |  |  | 0.013763 |  |  |  | -0.734 |  |  |  | 41355.3067 |  | 0.034288 | [5 empty] | -0.053 |  | -0.075 | [5 empty] | 532671.6048 |  |  |  |  | 2022 | Chu, X., Li, B., Shen, P., Zha, Z., Lei, Z., Wang, X., Tao, S., Hu, Q., 2022. Trace elements in sulfide minerals from the Huangshaping copper-polymetallic deposit, Hunan, China: Ore genesis and element occurrence. Ore Geol. Rev. 144, 104867. https://doi.org/10.1016/j.oregeorev.2022.104867 |  | CHN |  | 112.6783 | 25.6586 | [6 empty] | Located from Mindat | 5000 | Inconsistencies exist between Methods section (see operating_conditions) which indicate measurement of only 71Ge and 107Ag, whereas 72Ge and 109Ag are the reported isotopes in the supplementary data table. S (sulphur) reported in separate column, not reported in 34S column). Table shows 74Ge and 109Ag. Measured 72Ge=2.91852571135369; 107Ag=86.7774030323536 | 2025-11-28
| Huangshaping |  | Magmatic - hydrothermal | Replacement | Replacement zinc-lead |  |  |  | Chu et al., 2022 |  |  | HSP-5-sp - 2 | underground mine |  |  |  |  | ore material | hand specimen |  | rock | [9 empty] | sphalerite | [8 empty] | LA-ICPMS | ASI RESOLution-LR-S155 laser microprobe equipped with a Coherent Compex-Pro 193 nm ArF excimer laser. An Agilent 7700x ICP-MS instrument was used to acquire ion-signal intensities | State Key Laboratory of Ore Deposit Geochemistry, Institute of Geochemistry, Chinese Academy of Sciences. | The ablated aerosol was mixed with Ar (900 ml/min) as a transport gas, before exiting the cell. The following isotopes were monitored: 25Mg, 27Al, 29Si, 34S, 43Ca, 45Sc, 49Ti, 51V, 53Cr, 55Mn, 57Fe, 59Co, 60Ni, 65Cu,66Zn, 71Ga, 72Ge, 75As, 77Se, 93Nb, 95Mo, 107Ag, 111Cd, 115In, 118Sn,121Sb, 125Te, 139La, 181Ta, 184W, 197Au, 205Tl, 208Pb, and 209Bi. We used a consistent 26 Ã¬m-diameter spot size for all the analyses. Each analysis involved a background acquisition of approximately 30 s (gas blank) followed by 60 s of data acquisition from the sample. | STDGL3 was used to determine the chalcophile and siderophile concentrations (Danyushevsky et al., 2011), and the in-house standard of pure pyrite Py was used to calibrate the S and Fe concentrations. The integrated count data of lithophile element concentrations were calibrated and converted using GSD-1G. Sulfide reference material, MASS-1, was analyzed as an unknown sample to check the analytical accuracy. | 100.5202 |  | -1.486 |  | -0.398 |  | 0.039151 | [7 empty] | -0.014 |  |  |  | -219.906 |  | 2207.3824 | [5 empty] | 0.13349 |  | -1.792 |  |  |  | 4018.7145 | [9 empty] | 120955.9255 |  | 10.9069 |  |  |  | -0.643 | [7 empty] | 1.318 | [5 empty] | -0.014 | [5 empty] | -3.478 |  | 1712.059 |  | 0.027733 |  |  |  | -0.02 |  |  |  | -0.329 | [5 empty] | 41.3026 | [15 empty] | 334385.7539 |  | 0.83359 |  | -0.388 |  | -4.154 |  | 577.3169 |  |  |  | 17.1711 |  |  |  | -0.011 |  |  |  | -0.412 |  |  |  | -2.628 |  | -0.074 | [5 empty] | -0.061 |  | -0.072 | [5 empty] | 534809.3743 |  |  |  |  | 2022 | Chu, X., Li, B., Shen, P., Zha, Z., Lei, Z., Wang, X., Tao, S., Hu, Q., 2022. Trace elements in sulfide minerals from the Huangshaping copper-polymetallic deposit, Hunan, China: Ore genesis and element occurrence. Ore Geol. Rev. 144, 104867. https://doi.org/10.1016/j.oregeorev.2022.104867 |  | CHN |  | 112.6783 | 25.6586 | [6 empty] | Located from Mindat | 5000 | Inconsistencies exist between Methods section (see operating_conditions) which indicate measurement of only 71Ge and 107Ag, whereas 72Ge and 109Ag are the reported isotopes in the supplementary data table. S (sulphur) reported in separate column, not reported in 34S column). Table shows 74Ge and 109Ag. Measured 72Ge=2.76051059731615; 107Ag=97.3803899913862 | 2025-11-28
| Huangshaping |  | Magmatic - hydrothermal | Replacement | Replacement zinc-lead |  |  |  | Chu et al., 2022 |  |  | HSP-5-sp - 3 | underground mine |  |  |  |  | ore material | hand specimen |  | rock | [9 empty] | sphalerite | [8 empty] | LA-ICPMS | ASI RESOLution-LR-S155 laser microprobe equipped with a Coherent Compex-Pro 193 nm ArF excimer laser. An Agilent 7700x ICP-MS instrument was used to acquire ion-signal intensities | State Key Laboratory of Ore Deposit Geochemistry, Institute of Geochemistry, Chinese Academy of Sciences. | The ablated aerosol was mixed with Ar (900 ml/min) as a transport gas, before exiting the cell. The following isotopes were monitored: 25Mg, 27Al, 29Si, 34S, 43Ca, 45Sc, 49Ti, 51V, 53Cr, 55Mn, 57Fe, 59Co, 60Ni, 65Cu,66Zn, 71Ga, 72Ge, 75As, 77Se, 93Nb, 95Mo, 107Ag, 111Cd, 115In, 118Sn,121Sb, 125Te, 139La, 181Ta, 184W, 197Au, 205Tl, 208Pb, and 209Bi. We used a consistent 26 Ã¬m-diameter spot size for all the analyses. Each analysis involved a background acquisition of approximately 30 s (gas blank) followed by 60 s of data acquisition from the sample. | STDGL3 was used to determine the chalcophile and siderophile concentrations (Danyushevsky et al., 2011), and the in-house standard of pure pyrite Py was used to calibrate the S and Fe concentrations. The integrated count data of lithophile element concentrations were calibrated and converted using GSD-1G. Sulfide reference material, MASS-1, was analyzed as an unknown sample to check the analytical accuracy. | 117.114 |  | -0.861 |  | -0.777 |  | -0.024 | [7 empty] | 0.019896 |  |  |  | -161.365 |  | 1976.0871 | [5 empty] | 0.061213 |  | 11720.5319 |  |  |  | 3535.5496 | [9 empty] | 133143.4576 |  | 8.229 |  |  |  | -0.418 | [7 empty] | 0.98787 | [5 empty] | -0.01 | [5 empty] | -2.852 |  | 1842.4951 |  | -0.04 |  |  |  | 0.0048162 |  |  |  | -0.269 | [5 empty] | 10.5762 | [15 empty] | 335451.8773 |  | 0.16869 |  | -0.254 |  | -2.344 |  | -308.903 |  |  |  | 6.3647 |  |  |  | 0.0098541 |  |  |  | 0.58247 |  |  |  | 48190.0185 |  | -0.043 | [5 empty] | -0.072 |  | -0.042 | [5 empty] | 523354.9868 |  |  |  |  | 2022 | Chu, X., Li, B., Shen, P., Zha, Z., Lei, Z., Wang, X., Tao, S., Hu, Q., 2022. Trace elements in sulfide minerals from the Huangshaping copper-polymetallic deposit, Hunan, China: Ore genesis and element occurrence. Ore Geol. Rev. 144, 104867. https://doi.org/10.1016/j.oregeorev.2022.104867 |  | CHN |  | 112.6783 | 25.6586 | [6 empty] | Located from Mindat | 5000 | Inconsistencies exist between Methods section (see operating_conditions) which indicate measurement of only 71Ge and 107Ag, whereas 72Ge and 109Ag are the reported isotopes in the supplementary data table. S (sulphur) reported in separate column, not reported in 34S column). Table shows 74Ge and 109Ag. Measured 72Ge=2.24370675400305; 107Ag=115.929698187048 | 2025-11-28
| Huangshaping |  | Magmatic - hydrothermal | Replacement | Replacement zinc-lead |  |  |  | Chu et al., 2022 |  |  | HSP-5-sp - 4 | underground mine |  |  |  |  | ore material | hand specimen |  | rock | [9 empty] | sphalerite | [8 empty] | LA-ICPMS | ASI RESOLution-LR-S155 laser microprobe equipped with a Coherent Compex-Pro 193 nm ArF excimer laser. An Agilent 7700x ICP-MS instrument was used to acquire ion-signal intensities | State Key Laboratory of Ore Deposit Geochemistry, Institute of Geochemistry, Chinese Academy of Sciences. | The ablated aerosol was mixed with Ar (900 ml/min) as a transport gas, before exiting the cell. The following isotopes were monitored: 25Mg, 27Al, 29Si, 34S, 43Ca, 45Sc, 49Ti, 51V, 53Cr, 55Mn, 57Fe, 59Co, 60Ni, 65Cu,66Zn, 71Ga, 72Ge, 75As, 77Se, 93Nb, 95Mo, 107Ag, 111Cd, 115In, 118Sn,121Sb, 125Te, 139La, 181Ta, 184W, 197Au, 205Tl, 208Pb, and 209Bi. We used a consistent 26 Ã¬m-diameter spot size for all the analyses. Each analysis involved a background acquisition of approximately 30 s (gas blank) followed by 60 s of data acquisition from the sample. | STDGL3 was used to determine the chalcophile and siderophile concentrations (Danyushevsky et al., 2011), and the in-house standard of pure pyrite Py was used to calibrate the S and Fe concentrations. The integrated count data of lithophile element concentrations were calibrated and converted using GSD-1G. Sulfide reference material, MASS-1, was analyzed as an unknown sample to check the analytical accuracy. | 107.107 |  | -0.949 |  | -0.209 |  | -0.057 | [7 empty] | -0.025 |  |  |  | -154.934 |  | 1908.1147 | [5 empty] | -0.07 |  | -1.18 |  |  |  | 5268.8148 | [9 empty] | 128291.646 |  | 10.9062 |  |  |  | -0.414 | [7 empty] | 1.0755 | [5 empty] | -0.009 | [5 empty] | -3.331 |  | 1874.7939 |  | 0.04364 |  |  |  | -0.003 |  |  |  | 0.22937 | [5 empty] | 13.3659 | [15 empty] | 334730.7422 |  | 0.55 |  | -0.202 |  | 2.7212 |  | 650.8541 |  |  |  | 20.7849 |  |  |  | -0.012 |  |  |  | -0.164 |  |  |  | 37033.2826 |  | 0.078895 | [5 empty] | -0.085 |  | -0.072 | [5 empty] | 525817.5637 |  |  |  |  | 2022 | Chu, X., Li, B., Shen, P., Zha, Z., Lei, Z., Wang, X., Tao, S., Hu, Q., 2022. Trace elements in sulfide minerals from the Huangshaping copper-polymetallic deposit, Hunan, China: Ore genesis and element occurrence. Ore Geol. Rev. 144, 104867. https://doi.org/10.1016/j.oregeorev.2022.104867 |  | CHN |  | 112.6783 | 25.6586 | [6 empty] | Located from Mindat | 5000 | Inconsistencies exist between Methods section (see operating_conditions) which indicate measurement of only 71Ge and 107Ag, whereas 72Ge and 109Ag are the reported isotopes in the supplementary data table. S (sulphur) reported in separate column, not reported in 34S column). Table shows 74Ge and 109Ag. Measured 72Ge=2.62895519429742; 107Ag=106.239467884959 | 2025-11-28
| Huangshaping |  | Magmatic - hydrothermal | Replacement | Replacement zinc-lead |  |  |  | Chu et al., 2022 |  |  | HSP-6-sp-1 - 1 | underground mine |  |  |  |  | ore material | hand specimen |  | rock | [9 empty] | sphalerite | [8 empty] | LA-ICPMS | ASI RESOLution-LR-S155 laser microprobe equipped with a Coherent Compex-Pro 193 nm ArF excimer laser. An Agilent 7700x ICP-MS instrument was used to acquire ion-signal intensities | State Key Laboratory of Ore Deposit Geochemistry, Institute of Geochemistry, Chinese Academy of Sciences. | The ablated aerosol was mixed with Ar (900 ml/min) as a transport gas, before exiting the cell. The following isotopes were monitored: 25Mg, 27Al, 29Si, 34S, 43Ca, 45Sc, 49Ti, 51V, 53Cr, 55Mn, 57Fe, 59Co, 60Ni, 65Cu,66Zn, 71Ga, 72Ge, 75As, 77Se, 93Nb, 95Mo, 107Ag, 111Cd, 115In, 118Sn,121Sb, 125Te, 139La, 181Ta, 184W, 197Au, 205Tl, 208Pb, and 209Bi. We used a consistent 26 Ã¬m-diameter spot size for all the analyses. Each analysis involved a background acquisition of approximately 30 s (gas blank) followed by 60 s of data acquisition from the sample. | STDGL3 was used to determine the chalcophile and siderophile concentrations (Danyushevsky et al., 2011), and the in-house standard of pure pyrite Py was used to calibrate the S and Fe concentrations. The integrated count data of lithophile element concentrations were calibrated and converted using GSD-1G. Sulfide reference material, MASS-1, was analyzed as an unknown sample to check the analytical accuracy. | 116.2062 |  | 97896.2197 |  | -0.452 |  | 0.028574 | [7 empty] | -0.056 |  |  |  | -355.729 |  | 2889.0667 | [5 empty] | 0.38421 |  | -2.007 |  |  |  | 307.4387 | [9 empty] | 109095.6998 |  | 24.1537 |  |  |  | -0.791 | [7 empty] | 110.8392 | [5 empty] | 0.047057 | [5 empty] | -4.733 |  | 1408.6674 |  | -0.061 |  |  |  | 0.036066 |  |  |  | -0.436 | [5 empty] | 900.8313 | [15 empty] | 333302.2331 |  | 12.2362 |  | -0.412 |  | -7.368 |  | 754.6058 |  |  |  | 214.6239 |  |  |  | 0.024246 |  |  |  | -1.266 |  |  |  | 121245.5556 |  | 0.61431 | [5 empty] | 0.25395 |  | 0.8728 | [5 empty] | 549512.0917 |  |  |  |  | 2022 | Chu, X., Li, B., Shen, P., Zha, Z., Lei, Z., Wang, X., Tao, S., Hu, Q., 2022. Trace elements in sulfide minerals from the Huangshaping copper-polymetallic deposit, Hunan, China: Ore genesis and element occurrence. Ore Geol. Rev. 144, 104867. https://doi.org/10.1016/j.oregeorev.2022.104867 |  | CHN |  | 112.6783 | 25.6586 | [6 empty] | Located from Mindat | 5000 | Inconsistencies exist between Methods section (see operating_conditions) which indicate measurement of only 71Ge and 107Ag, whereas 72Ge and 109Ag are the reported isotopes in the supplementary data table. S (sulphur) reported in separate column, not reported in 34S column). Table shows 74Ge and 109Ag. Measured 72Ge=2.64543173265516; 107Ag=121.093393930823 | 2025-11-28
| Huangshaping |  | Magmatic - hydrothermal | Replacement | Replacement zinc-lead |  |  |  | Chu et al., 2022 |  |  | HSP-6-sp-1 - 2 | underground mine |  |  |  |  | ore material | hand specimen |  | rock | [9 empty] | sphalerite | [8 empty] | LA-ICPMS | ASI RESOLution-LR-S155 laser microprobe equipped with a Coherent Compex-Pro 193 nm ArF excimer laser. An Agilent 7700x ICP-MS instrument was used to acquire ion-signal intensities | State Key Laboratory of Ore Deposit Geochemistry, Institute of Geochemistry, Chinese Academy of Sciences. | The ablated aerosol was mixed with Ar (900 ml/min) as a transport gas, before exiting the cell. The following isotopes were monitored: 25Mg, 27Al, 29Si, 34S, 43Ca, 45Sc, 49Ti, 51V, 53Cr, 55Mn, 57Fe, 59Co, 60Ni, 65Cu,66Zn, 71Ga, 72Ge, 75As, 77Se, 93Nb, 95Mo, 107Ag, 111Cd, 115In, 118Sn,121Sb, 125Te, 139La, 181Ta, 184W, 197Au, 205Tl, 208Pb, and 209Bi. We used a consistent 26 Ã¬m-diameter spot size for all the analyses. Each analysis involved a background acquisition of approximately 30 s (gas blank) followed by 60 s of data acquisition from the sample. | STDGL3 was used to determine the chalcophile and siderophile concentrations (Danyushevsky et al., 2011), and the in-house standard of pure pyrite Py was used to calibrate the S and Fe concentrations. The integrated count data of lithophile element concentrations were calibrated and converted using GSD-1G. Sulfide reference material, MASS-1, was analyzed as an unknown sample to check the analytical accuracy. | 147.1628 |  | 253854.0433 |  | 0.98592 |  | -0.015 | [7 empty] | -0.051 |  |  |  | 165.746 |  | 2457.1868 | [5 empty] | 0.35562 |  | -1.353 |  |  |  | 236.9406 | [9 empty] | 120360.7429 |  | 19.161 |  |  |  | -0.354 | [7 empty] | 60.3395 | [5 empty] | 0.02464 | [5 empty] | 1804376.182 |  | 1436.8509 |  | -0.057 |  |  |  | -0.007 |  |  |  | 0.15331 | [5 empty] | 501.7595 | [15 empty] | 334204.1149 |  | 15.33 |  | -0.181 |  | -2.415 |  | 371.4372 |  |  |  | 36.3321 |  |  |  | 0.0034626 |  |  |  | -0.273 |  |  |  | 45826.9398 |  | 1.0863 | [5 empty] | 0.058597 |  | 0.24129 | [5 empty] | 538699.7498 |  |  |  |  | 2022 | Chu, X., Li, B., Shen, P., Zha, Z., Lei, Z., Wang, X., Tao, S., Hu, Q., 2022. Trace elements in sulfide minerals from the Huangshaping copper-polymetallic deposit, Hunan, China: Ore genesis and element occurrence. Ore Geol. Rev. 144, 104867. https://doi.org/10.1016/j.oregeorev.2022.104867 |  | CHN |  | 112.6783 | 25.6586 | [6 empty] | Located from Mindat | 5000 | Inconsistencies exist between Methods section (see operating_conditions) which indicate measurement of only 71Ge and 107Ag, whereas 72Ge and 109Ag are the reported isotopes in the supplementary data table. S (sulphur) reported in separate column, not reported in 34S column). Table shows 74Ge and 109Ag. Measured 72Ge=2.46268087056135; 107Ag=145.978191120201 | 2025-11-28
| Huangshaping |  | Magmatic - hydrothermal | Replacement | Replacement zinc-lead |  |  |  | Chu et al., 2022 |  |  | HSP-6-sp-1 - 3 | underground mine |  |  |  |  | ore material | hand specimen |  | rock | [9 empty] | sphalerite | [8 empty] | LA-ICPMS | ASI RESOLution-LR-S155 laser microprobe equipped with a Coherent Compex-Pro 193 nm ArF excimer laser. An Agilent 7700x ICP-MS instrument was used to acquire ion-signal intensities | State Key Laboratory of Ore Deposit Geochemistry, Institute of Geochemistry, Chinese Academy of Sciences. | The ablated aerosol was mixed with Ar (900 ml/min) as a transport gas, before exiting the cell. The following isotopes were monitored: 25Mg, 27Al, 29Si, 34S, 43Ca, 45Sc, 49Ti, 51V, 53Cr, 55Mn, 57Fe, 59Co, 60Ni, 65Cu,66Zn, 71Ga, 72Ge, 75As, 77Se, 93Nb, 95Mo, 107Ag, 111Cd, 115In, 118Sn,121Sb, 125Te, 139La, 181Ta, 184W, 197Au, 205Tl, 208Pb, and 209Bi. We used a consistent 26 Ã¬m-diameter spot size for all the analyses. Each analysis involved a background acquisition of approximately 30 s (gas blank) followed by 60 s of data acquisition from the sample. | STDGL3 was used to determine the chalcophile and siderophile concentrations (Danyushevsky et al., 2011), and the in-house standard of pure pyrite Py was used to calibrate the S and Fe concentrations. The integrated count data of lithophile element concentrations were calibrated and converted using GSD-1G. Sulfide reference material, MASS-1, was analyzed as an unknown sample to check the analytical accuracy. | 136.2098 |  | 76077.2471 |  | -0.423 |  | -0.06 | [7 empty] | -0.039 |  |  |  | -273.918 |  | 3332.8428 | [5 empty] | 0.37232 |  | -2.753 |  |  |  | 283.3204 | [9 empty] | 126587.3875 |  | 34.6514 |  |  |  | -0.949 | [7 empty] | 114.5319 | [5 empty] | -0.016 | [5 empty] | -5.223 |  | 1907.8887 |  | 0.12251 |  |  |  | -0.018 |  |  |  | -0.308 | [5 empty] | 12403.0383 | [15 empty] | 331965.8396 |  | 7.6859 |  | -0.384 |  | -6.006 |  | -591.286 |  |  |  | 108.9527 |  |  |  | -0.013 |  |  |  | -1.397 |  |  |  | 49834.6716 |  | 0.41579 | [5 empty] | -0.109 |  | 0.1067 | [5 empty] | 522500.8773 |  |  |  |  | 2022 | Chu, X., Li, B., Shen, P., Zha, Z., Lei, Z., Wang, X., Tao, S., Hu, Q., 2022. Trace elements in sulfide minerals from the Huangshaping copper-polymetallic deposit, Hunan, China: Ore genesis and element occurrence. Ore Geol. Rev. 144, 104867. https://doi.org/10.1016/j.oregeorev.2022.104867 |  | CHN |  | 112.6783 | 25.6586 | [6 empty] | Located from Mindat | 5000 | Inconsistencies exist between Methods section (see operating_conditions) which indicate measurement of only 71Ge and 107Ag, whereas 72Ge and 109Ag are the reported isotopes in the supplementary data table. S (sulphur) reported in separate column, not reported in 34S column). Table shows 74Ge and 109Ag. Measured 72Ge=3.17252949890705; 107Ag=133.212453837542 | 2025-11-28
| Huangshaping |  | Magmatic - hydrothermal | Replacement | Replacement zinc-lead |  |  |  | Chu et al., 2022 |  |  | HSP-6-sp-1 - 4 | underground mine |  |  |  |  | ore material | hand specimen |  | rock | [9 empty] | sphalerite | [8 empty] | LA-ICPMS | ASI RESOLution-LR-S155 laser microprobe equipped with a Coherent Compex-Pro 193 nm ArF excimer laser. An Agilent 7700x ICP-MS instrument was used to acquire ion-signal intensities | State Key Laboratory of Ore Deposit Geochemistry, Institute of Geochemistry, Chinese Academy of Sciences. | The ablated aerosol was mixed with Ar (900 ml/min) as a transport gas, before exiting the cell. The following isotopes were monitored: 25Mg, 27Al, 29Si, 34S, 43Ca, 45Sc, 49Ti, 51V, 53Cr, 55Mn, 57Fe, 59Co, 60Ni, 65Cu,66Zn, 71Ga, 72Ge, 75As, 77Se, 93Nb, 95Mo, 107Ag, 111Cd, 115In, 118Sn,121Sb, 125Te, 139La, 181Ta, 184W, 197Au, 205Tl, 208Pb, and 209Bi. We used a consistent 26 Ã¬m-diameter spot size for all the analyses. Each analysis involved a background acquisition of approximately 30 s (gas blank) followed by 60 s of data acquisition from the sample. | STDGL3 was used to determine the chalcophile and siderophile concentrations (Danyushevsky et al., 2011), and the in-house standard of pure pyrite Py was used to calibrate the S and Fe concentrations. The integrated count data of lithophile element concentrations were calibrated and converted using GSD-1G. Sulfide reference material, MASS-1, was analyzed as an unknown sample to check the analytical accuracy. | 14.7288 |  | 253018.9767 |  | 0.23082 |  | -0.035 | [7 empty] | -0.08 |  |  |  | 3284.599 |  | 314.7042 | [5 empty] | -0.16 |  | -2.46 |  |  |  | 13.7963 | [9 empty] | 559510.5795 |  | 1.1774 |  |  |  | -0.685 | [7 empty] | 3.3555 | [5 empty] | 0.32113 | [5 empty] | 71612284.2 |  | 2875.2576 |  | 0.11747 |  |  |  | 0.017127 |  |  |  | 0.24784 | [5 empty] | 12.9335 | [15 empty] | 353760.9327 |  | 2.9727 |  | 0.86301 |  | -5.094 |  | -540.409 |  |  |  | 37.3259 |  |  |  | 0.022135 |  |  |  | -1.436 |  |  |  | 28481.452 |  | 0.21276 | [5 empty] | 1.474 |  | 63.788 | [5 empty] | 66006.5947 |  |  |  |  | 2022 | Chu, X., Li, B., Shen, P., Zha, Z., Lei, Z., Wang, X., Tao, S., Hu, Q., 2022. Trace elements in sulfide minerals from the Huangshaping copper-polymetallic deposit, Hunan, China: Ore genesis and element occurrence. Ore Geol. Rev. 144, 104867. https://doi.org/10.1016/j.oregeorev.2022.104867 |  | CHN |  | 112.6783 | 25.6586 | [6 empty] | Located from Mindat | 5000 | Inconsistencies exist between Methods section (see operating_conditions) which indicate measurement of only 71Ge and 107Ag, whereas 72Ge and 109Ag are the reported isotopes in the supplementary data table. S (sulphur) reported in separate column, not reported in 34S column). Table shows 74Ge and 109Ag. Measured 72Ge=10.0427630752834; 107Ag=15.2431188545481 | 2025-11-28
| Huangshaping |  | Magmatic - hydrothermal | Replacement | Replacement zinc-lead |  |  |  | Chu et al., 2022 |  |  | HSP-6-sp-1 - 5 | underground mine |  |  |  |  | ore material | hand specimen |  | rock | [9 empty] | sphalerite | [8 empty] | LA-ICPMS | ASI RESOLution-LR-S155 laser microprobe equipped with a Coherent Compex-Pro 193 nm ArF excimer laser. An Agilent 7700x ICP-MS instrument was used to acquire ion-signal intensities | State Key Laboratory of Ore Deposit Geochemistry, Institute of Geochemistry, Chinese Academy of Sciences. | The ablated aerosol was mixed with Ar (900 ml/min) as a transport gas, before exiting the cell. The following isotopes were monitored: 25Mg, 27Al, 29Si, 34S, 43Ca, 45Sc, 49Ti, 51V, 53Cr, 55Mn, 57Fe, 59Co, 60Ni, 65Cu,66Zn, 71Ga, 72Ge, 75As, 77Se, 93Nb, 95Mo, 107Ag, 111Cd, 115In, 118Sn,121Sb, 125Te, 139La, 181Ta, 184W, 197Au, 205Tl, 208Pb, and 209Bi. We used a consistent 26 Ã¬m-diameter spot size for all the analyses. Each analysis involved a background acquisition of approximately 30 s (gas blank) followed by 60 s of data acquisition from the sample. | STDGL3 was used to determine the chalcophile and siderophile concentrations (Danyushevsky et al., 2011), and the in-house standard of pure pyrite Py was used to calibrate the S and Fe concentrations. The integrated count data of lithophile element concentrations were calibrated and converted using GSD-1G. Sulfide reference material, MASS-1, was analyzed as an unknown sample to check the analytical accuracy. | 79.54 |  | -1.103 |  | -0.214 |  | -0.038 | [7 empty] | -0.022 |  |  |  | -146.141 |  | 2996.9669 | [5 empty] | 0.46978 |  | -1.216 |  |  |  | 470.5226 | [9 empty] | 146110.6852 |  | 2.1561 |  |  |  | -0.449 | [7 empty] | 51.2587 | [5 empty] | -0.011 | [5 empty] | 21031.3517 |  | 2288.1906 |  | -0.102 |  |  |  | -0.006 |  |  |  | -0.297 | [5 empty] | 83.2977 | [15 empty] | 335794.7155 |  | 1.7015 |  | -0.232 |  | -4.527 |  | -392.721 |  |  |  | 14.6325 |  |  |  | -0.002 |  |  |  | -1.097 |  |  |  | 46649.9344 |  | 0.28589 | [5 empty] | -0.06 |  | -0.057 | [5 empty] | 511412.7712 |  |  |  |  | 2022 | Chu, X., Li, B., Shen, P., Zha, Z., Lei, Z., Wang, X., Tao, S., Hu, Q., 2022. Trace elements in sulfide minerals from the Huangshaping copper-polymetallic deposit, Hunan, China: Ore genesis and element occurrence. Ore Geol. Rev. 144, 104867. https://doi.org/10.1016/j.oregeorev.2022.104867 |  | CHN |  | 112.6783 | 25.6586 | [6 empty] | Located from Mindat | 5000 | Inconsistencies exist between Methods section (see operating_conditions) which indicate measurement of only 71Ge and 107Ag, whereas 72Ge and 109Ag are the reported isotopes in the supplementary data table. S (sulphur) reported in separate column, not reported in 34S column). Table shows 74Ge and 109Ag. Measured 72Ge=2.66454381942382; 107Ag=79.3984216382765 | 2025-11-28
| Huangshaping |  | Magmatic - hydrothermal | Replacement | Replacement zinc-lead |  |  |  | Chu et al., 2022 |  |  | HSP-6-sp-1 - 6 | underground mine |  |  |  |  | ore material | hand specimen |  | rock | [9 empty] | sphalerite | [8 empty] | LA-ICPMS | ASI RESOLution-LR-S155 laser microprobe equipped with a Coherent Compex-Pro 193 nm ArF excimer laser. An Agilent 7700x ICP-MS instrument was used to acquire ion-signal intensities | State Key Laboratory of Ore Deposit Geochemistry, Institute of Geochemistry, Chinese Academy of Sciences. | The ablated aerosol was mixed with Ar (900 ml/min) as a transport gas, before exiting the cell. The following isotopes were monitored: 25Mg, 27Al, 29Si, 34S, 43Ca, 45Sc, 49Ti, 51V, 53Cr, 55Mn, 57Fe, 59Co, 60Ni, 65Cu,66Zn, 71Ga, 72Ge, 75As, 77Se, 93Nb, 95Mo, 107Ag, 111Cd, 115In, 118Sn,121Sb, 125Te, 139La, 181Ta, 184W, 197Au, 205Tl, 208Pb, and 209Bi. We used a consistent 26 Ã¬m-diameter spot size for all the analyses. Each analysis involved a background acquisition of approximately 30 s (gas blank) followed by 60 s of data acquisition from the sample. | STDGL3 was used to determine the chalcophile and siderophile concentrations (Danyushevsky et al., 2011), and the in-house standard of pure pyrite Py was used to calibrate the S and Fe concentrations. The integrated count data of lithophile element concentrations were calibrated and converted using GSD-1G. Sulfide reference material, MASS-1, was analyzed as an unknown sample to check the analytical accuracy. | 141.0027 |  | 67692.6268 |  | -0.372 |  | 0.075662 | [7 empty] | -0.069 |  |  |  | -330.897 |  | 2358.9625 | [5 empty] | 0.5364 |  | -2.124 |  |  |  | 89.3724 | [9 empty] | 104334.8972 |  | 13.8858 |  |  |  | -0.858 | [7 empty] | 76.5672 | [5 empty] | -0.019 | [5 empty] | 1192872.86 |  | 1325.3855 |  | -0.172 |  |  |  | 0.40656 |  |  |  | 0.7038 | [5 empty] | 586.019 | [15 empty] | 332460.0075 |  | 10.0603 |  | -0.401 |  | 10.3436 |  | 843.8067 |  |  |  | 4364.5141 |  |  |  | 0.027744 |  |  |  | -0.924 |  |  |  | 375790.8758 |  | 1.1311 | [5 empty] | 8.1572 |  | 26.5056 | [5 empty] | 551701.0833 |  |  |  |  | 2022 | Chu, X., Li, B., Shen, P., Zha, Z., Lei, Z., Wang, X., Tao, S., Hu, Q., 2022. Trace elements in sulfide minerals from the Huangshaping copper-polymetallic deposit, Hunan, China: Ore genesis and element occurrence. Ore Geol. Rev. 144, 104867. https://doi.org/10.1016/j.oregeorev.2022.104867 |  | CHN |  | 112.6783 | 25.6586 | [6 empty] | Located from Mindat | 5000 | Inconsistencies exist between Methods section (see operating_conditions) which indicate measurement of only 71Ge and 107Ag, whereas 72Ge and 109Ag are the reported isotopes in the supplementary data table. S (sulphur) reported in separate column, not reported in 34S column). Table shows 74Ge and 109Ag. Measured 72Ge=2.82265697138399; 107Ag=138.009121657889 | 2025-11-28
| Huangshaping |  | Magmatic - hydrothermal | Replacement | Replacement zinc-lead |  |  |  | Chu et al., 2022 |  |  | HSP-6-sp-1 - 7 | underground mine |  |  |  |  | ore material | hand specimen |  | rock | [9 empty] | sphalerite | [8 empty] | LA-ICPMS | ASI RESOLution-LR-S155 laser microprobe equipped with a Coherent Compex-Pro 193 nm ArF excimer laser. An Agilent 7700x ICP-MS instrument was used to acquire ion-signal intensities | State Key Laboratory of Ore Deposit Geochemistry, Institute of Geochemistry, Chinese Academy of Sciences. | The ablated aerosol was mixed with Ar (900 ml/min) as a transport gas, before exiting the cell. The following isotopes were monitored: 25Mg, 27Al, 29Si, 34S, 43Ca, 45Sc, 49Ti, 51V, 53Cr, 55Mn, 57Fe, 59Co, 60Ni, 65Cu,66Zn, 71Ga, 72Ge, 75As, 77Se, 93Nb, 95Mo, 107Ag, 111Cd, 115In, 118Sn,121Sb, 125Te, 139La, 181Ta, 184W, 197Au, 205Tl, 208Pb, and 209Bi. We used a consistent 26 Ã¬m-diameter spot size for all the analyses. Each analysis involved a background acquisition of approximately 30 s (gas blank) followed by 60 s of data acquisition from the sample. | STDGL3 was used to determine the chalcophile and siderophile concentrations (Danyushevsky et al., 2011), and the in-house standard of pure pyrite Py was used to calibrate the S and Fe concentrations. The integrated count data of lithophile element concentrations were calibrated and converted using GSD-1G. Sulfide reference material, MASS-1, was analyzed as an unknown sample to check the analytical accuracy. | 48.4776 |  | -1.102 |  | -0.198 |  | -0.053 | [7 empty] | -0.019 |  |  |  | -213.541 |  | 2610.5243 | [5 empty] | 0.12481 |  | -0.845 |  |  |  | 65.1518 | [9 empty] | 102297.9609 |  | 34.2217 |  |  |  | -0.392 | [7 empty] | 41.234 | [5 empty] | -0.01 | [5 empty] | -2.645 |  | 2234.4595 |  | 0.091214 |  |  |  | -0.005 |  |  |  | -0.284 | [5 empty] | 40.0196 | [15 empty] | 333142.3228 |  | 0.39519 |  | -0.257 |  | -3.295 |  | 383.7042 |  |  |  | 5.9907 |  |  |  | 0.0061904 |  |  |  | -0.38 |  |  |  | 43510.6842 |  | 0.094861 | [5 empty] | -0.084 |  | -0.02 | [5 empty] | 557976.0433 |  |  |  |  | 2022 | Chu, X., Li, B., Shen, P., Zha, Z., Lei, Z., Wang, X., Tao, S., Hu, Q., 2022. Trace elements in sulfide minerals from the Huangshaping copper-polymetallic deposit, Hunan, China: Ore genesis and element occurrence. Ore Geol. Rev. 144, 104867. https://doi.org/10.1016/j.oregeorev.2022.104867 |  | CHN |  | 112.6783 | 25.6586 | [6 empty] | Located from Mindat | 5000 | Inconsistencies exist between Methods section (see operating_conditions) which indicate measurement of only 71Ge and 107Ag, whereas 72Ge and 109Ag are the reported isotopes in the supplementary data table. S (sulphur) reported in separate column, not reported in 34S column). Table shows 74Ge and 109Ag. Measured 72Ge=2.4118975633197; 107Ag=48.6199315893362 | 2025-11-28
| Huangshaping |  | Magmatic - hydrothermal | Replacement | Replacement zinc-lead |  |  |  | Chu et al., 2022 |  |  | HSP-6-sp-1 - 8 | underground mine |  |  |  |  | ore material | hand specimen |  | rock | [9 empty] | sphalerite | [8 empty] | LA-ICPMS | ASI RESOLution-LR-S155 laser microprobe equipped with a Coherent Compex-Pro 193 nm ArF excimer laser. An Agilent 7700x ICP-MS instrument was used to acquire ion-signal intensities | State Key Laboratory of Ore Deposit Geochemistry, Institute of Geochemistry, Chinese Academy of Sciences. | The ablated aerosol was mixed with Ar (900 ml/min) as a transport gas, before exiting the cell. The following isotopes were monitored: 25Mg, 27Al, 29Si, 34S, 43Ca, 45Sc, 49Ti, 51V, 53Cr, 55Mn, 57Fe, 59Co, 60Ni, 65Cu,66Zn, 71Ga, 72Ge, 75As, 77Se, 93Nb, 95Mo, 107Ag, 111Cd, 115In, 118Sn,121Sb, 125Te, 139La, 181Ta, 184W, 197Au, 205Tl, 208Pb, and 209Bi. We used a consistent 26 Ã¬m-diameter spot size for all the analyses. Each analysis involved a background acquisition of approximately 30 s (gas blank) followed by 60 s of data acquisition from the sample. | STDGL3 was used to determine the chalcophile and siderophile concentrations (Danyushevsky et al., 2011), and the in-house standard of pure pyrite Py was used to calibrate the S and Fe concentrations. The integrated count data of lithophile element concentrations were calibrated and converted using GSD-1G. Sulfide reference material, MASS-1, was analyzed as an unknown sample to check the analytical accuracy. | 101.9286 |  | -1.31 |  | -0.109 |  | -0.042 | [7 empty] | -0.005 |  |  |  | -165.949 |  | 2960.6238 | [5 empty] | 0.76178 |  | -1.392 |  |  |  | 684.0176 | [9 empty] | 127319.6603 |  | 6.0363 |  |  |  | -0.442 | [7 empty] | 30.8776 | [5 empty] | -0.01 | [5 empty] | -2.819 |  | 1832.2621 |  | -0.064 |  |  |  | -0.007 |  |  |  | -0.334 | [5 empty] | 88.3517 | [15 empty] | 334596.4299 |  | 5.0818 |  | -0.251 |  | -2.965 |  | 474.6226 |  |  |  | 81.3758 |  |  |  | -0.02 |  |  |  | -0.913 |  |  |  | 31469.8617 |  | 0.34915 | [5 empty] | -0.036 |  | 0.033799 | [5 empty] | 530725.1531 |  |  |  |  | 2022 | Chu, X., Li, B., Shen, P., Zha, Z., Lei, Z., Wang, X., Tao, S., Hu, Q., 2022. Trace elements in sulfide minerals from the Huangshaping copper-polymetallic deposit, Hunan, China: Ore genesis and element occurrence. Ore Geol. Rev. 144, 104867. https://doi.org/10.1016/j.oregeorev.2022.104867 |  | CHN |  | 112.6783 | 25.6586 | [6 empty] | Located from Mindat | 5000 | Inconsistencies exist between Methods section (see operating_conditions) which indicate measurement of only 71Ge and 107Ag, whereas 72Ge and 109Ag are the reported isotopes in the supplementary data table. S (sulphur) reported in separate column, not reported in 34S column). Table shows 74Ge and 109Ag. Measured 72Ge=3.1874057525566; 107Ag=101.631057382551 | 2025-11-28
| Huangshaping |  | Magmatic - hydrothermal | Replacement | Replacement zinc-lead |  |  |  | Chu et al., 2022 |  |  | HSP-6-sp-1 - 9 | underground mine |  |  |  |  | ore material | hand specimen |  | rock | [9 empty] | sphalerite | [8 empty] | LA-ICPMS | ASI RESOLution-LR-S155 laser microprobe equipped with a Coherent Compex-Pro 193 nm ArF excimer laser. An Agilent 7700x ICP-MS instrument was used to acquire ion-signal intensities | State Key Laboratory of Ore Deposit Geochemistry, Institute of Geochemistry, Chinese Academy of Sciences. | The ablated aerosol was mixed with Ar (900 ml/min) as a transport gas, before exiting the cell. The following isotopes were monitored: 25Mg, 27Al, 29Si, 34S, 43Ca, 45Sc, 49Ti, 51V, 53Cr, 55Mn, 57Fe, 59Co, 60Ni, 65Cu,66Zn, 71Ga, 72Ge, 75As, 77Se, 93Nb, 95Mo, 107Ag, 111Cd, 115In, 118Sn,121Sb, 125Te, 139La, 181Ta, 184W, 197Au, 205Tl, 208Pb, and 209Bi. We used a consistent 26 Ã¬m-diameter spot size for all the analyses. Each analysis involved a background acquisition of approximately 30 s (gas blank) followed by 60 s of data acquisition from the sample. | STDGL3 was used to determine the chalcophile and siderophile concentrations (Danyushevsky et al., 2011), and the in-house standard of pure pyrite Py was used to calibrate the S and Fe concentrations. The integrated count data of lithophile element concentrations were calibrated and converted using GSD-1G. Sulfide reference material, MASS-1, was analyzed as an unknown sample to check the analytical accuracy. | 63.1832 |  | -1.24 |  | -0.127 |  | 0.065363 | [7 empty] | -0.016 |  |  |  | -200.536 |  | 3349.7697 | [5 empty] | 0.68981 |  | -1.54 |  |  |  | 75.7556 | [9 empty] | 122004.2952 |  | 6.4428 |  |  |  | -0.655 | [7 empty] | 21.0367 | [5 empty] | -0.012 | [5 empty] | -2.597 |  | 1131.212 |  | -0.048 |  |  |  | -0.015 |  |  |  | -0.238 | [5 empty] | 41.9835 | [15 empty] | 334557.2713 |  | 0.76419 |  | -0.3 |  | -3.64 |  | 473.9177 |  |  |  | 97.4103 |  |  |  | -0.019 |  |  |  | -1.163 |  |  |  | 41783.2707 |  | 0.1452 | [5 empty] | 0.056284 |  | 0.067426 | [5 empty] | 537290.4531 |  |  |  |  | 2022 | Chu, X., Li, B., Shen, P., Zha, Z., Lei, Z., Wang, X., Tao, S., Hu, Q., 2022. Trace elements in sulfide minerals from the Huangshaping copper-polymetallic deposit, Hunan, China: Ore genesis and element occurrence. Ore Geol. Rev. 144, 104867. https://doi.org/10.1016/j.oregeorev.2022.104867 |  | CHN |  | 112.6783 | 25.6586 | [6 empty] | Located from Mindat | 5000 | Inconsistencies exist between Methods section (see operating_conditions) which indicate measurement of only 71Ge and 107Ag, whereas 72Ge and 109Ag are the reported isotopes in the supplementary data table. S (sulphur) reported in separate column, not reported in 34S column). Table shows 74Ge and 109Ag. Measured 72Ge=3.33595689943946; 107Ag=60.8556613006558 | 2025-11-28
| Huangshaping |  | Magmatic - hydrothermal | Replacement | Replacement zinc-lead |  |  |  | Chu et al., 2022 |  |  | HSP-6-sp-1 - 10 | underground mine |  |  |  |  | ore material | hand specimen |  | rock | [9 empty] | sphalerite | [8 empty] | LA-ICPMS | ASI RESOLution-LR-S155 laser microprobe equipped with a Coherent Compex-Pro 193 nm ArF excimer laser. An Agilent 7700x ICP-MS instrument was used to acquire ion-signal intensities | State Key Laboratory of Ore Deposit Geochemistry, Institute of Geochemistry, Chinese Academy of Sciences. | The ablated aerosol was mixed with Ar (900 ml/min) as a transport gas, before exiting the cell. The following isotopes were monitored: 25Mg, 27Al, 29Si, 34S, 43Ca, 45Sc, 49Ti, 51V, 53Cr, 55Mn, 57Fe, 59Co, 60Ni, 65Cu,66Zn, 71Ga, 72Ge, 75As, 77Se, 93Nb, 95Mo, 107Ag, 111Cd, 115In, 118Sn,121Sb, 125Te, 139La, 181Ta, 184W, 197Au, 205Tl, 208Pb, and 209Bi. We used a consistent 26 Ã¬m-diameter spot size for all the analyses. Each analysis involved a background acquisition of approximately 30 s (gas blank) followed by 60 s of data acquisition from the sample. | STDGL3 was used to determine the chalcophile and siderophile concentrations (Danyushevsky et al., 2011), and the in-house standard of pure pyrite Py was used to calibrate the S and Fe concentrations. The integrated count data of lithophile element concentrations were calibrated and converted using GSD-1G. Sulfide reference material, MASS-1, was analyzed as an unknown sample to check the analytical accuracy. | 69.6399 |  | 36968.0217 |  | -0.219 |  | -0.035 | [7 empty] | -0.041 |  |  |  | -158.911 |  | 2901.7695 | [5 empty] | 0.31803 |  | -1.675 |  |  |  | 110.6613 | [9 empty] | 106207.6678 |  | 19.2594 |  |  |  | -0.535 | [7 empty] | 84.6289 | [5 empty] | 0.019757 | [5 empty] | -3.833 |  | 1357.5262 |  | -0.081 |  |  |  | -0.022 |  |  |  | -0.463 | [5 empty] | 78.7864 | [15 empty] | 333618.1478 |  | 1.4326 |  | -0.241 |  | -4.594 |  | 452.0177 |  |  |  | 16.9436 |  |  |  | -0.018 |  |  |  | -0.456 |  |  |  | 49522.5262 |  | 0.28692 | [5 empty] | -0.045 |  | -0.052 | [5 empty] | 554125.9999 |  |  |  |  | 2022 | Chu, X., Li, B., Shen, P., Zha, Z., Lei, Z., Wang, X., Tao, S., Hu, Q., 2022. Trace elements in sulfide minerals from the Huangshaping copper-polymetallic deposit, Hunan, China: Ore genesis and element occurrence. Ore Geol. Rev. 144, 104867. https://doi.org/10.1016/j.oregeorev.2022.104867 |  | CHN |  | 112.6783 | 25.6586 | [6 empty] | Located from Mindat | 5000 | Inconsistencies exist between Methods section (see operating_conditions) which indicate measurement of only 71Ge and 107Ag, whereas 72Ge and 109Ag are the reported isotopes in the supplementary data table. S (sulphur) reported in separate column, not reported in 34S column). Table shows 74Ge and 109Ag. Measured 72Ge=2.30471404939456; 107Ag=71.297662885054 | 2025-11-28
| Huangshaping |  | Magmatic - hydrothermal | Replacement | Replacement zinc-lead |  |  |  | Chu et al., 2022 |  |  | HSP-6-sp-1 - 11 | underground mine |  |  |  |  | ore material | hand specimen |  | rock | [9 empty] | sphalerite | [8 empty] | LA-ICPMS | ASI RESOLution-LR-S155 laser microprobe equipped with a Coherent Compex-Pro 193 nm ArF excimer laser. An Agilent 7700x ICP-MS instrument was used to acquire ion-signal intensities | State Key Laboratory of Ore Deposit Geochemistry, Institute of Geochemistry, Chinese Academy of Sciences. | The ablated aerosol was mixed with Ar (900 ml/min) as a transport gas, before exiting the cell. The following isotopes were monitored: 25Mg, 27Al, 29Si, 34S, 43Ca, 45Sc, 49Ti, 51V, 53Cr, 55Mn, 57Fe, 59Co, 60Ni, 65Cu,66Zn, 71Ga, 72Ge, 75As, 77Se, 93Nb, 95Mo, 107Ag, 111Cd, 115In, 118Sn,121Sb, 125Te, 139La, 181Ta, 184W, 197Au, 205Tl, 208Pb, and 209Bi. We used a consistent 26 Ã¬m-diameter spot size for all the analyses. Each analysis involved a background acquisition of approximately 30 s (gas blank) followed by 60 s of data acquisition from the sample. | STDGL3 was used to determine the chalcophile and siderophile concentrations (Danyushevsky et al., 2011), and the in-house standard of pure pyrite Py was used to calibrate the S and Fe concentrations. The integrated count data of lithophile element concentrations were calibrated and converted using GSD-1G. Sulfide reference material, MASS-1, was analyzed as an unknown sample to check the analytical accuracy. | 60.8449 |  | 21436.6982 |  | 0.78015 |  | -0.049 | [7 empty] | -0.073 |  |  |  | -182.896 |  | 2929.2625 | [5 empty] | 0.18322 |  | 12812.783 |  |  |  | 74.5818 | [9 empty] | 116014.611 |  | 14.6138 |  |  |  | -0.496 | [7 empty] | 48.4865 | [5 empty] | -0.013 | [5 empty] | -2.679 |  | 2328.5366 |  | -0.087 |  |  |  | -0.008 |  |  |  | -0.216 | [5 empty] | 37.3306 | [15 empty] | 334097.4218 |  | 4.0603 |  | -0.247 |  | -5.322 |  | -390.202 |  |  |  | 34.4362 |  |  |  | -0.016 |  |  |  | 1.6608 |  |  |  | 26166.5796 |  | 0.37262 | [5 empty] | -0.073 |  | -0.086 | [5 empty] | 543645.8312 |  |  |  |  | 2022 | Chu, X., Li, B., Shen, P., Zha, Z., Lei, Z., Wang, X., Tao, S., Hu, Q., 2022. Trace elements in sulfide minerals from the Huangshaping copper-polymetallic deposit, Hunan, China: Ore genesis and element occurrence. Ore Geol. Rev. 144, 104867. https://doi.org/10.1016/j.oregeorev.2022.104867 |  | CHN |  | 112.6783 | 25.6586 | [6 empty] | Located from Mindat | 5000 | Inconsistencies exist between Methods section (see operating_conditions) which indicate measurement of only 71Ge and 107Ag, whereas 72Ge and 109Ag are the reported isotopes in the supplementary data table. S (sulphur) reported in separate column, not reported in 34S column). Table shows 74Ge and 109Ag. Measured 72Ge=2.37365610259882; 107Ag=60.8265968429394 | 2025-11-28
| Huangshaping |  | Magmatic - hydrothermal | Replacement | Replacement zinc-lead |  |  |  | Chu et al., 2022 |  |  | HLR-67-sp-1 - 1 | underground mine |  |  |  |  | ore material | hand specimen |  | rock | [9 empty] | sphalerite | [8 empty] | LA-ICPMS | ASI RESOLution-LR-S155 laser microprobe equipped with a Coherent Compex-Pro 193 nm ArF excimer laser. An Agilent 7700x ICP-MS instrument was used to acquire ion-signal intensities | State Key Laboratory of Ore Deposit Geochemistry, Institute of Geochemistry, Chinese Academy of Sciences. | The ablated aerosol was mixed with Ar (900 ml/min) as a transport gas, before exiting the cell. The following isotopes were monitored: 25Mg, 27Al, 29Si, 34S, 43Ca, 45Sc, 49Ti, 51V, 53Cr, 55Mn, 57Fe, 59Co, 60Ni, 65Cu,66Zn, 71Ga, 72Ge, 75As, 77Se, 93Nb, 95Mo, 107Ag, 111Cd, 115In, 118Sn,121Sb, 125Te, 139La, 181Ta, 184W, 197Au, 205Tl, 208Pb, and 209Bi. We used a consistent 26 Ã¬m-diameter spot size for all the analyses. Each analysis involved a background acquisition of approximately 30 s (gas blank) followed by 60 s of data acquisition from the sample. | STDGL3 was used to determine the chalcophile and siderophile concentrations (Danyushevsky et al., 2011), and the in-house standard of pure pyrite Py was used to calibrate the S and Fe concentrations. The integrated count data of lithophile element concentrations were calibrated and converted using GSD-1G. Sulfide reference material, MASS-1, was analyzed as an unknown sample to check the analytical accuracy. | 1.1443 |  | -1.196 |  | 0.44124 |  | -0.094 | [7 empty] | 0.13648 |  |  |  | -142.56 |  | -0.168 | [5 empty] | 0.30451 |  | -1.626 |  |  |  | -0.81 | [9 empty] | 635216.5441 |  | -0.03 |  |  |  | -0.446 | [7 empty] | 0.01114 | [5 empty] | -0.012 | [5 empty] | -3.271 |  | -0.616 |  | -0.041 |  |  |  | -0.013 |  |  |  | 1.7023 | [5 empty] | 0.75212 | [15 empty] | 364735.0369 |  | -0.155 |  | -0.236 |  | -2.844 |  | -336.661 |  |  |  | 0.019118 |  |  |  | 0.016901 |  |  |  | 1.4298 |  |  |  | 76436.8675 |  | -0.027 | [5 empty] | -0.099 |  | -0.131 | [5 empty] | 11.6045 |  |  |  |  | 2022 | Chu, X., Li, B., Shen, P., Zha, Z., Lei, Z., Wang, X., Tao, S., Hu, Q., 2022. Trace elements in sulfide minerals from the Huangshaping copper-polymetallic deposit, Hunan, China: Ore genesis and element occurrence. Ore Geol. Rev. 144, 104867. https://doi.org/10.1016/j.oregeorev.2022.104867 |  | CHN |  | 112.6783 | 25.6586 | [6 empty] | Located from Mindat | 5000 | Inconsistencies exist between Methods section (see operating_conditions) which indicate measurement of only 71Ge and 107Ag, whereas 72Ge and 109Ag are the reported isotopes in the supplementary data table. S (sulphur) reported in separate column, not reported in 34S column). Table shows 74Ge and 109Ag. Measured 72Ge=12.3019743762884; 107Ag=1.5202930649351 | 2025-11-28
| Huangshaping |  | Magmatic - hydrothermal | Replacement | Replacement zinc-lead |  |  |  | Chu et al., 2022 |  |  | HLR-67-sp-1 - 2 | underground mine |  |  |  |  | ore material | hand specimen |  | rock | [9 empty] | sphalerite | [8 empty] | LA-ICPMS | ASI RESOLution-LR-S155 laser microprobe equipped with a Coherent Compex-Pro 193 nm ArF excimer laser. An Agilent 7700x ICP-MS instrument was used to acquire ion-signal intensities | State Key Laboratory of Ore Deposit Geochemistry, Institute of Geochemistry, Chinese Academy of Sciences. | The ablated aerosol was mixed with Ar (900 ml/min) as a transport gas, before exiting the cell. The following isotopes were monitored: 25Mg, 27Al, 29Si, 34S, 43Ca, 45Sc, 49Ti, 51V, 53Cr, 55Mn, 57Fe, 59Co, 60Ni, 65Cu,66Zn, 71Ga, 72Ge, 75As, 77Se, 93Nb, 95Mo, 107Ag, 111Cd, 115In, 118Sn,121Sb, 125Te, 139La, 181Ta, 184W, 197Au, 205Tl, 208Pb, and 209Bi. We used a consistent 26 Ã¬m-diameter spot size for all the analyses. Each analysis involved a background acquisition of approximately 30 s (gas blank) followed by 60 s of data acquisition from the sample. | STDGL3 was used to determine the chalcophile and siderophile concentrations (Danyushevsky et al., 2011), and the in-house standard of pure pyrite Py was used to calibrate the S and Fe concentrations. The integrated count data of lithophile element concentrations were calibrated and converted using GSD-1G. Sulfide reference material, MASS-1, was analyzed as an unknown sample to check the analytical accuracy. | 17.8973 |  | -0.893 |  | 0.42239 |  | -0.077 | [7 empty] | 0.72339 |  |  |  | -132.267 |  | 2207.0536 | [5 empty] | 0.28408 |  | 10298.8581 |  |  |  | 2125.1817 | [9 empty] | 135269.2886 |  | 10.8516 |  |  |  | -0.406 | [7 empty] | 53.2707 | [5 empty] | -0.009 | [5 empty] | -2.571 |  | 1044.0915 |  | -0.029 |  |  |  | -0.009 |  |  |  | -0.422 | [5 empty] | 3.0268 | [15 empty] | 335332.9445 |  | -0.065 |  | -0.167 |  | 4.4049 |  | 755.3223 |  |  |  | 7.5851 |  |  |  | -0.009 |  |  |  | -0.726 |  |  |  | 42573.267 |  | 0.047716 | [5 empty] | 0.073326 |  | 0.040728 | [5 empty] | 521975.4157 |  |  |  |  | 2022 | Chu, X., Li, B., Shen, P., Zha, Z., Lei, Z., Wang, X., Tao, S., Hu, Q., 2022. Trace elements in sulfide minerals from the Huangshaping copper-polymetallic deposit, Hunan, China: Ore genesis and element occurrence. Ore Geol. Rev. 144, 104867. https://doi.org/10.1016/j.oregeorev.2022.104867 |  | CHN |  | 112.6783 | 25.6586 | [6 empty] | Located from Mindat | 5000 | Inconsistencies exist between Methods section (see operating_conditions) which indicate measurement of only 71Ge and 107Ag, whereas 72Ge and 109Ag are the reported isotopes in the supplementary data table. S (sulphur) reported in separate column, not reported in 34S column). Table shows 74Ge and 109Ag. Measured 72Ge=2.61623017606; 107Ag=18.0573068018202 | 2025-11-28
| Huangshaping |  | Magmatic - hydrothermal | Replacement | Replacement zinc-lead |  |  |  | Chu et al., 2022 |  |  | HLR-67-sp-1 - 3 | underground mine |  |  |  |  | ore material | hand specimen |  | rock | [9 empty] | sphalerite | [8 empty] | LA-ICPMS | ASI RESOLution-LR-S155 laser microprobe equipped with a Coherent Compex-Pro 193 nm ArF excimer laser. An Agilent 7700x ICP-MS instrument was used to acquire ion-signal intensities | State Key Laboratory of Ore Deposit Geochemistry, Institute of Geochemistry, Chinese Academy of Sciences. | The ablated aerosol was mixed with Ar (900 ml/min) as a transport gas, before exiting the cell. The following isotopes were monitored: 25Mg, 27Al, 29Si, 34S, 43Ca, 45Sc, 49Ti, 51V, 53Cr, 55Mn, 57Fe, 59Co, 60Ni, 65Cu,66Zn, 71Ga, 72Ge, 75As, 77Se, 93Nb, 95Mo, 107Ag, 111Cd, 115In, 118Sn,121Sb, 125Te, 139La, 181Ta, 184W, 197Au, 205Tl, 208Pb, and 209Bi. We used a consistent 26 Ã¬m-diameter spot size for all the analyses. Each analysis involved a background acquisition of approximately 30 s (gas blank) followed by 60 s of data acquisition from the sample. | STDGL3 was used to determine the chalcophile and siderophile concentrations (Danyushevsky et al., 2011), and the in-house standard of pure pyrite Py was used to calibrate the S and Fe concentrations. The integrated count data of lithophile element concentrations were calibrated and converted using GSD-1G. Sulfide reference material, MASS-1, was analyzed as an unknown sample to check the analytical accuracy. | 22.338 |  | 30835.8092 |  | -0.251 |  | -0.056 | [7 empty] | 2.2986 |  |  |  | -147.267 |  | 2249.2126 | [5 empty] | 0.26765 |  | -0.851 |  |  |  | 5549.8672 | [9 empty] | 126628.1989 |  | 5.241 |  |  |  | 0.35671 | [7 empty] | 75.1627 | [5 empty] | -0.009 | [5 empty] | 22607.7425 |  | 856.2337 |  | -0.029 |  |  |  | 0.013394 |  |  |  | 0.14452 | [5 empty] | 3.422 | [15 empty] | 335049.3847 |  | 0.071432 |  | -0.157 |  | 5.1987 |  | 597.269 |  |  |  | 37.371 |  |  |  | -0.007 |  |  |  | -0.897 |  |  |  | 50865.0005 |  | 0.088226 | [5 empty] | 0.032997 |  | 0.04138 | [5 empty] | 527947.5748 |  |  |  |  | 2022 | Chu, X., Li, B., Shen, P., Zha, Z., Lei, Z., Wang, X., Tao, S., Hu, Q., 2022. Trace elements in sulfide minerals from the Huangshaping copper-polymetallic deposit, Hunan, China: Ore genesis and element occurrence. Ore Geol. Rev. 144, 104867. https://doi.org/10.1016/j.oregeorev.2022.104867 |  | CHN |  | 112.6783 | 25.6586 | [6 empty] | Located from Mindat | 5000 | Inconsistencies exist between Methods section (see operating_conditions) which indicate measurement of only 71Ge and 107Ag, whereas 72Ge and 109Ag are the reported isotopes in the supplementary data table. S (sulphur) reported in separate column, not reported in 34S column). Table shows 74Ge and 109Ag. Measured 72Ge=2.37008642334676; 107Ag=24.0461534925617 | 2025-11-28
| Huangshaping |  | Magmatic - hydrothermal | Replacement | Replacement zinc-lead |  |  |  | Chu et al., 2022 |  |  | HLR-67-sp-1 - 4 | underground mine |  |  |  |  | ore material | hand specimen |  | rock | [9 empty] | sphalerite | [8 empty] | LA-ICPMS | ASI RESOLution-LR-S155 laser microprobe equipped with a Coherent Compex-Pro 193 nm ArF excimer laser. An Agilent 7700x ICP-MS instrument was used to acquire ion-signal intensities | State Key Laboratory of Ore Deposit Geochemistry, Institute of Geochemistry, Chinese Academy of Sciences. | The ablated aerosol was mixed with Ar (900 ml/min) as a transport gas, before exiting the cell. The following isotopes were monitored: 25Mg, 27Al, 29Si, 34S, 43Ca, 45Sc, 49Ti, 51V, 53Cr, 55Mn, 57Fe, 59Co, 60Ni, 65Cu,66Zn, 71Ga, 72Ge, 75As, 77Se, 93Nb, 95Mo, 107Ag, 111Cd, 115In, 118Sn,121Sb, 125Te, 139La, 181Ta, 184W, 197Au, 205Tl, 208Pb, and 209Bi. We used a consistent 26 Ã¬m-diameter spot size for all the analyses. Each analysis involved a background acquisition of approximately 30 s (gas blank) followed by 60 s of data acquisition from the sample. | STDGL3 was used to determine the chalcophile and siderophile concentrations (Danyushevsky et al., 2011), and the in-house standard of pure pyrite Py was used to calibrate the S and Fe concentrations. The integrated count data of lithophile element concentrations were calibrated and converted using GSD-1G. Sulfide reference material, MASS-1, was analyzed as an unknown sample to check the analytical accuracy. | 28.2341 |  | -0.976 |  | -0.185 |  | -0.017 | [7 empty] | 0.6357 |  |  |  | 203.752 |  | 2102.2744 | [5 empty] | 0.3344 |  | -1.104 |  |  |  | 5000.6274 | [9 empty] | 132671.0224 |  | 58.5464 |  |  |  | -0.348 | [7 empty] | 104.1512 | [5 empty] | -0.009 | [5 empty] | -2.405 |  | 835.0283 |  | 0.047261 |  |  |  | -0.006 |  |  |  | 0.55204 | [5 empty] | 2.9431 | [15 empty] | 334992.5234 |  | -0.11 |  | -0.211 |  | 4.3333 |  | 442.4646 |  |  |  | 2768.9842 |  |  |  | -0.008 |  |  |  | -0.242 |  |  |  | 40788.0942 |  | -0.019 | [5 empty] | -0.05 |  | 0.026522 | [5 empty] | 519900.0102 |  |  |  |  | 2022 | Chu, X., Li, B., Shen, P., Zha, Z., Lei, Z., Wang, X., Tao, S., Hu, Q., 2022. Trace elements in sulfide minerals from the Huangshaping copper-polymetallic deposit, Hunan, China: Ore genesis and element occurrence. Ore Geol. Rev. 144, 104867. https://doi.org/10.1016/j.oregeorev.2022.104867 |  | CHN |  | 112.6783 | 25.6586 | [6 empty] | Located from Mindat | 5000 | Inconsistencies exist between Methods section (see operating_conditions) which indicate measurement of only 71Ge and 107Ag, whereas 72Ge and 109Ag are the reported isotopes in the supplementary data table. S (sulphur) reported in separate column, not reported in 34S column). Table shows 74Ge and 109Ag. Measured 72Ge=3.33923052705535; 107Ag=29.5689563083929 | 2025-11-28
| Huangshaping |  | Magmatic - hydrothermal | Replacement | Replacement zinc-lead |  |  |  | Chu et al., 2022 |  |  | HLR-67-sp-1 - 5 | underground mine |  |  |  |  | ore material | hand specimen |  | rock | [9 empty] | pyrrhotite | [8 empty] | LA-ICPMS | ASI RESOLution-LR-S155 laser microprobe equipped with a Coherent Compex-Pro 193 nm ArF excimer laser. An Agilent 7700x ICP-MS instrument was used to acquire ion-signal intensities | State Key Laboratory of Ore Deposit Geochemistry, Institute of Geochemistry, Chinese Academy of Sciences. | The ablated aerosol was mixed with Ar (900 ml/min) as a transport gas, before exiting the cell. The following isotopes were monitored: 25Mg, 27Al, 29Si, 34S, 43Ca, 45Sc, 49Ti, 51V, 53Cr, 55Mn, 57Fe, 59Co, 60Ni, 65Cu,66Zn, 71Ga, 72Ge, 75As, 77Se, 93Nb, 95Mo, 107Ag, 111Cd, 115In, 118Sn,121Sb, 125Te, 139La, 181Ta, 184W, 197Au, 205Tl, 208Pb, and 209Bi. We used a consistent 26 Ã¬m-diameter spot size for all the analyses. Each analysis involved a background acquisition of approximately 30 s (gas blank) followed by 60 s of data acquisition from the sample. | STDGL3 was used to determine the chalcophile and siderophile concentrations (Danyushevsky et al., 2011), and the in-house standard of pure pyrite Py was used to calibrate the S and Fe concentrations. The integrated count data of lithophile element concentrations were calibrated and converted using GSD-1G. Sulfide reference material, MASS-1, was analyzed as an unknown sample to check the analytical accuracy. | 1.4139 |  | 26935.1323 |  | -0.397 |  | 0.058687 | [7 empty] | 0.82186 |  |  |  | -211.356 |  | -0.124 | [5 empty] | 0.3004 |  | -1.786 |  |  |  | -0.796 | [9 empty] | 623300 |  | -0.019 |  |  |  | -0.49 | [7 empty] | -0.006 | [5 empty] | -0.009 | [5 empty] | -2.89 |  | 0.77172 |  | 0.31087 |  |  |  | -0.01 |  |  |  | 1.8185 | [5 empty] | 8.0666 | [15 empty] | 480156.4025 |  | -0.097 |  | -0.273 |  | -3.379 |  | 770.3549 |  |  |  | 0.071684 |  |  |  | -0.014 |  |  |  | 1.1301 |  |  |  | 52965.0374 |  | -0.042 | [5 empty] | -0.065 |  | 0.16315 | [5 empty] | 34.0264 |  |  |  |  | 2022 | Chu, X., Li, B., Shen, P., Zha, Z., Lei, Z., Wang, X., Tao, S., Hu, Q., 2022. Trace elements in sulfide minerals from the Huangshaping copper-polymetallic deposit, Hunan, China: Ore genesis and element occurrence. Ore Geol. Rev. 144, 104867. https://doi.org/10.1016/j.oregeorev.2022.104867 |  | CHN |  | 112.6783 | 25.6586 | [6 empty] | Located from Mindat | 5000 | Inconsistencies exist between Methods section (see operating_conditions) which indicate measurement of only 71Ge and 107Ag, whereas 72Ge and 109Ag are the reported isotopes in the supplementary data table. Table shows 74Ge and 109Ag. Measured 72Ge=12.3521049051519; 107Ag=1.84967775718698 | 2025-11-28
| Huangshaping |  | Magmatic - hydrothermal | Replacement | Replacement zinc-lead |  |  |  | Chu et al., 2022 |  |  | HLR-67-sp-1 - 6 | underground mine |  |  |  |  | ore material | hand specimen |  | rock | [9 empty] | sphalerite | [8 empty] | LA-ICPMS | ASI RESOLution-LR-S155 laser microprobe equipped with a Coherent Compex-Pro 193 nm ArF excimer laser. An Agilent 7700x ICP-MS instrument was used to acquire ion-signal intensities | State Key Laboratory of Ore Deposit Geochemistry, Institute of Geochemistry, Chinese Academy of Sciences. | The ablated aerosol was mixed with Ar (900 ml/min) as a transport gas, before exiting the cell. The following isotopes were monitored: 25Mg, 27Al, 29Si, 34S, 43Ca, 45Sc, 49Ti, 51V, 53Cr, 55Mn, 57Fe, 59Co, 60Ni, 65Cu,66Zn, 71Ga, 72Ge, 75As, 77Se, 93Nb, 95Mo, 107Ag, 111Cd, 115In, 118Sn,121Sb, 125Te, 139La, 181Ta, 184W, 197Au, 205Tl, 208Pb, and 209Bi. We used a consistent 26 Ã¬m-diameter spot size for all the analyses. Each analysis involved a background acquisition of approximately 30 s (gas blank) followed by 60 s of data acquisition from the sample. | STDGL3 was used to determine the chalcophile and siderophile concentrations (Danyushevsky et al., 2011), and the in-house standard of pure pyrite Py was used to calibrate the S and Fe concentrations. The integrated count data of lithophile element concentrations were calibrated and converted using GSD-1G. Sulfide reference material, MASS-1, was analyzed as an unknown sample to check the analytical accuracy. | 84.0588 |  | 1310306.563 |  | 0.32035 |  | -0.089 | [7 empty] | 28.805 |  |  |  | -135.365 |  | 2015.0995 | [5 empty] | 0.25555 |  | 629126.4154 |  |  |  | 13323.5962 | [9 empty] | 120539.5466 |  | 41.3511 |  |  |  | -0.408 | [7 empty] | 113.7534 | [5 empty] | 0.020247 | [5 empty] | 1299886.961 |  | 451.9098 |  | -0.071 |  |  |  | -0.002 |  |  |  | -0.31 | [5 empty] | 80.2266 | [15 empty] | 334630.4848 |  | 1.4582 |  | -0.209 |  | 2.5925 |  | 689.7327 |  |  |  | 331.4843 |  |  |  | 0.0080986 |  |  |  | -0.731 |  |  |  | 50526.7833 |  | 0.46185 | [5 empty] | 1.6382 |  | 0.36278 | [5 empty] | 526139.5517 |  |  |  |  | 2022 | Chu, X., Li, B., Shen, P., Zha, Z., Lei, Z., Wang, X., Tao, S., Hu, Q., 2022. Trace elements in sulfide minerals from the Huangshaping copper-polymetallic deposit, Hunan, China: Ore genesis and element occurrence. Ore Geol. Rev. 144, 104867. https://doi.org/10.1016/j.oregeorev.2022.104867 |  | CHN |  | 112.6783 | 25.6586 | [6 empty] | Located from Mindat | 5000 | Inconsistencies exist between Methods section (see operating_conditions) which indicate measurement of only 71Ge and 107Ag, whereas 72Ge and 109Ag are the reported isotopes in the supplementary data table. S (sulphur) reported in separate column, not reported in 34S column). Table shows 74Ge and 109Ag. Measured 72Ge=2.64066255971285; 107Ag=83.7889422743322 | 2025-11-28
| Huangshaping |  | Magmatic - hydrothermal | Replacement | Replacement zinc-lead |  |  |  | Chu et al., 2022 |  |  | HLR-67-sp-1 - 7 | underground mine |  |  |  |  | ore material | hand specimen |  | rock | [9 empty] | pyrrhotite | [8 empty] | LA-ICPMS | ASI RESOLution-LR-S155 laser microprobe equipped with a Coherent Compex-Pro 193 nm ArF excimer laser. An Agilent 7700x ICP-MS instrument was used to acquire ion-signal intensities | State Key Laboratory of Ore Deposit Geochemistry, Institute of Geochemistry, Chinese Academy of Sciences. | The ablated aerosol was mixed with Ar (900 ml/min) as a transport gas, before exiting the cell. The following isotopes were monitored: 25Mg, 27Al, 29Si, 34S, 43Ca, 45Sc, 49Ti, 51V, 53Cr, 55Mn, 57Fe, 59Co, 60Ni, 65Cu,66Zn, 71Ga, 72Ge, 75As, 77Se, 93Nb, 95Mo, 107Ag, 111Cd, 115In, 118Sn,121Sb, 125Te, 139La, 181Ta, 184W, 197Au, 205Tl, 208Pb, and 209Bi. We used a consistent 26 Ã¬m-diameter spot size for all the analyses. Each analysis involved a background acquisition of approximately 30 s (gas blank) followed by 60 s of data acquisition from the sample. | STDGL3 was used to determine the chalcophile and siderophile concentrations (Danyushevsky et al., 2011), and the in-house standard of pure pyrite Py was used to calibrate the S and Fe concentrations. The integrated count data of lithophile element concentrations were calibrated and converted using GSD-1G. Sulfide reference material, MASS-1, was analyzed as an unknown sample to check the analytical accuracy. | 61.4638 |  | 3197371.577 |  | -0.638 |  | -0.084 | [7 empty] | 52.6154 |  |  |  | 1379.376 |  | 865.56 | [5 empty] | 0.25412 |  | 31869.4577 |  |  |  | 7901.5018 | [9 empty] | 623300 |  | 6.2743 |  |  |  | -0.782 | [7 empty] | 59.8564 | [5 empty] | 0.085693 | [5 empty] | 39158576.78 |  | 1475.0087 |  | 0.22174 |  |  |  | -0.016 |  |  |  | 2.2995 | [5 empty] | 150.5124 | [15 empty] | 429120.4772 |  | 2.5032 |  | 0.68263 |  | -5.445 |  | 1052.6607 |  |  |  | 246.8679 |  |  |  | -0.023 |  |  |  | 1.106 |  |  |  | 88265.4111 |  | 1.0617 | [5 empty] | 5.5063 |  | 2.6409 | [5 empty] | 243434.623 |  |  |  |  | 2022 | Chu, X., Li, B., Shen, P., Zha, Z., Lei, Z., Wang, X., Tao, S., Hu, Q., 2022. Trace elements in sulfide minerals from the Huangshaping copper-polymetallic deposit, Hunan, China: Ore genesis and element occurrence. Ore Geol. Rev. 144, 104867. https://doi.org/10.1016/j.oregeorev.2022.104867 |  | CHN |  | 112.6783 | 25.6586 | [6 empty] | Located from Mindat | 5000 | Inconsistencies exist between Methods section (see operating_conditions) which indicate measurement of only 71Ge and 107Ag, whereas 72Ge and 109Ag are the reported isotopes in the supplementary data table. Table shows 74Ge and 109Ag. Measured 72Ge=12.0350045644608; 107Ag=60.5244335479945 | 2025-11-28
| Huangshaping |  | Magmatic - hydrothermal | Replacement | Replacement zinc-lead |  |  |  | Chu et al., 2022 |  |  | HLR-67-sp-1 - 8 | underground mine |  |  |  |  | ore material | hand specimen |  | rock | [9 empty] | pyrrhotite | [8 empty] | LA-ICPMS | ASI RESOLution-LR-S155 laser microprobe equipped with a Coherent Compex-Pro 193 nm ArF excimer laser. An Agilent 7700x ICP-MS instrument was used to acquire ion-signal intensities | State Key Laboratory of Ore Deposit Geochemistry, Institute of Geochemistry, Chinese Academy of Sciences. | The ablated aerosol was mixed with Ar (900 ml/min) as a transport gas, before exiting the cell. The following isotopes were monitored: 25Mg, 27Al, 29Si, 34S, 43Ca, 45Sc, 49Ti, 51V, 53Cr, 55Mn, 57Fe, 59Co, 60Ni, 65Cu,66Zn, 71Ga, 72Ge, 75As, 77Se, 93Nb, 95Mo, 107Ag, 111Cd, 115In, 118Sn,121Sb, 125Te, 139La, 181Ta, 184W, 197Au, 205Tl, 208Pb, and 209Bi. We used a consistent 26 Ã¬m-diameter spot size for all the analyses. Each analysis involved a background acquisition of approximately 30 s (gas blank) followed by 60 s of data acquisition from the sample. | STDGL3 was used to determine the chalcophile and siderophile concentrations (Danyushevsky et al., 2011), and the in-house standard of pure pyrite Py was used to calibrate the S and Fe concentrations. The integrated count data of lithophile element concentrations were calibrated and converted using GSD-1G. Sulfide reference material, MASS-1, was analyzed as an unknown sample to check the analytical accuracy. | 3.4183 |  | -1.198 |  | -0.356 |  | 0.06307 | [7 empty] | 7.5275 |  |  |  | -200.544 |  | 2.946 | [5 empty] | 0.23446 |  | 43694.6847 |  |  |  | 2.8872 | [9 empty] | 623300 |  | -0.016 |  |  |  | -0.436 | [7 empty] | 0.20246 | [5 empty] | -0.008 | [5 empty] | -2.782 |  | 0.72038 |  | 0.15339 |  |  |  | -0.009 |  |  |  | 1.5988 | [5 empty] | 6.0926 | [15 empty] | 453451.4414 |  | 0.10883 |  | -0.24 |  | -3.045 |  | -343.083 |  |  |  | 3.0829 |  |  |  | -0.013 |  |  |  | -0.555 |  |  |  | 61604.5858 |  | -0.037 | [5 empty] | -0.06 |  | -0.053 | [5 empty] | 511.7359 |  |  |  |  | 2022 | Chu, X., Li, B., Shen, P., Zha, Z., Lei, Z., Wang, X., Tao, S., Hu, Q., 2022. Trace elements in sulfide minerals from the Huangshaping copper-polymetallic deposit, Hunan, China: Ore genesis and element occurrence. Ore Geol. Rev. 144, 104867. https://doi.org/10.1016/j.oregeorev.2022.104867 |  | CHN |  | 112.6783 | 25.6586 | [6 empty] | Located from Mindat | 5000 | Inconsistencies exist between Methods section (see operating_conditions) which indicate measurement of only 71Ge and 107Ag, whereas 72Ge and 109Ag are the reported isotopes in the supplementary data table. Table shows 74Ge and 109Ag. Measured 72Ge=10.2480996810851; 107Ag=2.78225276572956 | 2025-11-28
| Huangshaping |  | Magmatic - hydrothermal | Replacement | Replacement zinc-lead |  |  |  | Chu et al., 2022 |  |  | HSP-7-sp-1 - 1 | underground mine |  |  |  |  | ore material | hand specimen |  | rock | [9 empty] | sphalerite | [8 empty] | LA-ICPMS | ASI RESOLution-LR-S155 laser microprobe equipped with a Coherent Compex-Pro 193 nm ArF excimer laser. An Agilent 7700x ICP-MS instrument was used to acquire ion-signal intensities | State Key Laboratory of Ore Deposit Geochemistry, Institute of Geochemistry, Chinese Academy of Sciences. | The ablated aerosol was mixed with Ar (900 ml/min) as a transport gas, before exiting the cell. The following isotopes were monitored: 25Mg, 27Al, 29Si, 34S, 43Ca, 45Sc, 49Ti, 51V, 53Cr, 55Mn, 57Fe, 59Co, 60Ni, 65Cu,66Zn, 71Ga, 72Ge, 75As, 77Se, 93Nb, 95Mo, 107Ag, 111Cd, 115In, 118Sn,121Sb, 125Te, 139La, 181Ta, 184W, 197Au, 205Tl, 208Pb, and 209Bi. We used a consistent 26 Ã¬m-diameter spot size for all the analyses. Each analysis involved a background acquisition of approximately 30 s (gas blank) followed by 60 s of data acquisition from the sample. | STDGL3 was used to determine the chalcophile and siderophile concentrations (Danyushevsky et al., 2011), and the in-house standard of pure pyrite Py was used to calibrate the S and Fe concentrations. The integrated count data of lithophile element concentrations were calibrated and converted using GSD-1G. Sulfide reference material, MASS-1, was analyzed as an unknown sample to check the analytical accuracy. | 45.0865 |  | 156523.0838 |  | -0.306 |  | -0.043 | [7 empty] | -0.099 |  |  |  | -190.104 |  | 2925.2672 | [5 empty] | 0.27353 |  | -1.568 |  |  |  | 595.7151 | [9 empty] | 111029.3427 |  | 19.5407 |  |  |  | -0.502 | [7 empty] | 116.785 | [5 empty] | -0.012 | [5 empty] | 147154.3743 |  | 1855.3247 |  | -0.072 |  |  |  | 0.013439 |  |  |  | -0.287 | [5 empty] | 72.136 | [15 empty] | 333602.2749 |  | 4.8261 |  | -0.218 |  | 5.7782 |  | 521.4328 |  |  |  | 41.3975 |  |  |  | -0.012 |  |  |  | 0.43088 |  |  |  | 47586.1765 |  | -0.126 | [5 empty] | -0.105 |  | -0.073 | [5 empty] | 547933.3579 |  |  |  |  | 2022 | Chu, X., Li, B., Shen, P., Zha, Z., Lei, Z., Wang, X., Tao, S., Hu, Q., 2022. Trace elements in sulfide minerals from the Huangshaping copper-polymetallic deposit, Hunan, China: Ore genesis and element occurrence. Ore Geol. Rev. 144, 104867. https://doi.org/10.1016/j.oregeorev.2022.104867 |  | CHN |  | 112.6783 | 25.6586 | [6 empty] | Located from Mindat | 5000 | Inconsistencies exist between Methods section (see operating_conditions) which indicate measurement of only 71Ge and 107Ag, whereas 72Ge and 109Ag are the reported isotopes in the supplementary data table. S (sulphur) reported in separate column, not reported in 34S column). Table shows 74Ge and 109Ag. Measured 72Ge=1.94406099912976; 107Ag=45.8378507086071 | 2025-11-28
| Huangshaping |  | Magmatic - hydrothermal | Replacement | Replacement zinc-lead |  |  |  | Chu et al., 2022 |  |  | HSP-7-sp-1 - 2 | underground mine |  |  |  |  | ore material | hand specimen |  | rock | [9 empty] | sphalerite | [8 empty] | LA-ICPMS | ASI RESOLution-LR-S155 laser microprobe equipped with a Coherent Compex-Pro 193 nm ArF excimer laser. An Agilent 7700x ICP-MS instrument was used to acquire ion-signal intensities | State Key Laboratory of Ore Deposit Geochemistry, Institute of Geochemistry, Chinese Academy of Sciences. | The ablated aerosol was mixed with Ar (900 ml/min) as a transport gas, before exiting the cell. The following isotopes were monitored: 25Mg, 27Al, 29Si, 34S, 43Ca, 45Sc, 49Ti, 51V, 53Cr, 55Mn, 57Fe, 59Co, 60Ni, 65Cu,66Zn, 71Ga, 72Ge, 75As, 77Se, 93Nb, 95Mo, 107Ag, 111Cd, 115In, 118Sn,121Sb, 125Te, 139La, 181Ta, 184W, 197Au, 205Tl, 208Pb, and 209Bi. We used a consistent 26 Ã¬m-diameter spot size for all the analyses. Each analysis involved a background acquisition of approximately 30 s (gas blank) followed by 60 s of data acquisition from the sample. | STDGL3 was used to determine the chalcophile and siderophile concentrations (Danyushevsky et al., 2011), and the in-house standard of pure pyrite Py was used to calibrate the S and Fe concentrations. The integrated count data of lithophile element concentrations were calibrated and converted using GSD-1G. Sulfide reference material, MASS-1, was analyzed as an unknown sample to check the analytical accuracy. | 75.084 |  | 73111.1367 |  | 0.24242 |  | -0.021 | [7 empty] | 0.051823 |  |  |  | -209.526 |  | 3039.0813 | [5 empty] | 0.31036 |  | 15976.7687 |  |  |  | 940.4832 | [9 empty] | 113622.1354 |  | 19.6229 |  |  |  | -0.463 | [7 empty] | 66.513 | [5 empty] | 0.21335 | [5 empty] | -3.05 |  | 1375.3299 |  | 0.10517 |  |  |  | 0.017406 |  |  |  | -0.332 | [5 empty] | 155.8445 | [15 empty] | 334283.3828 |  | 11.6462 |  | -0.252 |  | -2.787 |  | -325.198 |  |  |  | 261.7648 |  |  |  | -0.01 |  |  |  | -0.603 |  |  |  | 40796.4084 |  | 0.28653 | [5 empty] | -0.107 |  | -0.081 | [5 empty] | 545697.6302 |  |  |  |  | 2022 | Chu, X., Li, B., Shen, P., Zha, Z., Lei, Z., Wang, X., Tao, S., Hu, Q., 2022. Trace elements in sulfide minerals from the Huangshaping copper-polymetallic deposit, Hunan, China: Ore genesis and element occurrence. Ore Geol. Rev. 144, 104867. https://doi.org/10.1016/j.oregeorev.2022.104867 |  | CHN |  | 112.6783 | 25.6586 | [6 empty] | Located from Mindat | 5000 | Inconsistencies exist between Methods section (see operating_conditions) which indicate measurement of only 71Ge and 107Ag, whereas 72Ge and 109Ag are the reported isotopes in the supplementary data table. S (sulphur) reported in separate column, not reported in 34S column). Table shows 74Ge and 109Ag. Measured 72Ge=1.83720417470308; 107Ag=78.50241602912 | 2025-11-28
| Huangshaping |  | Magmatic - hydrothermal | Replacement | Replacement zinc-lead |  |  |  | Chu et al., 2022 |  |  | HSP-7-sp-1 - 3 | underground mine |  |  |  |  | ore material | hand specimen |  | rock | [9 empty] | sphalerite | [8 empty] | LA-ICPMS | ASI RESOLution-LR-S155 laser microprobe equipped with a Coherent Compex-Pro 193 nm ArF excimer laser. An Agilent 7700x ICP-MS instrument was used to acquire ion-signal intensities | State Key Laboratory of Ore Deposit Geochemistry, Institute of Geochemistry, Chinese Academy of Sciences. | The ablated aerosol was mixed with Ar (900 ml/min) as a transport gas, before exiting the cell. The following isotopes were monitored: 25Mg, 27Al, 29Si, 34S, 43Ca, 45Sc, 49Ti, 51V, 53Cr, 55Mn, 57Fe, 59Co, 60Ni, 65Cu,66Zn, 71Ga, 72Ge, 75As, 77Se, 93Nb, 95Mo, 107Ag, 111Cd, 115In, 118Sn,121Sb, 125Te, 139La, 181Ta, 184W, 197Au, 205Tl, 208Pb, and 209Bi. We used a consistent 26 Ã¬m-diameter spot size for all the analyses. Each analysis involved a background acquisition of approximately 30 s (gas blank) followed by 60 s of data acquisition from the sample. | STDGL3 was used to determine the chalcophile and siderophile concentrations (Danyushevsky et al., 2011), and the in-house standard of pure pyrite Py was used to calibrate the S and Fe concentrations. The integrated count data of lithophile element concentrations were calibrated and converted using GSD-1G. Sulfide reference material, MASS-1, was analyzed as an unknown sample to check the analytical accuracy. | 78.548 |  | -0.973 |  | 0.27808 |  | -0.052 | [7 empty] | 0.084396 |  |  |  | -171.781 |  | 3157.459 | [5 empty] | 0.22418 |  | -0.926 |  |  |  | 1316.6304 | [9 empty] | 114586.4784 |  | 21.8066 |  |  |  | -0.508 | [7 empty] | 42.9565 | [5 empty] | -0.011 | [5 empty] | -3.038 |  | 1335.1368 |  | -0.023 |  |  |  | 0.0092129 |  |  |  | -0.278 | [5 empty] | 177.9146 | [15 empty] | 334377.1439 |  | 9.3122 |  | -0.282 |  | -4.772 |  | -399.783 |  |  |  | 84.501 |  |  |  | 0.0075913 |  |  |  | -0.306 |  |  |  | 25526.217 |  | 0.29551 | [5 empty] | -0.032 |  | -0.062 | [5 empty] | 544396.1038 |  |  |  |  | 2022 | Chu, X., Li, B., Shen, P., Zha, Z., Lei, Z., Wang, X., Tao, S., Hu, Q., 2022. Trace elements in sulfide minerals from the Huangshaping copper-polymetallic deposit, Hunan, China: Ore genesis and element occurrence. Ore Geol. Rev. 144, 104867. https://doi.org/10.1016/j.oregeorev.2022.104867 |  | CHN |  | 112.6783 | 25.6586 | [6 empty] | Located from Mindat | 5000 | Inconsistencies exist between Methods section (see operating_conditions) which indicate measurement of only 71Ge and 107Ag, whereas 72Ge and 109Ag are the reported isotopes in the supplementary data table. S (sulphur) reported in separate column, not reported in 34S column). Table shows 74Ge and 109Ag. Measured 72Ge=3.00289874612736; 107Ag=79.7554583468085 | 2025-11-28
| Huangshaping |  | Magmatic - hydrothermal | Replacement | Replacement zinc-lead |  |  |  | Chu et al., 2022 |  |  | HSP-7-sp-1 - 4 | underground mine |  |  |  |  | ore material | hand specimen |  | rock | [9 empty] | sphalerite | [8 empty] | LA-ICPMS | ASI RESOLution-LR-S155 laser microprobe equipped with a Coherent Compex-Pro 193 nm ArF excimer laser. An Agilent 7700x ICP-MS instrument was used to acquire ion-signal intensities | State Key Laboratory of Ore Deposit Geochemistry, Institute of Geochemistry, Chinese Academy of Sciences. | The ablated aerosol was mixed with Ar (900 ml/min) as a transport gas, before exiting the cell. The following isotopes were monitored: 25Mg, 27Al, 29Si, 34S, 43Ca, 45Sc, 49Ti, 51V, 53Cr, 55Mn, 57Fe, 59Co, 60Ni, 65Cu,66Zn, 71Ga, 72Ge, 75As, 77Se, 93Nb, 95Mo, 107Ag, 111Cd, 115In, 118Sn,121Sb, 125Te, 139La, 181Ta, 184W, 197Au, 205Tl, 208Pb, and 209Bi. We used a consistent 26 Ã¬m-diameter spot size for all the analyses. Each analysis involved a background acquisition of approximately 30 s (gas blank) followed by 60 s of data acquisition from the sample. | STDGL3 was used to determine the chalcophile and siderophile concentrations (Danyushevsky et al., 2011), and the in-house standard of pure pyrite Py was used to calibrate the S and Fe concentrations. The integrated count data of lithophile element concentrations were calibrated and converted using GSD-1G. Sulfide reference material, MASS-1, was analyzed as an unknown sample to check the analytical accuracy. | 51.8502 |  | 169225.504 |  | -0.343 |  | -0.022 | [7 empty] | -0.076 |  |  |  | -242.372 |  | 2970.0983 | [5 empty] | 0.16327 |  | -1.732 |  |  |  | 1202.4435 | [9 empty] | 102562.7751 |  | 15.9803 |  |  |  | -0.549 | [7 empty] | 119.5284 | [5 empty] | -0.014 | [5 empty] | 113185.758 |  | 851.4057 |  | -0.125 |  |  |  | 0.015085 |  |  |  | -0.372 | [5 empty] | 54.6582 | [15 empty] | 333554.233 |  | 12.0991 |  | -0.324 |  | 15.6601 |  | 514.8823 |  |  |  | 46.0241 |  |  |  | -0.008 |  |  |  | -0.489 |  |  |  | 36582.6046 |  | 0.43374 | [5 empty] | -0.076 |  | 0.12471 | [5 empty] | 557101.9682 |  |  |  |  | 2022 | Chu, X., Li, B., Shen, P., Zha, Z., Lei, Z., Wang, X., Tao, S., Hu, Q., 2022. Trace elements in sulfide minerals from the Huangshaping copper-polymetallic deposit, Hunan, China: Ore genesis and element occurrence. Ore Geol. Rev. 144, 104867. https://doi.org/10.1016/j.oregeorev.2022.104867 |  | CHN |  | 112.6783 | 25.6586 | [6 empty] | Located from Mindat | 5000 | Inconsistencies exist between Methods section (see operating_conditions) which indicate measurement of only 71Ge and 107Ag, whereas 72Ge and 109Ag are the reported isotopes in the supplementary data table. S (sulphur) reported in separate column, not reported in 34S column). Table shows 74Ge and 109Ag. Measured 72Ge=1.99714697447303; 107Ag=52.7161439627108 | 2025-11-28
| Huangshaping |  | Magmatic - hydrothermal | Replacement | Replacement zinc-lead |  |  |  | Chu et al., 2022 |  |  | HSP-7-sp-1 - 5 | underground mine |  |  |  |  | ore material | hand specimen |  | rock | [9 empty] | sphalerite | [8 empty] | LA-ICPMS | ASI RESOLution-LR-S155 laser microprobe equipped with a Coherent Compex-Pro 193 nm ArF excimer laser. An Agilent 7700x ICP-MS instrument was used to acquire ion-signal intensities | State Key Laboratory of Ore Deposit Geochemistry, Institute of Geochemistry, Chinese Academy of Sciences. | The ablated aerosol was mixed with Ar (900 ml/min) as a transport gas, before exiting the cell. The following isotopes were monitored: 25Mg, 27Al, 29Si, 34S, 43Ca, 45Sc, 49Ti, 51V, 53Cr, 55Mn, 57Fe, 59Co, 60Ni, 65Cu,66Zn, 71Ga, 72Ge, 75As, 77Se, 93Nb, 95Mo, 107Ag, 111Cd, 115In, 118Sn,121Sb, 125Te, 139La, 181Ta, 184W, 197Au, 205Tl, 208Pb, and 209Bi. We used a consistent 26 Ã¬m-diameter spot size for all the analyses. Each analysis involved a background acquisition of approximately 30 s (gas blank) followed by 60 s of data acquisition from the sample. | STDGL3 was used to determine the chalcophile and siderophile concentrations (Danyushevsky et al., 2011), and the in-house standard of pure pyrite Py was used to calibrate the S and Fe concentrations. The integrated count data of lithophile element concentrations were calibrated and converted using GSD-1G. Sulfide reference material, MASS-1, was analyzed as an unknown sample to check the analytical accuracy. | 63.3764 |  | -2.217 |  | 0.59283 |  | -0.106 | [7 empty] | 0.19791 |  |  |  | -331.673 |  | 3256.4506 | [5 empty] | 0.11998 |  | -1.808 |  |  |  | 1100.8572 | [9 empty] | 87522.707 |  | 17.0159 |  |  |  | -0.982 | [7 empty] | 104.3785 | [5 empty] | -0.022 | [5 empty] | -4.636 |  | 793.8724 |  | -0.183 |  |  |  | 0.025413 |  |  |  | -0.717 | [5 empty] | 211.3307 | [15 empty] | 333036.4511 |  | 3.5101 |  | -0.488 |  | 6.4387 |  | -576.159 |  |  |  | 128.4079 |  |  |  | -0.019 |  |  |  | -2.057 |  |  |  | -2.677 |  | 0.2398 | [5 empty] | -0.151 |  | -0.118 | [5 empty] | 573497.1979 |  |  |  |  | 2022 | Chu, X., Li, B., Shen, P., Zha, Z., Lei, Z., Wang, X., Tao, S., Hu, Q., 2022. Trace elements in sulfide minerals from the Huangshaping copper-polymetallic deposit, Hunan, China: Ore genesis and element occurrence. Ore Geol. Rev. 144, 104867. https://doi.org/10.1016/j.oregeorev.2022.104867 |  | CHN |  | 112.6783 | 25.6586 | [6 empty] | Located from Mindat | 5000 | Inconsistencies exist between Methods section (see operating_conditions) which indicate measurement of only 71Ge and 107Ag, whereas 72Ge and 109Ag are the reported isotopes in the supplementary data table. S (sulphur) reported in separate column, not reported in 34S column). Table shows 74Ge and 109Ag. Measured 72Ge=<2.097; 107Ag=61.324408232777 | 2025-11-28
| Huangshaping |  | Magmatic - hydrothermal | Replacement | Replacement zinc-lead |  |  |  | Chu et al., 2022 |  |  | HSP-7-sp-1 - 6 | underground mine |  |  |  |  | ore material | hand specimen |  | rock | [9 empty] | sphalerite | [8 empty] | LA-ICPMS | ASI RESOLution-LR-S155 laser microprobe equipped with a Coherent Compex-Pro 193 nm ArF excimer laser. An Agilent 7700x ICP-MS instrument was used to acquire ion-signal intensities | State Key Laboratory of Ore Deposit Geochemistry, Institute of Geochemistry, Chinese Academy of Sciences. | The ablated aerosol was mixed with Ar (900 ml/min) as a transport gas, before exiting the cell. The following isotopes were monitored: 25Mg, 27Al, 29Si, 34S, 43Ca, 45Sc, 49Ti, 51V, 53Cr, 55Mn, 57Fe, 59Co, 60Ni, 65Cu,66Zn, 71Ga, 72Ge, 75As, 77Se, 93Nb, 95Mo, 107Ag, 111Cd, 115In, 118Sn,121Sb, 125Te, 139La, 181Ta, 184W, 197Au, 205Tl, 208Pb, and 209Bi. We used a consistent 26 Ã¬m-diameter spot size for all the analyses. Each analysis involved a background acquisition of approximately 30 s (gas blank) followed by 60 s of data acquisition from the sample. | STDGL3 was used to determine the chalcophile and siderophile concentrations (Danyushevsky et al., 2011), and the in-house standard of pure pyrite Py was used to calibrate the S and Fe concentrations. The integrated count data of lithophile element concentrations were calibrated and converted using GSD-1G. Sulfide reference material, MASS-1, was analyzed as an unknown sample to check the analytical accuracy. | 76.6276 |  | 361870.6205 |  | -0.036 |  | -0.1 | [7 empty] | 0.10878 |  |  |  | -160.788 |  | 2868.13 | [5 empty] | 0.24984 |  | -1.241 |  |  |  | 1514.0689 | [9 empty] | 110775.9396 |  | 17.2532 |  |  |  | -0.43 | [7 empty] | 69.2373 | [5 empty] | -0.011 | [5 empty] | 73978.5445 |  | 1079.5338 |  | -0.127 |  |  |  | 0.0089203 |  |  |  | -0.201 | [5 empty] | 99.5186 | [15 empty] | 333976.5545 |  | 13.9727 |  | -0.234 |  | -1.904 |  | 442.4607 |  |  |  | 143.1071 |  |  |  | -0.006 |  |  |  | -0.543 |  |  |  | 32940.1757 |  | 0.23463 | [5 empty] | 0.095713 |  | 0.067775 | [5 empty] | 547995.8017 |  |  |  |  | 2022 | Chu, X., Li, B., Shen, P., Zha, Z., Lei, Z., Wang, X., Tao, S., Hu, Q., 2022. Trace elements in sulfide minerals from the Huangshaping copper-polymetallic deposit, Hunan, China: Ore genesis and element occurrence. Ore Geol. Rev. 144, 104867. https://doi.org/10.1016/j.oregeorev.2022.104867 |  | CHN |  | 112.6783 | 25.6586 | [6 empty] | Located from Mindat | 5000 | Inconsistencies exist between Methods section (see operating_conditions) which indicate measurement of only 71Ge and 107Ag, whereas 72Ge and 109Ag are the reported isotopes in the supplementary data table. S (sulphur) reported in separate column, not reported in 34S column). Table shows 74Ge and 109Ag. Measured 72Ge=2.03893211215885; 107Ag=75.6217809661938 | 2025-11-28
| Huangshaping |  | Magmatic - hydrothermal | Replacement | Replacement zinc-lead |  |  |  | Chu et al., 2022 |  |  | HSP-7-sp-1 - 7 | underground mine |  |  |  |  | ore material | hand specimen |  | rock | [9 empty] | sphalerite | [8 empty] | LA-ICPMS | ASI RESOLution-LR-S155 laser microprobe equipped with a Coherent Compex-Pro 193 nm ArF excimer laser. An Agilent 7700x ICP-MS instrument was used to acquire ion-signal intensities | State Key Laboratory of Ore Deposit Geochemistry, Institute of Geochemistry, Chinese Academy of Sciences. | The ablated aerosol was mixed with Ar (900 ml/min) as a transport gas, before exiting the cell. The following isotopes were monitored: 25Mg, 27Al, 29Si, 34S, 43Ca, 45Sc, 49Ti, 51V, 53Cr, 55Mn, 57Fe, 59Co, 60Ni, 65Cu,66Zn, 71Ga, 72Ge, 75As, 77Se, 93Nb, 95Mo, 107Ag, 111Cd, 115In, 118Sn,121Sb, 125Te, 139La, 181Ta, 184W, 197Au, 205Tl, 208Pb, and 209Bi. We used a consistent 26 Ã¬m-diameter spot size for all the analyses. Each analysis involved a background acquisition of approximately 30 s (gas blank) followed by 60 s of data acquisition from the sample. | STDGL3 was used to determine the chalcophile and siderophile concentrations (Danyushevsky et al., 2011), and the in-house standard of pure pyrite Py was used to calibrate the S and Fe concentrations. The integrated count data of lithophile element concentrations were calibrated and converted using GSD-1G. Sulfide reference material, MASS-1, was analyzed as an unknown sample to check the analytical accuracy. | 111.1363 |  | -1.62 |  | 0.33583 |  | -0.04 | [7 empty] | 0.17189 |  |  |  | -250.938 |  | 3065.5176 | [5 empty] | 0.15071 |  | -2.585 |  |  |  | 1645.2649 | [9 empty] | 98193.4519 |  | 16.7953 |  |  |  | -0.683 | [7 empty] | 73.3786 | [5 empty] | -0.017 | [5 empty] | -4.535 |  | 1158.1487 |  | 0.070467 |  |  |  | -0.022 |  |  |  | 0.31077 | [5 empty] | 320.6539 | [15 empty] | 333493.2429 |  | 21.3141 |  | -0.448 |  | -3.25 |  | -507.504 |  |  |  | 89.3888 |  |  |  | -0.019 |  |  |  | -0.592 |  |  |  | 52551.8897 |  | 0.62593 | [5 empty] | -0.09 |  | 0.12459 | [5 empty] | 561434.8983 |  |  |  |  | 2022 | Chu, X., Li, B., Shen, P., Zha, Z., Lei, Z., Wang, X., Tao, S., Hu, Q., 2022. Trace elements in sulfide minerals from the Huangshaping copper-polymetallic deposit, Hunan, China: Ore genesis and element occurrence. Ore Geol. Rev. 144, 104867. https://doi.org/10.1016/j.oregeorev.2022.104867 |  | CHN |  | 112.6783 | 25.6586 | [6 empty] | Located from Mindat | 5000 | Inconsistencies exist between Methods section (see operating_conditions) which indicate measurement of only 71Ge and 107Ag, whereas 72Ge and 109Ag are the reported isotopes in the supplementary data table. S (sulphur) reported in separate column, not reported in 34S column). Table shows 74Ge and 109Ag. Measured 72Ge=2.04751811894851; 107Ag=116.034947855127 | 2025-11-28
| Huangshaping |  | Magmatic - hydrothermal | Replacement | Replacement zinc-lead |  |  |  | Chu et al., 2022 |  |  | HSP-13-sp - 1 - 1 | underground mine |  |  |  |  | ore material | hand specimen |  | rock | [9 empty] | sphalerite | [8 empty] | LA-ICPMS | ASI RESOLution-LR-S155 laser microprobe equipped with a Coherent Compex-Pro 193 nm ArF excimer laser. An Agilent 7700x ICP-MS instrument was used to acquire ion-signal intensities | State Key Laboratory of Ore Deposit Geochemistry, Institute of Geochemistry, Chinese Academy of Sciences. | The ablated aerosol was mixed with Ar (900 ml/min) as a transport gas, before exiting the cell. The following isotopes were monitored: 25Mg, 27Al, 29Si, 34S, 43Ca, 45Sc, 49Ti, 51V, 53Cr, 55Mn, 57Fe, 59Co, 60Ni, 65Cu,66Zn, 71Ga, 72Ge, 75As, 77Se, 93Nb, 95Mo, 107Ag, 111Cd, 115In, 118Sn,121Sb, 125Te, 139La, 181Ta, 184W, 197Au, 205Tl, 208Pb, and 209Bi. We used a consistent 26 Ã¬m-diameter spot size for all the analyses. Each analysis involved a background acquisition of approximately 30 s (gas blank) followed by 60 s of data acquisition from the sample. | STDGL3 was used to determine the chalcophile and siderophile concentrations (Danyushevsky et al., 2011), and the in-house standard of pure pyrite Py was used to calibrate the S and Fe concentrations. The integrated count data of lithophile element concentrations were calibrated and converted using GSD-1G. Sulfide reference material, MASS-1, was analyzed as an unknown sample to check the analytical accuracy. | 134.159 |  | 8735.567 |  | 0.085543 |  | 0.018467 | [7 empty] | 1.0217 |  |  |  | 88.6721 |  | 3552.2095 | [5 empty] | 0.088261 |  | 10949.1151 |  |  |  | 35121.4229 | [9 empty] | 88679.1027 |  | 2.3811 |  |  |  | -0.239 | [7 empty] | 43.8796 | [5 empty] | 0 | [5 empty] | 65971.1347 |  | 699.7765 |  | -0.001 |  |  |  | 0 |  |  |  | 0.050696 | [5 empty] | 182.4413 | [15 empty] | 333139.4396 |  | 1.108 |  | -0.12 |  | 0.71137 |  | 392.9499 |  |  |  | 27.4306 |  |  |  | 0.0086346 |  |  |  | 0.2104 |  |  |  | 27657.699 |  | 0.49477 | [5 empty] | -0.02 |  | 0.057763 | [5 empty] | 537211.8292 |  |  |  |  | 2022 | Chu, X., Li, B., Shen, P., Zha, Z., Lei, Z., Wang, X., Tao, S., Hu, Q., 2022. Trace elements in sulfide minerals from the Huangshaping copper-polymetallic deposit, Hunan, China: Ore genesis and element occurrence. Ore Geol. Rev. 144, 104867. https://doi.org/10.1016/j.oregeorev.2022.104867 |  | CHN |  | 112.6783 | 25.6586 | [6 empty] | Located from Mindat | 5000 | Inconsistencies exist between Methods section (see operating_conditions) which indicate measurement of only 71Ge and 107Ag, whereas 72Ge and 109Ag are the reported isotopes in the supplementary data table. S (sulphur) reported in separate column, not reported in 34S column). Table shows 74Ge and 109Ag. Measured 72Ge=2.64891163168733; 107Ag=135.101594135822 | 2025-11-28
| Huangshaping |  | Magmatic - hydrothermal | Replacement | Replacement zinc-lead |  |  |  | Chu et al., 2022 |  |  | HSP-13-sp - 2 - 1 | underground mine |  |  |  |  | ore material | hand specimen |  | rock | [9 empty] | sphalerite | [8 empty] | LA-ICPMS | ASI RESOLution-LR-S155 laser microprobe equipped with a Coherent Compex-Pro 193 nm ArF excimer laser. An Agilent 7700x ICP-MS instrument was used to acquire ion-signal intensities | State Key Laboratory of Ore Deposit Geochemistry, Institute of Geochemistry, Chinese Academy of Sciences. | The ablated aerosol was mixed with Ar (900 ml/min) as a transport gas, before exiting the cell. The following isotopes were monitored: 25Mg, 27Al, 29Si, 34S, 43Ca, 45Sc, 49Ti, 51V, 53Cr, 55Mn, 57Fe, 59Co, 60Ni, 65Cu,66Zn, 71Ga, 72Ge, 75As, 77Se, 93Nb, 95Mo, 107Ag, 111Cd, 115In, 118Sn,121Sb, 125Te, 139La, 181Ta, 184W, 197Au, 205Tl, 208Pb, and 209Bi. We used a consistent 26 Ã¬m-diameter spot size for all the analyses. Each analysis involved a background acquisition of approximately 30 s (gas blank) followed by 60 s of data acquisition from the sample. | STDGL3 was used to determine the chalcophile and siderophile concentrations (Danyushevsky et al., 2011), and the in-house standard of pure pyrite Py was used to calibrate the S and Fe concentrations. The integrated count data of lithophile element concentrations were calibrated and converted using GSD-1G. Sulfide reference material, MASS-1, was analyzed as an unknown sample to check the analytical accuracy. | 45.9981 |  | -0.515 |  | 0.049795 |  | 0.017831 | [7 empty] | 0.041645 |  |  |  | -78.736 |  | 3589.322 | [5 empty] | 0.09609 |  | 6357.0169 |  |  |  | 1943.0776 | [9 empty] | 123379.8765 |  | 3.0552 |  |  |  | -0.253 | [7 empty] | 13.0283 | [5 empty] | 0 | [5 empty] | -0.721 |  | 661.284 |  | -0.002 |  |  |  | 0 |  |  |  | -0.054 | [5 empty] | 23.1311 | [15 empty] | 334876.6195 |  | 0.0069576 |  | 0.07762 |  | -1.334 |  | 420.2246 |  |  |  | 50.9943 |  |  |  | 0.0014288 |  |  |  | -0.014 |  |  |  | 30123.9215 |  | 0.016776 | [5 empty] | 0.0093627 |  | 0.0092308 | [5 empty] | 534306.6242 |  |  |  |  | 2022 | Chu, X., Li, B., Shen, P., Zha, Z., Lei, Z., Wang, X., Tao, S., Hu, Q., 2022. Trace elements in sulfide minerals from the Huangshaping copper-polymetallic deposit, Hunan, China: Ore genesis and element occurrence. Ore Geol. Rev. 144, 104867. https://doi.org/10.1016/j.oregeorev.2022.104867 |  | CHN |  | 112.6783 | 25.6586 | [6 empty] | Located from Mindat | 5000 | Inconsistencies exist between Methods section (see operating_conditions) which indicate measurement of only 71Ge and 107Ag, whereas 72Ge and 109Ag are the reported isotopes in the supplementary data table. S (sulphur) reported in separate column, not reported in 34S column). Table shows 74Ge and 109Ag. Measured 72Ge=1.56079839668657; 107Ag=49.0510165037905 | 2025-11-28
| Huangshaping |  | Magmatic - hydrothermal | Replacement | Replacement zinc-lead |  |  |  | Chu et al., 2022 |  |  | HSP-13-sp - 3 - 1 | underground mine |  |  |  |  | ore material | hand specimen |  | rock | [9 empty] | sphalerite | [8 empty] | LA-ICPMS | ASI RESOLution-LR-S155 laser microprobe equipped with a Coherent Compex-Pro 193 nm ArF excimer laser. An Agilent 7700x ICP-MS instrument was used to acquire ion-signal intensities | State Key Laboratory of Ore Deposit Geochemistry, Institute of Geochemistry, Chinese Academy of Sciences. | The ablated aerosol was mixed with Ar (900 ml/min) as a transport gas, before exiting the cell. The following isotopes were monitored: 25Mg, 27Al, 29Si, 34S, 43Ca, 45Sc, 49Ti, 51V, 53Cr, 55Mn, 57Fe, 59Co, 60Ni, 65Cu,66Zn, 71Ga, 72Ge, 75As, 77Se, 93Nb, 95Mo, 107Ag, 111Cd, 115In, 118Sn,121Sb, 125Te, 139La, 181Ta, 184W, 197Au, 205Tl, 208Pb, and 209Bi. We used a consistent 26 Ã¬m-diameter spot size for all the analyses. Each analysis involved a background acquisition of approximately 30 s (gas blank) followed by 60 s of data acquisition from the sample. | STDGL3 was used to determine the chalcophile and siderophile concentrations (Danyushevsky et al., 2011), and the in-house standard of pure pyrite Py was used to calibrate the S and Fe concentrations. The integrated count data of lithophile element concentrations were calibrated and converted using GSD-1G. Sulfide reference material, MASS-1, was analyzed as an unknown sample to check the analytical accuracy. | 50.7072 |  | -0.721 |  | 0.18834 |  | -0.001 | [7 empty] | 0.0074234 |  |  |  | -102.707 |  | 3966.4706 | [5 empty] | 0.085092 |  | -1.04 |  |  |  | 4652.7067 | [9 empty] | 118744.4197 |  | 5.4816 |  |  |  | -0.332 | [7 empty] | 12.9209 | [5 empty] | 0 | [5 empty] | -1.549 |  | 519.1043 |  | -0.002 |  |  |  | 0.010477 |  |  |  | -0.381 | [5 empty] | 2.9411 | [15 empty] | 334520.3095 |  | 0.079788 |  | -0.15 |  | -0.508 |  | 582.9757 |  |  |  | 178.2358 |  |  |  | 0.0038542 |  |  |  | -0.02 |  |  |  | 26620.9815 |  | -0.001 | [5 empty] | -0.012 |  | 0 | [5 empty] | 535935.5111 |  |  |  |  | 2022 | Chu, X., Li, B., Shen, P., Zha, Z., Lei, Z., Wang, X., Tao, S., Hu, Q., 2022. Trace elements in sulfide minerals from the Huangshaping copper-polymetallic deposit, Hunan, China: Ore genesis and element occurrence. Ore Geol. Rev. 144, 104867. https://doi.org/10.1016/j.oregeorev.2022.104867 |  | CHN |  | 112.6783 | 25.6586 | [6 empty] | Located from Mindat | 5000 | Inconsistencies exist between Methods section (see operating_conditions) which indicate measurement of only 71Ge and 107Ag, whereas 72Ge and 109Ag are the reported isotopes in the supplementary data table. S (sulphur) reported in separate column, not reported in 34S column). Table shows 74Ge and 109Ag. Measured 72Ge=1.28407386412088; 107Ag=52.2821332784554 | 2025-11-28
| Huangshaping |  | Magmatic - hydrothermal | Replacement | Replacement zinc-lead |  |  |  | Chu et al., 2022 |  |  | HSP-13-sp - 4 - 1 | underground mine |  |  |  |  | ore material | hand specimen |  | rock | [9 empty] | sphalerite | [8 empty] | LA-ICPMS | ASI RESOLution-LR-S155 laser microprobe equipped with a Coherent Compex-Pro 193 nm ArF excimer laser. An Agilent 7700x ICP-MS instrument was used to acquire ion-signal intensities | State Key Laboratory of Ore Deposit Geochemistry, Institute of Geochemistry, Chinese Academy of Sciences. | The ablated aerosol was mixed with Ar (900 ml/min) as a transport gas, before exiting the cell. The following isotopes were monitored: 25Mg, 27Al, 29Si, 34S, 43Ca, 45Sc, 49Ti, 51V, 53Cr, 55Mn, 57Fe, 59Co, 60Ni, 65Cu,66Zn, 71Ga, 72Ge, 75As, 77Se, 93Nb, 95Mo, 107Ag, 111Cd, 115In, 118Sn,121Sb, 125Te, 139La, 181Ta, 184W, 197Au, 205Tl, 208Pb, and 209Bi. We used a consistent 26 Ã¬m-diameter spot size for all the analyses. Each analysis involved a background acquisition of approximately 30 s (gas blank) followed by 60 s of data acquisition from the sample. | STDGL3 was used to determine the chalcophile and siderophile concentrations (Danyushevsky et al., 2011), and the in-house standard of pure pyrite Py was used to calibrate the S and Fe concentrations. The integrated count data of lithophile element concentrations were calibrated and converted using GSD-1G. Sulfide reference material, MASS-1, was analyzed as an unknown sample to check the analytical accuracy. | 81.378 |  | 36117.3091 |  | -0.016 |  | 0.013934 | [7 empty] | 0.74037 |  |  |  | -127.736 |  | 3849.3683 | [5 empty] | 0.066527 |  | 3773.8143 |  |  |  | 19998.3409 | [9 empty] | 116461.5448 |  | 2.3223 |  |  |  | -0.447 | [7 empty] | 15.714 | [5 empty] | 0 | [5 empty] | 16747.4894 |  | 623.1398 |  | -0.002 |  |  |  | 0 |  |  |  | 0.048771 | [5 empty] | 68.7358 | [15 empty] | 334434.4825 |  | 0.10406 |  | -0.13 |  | 0.64739 |  | 630.918 |  |  |  | 288.9872 |  |  |  | -0.006 |  |  |  | -0.017 |  |  |  | 28112.2297 |  | 0.023225 | [5 empty] | -0.019 |  | 0 | [5 empty] | 522619.6102 |  |  |  |  | 2022 | Chu, X., Li, B., Shen, P., Zha, Z., Lei, Z., Wang, X., Tao, S., Hu, Q., 2022. Trace elements in sulfide minerals from the Huangshaping copper-polymetallic deposit, Hunan, China: Ore genesis and element occurrence. Ore Geol. Rev. 144, 104867. https://doi.org/10.1016/j.oregeorev.2022.104867 |  | CHN |  | 112.6783 | 25.6586 | [6 empty] | Located from Mindat | 5000 | Inconsistencies exist between Methods section (see operating_conditions) which indicate measurement of only 71Ge and 107Ag, whereas 72Ge and 109Ag are the reported isotopes in the supplementary data table. S (sulphur) reported in separate column, not reported in 34S column). Table shows 74Ge and 109Ag. Measured 72Ge=2.0547538844061; 107Ag=83.0026740511055 | 2025-11-28
| Huangshaping |  | Magmatic - hydrothermal | Replacement | Replacement zinc-lead |  |  |  | Chu et al., 2022 |  |  | HSP-13-sp - 5 - 1 | underground mine |  |  |  |  | ore material | hand specimen |  | rock | [9 empty] | sphalerite | [8 empty] | LA-ICPMS | ASI RESOLution-LR-S155 laser microprobe equipped with a Coherent Compex-Pro 193 nm ArF excimer laser. An Agilent 7700x ICP-MS instrument was used to acquire ion-signal intensities | State Key Laboratory of Ore Deposit Geochemistry, Institute of Geochemistry, Chinese Academy of Sciences. | The ablated aerosol was mixed with Ar (900 ml/min) as a transport gas, before exiting the cell. The following isotopes were monitored: 25Mg, 27Al, 29Si, 34S, 43Ca, 45Sc, 49Ti, 51V, 53Cr, 55Mn, 57Fe, 59Co, 60Ni, 65Cu,66Zn, 71Ga, 72Ge, 75As, 77Se, 93Nb, 95Mo, 107Ag, 111Cd, 115In, 118Sn,121Sb, 125Te, 139La, 181Ta, 184W, 197Au, 205Tl, 208Pb, and 209Bi. We used a consistent 26 Ã¬m-diameter spot size for all the analyses. Each analysis involved a background acquisition of approximately 30 s (gas blank) followed by 60 s of data acquisition from the sample. | STDGL3 was used to determine the chalcophile and siderophile concentrations (Danyushevsky et al., 2011), and the in-house standard of pure pyrite Py was used to calibrate the S and Fe concentrations. The integrated count data of lithophile element concentrations were calibrated and converted using GSD-1G. Sulfide reference material, MASS-1, was analyzed as an unknown sample to check the analytical accuracy. | 100.5844 |  | -0.707 |  | 0.31478 |  | 0.0054221 | [7 empty] | 1.0435 |  |  |  | -82.293 |  | 3852.4729 | [5 empty] | 0.095494 |  | -0.384 |  |  |  | 9666.5921 | [9 empty] | 111876.6841 |  | 12.2878 |  |  |  | 0.4845 | [7 empty] | 340.8617 | [5 empty] | 0 | [5 empty] | -1.442 |  | 642.7208 |  | 0.024583 |  |  |  | 0 |  |  |  | 0.13333 | [5 empty] | 49.1522 | [15 empty] | 333992.6894 |  | 0.34616 |  | -0.097 |  | 1.2166 |  | 554.5716 |  |  |  | 278.5631 |  |  |  | 0.0050507 |  |  |  | 0.2239 |  |  |  | 28454.8842 |  | 0.10406 | [5 empty] | -0.021 |  | 0.0080398 | [5 empty] | 537722.6502 |  |  |  |  | 2022 | Chu, X., Li, B., Shen, P., Zha, Z., Lei, Z., Wang, X., Tao, S., Hu, Q., 2022. Trace elements in sulfide minerals from the Huangshaping copper-polymetallic deposit, Hunan, China: Ore genesis and element occurrence. Ore Geol. Rev. 144, 104867. https://doi.org/10.1016/j.oregeorev.2022.104867 |  | CHN |  | 112.6783 | 25.6586 | [6 empty] | Located from Mindat | 5000 | Inconsistencies exist between Methods section (see operating_conditions) which indicate measurement of only 71Ge and 107Ag, whereas 72Ge and 109Ag are the reported isotopes in the supplementary data table. S (sulphur) reported in separate column, not reported in 34S column). Table shows 74Ge and 109Ag. Measured 72Ge=2.88674059837676; 107Ag=103.8296400663 | 2025-11-28
| Huangshaping |  | Magmatic - hydrothermal | Replacement | Replacement zinc-lead |  |  |  | Chu et al., 2022 |  |  | HSP-13-sp - 6 - 1 | underground mine |  |  |  |  | ore material | hand specimen |  | rock | [9 empty] | sphalerite | [8 empty] | LA-ICPMS | ASI RESOLution-LR-S155 laser microprobe equipped with a Coherent Compex-Pro 193 nm ArF excimer laser. An Agilent 7700x ICP-MS instrument was used to acquire ion-signal intensities | State Key Laboratory of Ore Deposit Geochemistry, Institute of Geochemistry, Chinese Academy of Sciences. | The ablated aerosol was mixed with Ar (900 ml/min) as a transport gas, before exiting the cell. The following isotopes were monitored: 25Mg, 27Al, 29Si, 34S, 43Ca, 45Sc, 49Ti, 51V, 53Cr, 55Mn, 57Fe, 59Co, 60Ni, 65Cu,66Zn, 71Ga, 72Ge, 75As, 77Se, 93Nb, 95Mo, 107Ag, 111Cd, 115In, 118Sn,121Sb, 125Te, 139La, 181Ta, 184W, 197Au, 205Tl, 208Pb, and 209Bi. We used a consistent 26 Ã¬m-diameter spot size for all the analyses. Each analysis involved a background acquisition of approximately 30 s (gas blank) followed by 60 s of data acquisition from the sample. | STDGL3 was used to determine the chalcophile and siderophile concentrations (Danyushevsky et al., 2011), and the in-house standard of pure pyrite Py was used to calibrate the S and Fe concentrations. The integrated count data of lithophile element concentrations were calibrated and converted using GSD-1G. Sulfide reference material, MASS-1, was analyzed as an unknown sample to check the analytical accuracy. | 106.3841 |  | -0.74 |  | -0.145 |  | 0.0081941 | [7 empty] | 0.086968 |  |  |  | -71.961 |  | 3675.6454 | [5 empty] | 0.12817 |  | 7476.2586 |  |  |  | 12717.6932 | [9 empty] | 106559.7922 |  | 30.673 |  |  |  | 0.25843 | [7 empty] | 424.9178 | [5 empty] | 0 | [5 empty] | -1.893 |  | 697.1842 |  | -0.001 |  |  |  | 0.0038645 |  |  |  | 0.15878 | [5 empty] | 20.9431 | [15 empty] | 333663.5999 |  | 0.081197 |  | -0.09 |  | 1.6889 |  | 521.269 |  |  |  | 602.9292 |  |  |  | -0.001 |  |  |  | 0.074482 |  |  |  | 27316.2586 |  | 0.032239 | [5 empty] | 0.01304 |  | 0.0058571 | [5 empty] | 540070.2644 |  |  |  |  | 2022 | Chu, X., Li, B., Shen, P., Zha, Z., Lei, Z., Wang, X., Tao, S., Hu, Q., 2022. Trace elements in sulfide minerals from the Huangshaping copper-polymetallic deposit, Hunan, China: Ore genesis and element occurrence. Ore Geol. Rev. 144, 104867. https://doi.org/10.1016/j.oregeorev.2022.104867 |  | CHN |  | 112.6783 | 25.6586 | [6 empty] | Located from Mindat | 5000 | Inconsistencies exist between Methods section (see operating_conditions) which indicate measurement of only 71Ge and 107Ag, whereas 72Ge and 109Ag are the reported isotopes in the supplementary data table. S (sulphur) reported in separate column, not reported in 34S column). Table shows 74Ge and 109Ag. Measured 72Ge=2.09132145912885; 107Ag=107.824093882743 | 2025-11-28
| Huangshaping |  | Magmatic - hydrothermal | Replacement | Replacement zinc-lead |  |  |  | Chu et al., 2022 |  |  | HSP-13-py - 1 - 1 | underground mine |  |  |  |  | ore material | hand specimen |  | rock | [9 empty] | pyrite | [8 empty] | LA-ICPMS | ASI RESOLution-LR-S155 laser microprobe equipped with a Coherent Compex-Pro 193 nm ArF excimer laser. An Agilent 7700x ICP-MS instrument was used to acquire ion-signal intensities | State Key Laboratory of Ore Deposit Geochemistry, Institute of Geochemistry, Chinese Academy of Sciences. | The ablated aerosol was mixed with Ar (900 ml/min) as a transport gas, before exiting the cell. The following isotopes were monitored: 25Mg, 27Al, 29Si, 34S, 43Ca, 45Sc, 49Ti, 51V, 53Cr, 55Mn, 57Fe, 59Co, 60Ni, 65Cu,66Zn, 71Ga, 72Ge, 75As, 77Se, 93Nb, 95Mo, 107Ag, 111Cd, 115In, 118Sn,121Sb, 125Te, 139La, 181Ta, 184W, 197Au, 205Tl, 208Pb, and 209Bi. We used a consistent 26 Ã¬m-diameter spot size for all the analyses. Each analysis involved a background acquisition of approximately 30 s (gas blank) followed by 60 s of data acquisition from the sample. | STDGL3 was used to determine the chalcophile and siderophile concentrations (Danyushevsky et al., 2011), and the in-house standard of pure pyrite Py was used to calibrate the S and Fe concentrations. The integrated count data of lithophile element concentrations were calibrated and converted using GSD-1G. Sulfide reference material, MASS-1, was analyzed as an unknown sample to check the analytical accuracy. | 0.91312 |  | 12860.0591 |  | -0.699 |  | -0.028 | [7 empty] | -0.069 |  |  |  | -135.814 |  | -0.156 | [5 empty] | 0.25703 |  | -1.134 |  |  |  | 2.2562 | [9 empty] | 465425.8745 |  | -0.019 |  |  |  | -0.362 | [7 empty] | -0.01 | [5 empty] | -0.012 | [5 empty] | -2.021 |  | 0.44294 |  | 0.064446 |  |  |  | -0.01 |  |  |  | 3.7798 | [5 empty] | 10.5802 | [15 empty] | 534504.2329 |  | 2.8143 |  | -0.159 |  | -2.392 |  | -271.993 |  |  |  | 0.24317 |  |  |  | -0.015 |  |  |  | 0.22725 |  |  |  | 67338.5913 |  | 0.88936 | [5 empty] | -0.029 |  | 20.2699 | [5 empty] | 2.046 |  |  |  |  | 2022 | Chu, X., Li, B., Shen, P., Zha, Z., Lei, Z., Wang, X., Tao, S., Hu, Q., 2022. Trace elements in sulfide minerals from the Huangshaping copper-polymetallic deposit, Hunan, China: Ore genesis and element occurrence. Ore Geol. Rev. 144, 104867. https://doi.org/10.1016/j.oregeorev.2022.104867 |  | CHN |  | 112.6783 | 25.6586 | [6 empty] | Located from Mindat | 5000 | Inconsistencies exist between Methods section (see operating_conditions) which indicate measurement of only 71Ge and 107Ag, whereas 72Ge and 109Ag are the reported isotopes in the supplementary data table. S (sulphur) reported in separate column, not reported in 34S column). Table shows 74Ge and 109Ag. Measured 72Ge=7.92518782322567; 107Ag=0.811425850824235 | 2025-11-28
| Huangshaping |  | Magmatic - hydrothermal | Replacement | Replacement zinc-lead |  |  |  | Chu et al., 2022 |  |  | HSP-13-py - 2 - 1 | underground mine |  |  |  |  | ore material | hand specimen |  | rock | [9 empty] | pyrite | [8 empty] | LA-ICPMS | ASI RESOLution-LR-S155 laser microprobe equipped with a Coherent Compex-Pro 193 nm ArF excimer laser. An Agilent 7700x ICP-MS instrument was used to acquire ion-signal intensities | State Key Laboratory of Ore Deposit Geochemistry, Institute of Geochemistry, Chinese Academy of Sciences. | The ablated aerosol was mixed with Ar (900 ml/min) as a transport gas, before exiting the cell. The following isotopes were monitored: 25Mg, 27Al, 29Si, 34S, 43Ca, 45Sc, 49Ti, 51V, 53Cr, 55Mn, 57Fe, 59Co, 60Ni, 65Cu,66Zn, 71Ga, 72Ge, 75As, 77Se, 93Nb, 95Mo, 107Ag, 111Cd, 115In, 118Sn,121Sb, 125Te, 139La, 181Ta, 184W, 197Au, 205Tl, 208Pb, and 209Bi. We used a consistent 26 Ã¬m-diameter spot size for all the analyses. Each analysis involved a background acquisition of approximately 30 s (gas blank) followed by 60 s of data acquisition from the sample. | STDGL3 was used to determine the chalcophile and siderophile concentrations (Danyushevsky et al., 2011), and the in-house standard of pure pyrite Py was used to calibrate the S and Fe concentrations. The integrated count data of lithophile element concentrations were calibrated and converted using GSD-1G. Sulfide reference material, MASS-1, was analyzed as an unknown sample to check the analytical accuracy. | -0.697 |  | -0.774 |  | 0.44057 |  | 0.027902 | [7 empty] | -0.027 |  |  |  | -105.149 |  | -0.125 | [5 empty] | 0.1953 |  | -0.761 |  |  |  | -0.42 | [9 empty] | 465415.4767 |  | 0.024223 |  |  |  | -0.314 | [7 empty] | -0.002 | [5 empty] | -0.01 | [5 empty] | -1.924 |  | -0.324 |  | 0.031998 |  |  |  | -0.018 |  |  |  | 2.4368 | [5 empty] | 8.1166 | [15 empty] | 534499.6134 |  | 0.54099 |  | -0.146 |  | 2.1405 |  | -208.976 |  |  |  | 0.15128 |  |  |  | -0.022 |  |  |  | 0.27604 |  |  |  | 76267.7024 |  | 0.5366 | [5 empty] | 0.06235 |  | 44.8535 | [5 empty] | -1.621 |  |  |  |  | 2022 | Chu, X., Li, B., Shen, P., Zha, Z., Lei, Z., Wang, X., Tao, S., Hu, Q., 2022. Trace elements in sulfide minerals from the Huangshaping copper-polymetallic deposit, Hunan, China: Ore genesis and element occurrence. Ore Geol. Rev. 144, 104867. https://doi.org/10.1016/j.oregeorev.2022.104867 |  | CHN |  | 112.6783 | 25.6586 | [6 empty] | Located from Mindat | 5000 | Inconsistencies exist between Methods section (see operating_conditions) which indicate measurement of only 71Ge and 107Ag, whereas 72Ge and 109Ag are the reported isotopes in the supplementary data table. S (sulphur) reported in separate column, not reported in 34S column). Table shows 74Ge and 109Ag. Measured 72Ge=8.54724117579559; 107Ag=<0.584 | 2025-11-28
| Huangshaping |  | Magmatic - hydrothermal | Replacement | Replacement zinc-lead |  |  |  | Chu et al., 2022 |  |  | HSP-13-py - 3 - 1 | underground mine |  |  |  |  | ore material | hand specimen |  | rock | [9 empty] | pyrite | [8 empty] | LA-ICPMS | ASI RESOLution-LR-S155 laser microprobe equipped with a Coherent Compex-Pro 193 nm ArF excimer laser. An Agilent 7700x ICP-MS instrument was used to acquire ion-signal intensities | State Key Laboratory of Ore Deposit Geochemistry, Institute of Geochemistry, Chinese Academy of Sciences. | The ablated aerosol was mixed with Ar (900 ml/min) as a transport gas, before exiting the cell. The following isotopes were monitored: 25Mg, 27Al, 29Si, 34S, 43Ca, 45Sc, 49Ti, 51V, 53Cr, 55Mn, 57Fe, 59Co, 60Ni, 65Cu,66Zn, 71Ga, 72Ge, 75As, 77Se, 93Nb, 95Mo, 107Ag, 111Cd, 115In, 118Sn,121Sb, 125Te, 139La, 181Ta, 184W, 197Au, 205Tl, 208Pb, and 209Bi. We used a consistent 26 Ã¬m-diameter spot size for all the analyses. Each analysis involved a background acquisition of approximately 30 s (gas blank) followed by 60 s of data acquisition from the sample. | STDGL3 was used to determine the chalcophile and siderophile concentrations (Danyushevsky et al., 2011), and the in-house standard of pure pyrite Py was used to calibrate the S and Fe concentrations. The integrated count data of lithophile element concentrations were calibrated and converted using GSD-1G. Sulfide reference material, MASS-1, was analyzed as an unknown sample to check the analytical accuracy. | 0.92029 |  | -0.815 |  | 0.5612 |  | 0.021055 | [7 empty] | -0.035 |  |  |  | 108.1763 |  | -0.129 | [5 empty] | 0.47591 |  | 27493.4056 |  |  |  | 1.0763 | [9 empty] | 465343.2714 |  | 0.027923 |  |  |  | -0.326 | [7 empty] | -0.003 | [5 empty] | -0.01 | [5 empty] | -2.059 |  | 0.58895 |  | 0.085501 |  |  |  | -0.006 |  |  |  | 6.3035 | [5 empty] | 11.9047 | [15 empty] | 534417.6715 |  | 1.7128 |  | -0.147 |  | 3.0702 |  | -218.738 |  |  |  | 0.44611 |  |  |  | -0.019 |  |  |  | 0.16569 |  |  |  | 63506.403 |  | 0.93628 | [5 empty] | 0.045765 |  | 21.7511 | [5 empty] | 9.1757 |  |  |  |  | 2022 | Chu, X., Li, B., Shen, P., Zha, Z., Lei, Z., Wang, X., Tao, S., Hu, Q., 2022. Trace elements in sulfide minerals from the Huangshaping copper-polymetallic deposit, Hunan, China: Ore genesis and element occurrence. Ore Geol. Rev. 144, 104867. https://doi.org/10.1016/j.oregeorev.2022.104867 |  | CHN |  | 112.6783 | 25.6586 | [6 empty] | Located from Mindat | 5000 | Inconsistencies exist between Methods section (see operating_conditions) which indicate measurement of only 71Ge and 107Ag, whereas 72Ge and 109Ag are the reported isotopes in the supplementary data table. S (sulphur) reported in separate column, not reported in 34S column). Table shows 74Ge and 109Ag. Measured 72Ge=8.8157099119817; 107Ag=1.83136334105547 | 2025-11-28
| Huangshaping |  | Magmatic - hydrothermal | Replacement | Replacement zinc-lead |  |  |  | Chu et al., 2022 |  |  | HSP-13-py - 4 - 1 | underground mine |  |  |  |  | ore material | hand specimen |  | rock | [9 empty] | pyrite | [8 empty] | LA-ICPMS | ASI RESOLution-LR-S155 laser microprobe equipped with a Coherent Compex-Pro 193 nm ArF excimer laser. An Agilent 7700x ICP-MS instrument was used to acquire ion-signal intensities | State Key Laboratory of Ore Deposit Geochemistry, Institute of Geochemistry, Chinese Academy of Sciences. | The ablated aerosol was mixed with Ar (900 ml/min) as a transport gas, before exiting the cell. The following isotopes were monitored: 25Mg, 27Al, 29Si, 34S, 43Ca, 45Sc, 49Ti, 51V, 53Cr, 55Mn, 57Fe, 59Co, 60Ni, 65Cu,66Zn, 71Ga, 72Ge, 75As, 77Se, 93Nb, 95Mo, 107Ag, 111Cd, 115In, 118Sn,121Sb, 125Te, 139La, 181Ta, 184W, 197Au, 205Tl, 208Pb, and 209Bi. We used a consistent 26 Ã¬m-diameter spot size for all the analyses. Each analysis involved a background acquisition of approximately 30 s (gas blank) followed by 60 s of data acquisition from the sample. | STDGL3 was used to determine the chalcophile and siderophile concentrations (Danyushevsky et al., 2011), and the in-house standard of pure pyrite Py was used to calibrate the S and Fe concentrations. The integrated count data of lithophile element concentrations were calibrated and converted using GSD-1G. Sulfide reference material, MASS-1, was analyzed as an unknown sample to check the analytical accuracy. | -0.473 |  | 9369.7496 |  | 0.20771 |  | -0.013 | [7 empty] | 0.052379 |  |  |  | -76.13 |  | -0.097 | [5 empty] | 0.25059 |  | -0.729 |  |  |  | 0.76354 | [9 empty] | 465402.0721 |  | 0.037404 |  |  |  | 0.32697 | [7 empty] | -0.008 | [5 empty] | -0.008 | [5 empty] | -1.799 |  | 0.28115 |  | 0.020214 |  |  |  | 0.002679 |  |  |  | 2.7299 | [5 empty] | 12.557 | [15 empty] | 534497.8044 |  | 0.57194 |  | -0.135 |  | -1.638 |  | -192.806 |  |  |  | 0.15047 |  |  |  | -0.006 |  |  |  | 0.40487 |  |  |  | 60468.3899 |  | 0.34051 | [5 empty] | 0.037228 |  | 54.3552 | [5 empty] | 3.1906 |  |  |  |  | 2022 | Chu, X., Li, B., Shen, P., Zha, Z., Lei, Z., Wang, X., Tao, S., Hu, Q., 2022. Trace elements in sulfide minerals from the Huangshaping copper-polymetallic deposit, Hunan, China: Ore genesis and element occurrence. Ore Geol. Rev. 144, 104867. https://doi.org/10.1016/j.oregeorev.2022.104867 |  | CHN |  | 112.6783 | 25.6586 | [6 empty] | Located from Mindat | 5000 | Inconsistencies exist between Methods section (see operating_conditions) which indicate measurement of only 71Ge and 107Ag, whereas 72Ge and 109Ag are the reported isotopes in the supplementary data table. S (sulphur) reported in separate column, not reported in 34S column). Table shows 74Ge and 109Ag. Measured 72Ge=7.78337090454181; 107Ag=0.985150306115622 | 2025-11-28
| Huangshaping |  | Magmatic - hydrothermal | Replacement | Replacement zinc-lead |  |  |  | Chu et al., 2022 |  |  | HSP-13-py - 5 - 1 | underground mine |  |  |  |  | ore material | hand specimen |  | rock | [9 empty] | pyrite | [8 empty] | LA-ICPMS | ASI RESOLution-LR-S155 laser microprobe equipped with a Coherent Compex-Pro 193 nm ArF excimer laser. An Agilent 7700x ICP-MS instrument was used to acquire ion-signal intensities | State Key Laboratory of Ore Deposit Geochemistry, Institute of Geochemistry, Chinese Academy of Sciences. | The ablated aerosol was mixed with Ar (900 ml/min) as a transport gas, before exiting the cell. The following isotopes were monitored: 25Mg, 27Al, 29Si, 34S, 43Ca, 45Sc, 49Ti, 51V, 53Cr, 55Mn, 57Fe, 59Co, 60Ni, 65Cu,66Zn, 71Ga, 72Ge, 75As, 77Se, 93Nb, 95Mo, 107Ag, 111Cd, 115In, 118Sn,121Sb, 125Te, 139La, 181Ta, 184W, 197Au, 205Tl, 208Pb, and 209Bi. We used a consistent 26 Ã¬m-diameter spot size for all the analyses. Each analysis involved a background acquisition of approximately 30 s (gas blank) followed by 60 s of data acquisition from the sample. | STDGL3 was used to determine the chalcophile and siderophile concentrations (Danyushevsky et al., 2011), and the in-house standard of pure pyrite Py was used to calibrate the S and Fe concentrations. The integrated count data of lithophile element concentrations were calibrated and converted using GSD-1G. Sulfide reference material, MASS-1, was analyzed as an unknown sample to check the analytical accuracy. | 1.4241 |  | -0.806 |  | 0.58757 |  | -0.031 | [7 empty] | -0.022 |  |  |  | -114.827 |  | -0.139 | [5 empty] | 0.81881 |  | -1.262 |  |  |  | 0.45935 | [9 empty] | 465392.6132 |  | -0.02 |  |  |  | 0.66173 | [7 empty] | 0.010263 | [5 empty] | -0.011 | [5 empty] | -2.813 |  | -0.341 |  | 0.053774 |  |  |  | 0.0026808 |  |  |  | 8.772 | [5 empty] | 22.5464 | [15 empty] | 534489.3416 |  | 4.4079 |  | -0.168 |  | 4.7935 |  | -311.587 |  |  |  | 0.78276 |  |  |  | -0.009 |  |  |  | -0.953 |  |  |  | 85517.1433 |  | 1.4424 | [5 empty] | -0.056 |  | 41.5354 | [5 empty] | 2.7721 |  |  |  |  | 2022 | Chu, X., Li, B., Shen, P., Zha, Z., Lei, Z., Wang, X., Tao, S., Hu, Q., 2022. Trace elements in sulfide minerals from the Huangshaping copper-polymetallic deposit, Hunan, China: Ore genesis and element occurrence. Ore Geol. Rev. 144, 104867. https://doi.org/10.1016/j.oregeorev.2022.104867 |  | CHN |  | 112.6783 | 25.6586 | [6 empty] | Located from Mindat | 5000 | Inconsistencies exist between Methods section (see operating_conditions) which indicate measurement of only 71Ge and 107Ag, whereas 72Ge and 109Ag are the reported isotopes in the supplementary data table. S (sulphur) reported in separate column, not reported in 34S column). Table shows 74Ge and 109Ag. Measured 72Ge=8.78249623636666; 107Ag=2.13705328633613 | 2025-11-28
| Huangshaping |  | Magmatic - hydrothermal | Replacement | Replacement zinc-lead |  |  |  | Chu et al., 2022 |  |  | HSP-13-py - 6 - 1 | underground mine |  |  |  |  | ore material | hand specimen |  | rock | [9 empty] | pyrite | [8 empty] | LA-ICPMS | ASI RESOLution-LR-S155 laser microprobe equipped with a Coherent Compex-Pro 193 nm ArF excimer laser. An Agilent 7700x ICP-MS instrument was used to acquire ion-signal intensities | State Key Laboratory of Ore Deposit Geochemistry, Institute of Geochemistry, Chinese Academy of Sciences. | The ablated aerosol was mixed with Ar (900 ml/min) as a transport gas, before exiting the cell. The following isotopes were monitored: 25Mg, 27Al, 29Si, 34S, 43Ca, 45Sc, 49Ti, 51V, 53Cr, 55Mn, 57Fe, 59Co, 60Ni, 65Cu,66Zn, 71Ga, 72Ge, 75As, 77Se, 93Nb, 95Mo, 107Ag, 111Cd, 115In, 118Sn,121Sb, 125Te, 139La, 181Ta, 184W, 197Au, 205Tl, 208Pb, and 209Bi. We used a consistent 26 Ã¬m-diameter spot size for all the analyses. Each analysis involved a background acquisition of approximately 30 s (gas blank) followed by 60 s of data acquisition from the sample. | STDGL3 was used to determine the chalcophile and siderophile concentrations (Danyushevsky et al., 2011), and the in-house standard of pure pyrite Py was used to calibrate the S and Fe concentrations. The integrated count data of lithophile element concentrations were calibrated and converted using GSD-1G. Sulfide reference material, MASS-1, was analyzed as an unknown sample to check the analytical accuracy. | 0.89397 |  | -1.068 |  | 0.89972 |  | -0.087 | [7 empty] | 0.066163 |  |  |  | -99.186 |  | -0.146 | [5 empty] | 0.060713 |  | -1.27 |  |  |  | 0.95389 | [9 empty] | 465110.7185 |  | -0.022 |  |  |  | -0.535 | [7 empty] | -0.008 | [5 empty] | -0.012 | [5 empty] | -2.634 |  | 0.4196 |  | -0.104 |  |  |  | 0.010939 |  |  |  | 0.87981 | [5 empty] | 4.1947 | [15 empty] | 534131.1711 |  | 0.27783 |  | -0.243 |  | -1.349 |  | 327.4032 |  |  |  | -0.167 |  |  |  | -0.017 |  |  |  | 0.94504 |  |  |  | 80618.3887 |  | 0.086168 | [5 empty] | -0.069 |  | 17.6657 | [5 empty] | 1.7021 |  |  |  |  | 2022 | Chu, X., Li, B., Shen, P., Zha, Z., Lei, Z., Wang, X., Tao, S., Hu, Q., 2022. Trace elements in sulfide minerals from the Huangshaping copper-polymetallic deposit, Hunan, China: Ore genesis and element occurrence. Ore Geol. Rev. 144, 104867. https://doi.org/10.1016/j.oregeorev.2022.104867 |  | CHN |  | 112.6783 | 25.6586 | [6 empty] | Located from Mindat | 5000 | Inconsistencies exist between Methods section (see operating_conditions) which indicate measurement of only 71Ge and 107Ag, whereas 72Ge and 109Ag are the reported isotopes in the supplementary data table. S (sulphur) reported in separate column, not reported in 34S column). Table shows 74Ge and 109Ag. Measured 72Ge=10.2647519280471; 107Ag=1.15844401782289 | 2025-11-28
| Huangshaping |  | Magmatic - hydrothermal | Replacement | Replacement zinc-lead |  |  |  | Chu et al., 2022 |  |  | HSP-13-py - 7 - 1 | underground mine |  |  |  |  | ore material | hand specimen |  | rock | [9 empty] | pyrite | [8 empty] | LA-ICPMS | ASI RESOLution-LR-S155 laser microprobe equipped with a Coherent Compex-Pro 193 nm ArF excimer laser. An Agilent 7700x ICP-MS instrument was used to acquire ion-signal intensities | State Key Laboratory of Ore Deposit Geochemistry, Institute of Geochemistry, Chinese Academy of Sciences. | The ablated aerosol was mixed with Ar (900 ml/min) as a transport gas, before exiting the cell. The following isotopes were monitored: 25Mg, 27Al, 29Si, 34S, 43Ca, 45Sc, 49Ti, 51V, 53Cr, 55Mn, 57Fe, 59Co, 60Ni, 65Cu,66Zn, 71Ga, 72Ge, 75As, 77Se, 93Nb, 95Mo, 107Ag, 111Cd, 115In, 118Sn,121Sb, 125Te, 139La, 181Ta, 184W, 197Au, 205Tl, 208Pb, and 209Bi. We used a consistent 26 Ã¬m-diameter spot size for all the analyses. Each analysis involved a background acquisition of approximately 30 s (gas blank) followed by 60 s of data acquisition from the sample. | STDGL3 was used to determine the chalcophile and siderophile concentrations (Danyushevsky et al., 2011), and the in-house standard of pure pyrite Py was used to calibrate the S and Fe concentrations. The integrated count data of lithophile element concentrations were calibrated and converted using GSD-1G. Sulfide reference material, MASS-1, was analyzed as an unknown sample to check the analytical accuracy. | 3.4812 |  | -0.839 |  | 0.6365 |  | -0.017 | [7 empty] | 0.79954 |  |  |  | -94.375 |  | -0.118 | [5 empty] | 0.62364 |  | -0.912 |  |  |  | 1.2407 | [9 empty] | 465399.2164 |  | 0.02689 |  |  |  | -0.337 | [7 empty] | -0.013 | [5 empty] | -0.01 | [5 empty] | -2.273 |  | 0.31183 |  | -0.098 |  |  |  | -0.004 |  |  |  | 10.4942 | [5 empty] | 12.2672 | [15 empty] | 534493.5475 |  | 0.99036 |  | 0.15538 |  | 6.7646 |  | -235.768 |  |  |  | 0.096865 |  |  |  | -0.006 |  |  |  | 0.26828 |  |  |  | 62536.2668 |  | 0.27384 | [5 empty] | -0.046 |  | 46.614 | [5 empty] | -1.313 |  |  |  |  | 2022 | Chu, X., Li, B., Shen, P., Zha, Z., Lei, Z., Wang, X., Tao, S., Hu, Q., 2022. Trace elements in sulfide minerals from the Huangshaping copper-polymetallic deposit, Hunan, China: Ore genesis and element occurrence. Ore Geol. Rev. 144, 104867. https://doi.org/10.1016/j.oregeorev.2022.104867 |  | CHN |  | 112.6783 | 25.6586 | [6 empty] | Located from Mindat | 5000 | Inconsistencies exist between Methods section (see operating_conditions) which indicate measurement of only 71Ge and 107Ag, whereas 72Ge and 109Ag are the reported isotopes in the supplementary data table. S (sulphur) reported in separate column, not reported in 34S column). Table shows 74Ge and 109Ag. Measured 72Ge=8.2294655054449; 107Ag=3.20056027059488 | 2025-11-28
| Huangshaping |  | Magmatic - hydrothermal | Replacement | Replacement zinc-lead |  |  |  | Chu et al., 2022 |  |  | HSP-13-py - 8 - 1 | underground mine |  |  |  |  | ore material | hand specimen |  | rock | [9 empty] | pyrite | [8 empty] | LA-ICPMS | ASI RESOLution-LR-S155 laser microprobe equipped with a Coherent Compex-Pro 193 nm ArF excimer laser. An Agilent 7700x ICP-MS instrument was used to acquire ion-signal intensities | State Key Laboratory of Ore Deposit Geochemistry, Institute of Geochemistry, Chinese Academy of Sciences. | The ablated aerosol was mixed with Ar (900 ml/min) as a transport gas, before exiting the cell. The following isotopes were monitored: 25Mg, 27Al, 29Si, 34S, 43Ca, 45Sc, 49Ti, 51V, 53Cr, 55Mn, 57Fe, 59Co, 60Ni, 65Cu,66Zn, 71Ga, 72Ge, 75As, 77Se, 93Nb, 95Mo, 107Ag, 111Cd, 115In, 118Sn,121Sb, 125Te, 139La, 181Ta, 184W, 197Au, 205Tl, 208Pb, and 209Bi. We used a consistent 26 Ã¬m-diameter spot size for all the analyses. Each analysis involved a background acquisition of approximately 30 s (gas blank) followed by 60 s of data acquisition from the sample. | STDGL3 was used to determine the chalcophile and siderophile concentrations (Danyushevsky et al., 2011), and the in-house standard of pure pyrite Py was used to calibrate the S and Fe concentrations. The integrated count data of lithophile element concentrations were calibrated and converted using GSD-1G. Sulfide reference material, MASS-1, was analyzed as an unknown sample to check the analytical accuracy. | 1.4189 |  | -0.743 |  | 0.82287 |  | 0.020795 | [7 empty] | 1.8176 |  |  |  | -134.731 |  | -0.118 | [5 empty] | 0.46882 |  | -0.964 |  |  |  | 1.1391 | [9 empty] | 465388.094 |  | 0.027055 |  |  |  | -0.321 | [7 empty] | 0.0063854 | [5 empty] | -0.009 | [5 empty] | -2.83 |  | 0.48487 |  | 0.058542 |  |  |  | -0.016 |  |  |  | 6.1688 | [5 empty] | 38.8296 | [15 empty] | 534486.6186 |  | 6.3313 |  | -0.191 |  | 3.3772 |  | -246.06 |  |  |  | 0.93435 |  |  |  | -0.01 |  |  |  | -0.152 |  |  |  | 56617.8771 |  | 1.3192 | [5 empty] | 0.026643 |  | 39.4567 | [5 empty] | 1.3182 |  |  |  |  | 2022 | Chu, X., Li, B., Shen, P., Zha, Z., Lei, Z., Wang, X., Tao, S., Hu, Q., 2022. Trace elements in sulfide minerals from the Huangshaping copper-polymetallic deposit, Hunan, China: Ore genesis and element occurrence. Ore Geol. Rev. 144, 104867. https://doi.org/10.1016/j.oregeorev.2022.104867 |  | CHN |  | 112.6783 | 25.6586 | [6 empty] | Located from Mindat | 5000 | Inconsistencies exist between Methods section (see operating_conditions) which indicate measurement of only 71Ge and 107Ag, whereas 72Ge and 109Ag are the reported isotopes in the supplementary data table. S (sulphur) reported in separate column, not reported in 34S column). Table shows 74Ge and 109Ag. Measured 72Ge=7.68341023351892; 107Ag=2.00015011380659 | 2025-11-28
| Huangshaping |  | Magmatic - hydrothermal | Replacement | Replacement zinc-lead |  |  |  | Chu et al., 2022 |  |  | HSP-13-py - 9 - 1 | underground mine |  |  |  |  | ore material | hand specimen |  | rock | [9 empty] | pyrite | [8 empty] | LA-ICPMS | ASI RESOLution-LR-S155 laser microprobe equipped with a Coherent Compex-Pro 193 nm ArF excimer laser. An Agilent 7700x ICP-MS instrument was used to acquire ion-signal intensities | State Key Laboratory of Ore Deposit Geochemistry, Institute of Geochemistry, Chinese Academy of Sciences. | The ablated aerosol was mixed with Ar (900 ml/min) as a transport gas, before exiting the cell. The following isotopes were monitored: 25Mg, 27Al, 29Si, 34S, 43Ca, 45Sc, 49Ti, 51V, 53Cr, 55Mn, 57Fe, 59Co, 60Ni, 65Cu,66Zn, 71Ga, 72Ge, 75As, 77Se, 93Nb, 95Mo, 107Ag, 111Cd, 115In, 118Sn,121Sb, 125Te, 139La, 181Ta, 184W, 197Au, 205Tl, 208Pb, and 209Bi. We used a consistent 26 Ã¬m-diameter spot size for all the analyses. Each analysis involved a background acquisition of approximately 30 s (gas blank) followed by 60 s of data acquisition from the sample. | STDGL3 was used to determine the chalcophile and siderophile concentrations (Danyushevsky et al., 2011), and the in-house standard of pure pyrite Py was used to calibrate the S and Fe concentrations. The integrated count data of lithophile element concentrations were calibrated and converted using GSD-1G. Sulfide reference material, MASS-1, was analyzed as an unknown sample to check the analytical accuracy. | -0.472 |  | -0.801 |  | 0.534 |  | 0.031078 | [7 empty] | -0.027 |  |  |  | -104.664 |  | -0.105 | [5 empty] | 0.25624 |  | -0.88 |  |  |  | -0.498 | [9 empty] | 465441.5752 |  | 0.024321 |  |  |  | -0.277 | [7 empty] | -0.003 | [5 empty] | -0.008 | [5 empty] | -2.536 |  | 0.44523 |  | 0.16478 |  |  |  | -0.005 |  |  |  | 3.5678 | [5 empty] | 0.80397 | [15 empty] | 534511.1591 |  | -0.08 |  | -0.174 |  | -3.238 |  | -218.517 |  |  |  | -0.066 |  |  |  | -0.006 |  |  |  | -1.149 |  |  |  | 58960.101 |  | 0.2896 | [5 empty] | -0.05 |  | 19.5462 | [5 empty] | -1.227 |  |  |  |  | 2022 | Chu, X., Li, B., Shen, P., Zha, Z., Lei, Z., Wang, X., Tao, S., Hu, Q., 2022. Trace elements in sulfide minerals from the Huangshaping copper-polymetallic deposit, Hunan, China: Ore genesis and element occurrence. Ore Geol. Rev. 144, 104867. https://doi.org/10.1016/j.oregeorev.2022.104867 |  | CHN |  | 112.6783 | 25.6586 | [6 empty] | Located from Mindat | 5000 | Inconsistencies exist between Methods section (see operating_conditions) which indicate measurement of only 71Ge and 107Ag, whereas 72Ge and 109Ag are the reported isotopes in the supplementary data table. S (sulphur) reported in separate column, not reported in 34S column). Table shows 74Ge and 109Ag. Measured 72Ge=8.07146336720723; 107Ag=<0.536 | 2025-11-28
| Huangshaping |  | Magmatic - hydrothermal | Replacement | Replacement zinc-lead |  |  |  | Chu et al., 2022 |  |  | HSP-13-py - 10 - 1 | underground mine |  |  |  |  | ore material | hand specimen |  | rock | [9 empty] | pyrite | [8 empty] | LA-ICPMS | ASI RESOLution-LR-S155 laser microprobe equipped with a Coherent Compex-Pro 193 nm ArF excimer laser. An Agilent 7700x ICP-MS instrument was used to acquire ion-signal intensities | State Key Laboratory of Ore Deposit Geochemistry, Institute of Geochemistry, Chinese Academy of Sciences. | The ablated aerosol was mixed with Ar (900 ml/min) as a transport gas, before exiting the cell. The following isotopes were monitored: 25Mg, 27Al, 29Si, 34S, 43Ca, 45Sc, 49Ti, 51V, 53Cr, 55Mn, 57Fe, 59Co, 60Ni, 65Cu,66Zn, 71Ga, 72Ge, 75As, 77Se, 93Nb, 95Mo, 107Ag, 111Cd, 115In, 118Sn,121Sb, 125Te, 139La, 181Ta, 184W, 197Au, 205Tl, 208Pb, and 209Bi. We used a consistent 26 Ã¬m-diameter spot size for all the analyses. Each analysis involved a background acquisition of approximately 30 s (gas blank) followed by 60 s of data acquisition from the sample. | STDGL3 was used to determine the chalcophile and siderophile concentrations (Danyushevsky et al., 2011), and the in-house standard of pure pyrite Py was used to calibrate the S and Fe concentrations. The integrated count data of lithophile element concentrations were calibrated and converted using GSD-1G. Sulfide reference material, MASS-1, was analyzed as an unknown sample to check the analytical accuracy. | 2.1854 |  | -0.72 |  | 1.6191 |  | -0.011 | [7 empty] | 0.034988 |  |  |  | -107.419 |  | 0.13158 | [5 empty] | 0.60832 |  | -0.982 |  |  |  | 3.9109 | [9 empty] | 465412.5 |  | 0.03785 |  |  |  | -0.281 | [7 empty] | -0.02 | [5 empty] | -0.008 | [5 empty] | -2.47 |  | 0.62129 |  | 0.11633 |  |  |  | 0.0039214 |  |  |  | 8.6892 | [5 empty] | 6.7517 | [15 empty] | 534497.1064 |  | 2.5182 |  | -0.135 |  | 9.5303 |  | -223.179 |  |  |  | 0.12296 |  |  |  | -0.01 |  |  |  | -0.62 |  |  |  | 58737.4773 |  | 1.5877 | [5 empty] | -0.06 |  | 24.9014 | [5 empty] | 5.3515 |  |  |  |  | 2022 | Chu, X., Li, B., Shen, P., Zha, Z., Lei, Z., Wang, X., Tao, S., Hu, Q., 2022. Trace elements in sulfide minerals from the Huangshaping copper-polymetallic deposit, Hunan, China: Ore genesis and element occurrence. Ore Geol. Rev. 144, 104867. https://doi.org/10.1016/j.oregeorev.2022.104867 |  | CHN |  | 112.6783 | 25.6586 | [6 empty] | Located from Mindat | 5000 | Inconsistencies exist between Methods section (see operating_conditions) which indicate measurement of only 71Ge and 107Ag, whereas 72Ge and 109Ag are the reported isotopes in the supplementary data table. S (sulphur) reported in separate column, not reported in 34S column). Table shows 74Ge and 109Ag. Measured 72Ge=8.686728995626; 107Ag=1.34705742921719 | 2025-11-28