## Sheet1
Uploaded | deposit_name | deposit_local_id | deposit_environment | deposit_group | deposit_type | primary_commodities | secondary_commodities | all_commodities | deposit_source | sample_uid | sample_name | sample_local_id | feature_type | feature_name | feature_uid | top_depth_m | bottom_depth_m | sample_deposit_relation | sample_type | sampling_method | material_class | material_class_comments | province | strat_unit_name | strat_unit_uid | strat_grouping | earth_material_group | earth_material_qualifier | earth_material | metamorphic_grade | mineral | paragenetic_stage | mode_of_occurrence | texture | color | alteration | sample_description | associated_minerals | sample_preparation | analytical_method | instrument_type_model | laboratory_location/if reported | operating_conditions/if reported | standards_used/if reported | ag_ppm | ag_detection_limit | al_ppm | al_detection_limit | as_ppm | as_detection_limit | au_ppm | au_detection_limit | b_ppm | b_detection_limit | ba_ppm | ba_detection_limit | be_ppm | be_detection_limit | bi_ppm | bi_detection_limit | br_ppm | br_detection_limit | ca_ppm | ca_detection_limit | cd_ppm | cd_detection_limit | ce_ppm | ce_detection_limit | cl_ppm | cl_detection_limit | co_ppm | co_detection_limit | cr_ppm | cr_detection_limit | cs_ppm | cs_detection_limit | cu_ppm | cu_detection_limit | dy_ppm | dy_detection_limit | er_ppm | er_detection_limit | eu_ppm | eu_detection_limit | f_ppm | f_detection_limit | fe_ppm | fe_detection_limit | ga_ppm | ga_detection_limit | gd_ppm | gd_detection_limit | ge_ppm | ge_detection_limit | hf_ppm | hf_detection_limit | hg_ppm | hg_detection_limit | ho_ppm | ho_detection_limit | in_ppm | in_detection_limit | ir_ppm | ir_detection_limit | k_ppm | k_detection_limit | la_ppm | la_detection_limit | li_ppm | li_detection_limit | lu_ppm | lu_detection_limit | mg_ppm | mg_detection_limit | mn_ppm | mn_detection_limit | mo_ppm | mo_detection_limit | na_ppm | na_detection_limit | nb_ppm | nb_detection_limit | nd_ppm | nd_detection_limit | ni_ppm | ni_detection_limit | os_ppm | os_detection_limit | p_ppm | p_detection_limit | pb_ppm | pb_detection_limit | pd_ppm | pd_detection_limit | pr_ppm | pr_detection_limit | pt_ppm | pt_detection_limit | rb_ppm | rb_detection_limit | re_ppm | re_detection_limit | rh_ppm | rh_detection_limit | ru_ppm | ru_detection_limit | s_ppm | s_detection_limit | sb_ppm | sb_detection_limit | sc_ppm | sc_detection_limit | se_ppm | se_detection_limit | si_ppm | si_detection_limit | sm_ppm | sm_detection_limit | sn_ppm | sn_detection_limit | sr_ppm | sr_detection_limit | ta_ppm | ta_detection_limit | tb_ppm | tb_detection_limit | te_ppm | te_detection_limit | th_ppm | th_detection_limit | ti_ppm | ti_detection_limit | tl_ppm | tl_detection_limit | tm_ppm | tm_detection_limit | u_ppm | u_detection_limit | v_ppm | v_detection_limit | w_ppm | w_detection_limit | y_ppm | y_detection_limit | yb_ppm | yb_detection_limit | zn_ppm | zn_detection_limit | zr_ppm | zr_detection_limit | analysis_datetime | publication_date | sample_source | submitter | country | state | deposit_longitude_wgs84 | deposit_latitude_wgs84 | sample_longitude_wgs84 | sample_latitude_wgs84 | sample_easting | sample_northing | sample_utm_zone | sample_location_description | location_source | location_accuracy | comments | last_update
y | ABM |  | Volcanic basin hydrothermal | Volcanogenic massive sulfide (VMS) | Bimodal felsic VMS | Zn, Cu, Pb, Au, Ag |  | Zn, Cu, Pb, Au, Ag | Denisová et al., 2024 |  | B264518 | B264518-1-2 | borehole | K15-200 |  | 151.12 | 151.2 | ore material | half core | core drilling | rock | polished slab from core | Yukon–Tanana and Slide Mountain terranes | Kudz Ze Kayah formation |  |  | acid volcanic rock, siliciclastic sedimentary rock |  | rock | greenschist | sphalerite | assemblage 3 | massive sulfide lense contacts | stringer |  | chloritic |  | pyrite, arsenopyrite, pyrrhotite, galena, chalcopyrite, sulfosalts | cutting and polishing | LA-ICPMS | GeoLas 193 nm excimer laser and Thermo Finnigan ELEMENT XR ICP-MS | Memorial University |  | NIST 610, MASS-1 | 1.8005 | 0.023115 |  |  | 0.13914 | 2.6462 | -0.006 | 0.006 | [6 empty] | 1.246 | 0.005 |  |  |  |  | 1484.776 | 0.075 |  |  |  |  | 9.8781 | 0.52665 |  |  |  |  | 214.8317 | 0.21835 | [8 empty] | 34915.325 | 6.2202 | 0.075162 | 0.042965 |  |  | 0.17315 | 0.16622 |  |  | 2.753 | 0.11 |  |  | 0.432 | 0.009 | [12 empty] | 499.1028 | 0.2019 | [8 empty] | -0.70461 | 0.70461 |  |  |  |  | 67.509 | 0.076 | [16 empty] | 0.257 | 0.025 |  |  | 154.7746 | 0.39532 |  |  |  |  | 0.101 | 0.033 | [6 empty] | -0.04 | 0.04 |  |  |  |  | 0.015 | 0.001 | [17 empty] | 2024 | Denisová, N., Piercey, S. J., & Wälle, M. (2024). Mineralogy and mineral chemistry of the ABM replacement-style volcanogenic massive sulfide deposit, Finlayson Lake district, Yukon, Canada. Mineralium Deposita, 59(3), 473-503. https://doi.org/10.1007/s00126-023-01217-4 |  | CAN | CA-YT | -130.6 | 61.4667 | [9 empty] | 2025-02-25
y | ABM |  | Volcanic basin hydrothermal | Volcanogenic massive sulfide (VMS) | Bimodal felsic VMS | Zn, Cu, Pb, Au, Ag |  | Zn, Cu, Pb, Au, Ag | Denisová et al., 2024 |  | B264518 | B264518-2-3 | borehole | K15-200 |  | 151.12 | 151.2 | ore material | half core | core drilling | rock | polished slab from core | Yukon–Tanana and Slide Mountain terranes | Kudz Ze Kayah formation |  |  | acid volcanic rock, siliciclastic sedimentary rock |  | rock | greenschist | sphalerite | assemblage 3 | massive sulfide lense contacts | stringer |  | chloritic |  | pyrite, arsenopyrite, pyrrhotite, galena, chalcopyrite, sulfosalts | cutting and polishing | LA-ICPMS | GeoLas 193 nm excimer laser and Thermo Finnigan ELEMENT XR ICP-MS | Memorial University |  | NIST 610, MASS-1 | 3.2216 | 0.023115 |  |  | 0.20604 | 2.6462 | -0.006 | 0.006 | [6 empty] | 0.097 | 0.005 |  |  |  |  | 1343.884 | 0.075 |  |  |  |  | 9.2173 | 0.52665 |  |  |  |  | 349.8021 | 0.21835 | [8 empty] | 36187.9914 | 6.2202 | 19.7794 | 0.042965 |  |  | 0.25573 | 0.16622 |  |  | 2.947 | 0.11 |  |  | 0.544 | 0.009 | [12 empty] | 507.2745 | 0.2019 | [8 empty] | -0.70461 | 0.70461 |  |  |  |  | 2.135 | 0.076 | [16 empty] | 0.64 | 0.025 |  |  | 245.1182 | 0.39532 |  |  |  |  | 0.5 | 0.033 | [6 empty] | -0.04 | 0.04 |  |  |  |  | 0.502 | 0.001 | [17 empty] | 2024 | Denisová, N., Piercey, S. J., & Wälle, M. (2024). Mineralogy and mineral chemistry of the ABM replacement-style volcanogenic massive sulfide deposit, Finlayson Lake district, Yukon, Canada. Mineralium Deposita, 59(3), 473-503. https://doi.org/10.1007/s00126-023-01217-4 |  | CAN | CA-YT | -130.6 | 61.4667 | [9 empty] | 2025-02-25
y | ABM |  | Volcanic basin hydrothermal | Volcanogenic massive sulfide (VMS) | Bimodal felsic VMS | Zn, Cu, Pb, Au, Ag |  | Zn, Cu, Pb, Au, Ag | Denisová et al., 2024 |  | B264518 | B264518-4-3 | borehole | K15-200 |  | 151.12 | 151.2 | ore material | half core | core drilling | rock | polished slab from core | Yukon–Tanana and Slide Mountain terranes | Kudz Ze Kayah formation |  |  | acid volcanic rock, siliciclastic sedimentary rock |  | rock | greenschist | sphalerite | assemblage 3 | massive sulfide lense contacts | stringer |  | chloritic |  | pyrite, arsenopyrite, pyrrhotite, galena, chalcopyrite, sulfosalts | cutting and polishing | LA-ICPMS | GeoLas 193 nm excimer laser and Thermo Finnigan ELEMENT XR ICP-MS | Memorial University |  | NIST 610, MASS-1 | 3.0865 | 0.023115 |  |  | 0.18196 | 2.6462 | 0.09 | 0.006 | [6 empty] | 0.165 | 0.005 |  |  |  |  | 1399.518 | 0.075 |  |  |  |  | 9.9351 | 0.52665 |  |  |  |  | 226.0404 | 0.21835 | [8 empty] | 34472.6585 | 6.2202 | 0.088828 | 0.042965 |  |  | 0.17582 | 0.16622 |  |  | 2.755 | 0.11 |  |  | 0.488 | 0.009 | [12 empty] | 524.8751 | 0.2019 | [8 empty] | -0.70461 | 0.70461 |  |  |  |  | 1.681 | 0.076 | [16 empty] | 0.532 | 0.025 |  |  | 207.6501 | 0.39532 |  |  |  |  | 0.023 | 0.033 | [6 empty] | -0.04 | 0.04 |  |  |  |  | 0.007 | 0.001 | [17 empty] | 2024 | Denisová, N., Piercey, S. J., & Wälle, M. (2024). Mineralogy and mineral chemistry of the ABM replacement-style volcanogenic massive sulfide deposit, Finlayson Lake district, Yukon, Canada. Mineralium Deposita, 59(3), 473-503. https://doi.org/10.1007/s00126-023-01217-4 |  | CAN | CA-YT | -130.6 | 61.4667 | [9 empty] | 2025-02-25
y | ABM |  | Volcanic basin hydrothermal | Volcanogenic massive sulfide (VMS) | Bimodal felsic VMS | Zn, Cu, Pb, Au, Ag |  | Zn, Cu, Pb, Au, Ag | Denisová et al., 2024 |  | B264518 | B264518-5-3 | borehole | K15-200 |  | 151.12 | 151.2 | ore material | half core | core drilling | rock | polished slab from core | Yukon–Tanana and Slide Mountain terranes | Kudz Ze Kayah formation |  |  | acid volcanic rock, siliciclastic sedimentary rock |  | rock | greenschist | sphalerite | assemblage 3 | massive sulfide lense contacts | stringer |  | chloritic |  | pyrite, arsenopyrite, pyrrhotite, galena, chalcopyrite, sulfosalts | cutting and polishing | LA-ICPMS | GeoLas 193 nm excimer laser and Thermo Finnigan ELEMENT XR ICP-MS | Memorial University |  | NIST 610, MASS-1 | 0.7629 | 0.023115 |  |  | 0.15252 | 2.6462 | -0.006 | 0.006 | [6 empty] | 0.008 | 0.005 |  |  |  |  | 1445.398 | 0.075 |  |  |  |  | 9.3768 | 0.52665 |  |  |  |  | 19.148 | 0.21835 | [8 empty] | 34915.325 | 6.2202 | 0.13234 | 0.042965 |  |  | 0.2211 | 0.16622 |  |  | 2.668 | 0.11 |  |  | 0.519 | 0.009 | [12 empty] | 712.8244 | 0.2019 | [8 empty] | -0.70461 | 0.70461 |  |  |  |  | 1.357 | 0.076 | [16 empty] | 0.033 | 0.025 |  |  | 232.8623 | 0.39532 |  |  |  |  | -0.033 | 0.033 | [6 empty] | -0.04 | 0.04 |  |  |  |  | -0.001 | 0.001 | [17 empty] | 2024 | Denisová, N., Piercey, S. J., & Wälle, M. (2024). Mineralogy and mineral chemistry of the ABM replacement-style volcanogenic massive sulfide deposit, Finlayson Lake district, Yukon, Canada. Mineralium Deposita, 59(3), 473-503. https://doi.org/10.1007/s00126-023-01217-4 |  | CAN | CA-YT | -130.6 | 61.4667 | [9 empty] | 2025-02-25
y | ABM |  | Volcanic basin hydrothermal | Volcanogenic massive sulfide (VMS) | Bimodal felsic VMS | Zn, Cu, Pb, Au, Ag |  | Zn, Cu, Pb, Au, Ag | Denisová et al., 2024 |  | B264518 | B264518-5-3 | borehole | K15-200 |  | 151.12 | 151.2 | ore material | half core | core drilling | rock | polished slab from core | Yukon–Tanana and Slide Mountain terranes | Kudz Ze Kayah formation |  |  | acid volcanic rock, siliciclastic sedimentary rock |  | rock | greenschist | sphalerite | assemblage 3 | massive sulfide lense contacts | stringer |  | chloritic |  | pyrite, arsenopyrite, pyrrhotite, galena, chalcopyrite, sulfosalts | cutting and polishing | LA-ICPMS | GeoLas 193 nm excimer laser and Thermo Finnigan ELEMENT XR ICP-MS | Memorial University |  | NIST 610, MASS-1 | 0.68792 | 0.023115 |  |  | 0.14449 | 2.6462 | -0.006 | 0.006 | [6 empty] | 0.011 | 0.005 |  |  |  |  | 1442.508 | 0.075 |  |  |  |  | 8.4995 | 0.52665 |  |  |  |  | 7.4958 | 0.21835 | [8 empty] | 36387.1914 | 6.2202 | 0.15464 | 0.042965 |  |  | 0.17848 | 0.16622 |  |  | 2.661 | 0.11 |  |  | 0.538 | 0.009 | [12 empty] | 836.0286 | 0.2019 | [8 empty] | -0.70461 | 0.70461 |  |  |  |  | 0.198 | 0.076 | [16 empty] | -0.025 | 0.025 |  |  | 436.6605 | 0.39532 |  |  |  |  | 0.037 | 0.033 | [6 empty] | -0.04 | 0.04 |  |  |  |  | -0.001 | 0.001 | [17 empty] | 2024 | Denisová, N., Piercey, S. J., & Wälle, M. (2024). Mineralogy and mineral chemistry of the ABM replacement-style volcanogenic massive sulfide deposit, Finlayson Lake district, Yukon, Canada. Mineralium Deposita, 59(3), 473-503. https://doi.org/10.1007/s00126-023-01217-4 |  | CAN | CA-YT | -130.6 | 61.4667 | [9 empty] | 2025-02-25
y | ABM |  | Volcanic basin hydrothermal | Volcanogenic massive sulfide (VMS) | Bimodal felsic VMS | Zn, Cu, Pb, Au, Ag |  | Zn, Cu, Pb, Au, Ag | Denisová et al., 2024 |  | B266543 | B266543-1-2 | borehole | K15-229 |  | 63.58 | 63.63 | ore material | half core | core drilling | rock | polished slab from core | Yukon–Tanana and Slide Mountain terranes | Kudz Ze Kayah formation |  |  | acid volcanic rock, siliciclastic sedimentary rock |  | rock | greenschist | sphalerite | assemblage 1 | massive sulfide lense margin | banded, buckshot | dark red to brown | chloritic |  | pyrite, arsenopyrite, pyrrhotite, galena, chalcopyrite, sulfosalts | cutting and polishing | LA-ICPMS | GeoLas 193 nm excimer laser and Thermo Finnigan ELEMENT XR ICP-MS | Memorial University |  | NIST 610, MASS-1 | 0.22962 | 0.023115 |  |  | -2.6462 | 2.6462 | -0.006 | 0.006 | [6 empty] | -0.005 | 0.005 |  |  |  |  | 1623.188 | 0.075 |  |  |  |  | -0.52665 | 0.52665 |  |  |  |  | 13.4427 | 0.21835 | [8 empty] | 9083.2618 | 6.2202 | 8.3792 | 0.042965 |  |  | -0.52665 | 0.16622 |  |  | 23.13 | 0.11 |  |  | 1.644 | 0.009 | [12 empty] | 46.3525 | 0.2019 | [8 empty] | -0.70461 | 0.70461 |  |  |  |  | 0.394 | 0.076 | [16 empty] | 0.126 | 0.025 |  |  | 19.9721 | 0.39532 |  |  |  |  | 0.142 | 0.033 | [6 empty] | -0.04 | 0.04 |  |  |  |  | 0.003 | 0.001 | [17 empty] | 2024 | Denisová, N., Piercey, S. J., & Wälle, M. (2024). Mineralogy and mineral chemistry of the ABM replacement-style volcanogenic massive sulfide deposit, Finlayson Lake district, Yukon, Canada. Mineralium Deposita, 59(3), 473-503. https://doi.org/10.1007/s00126-023-01217-4 |  | CAN | CA-YT | -130.6 | 61.4667 | [9 empty] | 2025-02-25
y | ABM |  | Volcanic basin hydrothermal | Volcanogenic massive sulfide (VMS) | Bimodal felsic VMS | Zn, Cu, Pb, Au, Ag |  | Zn, Cu, Pb, Au, Ag | Denisová et al., 2024 |  | B266543 | B266543-2-5 | borehole | K15-229 |  | 63.58 | 63.63 | ore material | half core | core drilling | rock | polished slab from core | Yukon–Tanana and Slide Mountain terranes | Kudz Ze Kayah formation |  |  | acid volcanic rock, siliciclastic sedimentary rock |  | rock | greenschist | sphalerite | assemblage 1 | massive sulfide lense margin | banded, buckshot | dark red to brown | chloritic |  | pyrite, arsenopyrite, pyrrhotite, galena, chalcopyrite, sulfosalts | cutting and polishing | LA-ICPMS | GeoLas 193 nm excimer laser and Thermo Finnigan ELEMENT XR ICP-MS | Memorial University |  | NIST 610, MASS-1 | 0.31381 | 0.023115 |  |  | 1.6214 | 2.6462 | -0.006 | 0.006 | [6 empty] | 0.01 | 0.005 |  |  |  |  | 1553.188 | 0.075 |  |  |  |  | -0.52665 | 0.52665 |  |  |  |  | 33.0241 | 0.21835 | [8 empty] | 8074.5064 | 6.2202 | 8.6703 | 0.042965 |  |  | 0.21967 | 0.16622 |  |  | 23.333 | 0.11 |  |  | 1.632 | 0.009 | [12 empty] | 33.0328 | 0.2019 | [8 empty] | -0.70461 | 0.70461 |  |  |  |  | 0.64 | 0.076 | [16 empty] | 0.194 | 0.025 |  |  | 20.3332 | 0.39532 |  |  |  |  | 0.103 | 0.033 | [6 empty] | -0.04 | 0.04 |  |  |  |  | 0.004 | 0.001 | [17 empty] | 2024 | Denisová, N., Piercey, S. J., & Wälle, M. (2024). Mineralogy and mineral chemistry of the ABM replacement-style volcanogenic massive sulfide deposit, Finlayson Lake district, Yukon, Canada. Mineralium Deposita, 59(3), 473-503. https://doi.org/10.1007/s00126-023-01217-4 |  | CAN | CA-YT | -130.6 | 61.4667 | [9 empty] | 2025-02-25
y | ABM |  | Volcanic basin hydrothermal | Volcanogenic massive sulfide (VMS) | Bimodal felsic VMS | Zn, Cu, Pb, Au, Ag |  | Zn, Cu, Pb, Au, Ag | Denisová et al., 2024 |  | B266543 | B266543-4-3 | borehole | K15-229 |  | 63.58 | 63.63 | ore material | half core | core drilling | rock | polished slab from core | Yukon–Tanana and Slide Mountain terranes | Kudz Ze Kayah formation |  |  | acid volcanic rock, siliciclastic sedimentary rock |  | rock | greenschist | sphalerite | assemblage 1 | massive sulfide lense margin | banded, buckshot | dark red to brown | chloritic |  | pyrite, arsenopyrite, pyrrhotite, galena, chalcopyrite, sulfosalts | cutting and polishing | LA-ICPMS | GeoLas 193 nm excimer laser and Thermo Finnigan ELEMENT XR ICP-MS | Memorial University |  | NIST 610, MASS-1 | 0.095673 | 0.023115 |  |  | 0.72383 | 2.6462 | -0.006 | 0.006 | [6 empty] | -0.005 | 0.005 |  |  |  |  | 1728.019 | 0.075 |  |  |  |  | -0.52665 | 0.52665 |  |  |  |  | 32.4801 | 0.21835 | [8 empty] | 9400.1717 | 6.2202 | 8.8644 | 0.042965 |  |  | 0.19071 | 0.16622 |  |  | 19.9 | 0.11 |  |  | 1.629 | 0.009 | [12 empty] | 29.4311 | 0.2019 | [8 empty] | -0.70461 | 0.70461 |  |  |  |  | -0.076 | 0.076 | [16 empty] | -0.025 | 0.025 |  |  | 21.0194 | 0.39532 |  |  |  |  | 1.009 | 0.033 | [6 empty] | -0.04 | 0.04 |  |  |  |  | 0.005 | 0.001 | [17 empty] | 2024 | Denisová, N., Piercey, S. J., & Wälle, M. (2024). Mineralogy and mineral chemistry of the ABM replacement-style volcanogenic massive sulfide deposit, Finlayson Lake district, Yukon, Canada. Mineralium Deposita, 59(3), 473-503. https://doi.org/10.1007/s00126-023-01217-4 |  | CAN | CA-YT | -130.6 | 61.4667 | [9 empty] | 2025-02-25
y | ABM |  | Volcanic basin hydrothermal | Volcanogenic massive sulfide (VMS) | Bimodal felsic VMS | Zn, Cu, Pb, Au, Ag |  | Zn, Cu, Pb, Au, Ag | Denisová et al., 2024 |  | B291152 | B291152-1-2 | borehole | K15-339 |  | 165.25 | 165.3 | ore material | half core | core drilling | rock | polished slab from core | Yukon–Tanana and Slide Mountain terranes | Kudz Ze Kayah formation |  |  | acid volcanic rock, siliciclastic sedimentary rock |  | rock | greenschist | sphalerite | assemblage 1 | massive sulfide lense margin | banded, buckshot | dark red to brown | chloritic |  | pyrite, arsenopyrite, pyrrhotite, galena, chalcopyrite, sulfosalts | cutting and polishing | LA-ICPMS | GeoLas 193 nm excimer laser and Thermo Finnigan ELEMENT XR ICP-MS | Memorial University |  | NIST 610, MASS-1 | 2.3344 | 0.023115 |  |  | 160.4009 | 2.6462 | 0.009 | 0.006 | [6 empty] | 0.008 | 0.005 |  |  |  |  | 1012.802 | 0.075 |  |  |  |  | -0.52665 | 0.52665 |  |  |  |  | 151.1337 | 0.21835 | [8 empty] | 28477.2532 | 6.2202 | 4.2122 | 0.042965 |  |  | 0.19071 | 0.16622 |  |  | 10.418 | 0.11 |  |  | 0.315 | 0.009 | [12 empty] | 45.1803 | 0.2019 | [8 empty] | -0.70461 | 0.70461 |  |  |  |  | 0.606 | 0.076 | [16 empty] | 1.221 | 0.025 |  |  | 11.0153 | 0.39532 |  |  |  |  | 0.21 | 0.033 | [6 empty] | -0.04 | 0.04 |  |  |  |  | -0.001 | 0.001 | [17 empty] | 2024 | Denisová, N., Piercey, S. J., & Wälle, M. (2024). Mineralogy and mineral chemistry of the ABM replacement-style volcanogenic massive sulfide deposit, Finlayson Lake district, Yukon, Canada. Mineralium Deposita, 59(3), 473-503. https://doi.org/10.1007/s00126-023-01217-4 |  | CAN | CA-YT | -130.6 | 61.4667 | [9 empty] | 2025-02-25
y | ABM |  | Volcanic basin hydrothermal | Volcanogenic massive sulfide (VMS) | Bimodal felsic VMS | Zn, Cu, Pb, Au, Ag |  | Zn, Cu, Pb, Au, Ag | Denisová et al., 2024 |  | B291152 | B291152-2-4 | borehole | K15-339 |  | 165.25 | 165.3 | ore material | half core | core drilling | rock | polished slab from core | Yukon–Tanana and Slide Mountain terranes | Kudz Ze Kayah formation |  |  | acid volcanic rock, siliciclastic sedimentary rock |  | rock | greenschist | sphalerite | assemblage 1 | massive sulfide lense margin | banded, buckshot | dark red to brown | chloritic |  | pyrite, arsenopyrite, pyrrhotite, galena, chalcopyrite, sulfosalts | cutting and polishing | LA-ICPMS | GeoLas 193 nm excimer laser and Thermo Finnigan ELEMENT XR ICP-MS | Memorial University |  | NIST 610, MASS-1 | 0.53194 | 0.023115 |  |  | -2.6462 | 2.6462 | -0.006 | 0.006 | [6 empty] | -0.005 | 0.005 |  |  |  |  | 942.126 | 0.075 |  |  |  |  | -0.52665 | 0.52665 |  |  |  |  | 9.5187 | 0.21835 | [8 empty] | 24625.2361 | 6.2202 | 5.1148 | 0.042965 |  |  | -0.52665 | 0.16622 |  |  | 9.289 | 0.11 |  |  | 0.305 | 0.009 | [12 empty] | 49.4746 | 0.2019 | [8 empty] | -0.70461 | 0.70461 |  |  |  |  | 0.189 | 0.076 | [16 empty] | 0.145 | 0.025 |  |  | 15.9632 | 0.39532 |  |  |  |  | 0.304 | 0.033 | [6 empty] | -0.04 | 0.04 |  |  |  |  | 0.003 | 0.001 | [17 empty] | 2024 | Denisová, N., Piercey, S. J., & Wälle, M. (2024). Mineralogy and mineral chemistry of the ABM replacement-style volcanogenic massive sulfide deposit, Finlayson Lake district, Yukon, Canada. Mineralium Deposita, 59(3), 473-503. https://doi.org/10.1007/s00126-023-01217-4 |  | CAN | CA-YT | -130.6 | 61.4667 | [9 empty] | 2025-02-25
y | ABM |  | Volcanic basin hydrothermal | Volcanogenic massive sulfide (VMS) | Bimodal felsic VMS | Zn, Cu, Pb, Au, Ag |  | Zn, Cu, Pb, Au, Ag | Denisová et al., 2024 |  | B291152 | B291152-3-6 | borehole | K15-339 |  | 165.25 | 165.3 | ore material | half core | core drilling | rock | polished slab from core | Yukon–Tanana and Slide Mountain terranes | Kudz Ze Kayah formation |  |  | acid volcanic rock, siliciclastic sedimentary rock |  | rock | greenschist | sphalerite | assemblage 1 | massive sulfide lense margin | banded, buckshot | dark red to brown | chloritic |  | pyrite, arsenopyrite, pyrrhotite, galena, chalcopyrite, sulfosalts | cutting and polishing | LA-ICPMS | GeoLas 193 nm excimer laser and Thermo Finnigan ELEMENT XR ICP-MS | Memorial University |  | NIST 610, MASS-1 | 2.9008 | 0.023115 |  |  | 1.2739 | 2.6462 | 0.007 | 0.006 | [6 empty] | -0.005 | 0.005 |  |  |  |  | 907.971 | 0.075 |  |  |  |  | -0.52665 | 0.52665 |  |  |  |  | 83.92 | 0.21835 | [8 empty] | 23562.9185 | 6.2202 | 5.1181 | 0.042965 |  |  | 0.14967 | 0.16622 |  |  | 8.898 | 0.11 |  |  | 0.298 | 0.009 | [12 empty] | 49.4533 | 0.2019 | [8 empty] | -0.70461 | 0.70461 |  |  |  |  | 1.071 | 0.076 | [16 empty] | 1.484 | 0.025 |  |  | 14.8436 | 0.39532 |  |  |  |  | 1.281 | 0.033 | [6 empty] | -0.04 | 0.04 |  |  |  |  | 0.016 | 0.001 | [17 empty] | 2024 | Denisová, N., Piercey, S. J., & Wälle, M. (2024). Mineralogy and mineral chemistry of the ABM replacement-style volcanogenic massive sulfide deposit, Finlayson Lake district, Yukon, Canada. Mineralium Deposita, 59(3), 473-503. https://doi.org/10.1007/s00126-023-01217-4 |  | CAN | CA-YT | -130.6 | 61.4667 | [9 empty] | 2025-02-25
y | ABM |  | Volcanic basin hydrothermal | Volcanogenic massive sulfide (VMS) | Bimodal felsic VMS | Zn, Cu, Pb, Au, Ag |  | Zn, Cu, Pb, Au, Ag | Denisová et al., 2024 |  | B291152 | B291152-4-5 | borehole | K15-339 |  | 165.25 | 165.3 | ore material | half core | core drilling | rock | polished slab from core | Yukon–Tanana and Slide Mountain terranes | Kudz Ze Kayah formation |  |  | acid volcanic rock, siliciclastic sedimentary rock |  | rock | greenschist | sphalerite | assemblage 1 | massive sulfide lense margin | banded, buckshot | dark red to brown | chloritic |  | pyrite, arsenopyrite, pyrrhotite, galena, chalcopyrite, sulfosalts | cutting and polishing | LA-ICPMS | GeoLas 193 nm excimer laser and Thermo Finnigan ELEMENT XR ICP-MS | Memorial University |  | NIST 610, MASS-1 | 5.7863 | 0.023115 |  |  | 8.078 | 2.6462 | -0.006 | 0.006 | [6 empty] | 0.013 | 0.005 |  |  |  |  | 932.995 | 0.075 |  |  |  |  | -0.52665 | 0.52665 |  |  |  |  | 263.4155 | 0.21835 | [8 empty] | 26468.6695 | 6.2202 | 4.1346 | 0.042965 |  |  | 0.22933 | 0.16622 |  |  | 8.427 | 0.11 |  |  | 0.299 | 0.009 | [12 empty] | 40.332 | 0.2019 | [8 empty] | -0.70461 | 0.70461 |  |  |  |  | 1.939 | 0.076 | [16 empty] | 4.017 | 0.025 |  |  | 13.0739 | 0.39532 |  |  |  |  | 0.868 | 0.033 | [6 empty] | -0.04 | 0.04 |  |  |  |  | 0.177 | 0.001 | [17 empty] | 2024 | Denisová, N., Piercey, S. J., & Wälle, M. (2024). Mineralogy and mineral chemistry of the ABM replacement-style volcanogenic massive sulfide deposit, Finlayson Lake district, Yukon, Canada. Mineralium Deposita, 59(3), 473-503. https://doi.org/10.1007/s00126-023-01217-4 |  | CAN | CA-YT | -130.6 | 61.4667 | [9 empty] | 2025-02-25
y | ABM |  | Volcanic basin hydrothermal | Volcanogenic massive sulfide (VMS) | Bimodal felsic VMS | Zn, Cu, Pb, Au, Ag |  | Zn, Cu, Pb, Au, Ag | Denisová et al., 2024 |  | B291157 | B291157-1-6 | borehole | K15-339 |  | 171 | 171.05 | ore material | half core | core drilling | rock | polished slab from core | Yukon–Tanana and Slide Mountain terranes | Kudz Ze Kayah formation |  |  | acid volcanic rock, siliciclastic sedimentary rock |  | rock | greenschist | sphalerite | assemblage 2 | center of massive sulfide lenses | banded, massive, buckshot |  | chloritic |  | pyrite, arsenopyrite, pyrrhotite, galena, chalcopyrite, sulfosalts | cutting and polishing | LA-ICPMS | GeoLas 193 nm excimer laser and Thermo Finnigan ELEMENT XR ICP-MS | Memorial University |  | NIST 610, MASS-1 | 2.219 | 0.023115 |  |  | 1.7393 | 2.6462 | -0.006 | 0.006 | [6 empty] | -0.005 | 0.005 |  |  |  |  | 1251.763 | 0.075 |  |  |  |  | 1.3558 | 0.52665 |  |  |  |  | 42.0323 | 0.21835 | [8 empty] | 39341.9907 | 6.2202 | 1.176 | 0.042965 |  |  | 0.21045 | 0.16622 |  |  | 10.142 | 0.11 |  |  | 1.607 | 0.009 | [12 empty] | 72.5396 | 0.2019 | [8 empty] | -0.70461 | 0.70461 |  |  |  |  | 2.768 | 0.076 | [16 empty] | 0.158 | 0.025 |  |  | 29.6943 | 0.39532 |  |  |  |  | 0.156 | 0.033 | [6 empty] | -0.04 | 0.04 |  |  |  |  | 0.001 | 0.001 | [17 empty] | 2024 | Denisová, N., Piercey, S. J., & Wälle, M. (2024). Mineralogy and mineral chemistry of the ABM replacement-style volcanogenic massive sulfide deposit, Finlayson Lake district, Yukon, Canada. Mineralium Deposita, 59(3), 473-503. https://doi.org/10.1007/s00126-023-01217-4 |  | CAN | CA-YT | -130.6 | 61.4667 | [9 empty] | 2025-02-25
y | ABM |  | Volcanic basin hydrothermal | Volcanogenic massive sulfide (VMS) | Bimodal felsic VMS | Zn, Cu, Pb, Au, Ag |  | Zn, Cu, Pb, Au, Ag | Denisová et al., 2024 |  | B291157 | B291157-2-6 | borehole | K15-339 |  | 171 | 171.05 | ore material | half core | core drilling | rock | polished slab from core | Yukon–Tanana and Slide Mountain terranes | Kudz Ze Kayah formation |  |  | acid volcanic rock, siliciclastic sedimentary rock |  | rock | greenschist | sphalerite | assemblage 2 | center of massive sulfide lenses | banded, massive, buckshot |  | chloritic |  | pyrite, arsenopyrite, pyrrhotite, galena, chalcopyrite, sulfosalts | cutting and polishing | LA-ICPMS | GeoLas 193 nm excimer laser and Thermo Finnigan ELEMENT XR ICP-MS | Memorial University |  | NIST 610, MASS-1 | 4.0238 | 0.023115 |  |  | 1.0436 | 2.6462 | 0.008 | 0.006 | [6 empty] | -0.005 | 0.005 |  |  |  |  | 1114.124 | 0.075 |  |  |  |  | 1.8571 | 0.52665 |  |  |  |  | 10.2279 | 0.21835 | [8 empty] | 31982.6591 | 6.2202 | 1.3234 | 0.042965 |  |  | 0.22377 | 0.16622 |  |  | 7.875 | 0.11 |  |  | 1.649 | 0.009 | [12 empty] | 91.3974 | 0.2019 | [8 empty] | -0.70461 | 0.70461 |  |  |  |  | 1.791 | 0.076 | [16 empty] | 1.564 | 0.025 |  |  | 41.7751 | 0.39532 |  |  |  |  | 0.145 | 0.033 | [6 empty] | -0.04 | 0.04 |  |  |  |  | 0.008 | 0.001 | [17 empty] | 2024 | Denisová, N., Piercey, S. J., & Wälle, M. (2024). Mineralogy and mineral chemistry of the ABM replacement-style volcanogenic massive sulfide deposit, Finlayson Lake district, Yukon, Canada. Mineralium Deposita, 59(3), 473-503. https://doi.org/10.1007/s00126-023-01217-4 |  | CAN | CA-YT | -130.6 | 61.4667 | [9 empty] | 2025-02-25
y | ABM |  | Volcanic basin hydrothermal | Volcanogenic massive sulfide (VMS) | Bimodal felsic VMS | Zn, Cu, Pb, Au, Ag |  | Zn, Cu, Pb, Au, Ag | Denisová et al., 2024 |  | B291157 | B291157-3-5 | borehole | K15-339 |  | 171 | 171.05 | ore material | half core | core drilling | rock | polished slab from core | Yukon–Tanana and Slide Mountain terranes | Kudz Ze Kayah formation |  |  | acid volcanic rock, siliciclastic sedimentary rock |  | rock | greenschist | sphalerite | assemblage 2 | center of massive sulfide lenses | banded, massive, buckshot |  | chloritic |  | pyrite, arsenopyrite, pyrrhotite, galena, chalcopyrite, sulfosalts | cutting and polishing | LA-ICPMS | GeoLas 193 nm excimer laser and Thermo Finnigan ELEMENT XR ICP-MS | Memorial University |  | NIST 610, MASS-1 | 9.2856 | 0.023115 |  |  | -2.6462 | 2.6462 | 0.009 | 0.006 | [6 empty] | 0.014 | 0.005 |  |  |  |  | 1084.5 | 0.075 |  |  |  |  | -0.52665 | 0.52665 |  |  |  |  | 573.9744 | 0.21835 | [8 empty] | 33144.6588 | 6.2202 | 1.3918 | 0.042965 |  |  | -0.52665 | 0.16622 |  |  | 9.283 | 0.11 |  |  | 1.641 | 0.009 | [12 empty] | 96.049 | 0.2019 | [8 empty] | -0.70461 | 0.70461 |  |  |  |  | 2.575 | 0.076 | [16 empty] | 5.732 | 0.025 |  |  | 34.8768 | 0.39532 |  |  |  |  | 3.477 | 0.033 | [6 empty] | -0.04 | 0.04 |  |  |  |  | -0.001 | 0.001 | [17 empty] | 2024 | Denisová, N., Piercey, S. J., & Wälle, M. (2024). Mineralogy and mineral chemistry of the ABM replacement-style volcanogenic massive sulfide deposit, Finlayson Lake district, Yukon, Canada. Mineralium Deposita, 59(3), 473-503. https://doi.org/10.1007/s00126-023-01217-4 |  | CAN | CA-YT | -130.6 | 61.4667 | [9 empty] | 2025-02-25
y | ABM |  | Volcanic basin hydrothermal | Volcanogenic massive sulfide (VMS) | Bimodal felsic VMS | Zn, Cu, Pb, Au, Ag |  | Zn, Cu, Pb, Au, Ag | Denisová et al., 2024 |  | B291157 | B291157-4-5 | borehole | K15-339 |  | 171 | 171.05 | ore material | half core | core drilling | rock | polished slab from core | Yukon–Tanana and Slide Mountain terranes | Kudz Ze Kayah formation |  |  | acid volcanic rock, siliciclastic sedimentary rock |  | rock | greenschist | sphalerite | assemblage 2 | center of massive sulfide lenses | banded, massive, buckshot |  | chloritic |  | pyrite, arsenopyrite, pyrrhotite, galena, chalcopyrite, sulfosalts | cutting and polishing | LA-ICPMS | GeoLas 193 nm excimer laser and Thermo Finnigan ELEMENT XR ICP-MS | Memorial University |  | NIST 610, MASS-1 | 2.1274 | 0.023115 |  |  | -2.6462 | 2.6462 | -0.006 | 0.006 | [6 empty] | -0.005 | 0.005 |  |  |  |  | 1167.59 | 0.075 |  |  |  |  | 0.95705 | 0.52665 |  |  |  |  | 23.4914 | 0.21835 | [8 empty] | 32480.659 | 6.2202 | 0.93503 | 0.042965 |  |  | 0.24508 | 0.16622 |  |  | 9.104 | 0.11 |  |  | 1.587 | 0.009 | [12 empty] | 91.5231 | 0.2019 | [8 empty] | -0.70461 | 0.70461 |  |  |  |  | 0.145 | 0.076 | [16 empty] | 0.374 | 0.025 |  |  | 25.2822 | 0.39532 |  |  |  |  | 0.951 | 0.033 | [6 empty] | -0.04 | 0.04 |  |  |  |  | 0.004 | 0.001 | [17 empty] | 2024 | Denisová, N., Piercey, S. J., & Wälle, M. (2024). Mineralogy and mineral chemistry of the ABM replacement-style volcanogenic massive sulfide deposit, Finlayson Lake district, Yukon, Canada. Mineralium Deposita, 59(3), 473-503. https://doi.org/10.1007/s00126-023-01217-4 |  | CAN | CA-YT | -130.6 | 61.4667 | [9 empty] | 2025-02-25
y | ABM |  | Volcanic basin hydrothermal | Volcanogenic massive sulfide (VMS) | Bimodal felsic VMS | Zn, Cu, Pb, Au, Ag |  | Zn, Cu, Pb, Au, Ag | Denisová et al., 2024 |  | Q721165 | Q721165-2-4 | borehole | K16-350 |  | 110.1 | 110.18 | ore material | half core | core drilling | rock | polished slab from core | Yukon–Tanana and Slide Mountain terranes | Kudz Ze Kayah formation |  |  | acid volcanic rock, siliciclastic sedimentary rock |  | rock | greenschist | sphalerite | assemblage 3 | massive sulfide lense contacts | stringer |  | chloritic |  | pyrite, arsenopyrite, pyrrhotite, galena, chalcopyrite, sulfosalts | cutting and polishing | LA-ICPMS | GeoLas 193 nm excimer laser and Thermo Finnigan ELEMENT XR ICP-MS | Memorial University |  | NIST 610, MASS-1 | 2.9296 | 0.023115 |  |  | -2.6462 | 2.6462 | -0.006 | 0.006 | [6 empty] | -0.005 | 0.005 |  |  |  |  | 1512.231 | 0.075 |  |  |  |  | -0.52665 | 0.52665 |  |  |  |  | 86.8667 | 0.21835 | [8 empty] | 38290.6576 | 6.2202 | 0.25893 | 0.042965 |  |  | 0.17582 | 0.16622 |  |  | 19.013 | 0.11 |  |  | 0.873 | 0.009 | [12 empty] | 608.4779 | 0.2019 | [8 empty] | -0.70461 | 0.70461 |  |  |  |  | 0.521 | 0.076 | [16 empty] | 0.073 | 0.025 |  |  | 69.5435 | 0.39532 |  |  |  |  | -0.033 | 0.033 | [6 empty] | -0.04 | 0.04 |  |  |  |  | -0.001 | 0.001 | [17 empty] | 2024 | Denisová, N., Piercey, S. J., & Wälle, M. (2024). Mineralogy and mineral chemistry of the ABM replacement-style volcanogenic massive sulfide deposit, Finlayson Lake district, Yukon, Canada. Mineralium Deposita, 59(3), 473-503. https://doi.org/10.1007/s00126-023-01217-4 |  | CAN | CA-YT | -130.6 | 61.4667 | [9 empty] | 2025-02-25
y | ABM |  | Volcanic basin hydrothermal | Volcanogenic massive sulfide (VMS) | Bimodal felsic VMS | Zn, Cu, Pb, Au, Ag |  | Zn, Cu, Pb, Au, Ag | Denisová et al., 2024 |  | Q721165 | Q721165-3-3 | borehole | K16-350 |  | 110.1 | 110.18 | ore material | half core | core drilling | rock | polished slab from core | Yukon–Tanana and Slide Mountain terranes | Kudz Ze Kayah formation |  |  | acid volcanic rock, siliciclastic sedimentary rock |  | rock | greenschist | sphalerite | assemblage 3 | massive sulfide lense contacts | stringer |  | chloritic |  | pyrite, arsenopyrite, pyrrhotite, galena, chalcopyrite, sulfosalts | cutting and polishing | LA-ICPMS | GeoLas 193 nm excimer laser and Thermo Finnigan ELEMENT XR ICP-MS | Memorial University |  | NIST 610, MASS-1 | 5.057 | 0.023115 |  |  | -2.6462 | 2.6462 | -0.006 | 0.006 | [6 empty] | -0.005 | 0.005 |  |  |  |  | 1506.451 | 0.075 |  |  |  |  | -0.52665 | 0.52665 |  |  |  |  | 145.712 | 0.21835 | [8 empty] | 37017.9912 | 6.2202 | 0.1363 | 0.042965 |  |  | 0.14651 | 0.16622 |  |  | 18.561 | 0.11 |  |  | 0.835 | 0.009 | [12 empty] | 586.2258 | 0.2019 | [8 empty] | -0.70461 | 0.70461 |  |  |  |  | 0.9 | 0.076 | [16 empty] | 0.2 | 0.025 |  |  | 43.0007 | 0.39532 |  |  |  |  | -0.033 | 0.033 | [6 empty] | -0.04 | 0.04 |  |  |  |  | 0.005 | 0.001 | [17 empty] | 2024 | Denisová, N., Piercey, S. J., & Wälle, M. (2024). Mineralogy and mineral chemistry of the ABM replacement-style volcanogenic massive sulfide deposit, Finlayson Lake district, Yukon, Canada. Mineralium Deposita, 59(3), 473-503. https://doi.org/10.1007/s00126-023-01217-4 |  | CAN | CA-YT | -130.6 | 61.4667 | [9 empty] | 2025-02-25
y | ABM |  | Volcanic basin hydrothermal | Volcanogenic massive sulfide (VMS) | Bimodal felsic VMS | Zn, Cu, Pb, Au, Ag |  | Zn, Cu, Pb, Au, Ag | Denisová et al., 2024 |  | Q930238 | Q930238-1-3 | borehole | K15-236 |  | 82.3 | 82.45 | ore material | half core | core drilling | rock | polished slab from core | Yukon–Tanana and Slide Mountain terranes | Kudz Ze Kayah formation |  |  | acid volcanic rock, siliciclastic sedimentary rock |  | rock | greenschist | sphalerite | assemblage 2 | center of massive sulfide lenses | banded, massive, buckshot |  | chloritic |  | pyrite, arsenopyrite, pyrrhotite, galena, chalcopyrite, sulfosalts | cutting and polishing | LA-ICPMS | GeoLas 193 nm excimer laser and Thermo Finnigan ELEMENT XR ICP-MS | Memorial University |  | NIST 610, MASS-1 | 19.138 | 0.023115 |  |  | 227.4443 | 2.6462 | 0.064 | 0.006 | [6 empty] | 17.416 | 0.005 |  |  |  |  | 1517.289 | 0.075 |  |  |  |  | 751.9698 | 0.52665 |  |  |  |  | 511.3929 | 0.21835 | [8 empty] | 99599.9764 | 6.2202 | 0.21937 | 0.042965 |  |  | 0.55676 | 0.16622 |  |  | 8.636 | 0.11 |  |  | 1.418 | 0.009 | [12 empty] | 60.3449 | 0.2019 | [8 empty] | -0.70461 | 0.70461 |  |  |  |  | 1060.854 | 0.076 | [16 empty] | 18.115 | 0.025 |  |  | 260.8758 | 0.39532 |  |  |  |  | 0.496 | 0.033 | [6 empty] | -0.04 | 0.04 |  |  |  |  | 1.307 | 0.001 | [17 empty] | 2024 | Denisová, N., Piercey, S. J., & Wälle, M. (2024). Mineralogy and mineral chemistry of the ABM replacement-style volcanogenic massive sulfide deposit, Finlayson Lake district, Yukon, Canada. Mineralium Deposita, 59(3), 473-503. https://doi.org/10.1007/s00126-023-01217-4 |  | CAN | CA-YT | -130.6 | 61.4667 | [9 empty] | 2025-02-25
y | ABM |  | Volcanic basin hydrothermal | Volcanogenic massive sulfide (VMS) | Bimodal felsic VMS | Zn, Cu, Pb, Au, Ag |  | Zn, Cu, Pb, Au, Ag | Denisová et al., 2024 |  | Q930238 | Q930238-1-5 | borehole | K15-236 |  | 82.3 | 82.45 | ore material | half core | core drilling | rock | polished slab from core | Yukon–Tanana and Slide Mountain terranes | Kudz Ze Kayah formation |  |  | acid volcanic rock, siliciclastic sedimentary rock |  | rock | greenschist | sphalerite | assemblage 2 | center of massive sulfide lenses | banded, massive, buckshot |  | chloritic |  | pyrite, arsenopyrite, pyrrhotite, galena, chalcopyrite, sulfosalts | cutting and polishing | LA-ICPMS | GeoLas 193 nm excimer laser and Thermo Finnigan ELEMENT XR ICP-MS | Memorial University |  | NIST 610, MASS-1 | 5.1616 | 0.023115 |  |  | 1.552 | 2.6462 | -0.006 | 0.006 | [6 empty] | 0.319 | 0.005 |  |  |  |  | 1367.366 | 0.075 |  |  |  |  | 37.2453 | 0.52665 |  |  |  |  | 45.8619 | 0.21835 | [8 empty] | 35191.9916 | 6.2202 | 0.099257 | 0.042965 |  |  | 0.20246 | 0.16622 |  |  | 8.238 | 0.11 |  |  | 1.838 | 0.009 | [12 empty] | 86.1172 | 0.2019 | [8 empty] | -0.70461 | 0.70461 |  |  |  |  | 1.398 | 0.076 | [16 empty] | 2.239 | 0.025 |  |  | 141.4682 | 0.39532 |  |  |  |  | 0.069 | 0.033 | [6 empty] | -0.04 | 0.04 |  |  |  |  | 0.075 | 0.001 | [17 empty] | 2024 | Denisová, N., Piercey, S. J., & Wälle, M. (2024). Mineralogy and mineral chemistry of the ABM replacement-style volcanogenic massive sulfide deposit, Finlayson Lake district, Yukon, Canada. Mineralium Deposita, 59(3), 473-503. https://doi.org/10.1007/s00126-023-01217-4 |  | CAN | CA-YT | -130.6 | 61.4667 | [9 empty] | 2025-02-25
y | ABM |  | Volcanic basin hydrothermal | Volcanogenic massive sulfide (VMS) | Bimodal felsic VMS | Zn, Cu, Pb, Au, Ag |  | Zn, Cu, Pb, Au, Ag | Denisová et al., 2024 |  | Q930238 | Q930238-3-4* | borehole | K15-236 |  | 82.3 | 82.45 | ore material | half core | core drilling | rock | polished slab from core | Yukon–Tanana and Slide Mountain terranes | Kudz Ze Kayah formation |  |  | acid volcanic rock, siliciclastic sedimentary rock |  | rock | greenschist | sphalerite | assemblage 2 | center of massive sulfide lenses | banded, massive, buckshot |  | chloritic |  | pyrite, arsenopyrite, pyrrhotite, galena, chalcopyrite, sulfosalts | cutting and polishing | LA-ICPMS | GeoLas 193 nm excimer laser and Thermo Finnigan ELEMENT XR ICP-MS | Memorial University |  | NIST 610, MASS-1 | 110.7302 | 0.023115 |  |  | 133790.7376 | 2.6462 | -0.006 | 0.006 | [6 empty] | 153.741 | 0.005 |  |  |  |  | 1513.676 | 0.075 |  |  |  |  | 15836.9391 | 0.52665 |  |  |  |  | 3423.2971 | 0.21835 | [8 empty] | 125606.6368 | 6.2202 | -0.52665 | 0.042965 |  |  | 0.50614 | 0.16622 |  |  | 9.01 | 0.11 |  |  | 2.027 | 0.009 | [12 empty] | 29.6696 | 0.2019 | [8 empty] | 3.4242 | 0.70461 |  |  |  |  | 11701.536 | 0.076 | [16 empty] | 71.255 | 0.025 |  |  | 1708.824 | 0.39532 |  |  |  |  | 1.541 | 0.033 | [6 empty] | -0.04 | 0.04 |  |  |  |  | 5.453 | 0.001 | [17 empty] | 2024 | Denisová, N., Piercey, S. J., & Wälle, M. (2024). Mineralogy and mineral chemistry of the ABM replacement-style volcanogenic massive sulfide deposit, Finlayson Lake district, Yukon, Canada. Mineralium Deposita, 59(3), 473-503. https://doi.org/10.1007/s00126-023-01217-4 |  | CAN | CA-YT | -130.6 | 61.4667 | [8 empty] | Authors say sample likely contains microinclusions. | 2025-02-25
| ABM |  | Volcanic basin hydrothermal | Volcanogenic massive sulfide (VMS) | Bimodal felsic VMS | Zn, Cu, Pb, Au, Ag |  | Zn, Cu, Pb, Au, Ag | Denisová et al., 2024 |  | A348395 | A348395-1-1-8 | borehole | K15-290 |  | 78.92 | 79 | ore material | half core | core drilling | rock | polished slab from core | Yukon–Tanana and Slide Mountain terranes | Kudz Ze Kayah formation |  |  | acid volcanic rock, siliciclastic sedimentary rock |  | rock | greenschist | pyrite | Assemblage 1 |  |  |  | chloritic |  | pyrite, arsenopyrite, pyrrhotite, galena, chalcopyrite, sulfosalts | cutting and polishing | EPMA | JEOL JXA-8230 SuperProbe electron probe microanalyzer (EPMA) equipped with five wavelength-dispersive spectrometers (WDS) and a tungsten filament electron gun. |  | sulfides were analyzed using an accelerating voltage of 25 kV, a 2-nA beam current, focused to 1 μm, with elemental counting times between 5 and 30 s |  | -99999 | 30 |  |  | 2085.9902 | 82.9729 | [20 empty] | 247.1552 | 26.2212 |  |  |  |  | -99999 | 32.1687 | [8 empty] | 457088.905 | 35.1272 | [42 empty] | 296.5863 | 77.1423 | [14 empty] | 540014.4356 | 35.2413 | -99999 | 35.4527 | [36 empty] | 266.9277 | 203.6489 |  |  |  | 2024 | Denisová, N., Piercey, S. J., & Wälle, M. (2024). Mineralogy and mineral chemistry of the ABM replacement-style volcanogenic massive sulfide deposit, Finlayson Lake district, Yukon, Canada. Mineralium Deposita, 59(3), 473-503. https://doi.org/10.1007/s00126-023-01217-4 |  | CAN | CA-YT | -130.6 | 61.4667 | [8 empty] | Only analyses +/-3% of 100% were shown and they were normalized to 100% | 2025-04-30
| ABM |  | Volcanic basin hydrothermal | Volcanogenic massive sulfide (VMS) | Bimodal felsic VMS | Zn, Cu, Pb, Au, Ag |  | Zn, Cu, Pb, Au, Ag | Denisová et al., 2024 |  | A348395 | A348395-1-1-9 | borehole | K15-290 |  | 78.92 | 79 | ore material | half core | core drilling | rock | polished slab from core | Yukon–Tanana and Slide Mountain terranes | Kudz Ze Kayah formation |  |  | acid volcanic rock, siliciclastic sedimentary rock |  | rock | greenschist | pyrite | Assemblage 1 |  |  |  | chloritic |  | pyrite, arsenopyrite, pyrrhotite, galena, chalcopyrite, sulfosalts | cutting and polishing | EPMA | JEOL JXA-8230 SuperProbe electron probe microanalyzer (EPMA) equipped with five wavelength-dispersive spectrometers (WDS) and a tungsten filament electron gun. |  | sulfides were analyzed using an accelerating voltage of 25 kV, a 2-nA beam current, focused to 1 μm, with elemental counting times between 5 and 30 s |  | -99999 | 30 |  |  | 625.0489 | 82.9729 | [20 empty] | 185.5614 | 26.2212 |  |  |  |  | -99999 | 32.1687 | [8 empty] | 459977.343 | 35.1272 | [42 empty] | 156.2622 | 77.1423 | [14 empty] | 538792.0921 | 35.2413 | -99999 | 35.4527 | [36 empty] | 263.6925 | 203.6489 |  |  |  | 2024 | Denisová, N., Piercey, S. J., & Wälle, M. (2024). Mineralogy and mineral chemistry of the ABM replacement-style volcanogenic massive sulfide deposit, Finlayson Lake district, Yukon, Canada. Mineralium Deposita, 59(3), 473-503. https://doi.org/10.1007/s00126-023-01217-4 |  | CAN | CA-YT | -130.6 | 61.4667 | [8 empty] | Only analyses +/-3% of 100% were shown and they were normalized to 100% | 2025-04-30
| ABM |  | Volcanic basin hydrothermal | Volcanogenic massive sulfide (VMS) | Bimodal felsic VMS | Zn, Cu, Pb, Au, Ag |  | Zn, Cu, Pb, Au, Ag | Denisová et al., 2024 |  | A348395 | A348395-2-1-11 | borehole | K15-290 |  | 78.92 | 79 | ore material | half core | core drilling | rock | polished slab from core | Yukon–Tanana and Slide Mountain terranes | Kudz Ze Kayah formation |  |  | acid volcanic rock, siliciclastic sedimentary rock |  | rock | greenschist | pyrite | Assemblage 1 |  |  |  | chloritic |  | pyrite, arsenopyrite, pyrrhotite, galena, chalcopyrite, sulfosalts | cutting and polishing | EPMA | JEOL JXA-8230 SuperProbe electron probe microanalyzer (EPMA) equipped with five wavelength-dispersive spectrometers (WDS) and a tungsten filament electron gun. |  | sulfides were analyzed using an accelerating voltage of 25 kV, a 2-nA beam current, focused to 1 μm, with elemental counting times between 5 and 30 s |  | -99999 | 30 |  |  | 469.6535 | 82.9729 | [20 empty] | 303.3179 | 26.2212 |  |  |  |  | 322.8868 | 32.1687 | [8 empty] | 460485.5034 | 35.1272 | [42 empty] | -99999 | 77.1423 | [14 empty] | 538418.6383 | 35.2413 | -99999 | 35.4527 | [36 empty] | -99999 | 203.6489 |  |  |  | 2024 | Denisová, N., Piercey, S. J., & Wälle, M. (2024). Mineralogy and mineral chemistry of the ABM replacement-style volcanogenic massive sulfide deposit, Finlayson Lake district, Yukon, Canada. Mineralium Deposita, 59(3), 473-503. https://doi.org/10.1007/s00126-023-01217-4 |  | CAN | CA-YT | -130.6 | 61.4667 | [8 empty] | Only analyses +/-3% of 100% were shown and they were normalized to 100% | 2025-04-30
| ABM |  | Volcanic basin hydrothermal | Volcanogenic massive sulfide (VMS) | Bimodal felsic VMS | Zn, Cu, Pb, Au, Ag |  | Zn, Cu, Pb, Au, Ag | Denisová et al., 2024 |  | A348395 | A348395-2-1-12 | borehole | K15-290 |  | 78.92 | 79 | ore material | half core | core drilling | rock | polished slab from core | Yukon–Tanana and Slide Mountain terranes | Kudz Ze Kayah formation |  |  | acid volcanic rock, siliciclastic sedimentary rock |  | rock | greenschist | pyrite | Assemblage 1 |  |  |  | chloritic |  | pyrite, arsenopyrite, pyrrhotite, galena, chalcopyrite, sulfosalts | cutting and polishing | EPMA | JEOL JXA-8230 SuperProbe electron probe microanalyzer (EPMA) equipped with five wavelength-dispersive spectrometers (WDS) and a tungsten filament electron gun. |  | sulfides were analyzed using an accelerating voltage of 25 kV, a 2-nA beam current, focused to 1 μm, with elemental counting times between 5 and 30 s |  | 100 | 30 |  |  | -99999 | 82.9729 | [20 empty] | 224.9301 | 26.2212 |  |  |  |  | 342.2849 | 32.1687 | [8 empty] | 460079.7922 | 35.1272 | [42 empty] | 1085.5321 | 77.1423 | [14 empty] | 538150.1059 | 35.2413 | -99999 | 35.4527 | [36 empty] | -99999 | 203.6489 |  |  |  | 2024 | Denisová, N., Piercey, S. J., & Wälle, M. (2024). Mineralogy and mineral chemistry of the ABM replacement-style volcanogenic massive sulfide deposit, Finlayson Lake district, Yukon, Canada. Mineralium Deposita, 59(3), 473-503. https://doi.org/10.1007/s00126-023-01217-4 |  | CAN | CA-YT | -130.6 | 61.4667 | [8 empty] | Only analyses +/-3% of 100% were shown and they were normalized to 100% | 2025-04-30
| ABM |  | Volcanic basin hydrothermal | Volcanogenic massive sulfide (VMS) | Bimodal felsic VMS | Zn, Cu, Pb, Au, Ag |  | Zn, Cu, Pb, Au, Ag | Denisová et al., 2024 |  | A348395 | A348395-2-1-13 | borehole | K15-290 |  | 78.92 | 79 | ore material | half core | core drilling | rock | polished slab from core | Yukon–Tanana and Slide Mountain terranes | Kudz Ze Kayah formation |  |  | acid volcanic rock, siliciclastic sedimentary rock |  | rock | greenschist | pyrite | Assemblage 1 |  |  |  | chloritic |  | pyrite, arsenopyrite, pyrrhotite, galena, chalcopyrite, sulfosalts | cutting and polishing | EPMA | JEOL JXA-8230 SuperProbe electron probe microanalyzer (EPMA) equipped with five wavelength-dispersive spectrometers (WDS) and a tungsten filament electron gun. |  | sulfides were analyzed using an accelerating voltage of 25 kV, a 2-nA beam current, focused to 1 μm, with elemental counting times between 5 and 30 s |  | -99999 | 30 |  |  | 127.6149 | 82.9729 | [20 empty] | 265.0463 | 26.2212 |  |  |  |  | -99999 | 32.1687 | [8 empty] | 462083.6514 | 35.1272 | [42 empty] | 127.6149 | 77.1423 | [14 empty] | 537396.0725 | 35.2413 | -99999 | 35.4527 | [36 empty] | -99999 | 203.6489 |  |  |  | 2024 | Denisová, N., Piercey, S. J., & Wälle, M. (2024). Mineralogy and mineral chemistry of the ABM replacement-style volcanogenic massive sulfide deposit, Finlayson Lake district, Yukon, Canada. Mineralium Deposita, 59(3), 473-503. https://doi.org/10.1007/s00126-023-01217-4 |  | CAN | CA-YT | -130.6 | 61.4667 | [8 empty] | Only analyses +/-3% of 100% were shown and they were normalized to 100% | 2025-04-30
| ABM |  | Volcanic basin hydrothermal | Volcanogenic massive sulfide (VMS) | Bimodal felsic VMS | Zn, Cu, Pb, Au, Ag |  | Zn, Cu, Pb, Au, Ag | Denisová et al., 2024 |  | A348395 | A348395-2-2-14 | borehole | K15-290 |  | 78.92 | 79 | ore material | half core | core drilling | rock | polished slab from core | Yukon–Tanana and Slide Mountain terranes | Kudz Ze Kayah formation |  |  | acid volcanic rock, siliciclastic sedimentary rock |  | rock | greenschist | pyrite | Assemblage 1 |  |  |  | chloritic |  | pyrite, arsenopyrite, pyrrhotite, galena, chalcopyrite, sulfosalts | cutting and polishing | EPMA | JEOL JXA-8230 SuperProbe electron probe microanalyzer (EPMA) equipped with five wavelength-dispersive spectrometers (WDS) and a tungsten filament electron gun. |  | sulfides were analyzed using an accelerating voltage of 25 kV, a 2-nA beam current, focused to 1 μm, with elemental counting times between 5 and 30 s |  | -99999 | 30 |  |  | -99999 | 82.9729 | [20 empty] | 127.3237 | 26.2212 |  |  |  |  | -99999 | 32.1687 | [8 empty] | 461646.1917 | 35.1272 | [42 empty] | 137.1178 | 77.1423 | [14 empty] | 538011.0138 | 35.2413 | -99999 | 35.4527 | [36 empty] | -99999 | 203.6489 |  |  |  | 2024 | Denisová, N., Piercey, S. J., & Wälle, M. (2024). Mineralogy and mineral chemistry of the ABM replacement-style volcanogenic massive sulfide deposit, Finlayson Lake district, Yukon, Canada. Mineralium Deposita, 59(3), 473-503. https://doi.org/10.1007/s00126-023-01217-4 |  | CAN | CA-YT | -130.6 | 61.4667 | [8 empty] | Only analyses +/-3% of 100% were shown and they were normalized to 100% | 2025-04-30
| ABM |  | Volcanic basin hydrothermal | Volcanogenic massive sulfide (VMS) | Bimodal felsic VMS | Zn, Cu, Pb, Au, Ag |  | Zn, Cu, Pb, Au, Ag | Denisová et al., 2024 |  | A348395 | A348395-3-1-21 | borehole | K15-290 |  | 78.92 | 79 | ore material | half core | core drilling | rock | polished slab from core | Yukon–Tanana and Slide Mountain terranes | Kudz Ze Kayah formation |  |  | acid volcanic rock, siliciclastic sedimentary rock |  | rock | greenschist | pyrite | Assemblage 1 |  |  |  | chloritic |  | pyrite, arsenopyrite, pyrrhotite, galena, chalcopyrite, sulfosalts | cutting and polishing | EPMA | JEOL JXA-8230 SuperProbe electron probe microanalyzer (EPMA) equipped with five wavelength-dispersive spectrometers (WDS) and a tungsten filament electron gun. |  | sulfides were analyzed using an accelerating voltage of 25 kV, a 2-nA beam current, focused to 1 μm, with elemental counting times between 5 and 30 s |  | -99999 | 30 |  |  | 342.7777 | 82.9729 | [20 empty] | 176.2857 | 26.2212 |  |  |  |  | 137.1111 | 32.1687 | [8 empty] | 461457.0923 | 35.1272 | [42 empty] | -99999 | 77.1423 | [14 empty] | 537739.8286 | 35.2413 | 78.3492 | 35.4527 | [36 empty] | 68.5555 | 203.6489 |  |  |  | 2024 | Denisová, N., Piercey, S. J., & Wälle, M. (2024). Mineralogy and mineral chemistry of the ABM replacement-style volcanogenic massive sulfide deposit, Finlayson Lake district, Yukon, Canada. Mineralium Deposita, 59(3), 473-503. https://doi.org/10.1007/s00126-023-01217-4 |  | CAN | CA-YT | -130.6 | 61.4667 | [8 empty] | Only analyses +/-3% of 100% were shown and they were normalized to 100% | 2025-04-30
| ABM |  | Volcanic basin hydrothermal | Volcanogenic massive sulfide (VMS) | Bimodal felsic VMS | Zn, Cu, Pb, Au, Ag |  | Zn, Cu, Pb, Au, Ag | Denisová et al., 2024 |  | A348395 | A348395-3-1-24 | borehole | K15-290 |  | 78.92 | 79 | ore material | half core | core drilling | rock | polished slab from core | Yukon–Tanana and Slide Mountain terranes | Kudz Ze Kayah formation |  |  | acid volcanic rock, siliciclastic sedimentary rock |  | rock | greenschist | pyrite | Assemblage 1 |  |  |  | chloritic |  | pyrite, arsenopyrite, pyrrhotite, galena, chalcopyrite, sulfosalts | cutting and polishing | EPMA | JEOL JXA-8230 SuperProbe electron probe microanalyzer (EPMA) equipped with five wavelength-dispersive spectrometers (WDS) and a tungsten filament electron gun. |  | sulfides were analyzed using an accelerating voltage of 25 kV, a 2-nA beam current, focused to 1 μm, with elemental counting times between 5 and 30 s |  | -99999 | 30 |  |  | 421.8499 | 82.9729 | [20 empty] | 127.536 | 26.2212 |  |  |  |  | 196.2092 | 32.1687 | [8 empty] | 462318.0177 | 35.1272 | [42 empty] | -99999 | 77.1423 | [14 empty] | 536789.2302 | 35.2413 | 107.9151 | 35.4527 | [36 empty] | -99999 | 203.6489 |  |  |  | 2024 | Denisová, N., Piercey, S. J., & Wälle, M. (2024). Mineralogy and mineral chemistry of the ABM replacement-style volcanogenic massive sulfide deposit, Finlayson Lake district, Yukon, Canada. Mineralium Deposita, 59(3), 473-503. https://doi.org/10.1007/s00126-023-01217-4 |  | CAN | CA-YT | -130.6 | 61.4667 | [8 empty] | Only analyses +/-3% of 100% were shown and they were normalized to 100% | 2025-04-30
| ABM |  | Volcanic basin hydrothermal | Volcanogenic massive sulfide (VMS) | Bimodal felsic VMS | Zn, Cu, Pb, Au, Ag |  | Zn, Cu, Pb, Au, Ag | Denisová et al., 2024 |  | A348395 | A348395-8-1-20 | borehole | K15-290 |  | 78.92 | 79 | ore material | half core | core drilling | rock | polished slab from core | Yukon–Tanana and Slide Mountain terranes | Kudz Ze Kayah formation |  |  | acid volcanic rock, siliciclastic sedimentary rock |  | rock | greenschist | pyrite | Assemblage 1 |  |  |  | chloritic |  | pyrite, arsenopyrite, pyrrhotite, galena, chalcopyrite, sulfosalts | cutting and polishing | EPMA | JEOL JXA-8230 SuperProbe electron probe microanalyzer (EPMA) equipped with five wavelength-dispersive spectrometers (WDS) and a tungsten filament electron gun. |  | sulfides were analyzed using an accelerating voltage of 25 kV, a 2-nA beam current, focused to 1 μm, with elemental counting times between 5 and 30 s |  | -99999 | 30 |  |  | 2903.1563 | 82.9729 | [20 empty] | -99999 | 26.2212 |  |  |  |  | 441.3582 | 32.1687 | [8 empty] | 459140.0371 | 35.1272 | [42 empty] | -99999 | 77.1423 | [14 empty] | 537260.4414 | 35.2413 | 166.7353 | 35.4527 | [36 empty] | -99999 | 203.6489 |  |  |  | 2024 | Denisová, N., Piercey, S. J., & Wälle, M. (2024). Mineralogy and mineral chemistry of the ABM replacement-style volcanogenic massive sulfide deposit, Finlayson Lake district, Yukon, Canada. Mineralium Deposita, 59(3), 473-503. https://doi.org/10.1007/s00126-023-01217-4 |  | CAN | CA-YT | -130.6 | 61.4667 | [8 empty] | Only analyses +/-3% of 100% were shown and they were normalized to 100% | 2025-04-30
| ABM |  | Volcanic basin hydrothermal | Volcanogenic massive sulfide (VMS) | Bimodal felsic VMS | Zn, Cu, Pb, Au, Ag |  | Zn, Cu, Pb, Au, Ag | Denisová et al., 2024 |  | A348395 | A348395-8-1-21 | borehole | K15-290 |  | 78.92 | 79 | ore material | half core | core drilling | rock | polished slab from core | Yukon–Tanana and Slide Mountain terranes | Kudz Ze Kayah formation |  |  | acid volcanic rock, siliciclastic sedimentary rock |  | rock | greenschist | pyrite | Assemblage 1 |  |  |  | chloritic |  | pyrite, arsenopyrite, pyrrhotite, galena, chalcopyrite, sulfosalts | cutting and polishing | EPMA | JEOL JXA-8230 SuperProbe electron probe microanalyzer (EPMA) equipped with five wavelength-dispersive spectrometers (WDS) and a tungsten filament electron gun. |  | sulfides were analyzed using an accelerating voltage of 25 kV, a 2-nA beam current, focused to 1 μm, with elemental counting times between 5 and 30 s |  | -99999 | 30 |  |  | -99999 | 82.9729 | [20 empty] | 68.645 | 26.2212 |  |  |  |  | -99999 | 32.1687 | [8 empty] | 462568.8888 | 35.1272 | [42 empty] | -99999 | 77.1423 | [14 empty] | 537342.8534 | 35.2413 | -99999 | 35.4527 | [36 empty] | -99999 | 203.6489 |  |  |  | 2024 | Denisová, N., Piercey, S. J., & Wälle, M. (2024). Mineralogy and mineral chemistry of the ABM replacement-style volcanogenic massive sulfide deposit, Finlayson Lake district, Yukon, Canada. Mineralium Deposita, 59(3), 473-503. https://doi.org/10.1007/s00126-023-01217-4 |  | CAN | CA-YT | -130.6 | 61.4667 | [8 empty] | Only analyses +/-3% of 100% were shown and they were normalized to 100% | 2025-04-30
| ABM |  | Volcanic basin hydrothermal | Volcanogenic massive sulfide (VMS) | Bimodal felsic VMS | Zn, Cu, Pb, Au, Ag |  | Zn, Cu, Pb, Au, Ag | Denisová et al., 2024 |  | A348395 | A348395-8-3-13 | borehole | K15-290 |  | 78.92 | 79 | ore material | half core | core drilling | rock | polished slab from core | Yukon–Tanana and Slide Mountain terranes | Kudz Ze Kayah formation |  |  | acid volcanic rock, siliciclastic sedimentary rock |  | rock | greenschist | pyrite | Assemblage 1 |  |  |  | chloritic |  | pyrite, arsenopyrite, pyrrhotite, galena, chalcopyrite, sulfosalts | cutting and polishing | EPMA | JEOL JXA-8230 SuperProbe electron probe microanalyzer (EPMA) equipped with five wavelength-dispersive spectrometers (WDS) and a tungsten filament electron gun. |  | sulfides were analyzed using an accelerating voltage of 25 kV, a 2-nA beam current, focused to 1 μm, with elemental counting times between 5 and 30 s |  | -99999 | 30 |  |  | 1656.3269 | 82.9729 | [20 empty] | 107.8083 | 26.2212 |  |  |  |  | -99999 | 32.1687 | [8 empty] | 460321.6523 | 35.1272 | [42 empty] | 303.8233 | 77.1423 | [14 empty] | 536385.2954 | 35.2413 | -99999 | 35.4527 | [36 empty] | 1215.2931 | 203.6489 |  |  |  | 2024 | Denisová, N., Piercey, S. J., & Wälle, M. (2024). Mineralogy and mineral chemistry of the ABM replacement-style volcanogenic massive sulfide deposit, Finlayson Lake district, Yukon, Canada. Mineralium Deposita, 59(3), 473-503. https://doi.org/10.1007/s00126-023-01217-4 |  | CAN | CA-YT | -130.6 | 61.4667 | [8 empty] | Only analyses +/-3% of 100% were shown and they were normalized to 100% | 2025-04-30
| ABM |  | Volcanic basin hydrothermal | Volcanogenic massive sulfide (VMS) | Bimodal felsic VMS | Zn, Cu, Pb, Au, Ag |  | Zn, Cu, Pb, Au, Ag | Denisová et al., 2024 |  | A348395 | A348395-8-3-14 | borehole | K15-290 |  | 78.92 | 79 | ore material | half core | core drilling | rock | polished slab from core | Yukon–Tanana and Slide Mountain terranes | Kudz Ze Kayah formation |  |  | acid volcanic rock, siliciclastic sedimentary rock |  | rock | greenschist | pyrite | Assemblage 1 |  |  |  | chloritic |  | pyrite, arsenopyrite, pyrrhotite, galena, chalcopyrite, sulfosalts | cutting and polishing | EPMA | JEOL JXA-8230 SuperProbe electron probe microanalyzer (EPMA) equipped with five wavelength-dispersive spectrometers (WDS) and a tungsten filament electron gun. |  | sulfides were analyzed using an accelerating voltage of 25 kV, a 2-nA beam current, focused to 1 μm, with elemental counting times between 5 and 30 s |  | -99999 | 30 |  |  | 147.4636 | 82.9729 | [20 empty] | 294.9272 | 26.2212 |  |  |  |  | 147.4636 | 32.1687 | [8 empty] | 461502.1608 | 35.1272 | [42 empty] | -99999 | 77.1423 | [14 empty] | 537819.5066 | 35.2413 | -99999 | 35.4527 | [36 empty] | -99999 | 203.6489 |  |  |  | 2024 | Denisová, N., Piercey, S. J., & Wälle, M. (2024). Mineralogy and mineral chemistry of the ABM replacement-style volcanogenic massive sulfide deposit, Finlayson Lake district, Yukon, Canada. Mineralium Deposita, 59(3), 473-503. https://doi.org/10.1007/s00126-023-01217-4 |  | CAN | CA-YT | -130.6 | 61.4667 | [8 empty] | Only analyses +/-3% of 100% were shown and they were normalized to 100% | 2025-04-30
| ABM |  | Volcanic basin hydrothermal | Volcanogenic massive sulfide (VMS) | Bimodal felsic VMS | Zn, Cu, Pb, Au, Ag |  | Zn, Cu, Pb, Au, Ag | Denisová et al., 2024 |  | A348395 | A348395-8-3-18 | borehole | K15-290 |  | 78.92 | 79 | ore material | half core | core drilling | rock | polished slab from core | Yukon–Tanana and Slide Mountain terranes | Kudz Ze Kayah formation |  |  | acid volcanic rock, siliciclastic sedimentary rock |  | rock | greenschist | pyrite | Assemblage 1 |  |  |  | chloritic |  | pyrite, arsenopyrite, pyrrhotite, galena, chalcopyrite, sulfosalts | cutting and polishing | EPMA | JEOL JXA-8230 SuperProbe electron probe microanalyzer (EPMA) equipped with five wavelength-dispersive spectrometers (WDS) and a tungsten filament electron gun. |  | sulfides were analyzed using an accelerating voltage of 25 kV, a 2-nA beam current, focused to 1 μm, with elemental counting times between 5 and 30 s |  | -99999 | 30 |  |  | 107.6068 | 82.9729 | [20 empty] | 185.8663 | 26.2212 |  |  |  |  | 117.3893 | 32.1687 | [8 empty] | 459696.3617 | 35.1272 | [42 empty] | 342.3854 | 77.1423 | [14 empty] | 539550.3906 | 35.2413 | -99999 | 35.4527 | [36 empty] | -99999 | 203.6489 |  |  |  | 2024 | Denisová, N., Piercey, S. J., & Wälle, M. (2024). Mineralogy and mineral chemistry of the ABM replacement-style volcanogenic massive sulfide deposit, Finlayson Lake district, Yukon, Canada. Mineralium Deposita, 59(3), 473-503. https://doi.org/10.1007/s00126-023-01217-4 |  | CAN | CA-YT | -130.6 | 61.4667 | [8 empty] | Only analyses +/-3% of 100% were shown and they were normalized to 100% | 2025-04-30
| ABM |  | Volcanic basin hydrothermal | Volcanogenic massive sulfide (VMS) | Bimodal felsic VMS | Zn, Cu, Pb, Au, Ag |  | Zn, Cu, Pb, Au, Ag | Denisová et al., 2024 |  | B232695 | B232695-1-1-16 | borehole | K15-319 |  | 188 | 188.05 | ore material | half core | core drilling | rock | polished slab from core | Yukon–Tanana and Slide Mountain terranes | Kudz Ze Kayah formation |  |  | acid volcanic rock, siliciclastic sedimentary rock |  | rock | greenschist | pyrite | Assemblage 1 |  |  |  | chloritic |  | pyrite, arsenopyrite, pyrrhotite, galena, chalcopyrite, sulfosalts | cutting and polishing | EPMA | JEOL JXA-8230 SuperProbe electron probe microanalyzer (EPMA) equipped with five wavelength-dispersive spectrometers (WDS) and a tungsten filament electron gun. |  | sulfides were analyzed using an accelerating voltage of 25 kV, a 2-nA beam current, focused to 1 μm, with elemental counting times between 5 and 30 s |  | -99999 | 30 |  |  | 480.0862 | 82.9729 | [20 empty] | 480.0862 | 26.2212 |  |  |  |  | 195.9536 | 32.1687 | [8 empty] | 461529.4106 | 35.1272 | [42 empty] | 127.3698 | 77.1423 | [14 empty] | 536824.5795 | 35.2413 | -99999 | 35.4527 | [36 empty] | 362.5141 | 203.6489 |  |  |  | 2024 | Denisová, N., Piercey, S. J., & Wälle, M. (2024). Mineralogy and mineral chemistry of the ABM replacement-style volcanogenic massive sulfide deposit, Finlayson Lake district, Yukon, Canada. Mineralium Deposita, 59(3), 473-503. https://doi.org/10.1007/s00126-023-01217-4 |  | CAN | CA-YT | -130.6 | 61.4667 | [8 empty] | Only analyses +/-3% of 100% were shown and they were normalized to 100% | 2025-04-30
| ABM |  | Volcanic basin hydrothermal | Volcanogenic massive sulfide (VMS) | Bimodal felsic VMS | Zn, Cu, Pb, Au, Ag |  | Zn, Cu, Pb, Au, Ag | Denisová et al., 2024 |  | B232695 | B232695-1-1-20 | borehole | K15-319 |  | 188 | 188.05 | ore material | half core | core drilling | rock | polished slab from core | Yukon–Tanana and Slide Mountain terranes | Kudz Ze Kayah formation |  |  | acid volcanic rock, siliciclastic sedimentary rock |  | rock | greenschist | pyrite | Assemblage 1 |  |  |  | chloritic |  | pyrite, arsenopyrite, pyrrhotite, galena, chalcopyrite, sulfosalts | cutting and polishing | EPMA | JEOL JXA-8230 SuperProbe electron probe microanalyzer (EPMA) equipped with five wavelength-dispersive spectrometers (WDS) and a tungsten filament electron gun. |  | sulfides were analyzed using an accelerating voltage of 25 kV, a 2-nA beam current, focused to 1 μm, with elemental counting times between 5 and 30 s |  | -99999 | 30 |  |  | 224.7411 | 82.9729 | [20 empty] | 302.9119 | 26.2212 |  |  |  |  | 664.4519 | 32.1687 | [8 empty] | 463484.4514 | 35.1272 | [42 empty] | 429.9394 | 77.1423 | [14 empty] | 534893.5044 | 35.2413 | -99999 | 35.4527 | [36 empty] | -99999 | 203.6489 |  |  |  | 2024 | Denisová, N., Piercey, S. J., & Wälle, M. (2024). Mineralogy and mineral chemistry of the ABM replacement-style volcanogenic massive sulfide deposit, Finlayson Lake district, Yukon, Canada. Mineralium Deposita, 59(3), 473-503. https://doi.org/10.1007/s00126-023-01217-4 |  | CAN | CA-YT | -130.6 | 61.4667 | [8 empty] | Only analyses +/-3% of 100% were shown and they were normalized to 100% | 2025-04-30
| ABM |  | Volcanic basin hydrothermal | Volcanogenic massive sulfide (VMS) | Bimodal felsic VMS | Zn, Cu, Pb, Au, Ag |  | Zn, Cu, Pb, Au, Ag | Denisová et al., 2024 |  | B232695 | B232695-1-1-7 | borehole | K15-319 |  | 188 | 188.05 | ore material | half core | core drilling | rock | polished slab from core | Yukon–Tanana and Slide Mountain terranes | Kudz Ze Kayah formation |  |  | acid volcanic rock, siliciclastic sedimentary rock |  | rock | greenschist | pyrite | Assemblage 1 |  |  |  | chloritic |  | pyrite, arsenopyrite, pyrrhotite, galena, chalcopyrite, sulfosalts | cutting and polishing | EPMA | JEOL JXA-8230 SuperProbe electron probe microanalyzer (EPMA) equipped with five wavelength-dispersive spectrometers (WDS) and a tungsten filament electron gun. |  | sulfides were analyzed using an accelerating voltage of 25 kV, a 2-nA beam current, focused to 1 μm, with elemental counting times between 5 and 30 s |  | -99999 | 30 |  |  | 97.9 | 82.9729 | [20 empty] | 518.8702 | 26.2212 |  |  |  |  | -99999 | 32.1687 | [8 empty] | 463253.2175 | 35.1272 | [42 empty] | -99999 | 77.1423 | [14 empty] | 536130.0122 | 35.2413 | -99999 | 35.4527 | [36 empty] | -99999 | 203.6489 |  |  |  | 2024 | Denisová, N., Piercey, S. J., & Wälle, M. (2024). Mineralogy and mineral chemistry of the ABM replacement-style volcanogenic massive sulfide deposit, Finlayson Lake district, Yukon, Canada. Mineralium Deposita, 59(3), 473-503. https://doi.org/10.1007/s00126-023-01217-4 |  | CAN | CA-YT | -130.6 | 61.4667 | [8 empty] | Only analyses +/-3% of 100% were shown and they were normalized to 100% | 2025-04-30
| ABM |  | Volcanic basin hydrothermal | Volcanogenic massive sulfide (VMS) | Bimodal felsic VMS | Zn, Cu, Pb, Au, Ag |  | Zn, Cu, Pb, Au, Ag | Denisová et al., 2024 |  | B232695 | B232695-2-1-15 | borehole | K15-319 |  | 188 | 188.05 | ore material | half core | core drilling | rock | polished slab from core | Yukon–Tanana and Slide Mountain terranes | Kudz Ze Kayah formation |  |  | acid volcanic rock, siliciclastic sedimentary rock |  | rock | greenschist | pyrite | Assemblage 1 |  |  |  | chloritic |  | pyrite, arsenopyrite, pyrrhotite, galena, chalcopyrite, sulfosalts | cutting and polishing | EPMA | JEOL JXA-8230 SuperProbe electron probe microanalyzer (EPMA) equipped with five wavelength-dispersive spectrometers (WDS) and a tungsten filament electron gun. |  | sulfides were analyzed using an accelerating voltage of 25 kV, a 2-nA beam current, focused to 1 μm, with elemental counting times between 5 and 30 s |  | -99999 | 30 |  |  | 215.5616 | 82.9729 | [20 empty] | 352.7371 | 26.2212 |  |  |  |  | -99999 | 32.1687 | [8 empty] | 463114.4638 | 35.1272 | [42 empty] | -99999 | 77.1423 | [14 empty] | 535954.7021 | 35.2413 | -99999 | 35.4527 | [36 empty] | 362.5354 | 203.6489 |  |  |  | 2024 | Denisová, N., Piercey, S. J., & Wälle, M. (2024). Mineralogy and mineral chemistry of the ABM replacement-style volcanogenic massive sulfide deposit, Finlayson Lake district, Yukon, Canada. Mineralium Deposita, 59(3), 473-503. https://doi.org/10.1007/s00126-023-01217-4 |  | CAN | CA-YT | -130.6 | 61.4667 | [8 empty] | Only analyses +/-3% of 100% were shown and they were normalized to 100% | 2025-04-30
| ABM |  | Volcanic basin hydrothermal | Volcanogenic massive sulfide (VMS) | Bimodal felsic VMS | Zn, Cu, Pb, Au, Ag |  | Zn, Cu, Pb, Au, Ag | Denisová et al., 2024 |  | B232695 | B232695-3-1-19 | borehole | K15-319 |  | 188 | 188.05 | ore material | half core | core drilling | rock | polished slab from core | Yukon–Tanana and Slide Mountain terranes | Kudz Ze Kayah formation |  |  | acid volcanic rock, siliciclastic sedimentary rock |  | rock | greenschist | pyrite | Assemblage 1 |  |  |  | chloritic |  | pyrite, arsenopyrite, pyrrhotite, galena, chalcopyrite, sulfosalts | cutting and polishing | EPMA | JEOL JXA-8230 SuperProbe electron probe microanalyzer (EPMA) equipped with five wavelength-dispersive spectrometers (WDS) and a tungsten filament electron gun. |  | sulfides were analyzed using an accelerating voltage of 25 kV, a 2-nA beam current, focused to 1 μm, with elemental counting times between 5 and 30 s |  | -99999 | 30 |  |  | -99999 | 82.9729 | [20 empty] | 160.5845 | 26.2212 |  |  |  |  | -99999 | 32.1687 | [8 empty] | 467842.9444 | 35.1272 | [42 empty] | 160.5845 | 77.1423 | [14 empty] | 531675.302 | 35.2413 | 70.2557 | 35.4527 | [36 empty] | -99999 | 203.6489 |  |  |  | 2024 | Denisová, N., Piercey, S. J., & Wälle, M. (2024). Mineralogy and mineral chemistry of the ABM replacement-style volcanogenic massive sulfide deposit, Finlayson Lake district, Yukon, Canada. Mineralium Deposita, 59(3), 473-503. https://doi.org/10.1007/s00126-023-01217-4 |  | CAN | CA-YT | -130.6 | 61.4667 | [8 empty] | Only analyses +/-3% of 100% were shown and they were normalized to 100% | 2025-04-30
| ABM |  | Volcanic basin hydrothermal | Volcanogenic massive sulfide (VMS) | Bimodal felsic VMS | Zn, Cu, Pb, Au, Ag |  | Zn, Cu, Pb, Au, Ag | Denisová et al., 2024 |  | B232695 | B232695-3-1-20 | borehole | K15-319 |  | 188 | 188.05 | ore material | half core | core drilling | rock | polished slab from core | Yukon–Tanana and Slide Mountain terranes | Kudz Ze Kayah formation |  |  | acid volcanic rock, siliciclastic sedimentary rock |  | rock | greenschist | pyrite | Assemblage 1 |  |  |  | chloritic |  | pyrite, arsenopyrite, pyrrhotite, galena, chalcopyrite, sulfosalts | cutting and polishing | EPMA | JEOL JXA-8230 SuperProbe electron probe microanalyzer (EPMA) equipped with five wavelength-dispersive spectrometers (WDS) and a tungsten filament electron gun. |  | sulfides were analyzed using an accelerating voltage of 25 kV, a 2-nA beam current, focused to 1 μm, with elemental counting times between 5 and 30 s |  | -99999 | 30 |  |  | -99999 | 82.9729 | [20 empty] | 392.2376 | 26.2212 |  |  |  |  | -99999 | 32.1687 | [8 empty] | 462134.3559 | 35.1272 | [42 empty] | -99999 | 77.1423 | [14 empty] | 537434.1827 | 35.2413 | -99999 | 35.4527 | [36 empty] | -99999 | 203.6489 |  |  |  | 2024 | Denisová, N., Piercey, S. J., & Wälle, M. (2024). Mineralogy and mineral chemistry of the ABM replacement-style volcanogenic massive sulfide deposit, Finlayson Lake district, Yukon, Canada. Mineralium Deposita, 59(3), 473-503. https://doi.org/10.1007/s00126-023-01217-4 |  | CAN | CA-YT | -130.6 | 61.4667 | [8 empty] | Only analyses +/-3% of 100% were shown and they were normalized to 100% | 2025-04-30
| ABM |  | Volcanic basin hydrothermal | Volcanogenic massive sulfide (VMS) | Bimodal felsic VMS | Zn, Cu, Pb, Au, Ag |  | Zn, Cu, Pb, Au, Ag | Denisová et al., 2024 |  | B232695 | B232695-5-1-23 | borehole | K15-319 |  | 188 | 188.05 | ore material | half core | core drilling | rock | polished slab from core | Yukon–Tanana and Slide Mountain terranes | Kudz Ze Kayah formation |  |  | acid volcanic rock, siliciclastic sedimentary rock |  | rock | greenschist | pyrite | Assemblage 1 |  |  |  | chloritic |  | pyrite, arsenopyrite, pyrrhotite, galena, chalcopyrite, sulfosalts | cutting and polishing | EPMA | JEOL JXA-8230 SuperProbe electron probe microanalyzer (EPMA) equipped with five wavelength-dispersive spectrometers (WDS) and a tungsten filament electron gun. |  | sulfides were analyzed using an accelerating voltage of 25 kV, a 2-nA beam current, focused to 1 μm, with elemental counting times between 5 and 30 s |  | -99999 | 30 |  |  | 722.6563 | 82.9729 | [20 empty] | 537.1094 | 26.2212 |  |  |  |  | -99999 | 32.1687 | [8 empty] | 462109.3744 | 35.1272 | [42 empty] | 107.4219 | 77.1423 | [14 empty] | 536367.1881 | 35.2413 | -99999 | 35.4527 | [36 empty] | 156.25 | 203.6489 |  |  |  | 2024 | Denisová, N., Piercey, S. J., & Wälle, M. (2024). Mineralogy and mineral chemistry of the ABM replacement-style volcanogenic massive sulfide deposit, Finlayson Lake district, Yukon, Canada. Mineralium Deposita, 59(3), 473-503. https://doi.org/10.1007/s00126-023-01217-4 |  | CAN | CA-YT | -130.6 | 61.4667 | [8 empty] | Only analyses +/-3% of 100% were shown and they were normalized to 100% | 2025-04-30
| ABM |  | Volcanic basin hydrothermal | Volcanogenic massive sulfide (VMS) | Bimodal felsic VMS | Zn, Cu, Pb, Au, Ag |  | Zn, Cu, Pb, Au, Ag | Denisová et al., 2024 |  | B232695 | B232695-5-1-24 | borehole | K15-319 |  | 188 | 188.05 | ore material | half core | core drilling | rock | polished slab from core | Yukon–Tanana and Slide Mountain terranes | Kudz Ze Kayah formation |  |  | acid volcanic rock, siliciclastic sedimentary rock |  | rock | greenschist | pyrite | Assemblage 1 |  |  |  | chloritic |  | pyrite, arsenopyrite, pyrrhotite, galena, chalcopyrite, sulfosalts | cutting and polishing | EPMA | JEOL JXA-8230 SuperProbe electron probe microanalyzer (EPMA) equipped with five wavelength-dispersive spectrometers (WDS) and a tungsten filament electron gun. |  | sulfides were analyzed using an accelerating voltage of 25 kV, a 2-nA beam current, focused to 1 μm, with elemental counting times between 5 and 30 s |  | -99999 | 30 |  |  | 584.4763 | 82.9729 | [20 empty] | 438.3573 | 26.2212 |  |  |  |  | 964.3859 | 32.1687 | [8 empty] | 460577.0667 | 35.1272 | [42 empty] | -99999 | 77.1423 | [14 empty] | 534834.7943 | 35.2413 | -99999 | 35.4527 | [36 empty] | 2600.9195 | 203.6489 |  |  |  | 2024 | Denisová, N., Piercey, S. J., & Wälle, M. (2024). Mineralogy and mineral chemistry of the ABM replacement-style volcanogenic massive sulfide deposit, Finlayson Lake district, Yukon, Canada. Mineralium Deposita, 59(3), 473-503. https://doi.org/10.1007/s00126-023-01217-4 |  | CAN | CA-YT | -130.6 | 61.4667 | [8 empty] | Only analyses +/-3% of 100% were shown and they were normalized to 100% | 2025-04-30
| ABM |  | Volcanic basin hydrothermal | Volcanogenic massive sulfide (VMS) | Bimodal felsic VMS | Zn, Cu, Pb, Au, Ag |  | Zn, Cu, Pb, Au, Ag | Denisová et al., 2024 |  | B232695 | B232695-7-1-13 | borehole | K15-319 |  | 188 | 188.05 | ore material | half core | core drilling | rock | polished slab from core | Yukon–Tanana and Slide Mountain terranes | Kudz Ze Kayah formation |  |  | acid volcanic rock, siliciclastic sedimentary rock |  | rock | greenschist | pyrite | Assemblage 1 |  |  |  | chloritic |  | pyrite, arsenopyrite, pyrrhotite, galena, chalcopyrite, sulfosalts | cutting and polishing | EPMA | JEOL JXA-8230 SuperProbe electron probe microanalyzer (EPMA) equipped with five wavelength-dispersive spectrometers (WDS) and a tungsten filament electron gun. |  | sulfides were analyzed using an accelerating voltage of 25 kV, a 2-nA beam current, focused to 1 μm, with elemental counting times between 5 and 30 s |  | -99999 | 30 |  |  | 568.0093 | 82.9729 | [20 empty] | 558.2161 | 26.2212 |  |  |  |  | -99999 | 32.1687 | [8 empty] | 459529.3429 | 35.1272 | [42 empty] | -99999 | 77.1423 | [14 empty] | 538854.7685 | 35.2413 | -99999 | 35.4527 | [36 empty] | 489.6632 | 203.6489 |  |  |  | 2024 | Denisová, N., Piercey, S. J., & Wälle, M. (2024). Mineralogy and mineral chemistry of the ABM replacement-style volcanogenic massive sulfide deposit, Finlayson Lake district, Yukon, Canada. Mineralium Deposita, 59(3), 473-503. https://doi.org/10.1007/s00126-023-01217-4 |  | CAN | CA-YT | -130.6 | 61.4667 | [8 empty] | Only analyses +/-3% of 100% were shown and they were normalized to 100% | 2025-04-30
| ABM |  | Volcanic basin hydrothermal | Volcanogenic massive sulfide (VMS) | Bimodal felsic VMS | Zn, Cu, Pb, Au, Ag |  | Zn, Cu, Pb, Au, Ag | Denisová et al., 2024 |  | B232695 | B232695-7-1-14 | borehole | K15-319 |  | 188 | 188.05 | ore material | half core | core drilling | rock | polished slab from core | Yukon–Tanana and Slide Mountain terranes | Kudz Ze Kayah formation |  |  | acid volcanic rock, siliciclastic sedimentary rock |  | rock | greenschist | pyrite | Assemblage 1 |  |  |  | chloritic |  | pyrite, arsenopyrite, pyrrhotite, galena, chalcopyrite, sulfosalts | cutting and polishing | EPMA | JEOL JXA-8230 SuperProbe electron probe microanalyzer (EPMA) equipped with five wavelength-dispersive spectrometers (WDS) and a tungsten filament electron gun. |  | sulfides were analyzed using an accelerating voltage of 25 kV, a 2-nA beam current, focused to 1 μm, with elemental counting times between 5 and 30 s |  | -99999 | 30 |  |  | 429.7505 | 82.9729 | [20 empty] | 566.4892 | 26.2212 |  |  |  |  | 97.6706 | 32.1687 | [8 empty] | 462567.7697 | 35.1272 | [42 empty] | 146.5058 | 77.1423 | [14 empty] | 536064.8425 | 35.2413 | 107.4376 | 35.4527 | [36 empty] | -99999 | 203.6489 |  |  |  | 2024 | Denisová, N., Piercey, S. J., & Wälle, M. (2024). Mineralogy and mineral chemistry of the ABM replacement-style volcanogenic massive sulfide deposit, Finlayson Lake district, Yukon, Canada. Mineralium Deposita, 59(3), 473-503. https://doi.org/10.1007/s00126-023-01217-4 |  | CAN | CA-YT | -130.6 | 61.4667 | [8 empty] | Only analyses +/-3% of 100% were shown and they were normalized to 100% | 2025-04-30
| ABM |  | Volcanic basin hydrothermal | Volcanogenic massive sulfide (VMS) | Bimodal felsic VMS | Zn, Cu, Pb, Au, Ag |  | Zn, Cu, Pb, Au, Ag | Denisová et al., 2024 |  | B232695 | B232695-7-1-15 | borehole | K15-319 |  | 188 | 188.05 | ore material | half core | core drilling | rock | polished slab from core | Yukon–Tanana and Slide Mountain terranes | Kudz Ze Kayah formation |  |  | acid volcanic rock, siliciclastic sedimentary rock |  | rock | greenschist | pyrite | Assemblage 1 |  |  |  | chloritic |  | pyrite, arsenopyrite, pyrrhotite, galena, chalcopyrite, sulfosalts | cutting and polishing | EPMA | JEOL JXA-8230 SuperProbe electron probe microanalyzer (EPMA) equipped with five wavelength-dispersive spectrometers (WDS) and a tungsten filament electron gun. |  | sulfides were analyzed using an accelerating voltage of 25 kV, a 2-nA beam current, focused to 1 μm, with elemental counting times between 5 and 30 s |  | -99999 | 30 |  |  | -99999 | 82.9729 | [20 empty] | 244.7381 | 26.2212 |  |  |  |  | -99999 | 32.1687 | [8 empty] | 462339.7075 | 35.1272 | [42 empty] | 78.3162 | 77.1423 | [14 empty] | 537298.0801 | 35.2413 | -99999 | 35.4527 | [36 empty] | -99999 | 203.6489 |  |  |  | 2024 | Denisová, N., Piercey, S. J., & Wälle, M. (2024). Mineralogy and mineral chemistry of the ABM replacement-style volcanogenic massive sulfide deposit, Finlayson Lake district, Yukon, Canada. Mineralium Deposita, 59(3), 473-503. https://doi.org/10.1007/s00126-023-01217-4 |  | CAN | CA-YT | -130.6 | 61.4667 | [8 empty] | Only analyses +/-3% of 100% were shown and they were normalized to 100% | 2025-04-30
| ABM |  | Volcanic basin hydrothermal | Volcanogenic massive sulfide (VMS) | Bimodal felsic VMS | Zn, Cu, Pb, Au, Ag |  | Zn, Cu, Pb, Au, Ag | Denisová et al., 2024 |  | B232695 | B232695-8-1-12 | borehole | K15-319 |  | 188 | 188.05 | ore material | half core | core drilling | rock | polished slab from core | Yukon–Tanana and Slide Mountain terranes | Kudz Ze Kayah formation |  |  | acid volcanic rock, siliciclastic sedimentary rock |  | rock | greenschist | pyrite | Assemblage 1 |  |  |  | chloritic |  | pyrite, arsenopyrite, pyrrhotite, galena, chalcopyrite, sulfosalts | cutting and polishing | EPMA | JEOL JXA-8230 SuperProbe electron probe microanalyzer (EPMA) equipped with five wavelength-dispersive spectrometers (WDS) and a tungsten filament electron gun. |  | sulfides were analyzed using an accelerating voltage of 25 kV, a 2-nA beam current, focused to 1 μm, with elemental counting times between 5 and 30 s |  | -99999 | 30 |  |  | 546.0165 | 82.9729 | [20 empty] | 292.5088 | 26.2212 |  |  |  |  | 126.7538 | 32.1687 | [8 empty] | 461647.2111 | 35.1272 | [42 empty] | 68.2521 | 77.1423 | [14 empty] | 536519.7335 | 35.2413 | -99999 | 35.4527 | [36 empty] | 789.7739 | 203.6489 |  |  |  | 2024 | Denisová, N., Piercey, S. J., & Wälle, M. (2024). Mineralogy and mineral chemistry of the ABM replacement-style volcanogenic massive sulfide deposit, Finlayson Lake district, Yukon, Canada. Mineralium Deposita, 59(3), 473-503. https://doi.org/10.1007/s00126-023-01217-4 |  | CAN | CA-YT | -130.6 | 61.4667 | [8 empty] | Only analyses +/-3% of 100% were shown and they were normalized to 100% | 2025-04-30
| ABM |  | Volcanic basin hydrothermal | Volcanogenic massive sulfide (VMS) | Bimodal felsic VMS | Zn, Cu, Pb, Au, Ag |  | Zn, Cu, Pb, Au, Ag | Denisová et al., 2024 |  | B232695 | B232695-8-1-13 | borehole | K15-319 |  | 188 | 188.05 | ore material | half core | core drilling | rock | polished slab from core | Yukon–Tanana and Slide Mountain terranes | Kudz Ze Kayah formation |  |  | acid volcanic rock, siliciclastic sedimentary rock |  | rock | greenschist | pyrite | Assemblage 1 |  |  |  | chloritic |  | pyrite, arsenopyrite, pyrrhotite, galena, chalcopyrite, sulfosalts | cutting and polishing | EPMA | JEOL JXA-8230 SuperProbe electron probe microanalyzer (EPMA) equipped with five wavelength-dispersive spectrometers (WDS) and a tungsten filament electron gun. |  | sulfides were analyzed using an accelerating voltage of 25 kV, a 2-nA beam current, focused to 1 μm, with elemental counting times between 5 and 30 s |  | -99999 | 30 |  |  | -99999 | 82.9729 | [20 empty] | 353.4714 | 26.2212 |  |  |  |  | -99999 | 32.1687 | [8 empty] | 461250.7075 | 35.1272 | [42 empty] | -99999 | 77.1423 | [14 empty] | 538395.8211 | 35.2413 | -99999 | 35.4527 | [36 empty] | -99999 | 203.6489 |  |  |  | 2024 | Denisová, N., Piercey, S. J., & Wälle, M. (2024). Mineralogy and mineral chemistry of the ABM replacement-style volcanogenic massive sulfide deposit, Finlayson Lake district, Yukon, Canada. Mineralium Deposita, 59(3), 473-503. https://doi.org/10.1007/s00126-023-01217-4 |  | CAN | CA-YT | -130.6 | 61.4667 | [8 empty] | Only analyses +/-3% of 100% were shown and they were normalized to 100% | 2025-04-30
| ABM |  | Volcanic basin hydrothermal | Volcanogenic massive sulfide (VMS) | Bimodal felsic VMS | Zn, Cu, Pb, Au, Ag |  | Zn, Cu, Pb, Au, Ag | Denisová et al., 2024 |  | B232695 | B232695-8-1-16 | borehole | K15-319 |  | 188 | 188.05 | ore material | half core | core drilling | rock | polished slab from core | Yukon–Tanana and Slide Mountain terranes | Kudz Ze Kayah formation |  |  | acid volcanic rock, siliciclastic sedimentary rock |  | rock | greenschist | pyrite | Assemblage 1 |  |  |  | chloritic |  | pyrite, arsenopyrite, pyrrhotite, galena, chalcopyrite, sulfosalts | cutting and polishing | EPMA | JEOL JXA-8230 SuperProbe electron probe microanalyzer (EPMA) equipped with five wavelength-dispersive spectrometers (WDS) and a tungsten filament electron gun. |  | sulfides were analyzed using an accelerating voltage of 25 kV, a 2-nA beam current, focused to 1 μm, with elemental counting times between 5 and 30 s |  | -99999 | 30 |  |  | 519.0532 | 82.9729 | [20 empty] | 205.6626 | 26.2212 |  |  |  |  | -99999 | 32.1687 | [8 empty] | 460654.7808 | 35.1272 | [42 empty] | 264.4233 | 77.1423 | [14 empty] | 538356.0801 | 35.2413 | -99999 | 35.4527 | [36 empty] | -99999 | 203.6489 |  |  |  | 2024 | Denisová, N., Piercey, S. J., & Wälle, M. (2024). Mineralogy and mineral chemistry of the ABM replacement-style volcanogenic massive sulfide deposit, Finlayson Lake district, Yukon, Canada. Mineralium Deposita, 59(3), 473-503. https://doi.org/10.1007/s00126-023-01217-4 |  | CAN | CA-YT | -130.6 | 61.4667 | [8 empty] | Only analyses +/-3% of 100% were shown and they were normalized to 100% | 2025-04-30
| ABM |  | Volcanic basin hydrothermal | Volcanogenic massive sulfide (VMS) | Bimodal felsic VMS | Zn, Cu, Pb, Au, Ag |  | Zn, Cu, Pb, Au, Ag | Denisová et al., 2024 |  | B232695 | B232695-9-1-10 | borehole | K15-319 |  | 188 | 188.05 | ore material | half core | core drilling | rock | polished slab from core | Yukon–Tanana and Slide Mountain terranes | Kudz Ze Kayah formation |  |  | acid volcanic rock, siliciclastic sedimentary rock |  | rock | greenschist | pyrite | Assemblage 1 |  |  |  | chloritic |  | pyrite, arsenopyrite, pyrrhotite, galena, chalcopyrite, sulfosalts | cutting and polishing | EPMA | JEOL JXA-8230 SuperProbe electron probe microanalyzer (EPMA) equipped with five wavelength-dispersive spectrometers (WDS) and a tungsten filament electron gun. |  | sulfides were analyzed using an accelerating voltage of 25 kV, a 2-nA beam current, focused to 1 μm, with elemental counting times between 5 and 30 s |  | -99999 | 30 |  |  | -99999 | 82.9729 | [20 empty] | 216.3161 | 26.2212 |  |  |  |  | 88.493 | 32.1687 | [8 empty] | 462542.8906 | 35.1272 | [42 empty] | 265.4789 | 77.1423 | [14 empty] | 536886.8214 | 35.2413 | -99999 | 35.4527 | [36 empty] | -99999 | 203.6489 |  |  |  | 2024 | Denisová, N., Piercey, S. J., & Wälle, M. (2024). Mineralogy and mineral chemistry of the ABM replacement-style volcanogenic massive sulfide deposit, Finlayson Lake district, Yukon, Canada. Mineralium Deposita, 59(3), 473-503. https://doi.org/10.1007/s00126-023-01217-4 |  | CAN | CA-YT | -130.6 | 61.4667 | [8 empty] | Only analyses +/-3% of 100% were shown and they were normalized to 100% | 2025-04-30
| ABM |  | Volcanic basin hydrothermal | Volcanogenic massive sulfide (VMS) | Bimodal felsic VMS | Zn, Cu, Pb, Au, Ag |  | Zn, Cu, Pb, Au, Ag | Denisová et al., 2024 |  | B232695 | B232695-9-1-15 | borehole | K15-319 |  | 188 | 188.05 | ore material | half core | core drilling | rock | polished slab from core | Yukon–Tanana and Slide Mountain terranes | Kudz Ze Kayah formation |  |  | acid volcanic rock, siliciclastic sedimentary rock |  | rock | greenschist | pyrite | Assemblage 1 |  |  |  | chloritic |  | pyrite, arsenopyrite, pyrrhotite, galena, chalcopyrite, sulfosalts | cutting and polishing | EPMA | JEOL JXA-8230 SuperProbe electron probe microanalyzer (EPMA) equipped with five wavelength-dispersive spectrometers (WDS) and a tungsten filament electron gun. |  | sulfides were analyzed using an accelerating voltage of 25 kV, a 2-nA beam current, focused to 1 μm, with elemental counting times between 5 and 30 s |  | 120 | 30 |  |  | 196.14 | 82.9729 | [20 empty] | 264.789 | 26.2212 |  |  |  |  | -99999 | 32.1687 | [8 empty] | 461360.4169 | 35.1272 | [42 empty] | 245.175 | 77.1423 | [14 empty] | 537805.9883 | 35.2413 | -99999 | 35.4527 | [36 empty] | -99999 | 203.6489 |  |  |  | 2024 | Denisová, N., Piercey, S. J., & Wälle, M. (2024). Mineralogy and mineral chemistry of the ABM replacement-style volcanogenic massive sulfide deposit, Finlayson Lake district, Yukon, Canada. Mineralium Deposita, 59(3), 473-503. https://doi.org/10.1007/s00126-023-01217-4 |  | CAN | CA-YT | -130.6 | 61.4667 | [8 empty] | Only analyses +/-3% of 100% were shown and they were normalized to 100% | 2025-04-30
| ABM |  | Volcanic basin hydrothermal | Volcanogenic massive sulfide (VMS) | Bimodal felsic VMS | Zn, Cu, Pb, Au, Ag |  | Zn, Cu, Pb, Au, Ag | Denisová et al., 2024 |  | B232695 | B232695-9-1-16 | borehole | K15-319 |  | 188 | 188.05 | ore material | half core | core drilling | rock | polished slab from core | Yukon–Tanana and Slide Mountain terranes | Kudz Ze Kayah formation |  |  | acid volcanic rock, siliciclastic sedimentary rock |  | rock | greenschist | pyrite | Assemblage 1 |  |  |  | chloritic |  | pyrite, arsenopyrite, pyrrhotite, galena, chalcopyrite, sulfosalts | cutting and polishing | EPMA | JEOL JXA-8230 SuperProbe electron probe microanalyzer (EPMA) equipped with five wavelength-dispersive spectrometers (WDS) and a tungsten filament electron gun. |  | sulfides were analyzed using an accelerating voltage of 25 kV, a 2-nA beam current, focused to 1 μm, with elemental counting times between 5 and 30 s |  | -99999 | 30 |  |  | -99999 | 82.9729 | [20 empty] | 185.7083 | 26.2212 |  |  |  |  | -99999 | 32.1687 | [8 empty] | 464182.7433 | 35.1272 | [42 empty] | -99999 | 77.1423 | [14 empty] | 535338.3249 | 35.2413 | -99999 | 35.4527 | [36 empty] | 283.4495 | 203.6489 |  |  |  | 2024 | Denisová, N., Piercey, S. J., & Wälle, M. (2024). Mineralogy and mineral chemistry of the ABM replacement-style volcanogenic massive sulfide deposit, Finlayson Lake district, Yukon, Canada. Mineralium Deposita, 59(3), 473-503. https://doi.org/10.1007/s00126-023-01217-4 |  | CAN | CA-YT | -130.6 | 61.4667 | [8 empty] | Only analyses +/-3% of 100% were shown and they were normalized to 100% | 2025-04-30
| ABM |  | Volcanic basin hydrothermal | Volcanogenic massive sulfide (VMS) | Bimodal felsic VMS | Zn, Cu, Pb, Au, Ag |  | Zn, Cu, Pb, Au, Ag | Denisová et al., 2024 |  | B232695 | B232695-9-1-17 | borehole | K15-319 |  | 188 | 188.05 | ore material | half core | core drilling | rock | polished slab from core | Yukon–Tanana and Slide Mountain terranes | Kudz Ze Kayah formation |  |  | acid volcanic rock, siliciclastic sedimentary rock |  | rock | greenschist | pyrite | Assemblage 1 |  |  |  | chloritic |  | pyrite, arsenopyrite, pyrrhotite, galena, chalcopyrite, sulfosalts | cutting and polishing | EPMA | JEOL JXA-8230 SuperProbe electron probe microanalyzer (EPMA) equipped with five wavelength-dispersive spectrometers (WDS) and a tungsten filament electron gun. |  | sulfides were analyzed using an accelerating voltage of 25 kV, a 2-nA beam current, focused to 1 μm, with elemental counting times between 5 and 30 s |  | -99999 | 30 |  |  | 107.3401 | 82.9729 | [20 empty] | 302.504 | 26.2212 |  |  |  |  | -99999 | 32.1687 | [8 empty] | 459200.9942 | 35.1272 | [42 empty] | 204.922 | 77.1423 | [14 empty] | 536505.4012 | 35.2413 | -99999 | 35.4527 | [36 empty] | 3678.8385 | 203.6489 |  |  |  | 2024 | Denisová, N., Piercey, S. J., & Wälle, M. (2024). Mineralogy and mineral chemistry of the ABM replacement-style volcanogenic massive sulfide deposit, Finlayson Lake district, Yukon, Canada. Mineralium Deposita, 59(3), 473-503. https://doi.org/10.1007/s00126-023-01217-4 |  | CAN | CA-YT | -130.6 | 61.4667 | [8 empty] | Only analyses +/-3% of 100% were shown and they were normalized to 100% | 2025-04-30
| ABM |  | Volcanic basin hydrothermal | Volcanogenic massive sulfide (VMS) | Bimodal felsic VMS | Zn, Cu, Pb, Au, Ag |  | Zn, Cu, Pb, Au, Ag | Denisová et al., 2024 |  | B233308 | B233308-1-1-12 | borehole | K15-321 |  | 237.89 | 237.96 | ore material | half core | core drilling | rock | polished slab from core | Yukon–Tanana and Slide Mountain terranes | Kudz Ze Kayah formation |  |  | acid volcanic rock, siliciclastic sedimentary rock |  | rock | greenschist | pyrite | Assemblage 1 |  |  |  | chloritic |  | pyrite, arsenopyrite, pyrrhotite, galena, chalcopyrite, sulfosalts | cutting and polishing | EPMA | JEOL JXA-8230 SuperProbe electron probe microanalyzer (EPMA) equipped with five wavelength-dispersive spectrometers (WDS) and a tungsten filament electron gun. |  | sulfides were analyzed using an accelerating voltage of 25 kV, a 2-nA beam current, focused to 1 μm, with elemental counting times between 5 and 30 s |  | -99999 | 30 |  |  | -99999 | 82.9729 | [20 empty] | 235.4418 | 26.2212 |  |  |  |  | -99999 | 32.1687 | [8 empty] | 461377.7114 | 35.1272 | [42 empty] | 461.0736 | 77.1423 | [14 empty] | 537552.9903 | 35.2413 | -99999 | 35.4527 | [36 empty] | 323.7325 | 203.6489 |  |  |  | 2024 | Denisová, N., Piercey, S. J., & Wälle, M. (2024). Mineralogy and mineral chemistry of the ABM replacement-style volcanogenic massive sulfide deposit, Finlayson Lake district, Yukon, Canada. Mineralium Deposita, 59(3), 473-503. https://doi.org/10.1007/s00126-023-01217-4 |  | CAN | CA-YT | -130.6 | 61.4667 | [8 empty] | Only analyses +/-3% of 100% were shown and they were normalized to 100% | 2025-04-30
| ABM |  | Volcanic basin hydrothermal | Volcanogenic massive sulfide (VMS) | Bimodal felsic VMS | Zn, Cu, Pb, Au, Ag |  | Zn, Cu, Pb, Au, Ag | Denisová et al., 2024 |  | B233308 | B233308-1-1-9 | borehole | K15-321 |  | 237.89 | 237.96 | ore material | half core | core drilling | rock | polished slab from core | Yukon–Tanana and Slide Mountain terranes | Kudz Ze Kayah formation |  |  | acid volcanic rock, siliciclastic sedimentary rock |  | rock | greenschist | pyrite | Assemblage 1 |  |  |  | chloritic |  | pyrite, arsenopyrite, pyrrhotite, galena, chalcopyrite, sulfosalts | cutting and polishing | EPMA | JEOL JXA-8230 SuperProbe electron probe microanalyzer (EPMA) equipped with five wavelength-dispersive spectrometers (WDS) and a tungsten filament electron gun. |  | sulfides were analyzed using an accelerating voltage of 25 kV, a 2-nA beam current, focused to 1 μm, with elemental counting times between 5 and 30 s |  | -99999 | 30 |  |  | 294.0052 | 82.9729 | [20 empty] | 264.6047 | 26.2212 |  |  |  |  | -99999 | 32.1687 | [8 empty] | 462254.6273 | 35.1272 | [42 empty] | 205.8037 | 77.1423 | [14 empty] | 536843.7566 | 35.2413 | -99999 | 35.4527 | [36 empty] | 137.2024 | 203.6489 |  |  |  | 2024 | Denisová, N., Piercey, S. J., & Wälle, M. (2024). Mineralogy and mineral chemistry of the ABM replacement-style volcanogenic massive sulfide deposit, Finlayson Lake district, Yukon, Canada. Mineralium Deposita, 59(3), 473-503. https://doi.org/10.1007/s00126-023-01217-4 |  | CAN | CA-YT | -130.6 | 61.4667 | [8 empty] | Only analyses +/-3% of 100% were shown and they were normalized to 100% | 2025-04-30
| ABM |  | Volcanic basin hydrothermal | Volcanogenic massive sulfide (VMS) | Bimodal felsic VMS | Zn, Cu, Pb, Au, Ag |  | Zn, Cu, Pb, Au, Ag | Denisová et al., 2024 |  | B233308 | B233308-2-1-13 | borehole | K15-321 |  | 237.89 | 237.96 | ore material | half core | core drilling | rock | polished slab from core | Yukon–Tanana and Slide Mountain terranes | Kudz Ze Kayah formation |  |  | acid volcanic rock, siliciclastic sedimentary rock |  | rock | greenschist | pyrite | Assemblage 1 |  |  |  | chloritic |  | pyrite, arsenopyrite, pyrrhotite, galena, chalcopyrite, sulfosalts | cutting and polishing | EPMA | JEOL JXA-8230 SuperProbe electron probe microanalyzer (EPMA) equipped with five wavelength-dispersive spectrometers (WDS) and a tungsten filament electron gun. |  | sulfides were analyzed using an accelerating voltage of 25 kV, a 2-nA beam current, focused to 1 μm, with elemental counting times between 5 and 30 s |  | -99999 | 30 |  |  | 327.3095 | 82.9729 | [20 empty] | 297.5541 | 26.2212 |  |  |  |  | -99999 | 32.1687 | [8 empty] | 464630.7352 | 35.1272 | [42 empty] | 644.7005 | 77.1423 | [14 empty] | 533574.0217 | 35.2413 | -99999 | 35.4527 | [36 empty] | 525.6789 | 203.6489 |  |  |  | 2024 | Denisová, N., Piercey, S. J., & Wälle, M. (2024). Mineralogy and mineral chemistry of the ABM replacement-style volcanogenic massive sulfide deposit, Finlayson Lake district, Yukon, Canada. Mineralium Deposita, 59(3), 473-503. https://doi.org/10.1007/s00126-023-01217-4 |  | CAN | CA-YT | -130.6 | 61.4667 | [8 empty] | Only analyses +/-3% of 100% were shown and they were normalized to 100% | 2025-04-30
| ABM |  | Volcanic basin hydrothermal | Volcanogenic massive sulfide (VMS) | Bimodal felsic VMS | Zn, Cu, Pb, Au, Ag |  | Zn, Cu, Pb, Au, Ag | Denisová et al., 2024 |  | B233308 | B233308-2-1-15 | borehole | K15-321 |  | 237.89 | 237.96 | ore material | half core | core drilling | rock | polished slab from core | Yukon–Tanana and Slide Mountain terranes | Kudz Ze Kayah formation |  |  | acid volcanic rock, siliciclastic sedimentary rock |  | rock | greenschist | pyrite | Assemblage 1 |  |  |  | chloritic |  | pyrite, arsenopyrite, pyrrhotite, galena, chalcopyrite, sulfosalts | cutting and polishing | EPMA | JEOL JXA-8230 SuperProbe electron probe microanalyzer (EPMA) equipped with five wavelength-dispersive spectrometers (WDS) and a tungsten filament electron gun. |  | sulfides were analyzed using an accelerating voltage of 25 kV, a 2-nA beam current, focused to 1 μm, with elemental counting times between 5 and 30 s |  | 110 | 30 |  |  | 78.0968 | 82.9729 | [20 empty] | 175.7178 | 26.2212 |  |  |  |  | -99999 | 32.1687 | [8 empty] | 463318.9039 | 35.1272 | [42 empty] | 497.867 | 77.1423 | [14 empty] | 534992.2532 | 35.2413 | -99999 | 35.4527 | [36 empty] | 829.7783 | 203.6489 |  |  |  | 2024 | Denisová, N., Piercey, S. J., & Wälle, M. (2024). Mineralogy and mineral chemistry of the ABM replacement-style volcanogenic massive sulfide deposit, Finlayson Lake district, Yukon, Canada. Mineralium Deposita, 59(3), 473-503. https://doi.org/10.1007/s00126-023-01217-4 |  | CAN | CA-YT | -130.6 | 61.4667 | [8 empty] | Only analyses +/-3% of 100% were shown and they were normalized to 100% | 2025-04-30
| ABM |  | Volcanic basin hydrothermal | Volcanogenic massive sulfide (VMS) | Bimodal felsic VMS | Zn, Cu, Pb, Au, Ag |  | Zn, Cu, Pb, Au, Ag | Denisová et al., 2024 |  | B233308 | B233308-2-1-16 | borehole | K15-321 |  | 237.89 | 237.96 | ore material | half core | core drilling | rock | polished slab from core | Yukon–Tanana and Slide Mountain terranes | Kudz Ze Kayah formation |  |  | acid volcanic rock, siliciclastic sedimentary rock |  | rock | greenschist | pyrite | Assemblage 1 |  |  |  | chloritic |  | pyrite, arsenopyrite, pyrrhotite, galena, chalcopyrite, sulfosalts | cutting and polishing | EPMA | JEOL JXA-8230 SuperProbe electron probe microanalyzer (EPMA) equipped with five wavelength-dispersive spectrometers (WDS) and a tungsten filament electron gun. |  | sulfides were analyzed using an accelerating voltage of 25 kV, a 2-nA beam current, focused to 1 μm, with elemental counting times between 5 and 30 s |  | -99999 | 30 |  |  | 165.6662 | 82.9729 | [20 empty] | 146.176 | 26.2212 |  |  |  |  | -99999 | 32.1687 | [8 empty] | 460912.5408 | 35.1272 | [42 empty] | 243.6267 | 77.1423 | [14 empty] | 537499.0129 | 35.2413 | -99999 | 35.4527 | [36 empty] | 974.5069 | 203.6489 |  |  |  | 2024 | Denisová, N., Piercey, S. J., & Wälle, M. (2024). Mineralogy and mineral chemistry of the ABM replacement-style volcanogenic massive sulfide deposit, Finlayson Lake district, Yukon, Canada. Mineralium Deposita, 59(3), 473-503. https://doi.org/10.1007/s00126-023-01217-4 |  | CAN | CA-YT | -130.6 | 61.4667 | [8 empty] | Only analyses +/-3% of 100% were shown and they were normalized to 100% | 2025-04-30
| ABM |  | Volcanic basin hydrothermal | Volcanogenic massive sulfide (VMS) | Bimodal felsic VMS | Zn, Cu, Pb, Au, Ag |  | Zn, Cu, Pb, Au, Ag | Denisová et al., 2024 |  | B233308 | B233308-3-1-10 | borehole | K15-321 |  | 237.89 | 237.96 | ore material | half core | core drilling | rock | polished slab from core | Yukon–Tanana and Slide Mountain terranes | Kudz Ze Kayah formation |  |  | acid volcanic rock, siliciclastic sedimentary rock |  | rock | greenschist | pyrite | Assemblage 1 |  |  |  | chloritic |  | pyrite, arsenopyrite, pyrrhotite, galena, chalcopyrite, sulfosalts | cutting and polishing | EPMA | JEOL JXA-8230 SuperProbe electron probe microanalyzer (EPMA) equipped with five wavelength-dispersive spectrometers (WDS) and a tungsten filament electron gun. |  | sulfides were analyzed using an accelerating voltage of 25 kV, a 2-nA beam current, focused to 1 μm, with elemental counting times between 5 and 30 s |  | -99999 | 30 |  |  | -99999 | 82.9729 | [20 empty] | 176.0822 | 26.2212 |  |  |  |  | -99999 | 32.1687 | [8 empty] | 463056.9693 | 35.1272 | [42 empty] | -99999 | 77.1423 | [14 empty] | 536718.0368 | 35.2413 | -99999 | 35.4527 | [36 empty] | -99999 | 203.6489 |  |  |  | 2024 | Denisová, N., Piercey, S. J., & Wälle, M. (2024). Mineralogy and mineral chemistry of the ABM replacement-style volcanogenic massive sulfide deposit, Finlayson Lake district, Yukon, Canada. Mineralium Deposita, 59(3), 473-503. https://doi.org/10.1007/s00126-023-01217-4 |  | CAN | CA-YT | -130.6 | 61.4667 | [8 empty] | Only analyses +/-3% of 100% were shown and they were normalized to 100% | 2025-04-30
| ABM |  | Volcanic basin hydrothermal | Volcanogenic massive sulfide (VMS) | Bimodal felsic VMS | Zn, Cu, Pb, Au, Ag |  | Zn, Cu, Pb, Au, Ag | Denisová et al., 2024 |  | B233308 | B233308-3-1-11 | borehole | K15-321 |  | 237.89 | 237.96 | ore material | half core | core drilling | rock | polished slab from core | Yukon–Tanana and Slide Mountain terranes | Kudz Ze Kayah formation |  |  | acid volcanic rock, siliciclastic sedimentary rock |  | rock | greenschist | pyrite | Assemblage 1 |  |  |  | chloritic |  | pyrite, arsenopyrite, pyrrhotite, galena, chalcopyrite, sulfosalts | cutting and polishing | EPMA | JEOL JXA-8230 SuperProbe electron probe microanalyzer (EPMA) equipped with five wavelength-dispersive spectrometers (WDS) and a tungsten filament electron gun. |  | sulfides were analyzed using an accelerating voltage of 25 kV, a 2-nA beam current, focused to 1 μm, with elemental counting times between 5 and 30 s |  | -99999 | 30 |  |  | 107.9299 | 82.9729 | [20 empty] | 206.048 | 26.2212 |  |  |  |  | -99999 | 32.1687 | [8 empty] | 459987.4372 | 35.1272 | [42 empty] | -99999 | 77.1423 | [14 empty] | 538874.393 | 35.2413 | -99999 | 35.4527 | [36 empty] | 745.6975 | 203.6489 |  |  |  | 2024 | Denisová, N., Piercey, S. J., & Wälle, M. (2024). Mineralogy and mineral chemistry of the ABM replacement-style volcanogenic massive sulfide deposit, Finlayson Lake district, Yukon, Canada. Mineralium Deposita, 59(3), 473-503. https://doi.org/10.1007/s00126-023-01217-4 |  | CAN | CA-YT | -130.6 | 61.4667 | [8 empty] | Only analyses +/-3% of 100% were shown and they were normalized to 100% | 2025-04-30
| ABM |  | Volcanic basin hydrothermal | Volcanogenic massive sulfide (VMS) | Bimodal felsic VMS | Zn, Cu, Pb, Au, Ag |  | Zn, Cu, Pb, Au, Ag | Denisová et al., 2024 |  | B233308 | B233308-3-1-9 | borehole | K15-321 |  | 237.89 | 237.96 | ore material | half core | core drilling | rock | polished slab from core | Yukon–Tanana and Slide Mountain terranes | Kudz Ze Kayah formation |  |  | acid volcanic rock, siliciclastic sedimentary rock |  | rock | greenschist | pyrite | Assemblage 1 |  |  |  | chloritic |  | pyrite, arsenopyrite, pyrrhotite, galena, chalcopyrite, sulfosalts | cutting and polishing | EPMA | JEOL JXA-8230 SuperProbe electron probe microanalyzer (EPMA) equipped with five wavelength-dispersive spectrometers (WDS) and a tungsten filament electron gun. |  | sulfides were analyzed using an accelerating voltage of 25 kV, a 2-nA beam current, focused to 1 μm, with elemental counting times between 5 and 30 s |  | -99999 | 30 |  |  | 128.3786 | 82.9729 | [20 empty] | 286.383 | 26.2212 |  |  |  |  | -99999 | 32.1687 | [8 empty] | 459437.3049 | 35.1272 | [42 empty] | 523.3896 | 77.1423 | [14 empty] | 538163.0032 | 35.2413 | -99999 | 35.4527 | [36 empty] | 1461.5408 | 203.6489 |  |  |  | 2024 | Denisová, N., Piercey, S. J., & Wälle, M. (2024). Mineralogy and mineral chemistry of the ABM replacement-style volcanogenic massive sulfide deposit, Finlayson Lake district, Yukon, Canada. Mineralium Deposita, 59(3), 473-503. https://doi.org/10.1007/s00126-023-01217-4 |  | CAN | CA-YT | -130.6 | 61.4667 | [8 empty] | Only analyses +/-3% of 100% were shown and they were normalized to 100% | 2025-04-30
| ABM |  | Volcanic basin hydrothermal | Volcanogenic massive sulfide (VMS) | Bimodal felsic VMS | Zn, Cu, Pb, Au, Ag |  | Zn, Cu, Pb, Au, Ag | Denisová et al., 2024 |  | B233308 | B233308-4-1-12 | borehole | K15-321 |  | 237.89 | 237.96 | ore material | half core | core drilling | rock | polished slab from core | Yukon–Tanana and Slide Mountain terranes | Kudz Ze Kayah formation |  |  | acid volcanic rock, siliciclastic sedimentary rock |  | rock | greenschist | pyrite | Assemblage 1 |  |  |  | chloritic |  | pyrite, arsenopyrite, pyrrhotite, galena, chalcopyrite, sulfosalts | cutting and polishing | EPMA | JEOL JXA-8230 SuperProbe electron probe microanalyzer (EPMA) equipped with five wavelength-dispersive spectrometers (WDS) and a tungsten filament electron gun. |  | sulfides were analyzed using an accelerating voltage of 25 kV, a 2-nA beam current, focused to 1 μm, with elemental counting times between 5 and 30 s |  | 110 | 30 |  |  | 265.8684 | 82.9729 | [20 empty] | -99999 | 26.2212 |  |  |  |  | -99999 | 32.1687 | [8 empty] | 457352.7294 | 35.1272 | [42 empty] | 423.4201 | 77.1423 | [14 empty] | 540540.0174 | 35.2413 | -99999 | 35.4527 | [36 empty] | 1270.2601 | 203.6489 |  |  |  | 2024 | Denisová, N., Piercey, S. J., & Wälle, M. (2024). Mineralogy and mineral chemistry of the ABM replacement-style volcanogenic massive sulfide deposit, Finlayson Lake district, Yukon, Canada. Mineralium Deposita, 59(3), 473-503. https://doi.org/10.1007/s00126-023-01217-4 |  | CAN | CA-YT | -130.6 | 61.4667 | [8 empty] | Only analyses +/-3% of 100% were shown and they were normalized to 100% | 2025-04-30
| ABM |  | Volcanic basin hydrothermal | Volcanogenic massive sulfide (VMS) | Bimodal felsic VMS | Zn, Cu, Pb, Au, Ag |  | Zn, Cu, Pb, Au, Ag | Denisová et al., 2024 |  | B233308 | B233308-4-1-13 | borehole | K15-321 |  | 237.89 | 237.96 | ore material | half core | core drilling | rock | polished slab from core | Yukon–Tanana and Slide Mountain terranes | Kudz Ze Kayah formation |  |  | acid volcanic rock, siliciclastic sedimentary rock |  | rock | greenschist | pyrite | Assemblage 1 |  |  |  | chloritic |  | pyrite, arsenopyrite, pyrrhotite, galena, chalcopyrite, sulfosalts | cutting and polishing | EPMA | JEOL JXA-8230 SuperProbe electron probe microanalyzer (EPMA) equipped with five wavelength-dispersive spectrometers (WDS) and a tungsten filament electron gun. |  | sulfides were analyzed using an accelerating voltage of 25 kV, a 2-nA beam current, focused to 1 μm, with elemental counting times between 5 and 30 s |  | -99999 | 30 |  |  | 558.6976 | 82.9729 | [20 empty] | 98.0171 | 26.2212 |  |  |  |  | -99999 | 32.1687 | [8 empty] | 461915.4489 | 35.1272 | [42 empty] | 68.612 | 77.1423 | [14 empty] | 537329.8193 | 35.2413 | -99999 | 35.4527 | [36 empty] | -99999 | 203.6489 |  |  |  | 2024 | Denisová, N., Piercey, S. J., & Wälle, M. (2024). Mineralogy and mineral chemistry of the ABM replacement-style volcanogenic massive sulfide deposit, Finlayson Lake district, Yukon, Canada. Mineralium Deposita, 59(3), 473-503. https://doi.org/10.1007/s00126-023-01217-4 |  | CAN | CA-YT | -130.6 | 61.4667 | [8 empty] | Only analyses +/-3% of 100% were shown and they were normalized to 100% | 2025-04-30
| ABM |  | Volcanic basin hydrothermal | Volcanogenic massive sulfide (VMS) | Bimodal felsic VMS | Zn, Cu, Pb, Au, Ag |  | Zn, Cu, Pb, Au, Ag | Denisová et al., 2024 |  | B233308 | B233308-4-1-14 | borehole | K15-321 |  | 237.89 | 237.96 | ore material | half core | core drilling | rock | polished slab from core | Yukon–Tanana and Slide Mountain terranes | Kudz Ze Kayah formation |  |  | acid volcanic rock, siliciclastic sedimentary rock |  | rock | greenschist | pyrite | Assemblage 1 |  |  |  | chloritic |  | pyrite, arsenopyrite, pyrrhotite, galena, chalcopyrite, sulfosalts | cutting and polishing | EPMA | JEOL JXA-8230 SuperProbe electron probe microanalyzer (EPMA) equipped with five wavelength-dispersive spectrometers (WDS) and a tungsten filament electron gun. |  | sulfides were analyzed using an accelerating voltage of 25 kV, a 2-nA beam current, focused to 1 μm, with elemental counting times between 5 and 30 s |  | -99999 | 30 |  |  | -99999 | 82.9729 | [20 empty] | 175.728 | 26.2212 |  |  |  |  | -99999 | 32.1687 | [8 empty] | 461110.4043 | 35.1272 | [42 empty] | 976.267 | 77.1423 | [14 empty] | 537718.0753 | 35.2413 | -99999 | 35.4527 | [36 empty] | -99999 | 203.6489 |  |  |  | 2024 | Denisová, N., Piercey, S. J., & Wälle, M. (2024). Mineralogy and mineral chemistry of the ABM replacement-style volcanogenic massive sulfide deposit, Finlayson Lake district, Yukon, Canada. Mineralium Deposita, 59(3), 473-503. https://doi.org/10.1007/s00126-023-01217-4 |  | CAN | CA-YT | -130.6 | 61.4667 | [8 empty] | Only analyses +/-3% of 100% were shown and they were normalized to 100% | 2025-04-30
| ABM |  | Volcanic basin hydrothermal | Volcanogenic massive sulfide (VMS) | Bimodal felsic VMS | Zn, Cu, Pb, Au, Ag |  | Zn, Cu, Pb, Au, Ag | Denisová et al., 2024 |  | B233308 | B233308-4-1-15* | borehole | K15-321 |  | 237.89 | 237.96 | ore material | half core | core drilling | rock | polished slab from core | Yukon–Tanana and Slide Mountain terranes | Kudz Ze Kayah formation |  |  | acid volcanic rock, siliciclastic sedimentary rock |  | rock | greenschist | pyrite | Assemblage 1 |  |  |  | chloritic |  | pyrite, arsenopyrite, pyrrhotite, galena, chalcopyrite, sulfosalts | cutting and polishing | EPMA | JEOL JXA-8230 SuperProbe electron probe microanalyzer (EPMA) equipped with five wavelength-dispersive spectrometers (WDS) and a tungsten filament electron gun. |  | sulfides were analyzed using an accelerating voltage of 25 kV, a 2-nA beam current, focused to 1 μm, with elemental counting times between 5 and 30 s |  | -99999 | 30 |  |  | 880.5315 | 82.9729 | [20 empty] | 225.0247 | 26.2212 |  |  |  |  | -99999 | 32.1687 | [8 empty] | 451898.5199 | 35.1272 | [42 empty] | 14558.1205 | 77.1423 | [14 empty] | 532398.6688 | 35.2413 | -99999 | 35.4527 | [36 empty] | -99999 | 203.6489 |  |  |  | 2024 | Denisová, N., Piercey, S. J., & Wälle, M. (2024). Mineralogy and mineral chemistry of the ABM replacement-style volcanogenic massive sulfide deposit, Finlayson Lake district, Yukon, Canada. Mineralium Deposita, 59(3), 473-503. https://doi.org/10.1007/s00126-023-01217-4 |  | CAN | CA-YT | -130.6 | 61.4667 | [8 empty] | spot with likely inclusion; Only analyses +/-3% of 100% were shown and they were normalized to 100% | 2025-04-30
| ABM |  | Volcanic basin hydrothermal | Volcanogenic massive sulfide (VMS) | Bimodal felsic VMS | Zn, Cu, Pb, Au, Ag |  | Zn, Cu, Pb, Au, Ag | Denisová et al., 2024 |  | B233308 | B233308-5-1-1 | borehole | K15-321 |  | 237.89 | 237.96 | ore material | half core | core drilling | rock | polished slab from core | Yukon–Tanana and Slide Mountain terranes | Kudz Ze Kayah formation |  |  | acid volcanic rock, siliciclastic sedimentary rock |  | rock | greenschist | pyrite | Assemblage 1 |  |  |  | chloritic |  | pyrite, arsenopyrite, pyrrhotite, galena, chalcopyrite, sulfosalts | cutting and polishing | EPMA | JEOL JXA-8230 SuperProbe electron probe microanalyzer (EPMA) equipped with five wavelength-dispersive spectrometers (WDS) and a tungsten filament electron gun. |  | sulfides were analyzed using an accelerating voltage of 25 kV, a 2-nA beam current, focused to 1 μm, with elemental counting times between 5 and 30 s |  | -99999 | 30 |  |  | 663.9458 | 82.9729 | [20 empty] | 244.0977 | 26.2212 |  |  |  |  | 868.9879 | 32.1687 | [8 empty] | 456648.2587 | 35.1272 | [42 empty] | 1542.6977 | 77.1423 | [14 empty] | 536165.5042 | 35.2413 | -99999 | 35.4527 | [36 empty] | 3856.7441 | 203.6489 |  |  |  | 2024 | Denisová, N., Piercey, S. J., & Wälle, M. (2024). Mineralogy and mineral chemistry of the ABM replacement-style volcanogenic massive sulfide deposit, Finlayson Lake district, Yukon, Canada. Mineralium Deposita, 59(3), 473-503. https://doi.org/10.1007/s00126-023-01217-4 |  | CAN | CA-YT | -130.6 | 61.4667 | [8 empty] | Only analyses +/-3% of 100% were shown and they were normalized to 100% | 2025-04-30
| ABM |  | Volcanic basin hydrothermal | Volcanogenic massive sulfide (VMS) | Bimodal felsic VMS | Zn, Cu, Pb, Au, Ag |  | Zn, Cu, Pb, Au, Ag | Denisová et al., 2024 |  | B233308 | B233308-5-1-10 | borehole | K15-321 |  | 237.89 | 237.96 | ore material | half core | core drilling | rock | polished slab from core | Yukon–Tanana and Slide Mountain terranes | Kudz Ze Kayah formation |  |  | acid volcanic rock, siliciclastic sedimentary rock |  | rock | greenschist | pyrite | Assemblage 1 |  |  |  | chloritic |  | pyrite, arsenopyrite, pyrrhotite, galena, chalcopyrite, sulfosalts | cutting and polishing | EPMA | JEOL JXA-8230 SuperProbe electron probe microanalyzer (EPMA) equipped with five wavelength-dispersive spectrometers (WDS) and a tungsten filament electron gun. |  | sulfides were analyzed using an accelerating voltage of 25 kV, a 2-nA beam current, focused to 1 μm, with elemental counting times between 5 and 30 s |  | -99999 | 30 |  |  | -99999 | 82.9729 | [20 empty] | 263.9141 | 26.2212 |  |  |  |  | 78.1968 | 32.1687 | [8 empty] | 461967.0536 | 35.1272 | [42 empty] | 175.9428 | 77.1423 | [14 empty] | 536752.474 | 35.2413 | -99999 | 35.4527 | [36 empty] | 752.644 | 203.6489 |  |  |  | 2024 | Denisová, N., Piercey, S. J., & Wälle, M. (2024). Mineralogy and mineral chemistry of the ABM replacement-style volcanogenic massive sulfide deposit, Finlayson Lake district, Yukon, Canada. Mineralium Deposita, 59(3), 473-503. https://doi.org/10.1007/s00126-023-01217-4 |  | CAN | CA-YT | -130.6 | 61.4667 | [8 empty] | Only analyses +/-3% of 100% were shown and they were normalized to 100% | 2025-04-30
| ABM |  | Volcanic basin hydrothermal | Volcanogenic massive sulfide (VMS) | Bimodal felsic VMS | Zn, Cu, Pb, Au, Ag |  | Zn, Cu, Pb, Au, Ag | Denisová et al., 2024 |  | B233308 | B233308-5-1-12 | borehole | K15-321 |  | 237.89 | 237.96 | ore material | half core | core drilling | rock | polished slab from core | Yukon–Tanana and Slide Mountain terranes | Kudz Ze Kayah formation |  |  | acid volcanic rock, siliciclastic sedimentary rock |  | rock | greenschist | pyrite | Assemblage 1 |  |  |  | chloritic |  | pyrite, arsenopyrite, pyrrhotite, galena, chalcopyrite, sulfosalts | cutting and polishing | EPMA | JEOL JXA-8230 SuperProbe electron probe microanalyzer (EPMA) equipped with five wavelength-dispersive spectrometers (WDS) and a tungsten filament electron gun. |  | sulfides were analyzed using an accelerating voltage of 25 kV, a 2-nA beam current, focused to 1 μm, with elemental counting times between 5 and 30 s |  | -99999 | 30 |  |  | 422.5172 | 82.9729 | [20 empty] | 255.4755 | 26.2212 |  |  |  |  | 225.9976 | 32.1687 | [8 empty] | 462155.2357 | 35.1272 | [42 empty] | 825.3825 | 77.1423 | [14 empty] | 535663.3963 | 35.2413 | -99999 | 35.4527 | [36 empty] | 432.3432 | 203.6489 |  |  |  | 2024 | Denisová, N., Piercey, S. J., & Wälle, M. (2024). Mineralogy and mineral chemistry of the ABM replacement-style volcanogenic massive sulfide deposit, Finlayson Lake district, Yukon, Canada. Mineralium Deposita, 59(3), 473-503. https://doi.org/10.1007/s00126-023-01217-4 |  | CAN | CA-YT | -130.6 | 61.4667 | [8 empty] | Only analyses +/-3% of 100% were shown and they were normalized to 100% | 2025-04-30
| ABM |  | Volcanic basin hydrothermal | Volcanogenic massive sulfide (VMS) | Bimodal felsic VMS | Zn, Cu, Pb, Au, Ag |  | Zn, Cu, Pb, Au, Ag | Denisová et al., 2024 |  | B233308 | B233308-7-1-15 | borehole | K15-321 |  | 237.89 | 237.96 | ore material | half core | core drilling | rock | polished slab from core | Yukon–Tanana and Slide Mountain terranes | Kudz Ze Kayah formation |  |  | acid volcanic rock, siliciclastic sedimentary rock |  | rock | greenschist | pyrite | Assemblage 1 |  |  |  | chloritic |  | pyrite, arsenopyrite, pyrrhotite, galena, chalcopyrite, sulfosalts | cutting and polishing | EPMA | JEOL JXA-8230 SuperProbe electron probe microanalyzer (EPMA) equipped with five wavelength-dispersive spectrometers (WDS) and a tungsten filament electron gun. |  | sulfides were analyzed using an accelerating voltage of 25 kV, a 2-nA beam current, focused to 1 μm, with elemental counting times between 5 and 30 s |  | -99999 | 30 |  |  | 2764.4078 | 82.9729 | [20 empty] | 274.4802 | 26.2212 |  |  |  |  | 313.6917 | 32.1687 | [8 empty] | 460871.8612 | 35.1272 | [42 empty] | 401.9174 | 77.1423 | [14 empty] | 535324.6274 | 35.2413 | -99999 | 35.4527 | [36 empty] | -99999 | 203.6489 |  |  |  | 2024 | Denisová, N., Piercey, S. J., & Wälle, M. (2024). Mineralogy and mineral chemistry of the ABM replacement-style volcanogenic massive sulfide deposit, Finlayson Lake district, Yukon, Canada. Mineralium Deposita, 59(3), 473-503. https://doi.org/10.1007/s00126-023-01217-4 |  | CAN | CA-YT | -130.6 | 61.4667 | [8 empty] | Only analyses +/-3% of 100% were shown and they were normalized to 100% | 2025-04-30
| ABM |  | Volcanic basin hydrothermal | Volcanogenic massive sulfide (VMS) | Bimodal felsic VMS | Zn, Cu, Pb, Au, Ag |  | Zn, Cu, Pb, Au, Ag | Denisová et al., 2024 |  | B233308 | B233308-7-1-16 | borehole | K15-321 |  | 237.89 | 237.96 | ore material | half core | core drilling | rock | polished slab from core | Yukon–Tanana and Slide Mountain terranes | Kudz Ze Kayah formation |  |  | acid volcanic rock, siliciclastic sedimentary rock |  | rock | greenschist | pyrite | Assemblage 1 |  |  |  | chloritic |  | pyrite, arsenopyrite, pyrrhotite, galena, chalcopyrite, sulfosalts | cutting and polishing | EPMA | JEOL JXA-8230 SuperProbe electron probe microanalyzer (EPMA) equipped with five wavelength-dispersive spectrometers (WDS) and a tungsten filament electron gun. |  | sulfides were analyzed using an accelerating voltage of 25 kV, a 2-nA beam current, focused to 1 μm, with elemental counting times between 5 and 30 s |  | -99999 | 30 |  |  | 1444.3626 | 82.9729 | [20 empty] | 294.7679 | 26.2212 |  |  |  |  | -99999 | 32.1687 | [8 empty] | 460584.6193 | 35.1272 | [42 empty] | -99999 | 77.1423 | [14 empty] | 537607.4711 | 35.2413 | -99999 | 35.4527 | [36 empty] | -99999 | 203.6489 |  |  |  | 2024 | Denisová, N., Piercey, S. J., & Wälle, M. (2024). Mineralogy and mineral chemistry of the ABM replacement-style volcanogenic massive sulfide deposit, Finlayson Lake district, Yukon, Canada. Mineralium Deposita, 59(3), 473-503. https://doi.org/10.1007/s00126-023-01217-4 |  | CAN | CA-YT | -130.6 | 61.4667 | [8 empty] | Only analyses +/-3% of 100% were shown and they were normalized to 100% | 2025-04-30
| ABM |  | Volcanic basin hydrothermal | Volcanogenic massive sulfide (VMS) | Bimodal felsic VMS | Zn, Cu, Pb, Au, Ag |  | Zn, Cu, Pb, Au, Ag | Denisová et al., 2024 |  | B233308 | B233308-7-1-17 | borehole | K15-321 |  | 237.89 | 237.96 | ore material | half core | core drilling | rock | polished slab from core | Yukon–Tanana and Slide Mountain terranes | Kudz Ze Kayah formation |  |  | acid volcanic rock, siliciclastic sedimentary rock |  | rock | greenschist | pyrite | Assemblage 1 |  |  |  | chloritic |  | pyrite, arsenopyrite, pyrrhotite, galena, chalcopyrite, sulfosalts | cutting and polishing | EPMA | JEOL JXA-8230 SuperProbe electron probe microanalyzer (EPMA) equipped with five wavelength-dispersive spectrometers (WDS) and a tungsten filament electron gun. |  | sulfides were analyzed using an accelerating voltage of 25 kV, a 2-nA beam current, focused to 1 μm, with elemental counting times between 5 and 30 s |  | -99999 | 30 |  |  | 303.3268 | 82.9729 | [20 empty] | 283.7573 | 26.2212 |  |  |  |  | -99999 | 32.1687 | [8 empty] | 459745.5909 | 35.1272 | [42 empty] | -99999 | 77.1423 | [14 empty] | 538679.0667 | 35.2413 | -99999 | 35.4527 | [36 empty] | 978.4736 | 203.6489 |  |  |  | 2024 | Denisová, N., Piercey, S. J., & Wälle, M. (2024). Mineralogy and mineral chemistry of the ABM replacement-style volcanogenic massive sulfide deposit, Finlayson Lake district, Yukon, Canada. Mineralium Deposita, 59(3), 473-503. https://doi.org/10.1007/s00126-023-01217-4 |  | CAN | CA-YT | -130.6 | 61.4667 | [8 empty] | Only analyses +/-3% of 100% were shown and they were normalized to 100% | 2025-04-30
| ABM |  | Volcanic basin hydrothermal | Volcanogenic massive sulfide (VMS) | Bimodal felsic VMS | Zn, Cu, Pb, Au, Ag |  | Zn, Cu, Pb, Au, Ag | Denisová et al., 2024 |  | B233308 | B233308-7-1-18 | borehole | K15-321 |  | 237.89 | 237.96 | ore material | half core | core drilling | rock | polished slab from core | Yukon–Tanana and Slide Mountain terranes | Kudz Ze Kayah formation |  |  | acid volcanic rock, siliciclastic sedimentary rock |  | rock | greenschist | pyrite | Assemblage 1 |  |  |  | chloritic |  | pyrite, arsenopyrite, pyrrhotite, galena, chalcopyrite, sulfosalts | cutting and polishing | EPMA | JEOL JXA-8230 SuperProbe electron probe microanalyzer (EPMA) equipped with five wavelength-dispersive spectrometers (WDS) and a tungsten filament electron gun. |  | sulfides were analyzed using an accelerating voltage of 25 kV, a 2-nA beam current, focused to 1 μm, with elemental counting times between 5 and 30 s |  | -99999 | 30 |  |  | 490.9277 | 82.9729 | [20 empty] | 274.9195 | 26.2212 |  |  |  |  | 225.8267 | 32.1687 | [8 empty] | 461422.9056 | 35.1272 | [42 empty] | 1453.1459 | 77.1423 | [14 empty] | 535886.8108 | 35.2413 | -99999 | 35.4527 | [36 empty] | 147.2783 | 203.6489 |  |  |  | 2024 | Denisová, N., Piercey, S. J., & Wälle, M. (2024). Mineralogy and mineral chemistry of the ABM replacement-style volcanogenic massive sulfide deposit, Finlayson Lake district, Yukon, Canada. Mineralium Deposita, 59(3), 473-503. https://doi.org/10.1007/s00126-023-01217-4 |  | CAN | CA-YT | -130.6 | 61.4667 | [8 empty] | Only analyses +/-3% of 100% were shown and they were normalized to 100% | 2025-04-30
| ABM |  | Volcanic basin hydrothermal | Volcanogenic massive sulfide (VMS) | Bimodal felsic VMS | Zn, Cu, Pb, Au, Ag |  | Zn, Cu, Pb, Au, Ag | Denisová et al., 2024 |  | B233308 | B233308-7-1-7 | borehole | K15-321 |  | 237.89 | 237.96 | ore material | half core | core drilling | rock | polished slab from core | Yukon–Tanana and Slide Mountain terranes | Kudz Ze Kayah formation |  |  | acid volcanic rock, siliciclastic sedimentary rock |  | rock | greenschist | pyrite | Assemblage 1 |  |  |  | chloritic |  | pyrite, arsenopyrite, pyrrhotite, galena, chalcopyrite, sulfosalts | cutting and polishing | EPMA | JEOL JXA-8230 SuperProbe electron probe microanalyzer (EPMA) equipped with five wavelength-dispersive spectrometers (WDS) and a tungsten filament electron gun. |  | sulfides were analyzed using an accelerating voltage of 25 kV, a 2-nA beam current, focused to 1 μm, with elemental counting times between 5 and 30 s |  | -99999 | 30 |  |  | 316.4369 | 82.9729 | [20 empty] | 138.4412 | 26.2212 |  |  |  |  | 415.3235 | 32.1687 | [8 empty] | 474180.7236 | 35.1272 | [42 empty] | 692.2058 | 77.1423 | [14 empty] | 524237.0918 | 35.2413 | -99999 | 35.4527 | [36 empty] | -99999 | 203.6489 |  |  |  | 2024 | Denisová, N., Piercey, S. J., & Wälle, M. (2024). Mineralogy and mineral chemistry of the ABM replacement-style volcanogenic massive sulfide deposit, Finlayson Lake district, Yukon, Canada. Mineralium Deposita, 59(3), 473-503. https://doi.org/10.1007/s00126-023-01217-4 |  | CAN | CA-YT | -130.6 | 61.4667 | [8 empty] | Only analyses +/-3% of 100% were shown and they were normalized to 100% | 2025-04-30
| ABM |  | Volcanic basin hydrothermal | Volcanogenic massive sulfide (VMS) | Bimodal felsic VMS | Zn, Cu, Pb, Au, Ag |  | Zn, Cu, Pb, Au, Ag | Denisová et al., 2024 |  | B265159A | B265159A-1-1-12 | borehole | K15-292 |  | 239.65 | 239.71 | ore material | half core | core drilling | rock | polished slab from core | Yukon–Tanana and Slide Mountain terranes | Kudz Ze Kayah formation |  |  | acid volcanic rock, siliciclastic sedimentary rock |  | rock | greenschist | pyrite | Assemblage 1 |  |  |  | chloritic |  | pyrite, arsenopyrite, pyrrhotite, galena, chalcopyrite, sulfosalts | cutting and polishing | EPMA | JEOL JXA-8230 SuperProbe electron probe microanalyzer (EPMA) equipped with five wavelength-dispersive spectrometers (WDS) and a tungsten filament electron gun. |  | sulfides were analyzed using an accelerating voltage of 25 kV, a 2-nA beam current, focused to 1 μm, with elemental counting times between 5 and 30 s |  | 60 | 30 |  |  | 812.141 | 82.9729 | [20 empty] | 577.3051 | 26.2212 |  |  |  |  | 606.6596 | 32.1687 | [8 empty] | 462059.3207 | 35.1272 | [42 empty] | -99999 | 77.1423 | [14 empty] | 535465.1169 | 35.2413 | -99999 | 35.4527 | [36 empty] | 420.7478 | 203.6489 |  |  |  | 2024 | Denisová, N., Piercey, S. J., & Wälle, M. (2024). Mineralogy and mineral chemistry of the ABM replacement-style volcanogenic massive sulfide deposit, Finlayson Lake district, Yukon, Canada. Mineralium Deposita, 59(3), 473-503. https://doi.org/10.1007/s00126-023-01217-4 |  | CAN | CA-YT | -130.6 | 61.4667 | [8 empty] | Only analyses +/-3% of 100% were shown and they were normalized to 100% | 2025-04-30
| ABM |  | Volcanic basin hydrothermal | Volcanogenic massive sulfide (VMS) | Bimodal felsic VMS | Zn, Cu, Pb, Au, Ag |  | Zn, Cu, Pb, Au, Ag | Denisová et al., 2024 |  | B265159A | B265159A-3-2-15 | borehole | K15-292 |  | 239.65 | 239.71 | ore material | half core | core drilling | rock | polished slab from core | Yukon–Tanana and Slide Mountain terranes | Kudz Ze Kayah formation |  |  | acid volcanic rock, siliciclastic sedimentary rock |  | rock | greenschist | pyrite | Assemblage 1 |  |  |  | chloritic |  | pyrite, arsenopyrite, pyrrhotite, galena, chalcopyrite, sulfosalts | cutting and polishing | EPMA | JEOL JXA-8230 SuperProbe electron probe microanalyzer (EPMA) equipped with five wavelength-dispersive spectrometers (WDS) and a tungsten filament electron gun. |  | sulfides were analyzed using an accelerating voltage of 25 kV, a 2-nA beam current, focused to 1 μm, with elemental counting times between 5 and 30 s |  | -99999 | 30 |  |  | -99999 | 82.9729 | [20 empty] | 341.4634 | 26.2212 |  |  |  |  | -99999 | 32.1687 | [8 empty] | 459687.8034 | 35.1272 | [42 empty] | 156.0976 | 77.1423 | [14 empty] | 535765.8552 | 35.2413 | -99999 | 35.4527 | [36 empty] | 4019.5122 | 203.6489 |  |  |  | 2024 | Denisová, N., Piercey, S. J., & Wälle, M. (2024). Mineralogy and mineral chemistry of the ABM replacement-style volcanogenic massive sulfide deposit, Finlayson Lake district, Yukon, Canada. Mineralium Deposita, 59(3), 473-503. https://doi.org/10.1007/s00126-023-01217-4 |  | CAN | CA-YT | -130.6 | 61.4667 | [8 empty] | Only analyses +/-3% of 100% were shown and they were normalized to 100% | 2025-04-30
| ABM |  | Volcanic basin hydrothermal | Volcanogenic massive sulfide (VMS) | Bimodal felsic VMS | Zn, Cu, Pb, Au, Ag |  | Zn, Cu, Pb, Au, Ag | Denisová et al., 2024 |  | B265159A | B265159A-3-2-24 | borehole | K15-292 |  | 239.65 | 239.71 | ore material | half core | core drilling | rock | polished slab from core | Yukon–Tanana and Slide Mountain terranes | Kudz Ze Kayah formation |  |  | acid volcanic rock, siliciclastic sedimentary rock |  | rock | greenschist | pyrite | Assemblage 1 |  |  |  | chloritic |  | pyrite, arsenopyrite, pyrrhotite, galena, chalcopyrite, sulfosalts | cutting and polishing | EPMA | JEOL JXA-8230 SuperProbe electron probe microanalyzer (EPMA) equipped with five wavelength-dispersive spectrometers (WDS) and a tungsten filament electron gun. |  | sulfides were analyzed using an accelerating voltage of 25 kV, a 2-nA beam current, focused to 1 μm, with elemental counting times between 5 and 30 s |  | 80 | 30 |  |  | 1102.8073 | 82.9729 | [20 empty] | 699.1011 | 26.2212 |  |  |  |  | 2166.2286 | 32.1687 | [8 empty] | 459594.9164 | 35.1272 | [42 empty] | 334.7808 | 77.1423 | [14 empty] | 535777.2316 | 35.2413 | -99999 | 35.4527 | [36 empty] | 246.1623 | 203.6489 |  |  |  | 2024 | Denisová, N., Piercey, S. J., & Wälle, M. (2024). Mineralogy and mineral chemistry of the ABM replacement-style volcanogenic massive sulfide deposit, Finlayson Lake district, Yukon, Canada. Mineralium Deposita, 59(3), 473-503. https://doi.org/10.1007/s00126-023-01217-4 |  | CAN | CA-YT | -130.6 | 61.4667 | [8 empty] | Only analyses +/-3% of 100% were shown and they were normalized to 100% | 2025-04-30
| ABM |  | Volcanic basin hydrothermal | Volcanogenic massive sulfide (VMS) | Bimodal felsic VMS | Zn, Cu, Pb, Au, Ag |  | Zn, Cu, Pb, Au, Ag | Denisová et al., 2024 |  | B265159A | B265159A-3-3-12 | borehole | K15-292 |  | 239.65 | 239.71 | ore material | half core | core drilling | rock | polished slab from core | Yukon–Tanana and Slide Mountain terranes | Kudz Ze Kayah formation |  |  | acid volcanic rock, siliciclastic sedimentary rock |  | rock | greenschist | pyrite | Assemblage 1 |  |  |  | chloritic |  | pyrite, arsenopyrite, pyrrhotite, galena, chalcopyrite, sulfosalts | cutting and polishing | EPMA | JEOL JXA-8230 SuperProbe electron probe microanalyzer (EPMA) equipped with five wavelength-dispersive spectrometers (WDS) and a tungsten filament electron gun. |  | sulfides were analyzed using an accelerating voltage of 25 kV, a 2-nA beam current, focused to 1 μm, with elemental counting times between 5 and 30 s |  | -99999 | 30 |  |  | 874.1688 | 82.9729 | [20 empty] | 1060.7891 | 26.2212 |  |  |  |  | -99999 | 32.1687 | [8 empty] | 461747.7537 | 35.1272 | [42 empty] | -99999 | 77.1423 | [14 empty] | 536317.2883 | 35.2413 | -99999 | 35.4527 | [36 empty] | -99999 | 203.6489 |  |  |  | 2024 | Denisová, N., Piercey, S. J., & Wälle, M. (2024). Mineralogy and mineral chemistry of the ABM replacement-style volcanogenic massive sulfide deposit, Finlayson Lake district, Yukon, Canada. Mineralium Deposita, 59(3), 473-503. https://doi.org/10.1007/s00126-023-01217-4 |  | CAN | CA-YT | -130.6 | 61.4667 | [8 empty] | Only analyses +/-3% of 100% were shown and they were normalized to 100% | 2025-04-30
| ABM |  | Volcanic basin hydrothermal | Volcanogenic massive sulfide (VMS) | Bimodal felsic VMS | Zn, Cu, Pb, Au, Ag |  | Zn, Cu, Pb, Au, Ag | Denisová et al., 2024 |  | B265159A | B265159A-3-3-14 | borehole | K15-292 |  | 239.65 | 239.71 | ore material | half core | core drilling | rock | polished slab from core | Yukon–Tanana and Slide Mountain terranes | Kudz Ze Kayah formation |  |  | acid volcanic rock, siliciclastic sedimentary rock |  | rock | greenschist | pyrite | Assemblage 1 |  |  |  | chloritic |  | pyrite, arsenopyrite, pyrrhotite, galena, chalcopyrite, sulfosalts | cutting and polishing | EPMA | JEOL JXA-8230 SuperProbe electron probe microanalyzer (EPMA) equipped with five wavelength-dispersive spectrometers (WDS) and a tungsten filament electron gun. |  | sulfides were analyzed using an accelerating voltage of 25 kV, a 2-nA beam current, focused to 1 μm, with elemental counting times between 5 and 30 s |  | -99999 | 30 |  |  | -99999 | 82.9729 | [20 empty] | 440.8912 | 26.2212 |  |  |  |  | -99999 | 32.1687 | [8 empty] | 463729.359 | 35.1272 | [42 empty] | 244.9395 | 77.1423 | [14 empty] | 535535.8223 | 35.2413 | -99999 | 35.4527 | [36 empty] | -99999 | 203.6489 |  |  |  | 2024 | Denisová, N., Piercey, S. J., & Wälle, M. (2024). Mineralogy and mineral chemistry of the ABM replacement-style volcanogenic massive sulfide deposit, Finlayson Lake district, Yukon, Canada. Mineralium Deposita, 59(3), 473-503. https://doi.org/10.1007/s00126-023-01217-4 |  | CAN | CA-YT | -130.6 | 61.4667 | [8 empty] | Only analyses +/-3% of 100% were shown and they were normalized to 100% | 2025-04-30
| ABM |  | Volcanic basin hydrothermal | Volcanogenic massive sulfide (VMS) | Bimodal felsic VMS | Zn, Cu, Pb, Au, Ag |  | Zn, Cu, Pb, Au, Ag | Denisová et al., 2024 |  | B265159A | B265159A-3-3-15 | borehole | K15-292 |  | 239.65 | 239.71 | ore material | half core | core drilling | rock | polished slab from core | Yukon–Tanana and Slide Mountain terranes | Kudz Ze Kayah formation |  |  | acid volcanic rock, siliciclastic sedimentary rock |  | rock | greenschist | pyrite | Assemblage 1 |  |  |  | chloritic |  | pyrite, arsenopyrite, pyrrhotite, galena, chalcopyrite, sulfosalts | cutting and polishing | EPMA | JEOL JXA-8230 SuperProbe electron probe microanalyzer (EPMA) equipped with five wavelength-dispersive spectrometers (WDS) and a tungsten filament electron gun. |  | sulfides were analyzed using an accelerating voltage of 25 kV, a 2-nA beam current, focused to 1 μm, with elemental counting times between 5 and 30 s |  | -99999 | 30 |  |  | 530.6552 | 82.9729 | [20 empty] | 1159.5798 | 26.2212 |  |  |  |  | 68.7886 | 32.1687 | [8 empty] | 479122.6556 | 35.1272 | [42 empty] | 422.5588 | 77.1423 | [14 empty] | 518518.8769 | 35.2413 | 176.885 | 35.4527 | [36 empty] | -99999 | 203.6489 |  |  |  | 2024 | Denisová, N., Piercey, S. J., & Wälle, M. (2024). Mineralogy and mineral chemistry of the ABM replacement-style volcanogenic massive sulfide deposit, Finlayson Lake district, Yukon, Canada. Mineralium Deposita, 59(3), 473-503. https://doi.org/10.1007/s00126-023-01217-4 |  | CAN | CA-YT | -130.6 | 61.4667 | [8 empty] | Only analyses +/-3% of 100% were shown and they were normalized to 100% | 2025-04-30
| ABM |  | Volcanic basin hydrothermal | Volcanogenic massive sulfide (VMS) | Bimodal felsic VMS | Zn, Cu, Pb, Au, Ag |  | Zn, Cu, Pb, Au, Ag | Denisová et al., 2024 |  | B265159A | B265159A-4-1-11 | borehole | K15-292 |  | 239.65 | 239.71 | ore material | half core | core drilling | rock | polished slab from core | Yukon–Tanana and Slide Mountain terranes | Kudz Ze Kayah formation |  |  | acid volcanic rock, siliciclastic sedimentary rock |  | rock | greenschist | pyrite | Assemblage 1 |  |  |  | chloritic |  | pyrite, arsenopyrite, pyrrhotite, galena, chalcopyrite, sulfosalts | cutting and polishing | EPMA | JEOL JXA-8230 SuperProbe electron probe microanalyzer (EPMA) equipped with five wavelength-dispersive spectrometers (WDS) and a tungsten filament electron gun. |  | sulfides were analyzed using an accelerating voltage of 25 kV, a 2-nA beam current, focused to 1 μm, with elemental counting times between 5 and 30 s |  | -99999 | 30 |  |  | -99999 | 82.9729 | [20 empty] | 537.8486 | 26.2212 |  |  |  |  | -99999 | 32.1687 | [8 empty] | 462320.7111 | 35.1272 | [42 empty] | -99999 | 77.1423 | [14 empty] | 531603.5917 | 35.2413 | -99999 | 35.4527 | [36 empty] | 5488.0477 | 203.6489 |  |  |  | 2024 | Denisová, N., Piercey, S. J., & Wälle, M. (2024). Mineralogy and mineral chemistry of the ABM replacement-style volcanogenic massive sulfide deposit, Finlayson Lake district, Yukon, Canada. Mineralium Deposita, 59(3), 473-503. https://doi.org/10.1007/s00126-023-01217-4 |  | CAN | CA-YT | -130.6 | 61.4667 | [8 empty] | Only analyses +/-3% of 100% were shown and they were normalized to 100% | 2025-04-30
| ABM |  | Volcanic basin hydrothermal | Volcanogenic massive sulfide (VMS) | Bimodal felsic VMS | Zn, Cu, Pb, Au, Ag |  | Zn, Cu, Pb, Au, Ag | Denisová et al., 2024 |  | B265159A | B265159A-4-1-8 | borehole | K15-292 |  | 239.65 | 239.71 | ore material | half core | core drilling | rock | polished slab from core | Yukon–Tanana and Slide Mountain terranes | Kudz Ze Kayah formation |  |  | acid volcanic rock, siliciclastic sedimentary rock |  | rock | greenschist | pyrite | Assemblage 1 |  |  |  | chloritic |  | pyrite, arsenopyrite, pyrrhotite, galena, chalcopyrite, sulfosalts | cutting and polishing | EPMA | JEOL JXA-8230 SuperProbe electron probe microanalyzer (EPMA) equipped with five wavelength-dispersive spectrometers (WDS) and a tungsten filament electron gun. |  | sulfides were analyzed using an accelerating voltage of 25 kV, a 2-nA beam current, focused to 1 μm, with elemental counting times between 5 and 30 s |  | -99999 | 30 |  |  | 871.5322 | 82.9729 | [20 empty] | 548.3798 | 26.2212 |  |  |  |  | 58.755 | 32.1687 | [8 empty] | 464056.6323 | 35.1272 | [42 empty] | 293.7749 | 77.1423 | [14 empty] | 533798.8109 | 35.2413 | 88.1325 | 35.4527 | [36 empty] | 283.9824 | 203.6489 |  |  |  | 2024 | Denisová, N., Piercey, S. J., & Wälle, M. (2024). Mineralogy and mineral chemistry of the ABM replacement-style volcanogenic massive sulfide deposit, Finlayson Lake district, Yukon, Canada. Mineralium Deposita, 59(3), 473-503. https://doi.org/10.1007/s00126-023-01217-4 |  | CAN | CA-YT | -130.6 | 61.4667 | [8 empty] | Only analyses +/-3% of 100% were shown and they were normalized to 100% | 2025-04-30
| ABM |  | Volcanic basin hydrothermal | Volcanogenic massive sulfide (VMS) | Bimodal felsic VMS | Zn, Cu, Pb, Au, Ag |  | Zn, Cu, Pb, Au, Ag | Denisová et al., 2024 |  | B265159A | B265159A-9-1-14 | borehole | K15-292 |  | 239.65 | 239.71 | ore material | half core | core drilling | rock | polished slab from core | Yukon–Tanana and Slide Mountain terranes | Kudz Ze Kayah formation |  |  | acid volcanic rock, siliciclastic sedimentary rock |  | rock | greenschist | pyrite | Assemblage 1 |  |  |  | chloritic |  | pyrite, arsenopyrite, pyrrhotite, galena, chalcopyrite, sulfosalts | cutting and polishing | EPMA | JEOL JXA-8230 SuperProbe electron probe microanalyzer (EPMA) equipped with five wavelength-dispersive spectrometers (WDS) and a tungsten filament electron gun. |  | sulfides were analyzed using an accelerating voltage of 25 kV, a 2-nA beam current, focused to 1 μm, with elemental counting times between 5 and 30 s |  | -99999 | 30 |  |  | 1458.4442 | 82.9729 | [20 empty] | 433.5915 | 26.2212 |  |  |  |  | 128.1066 | 32.1687 | [8 empty] | 459133.9955 | 35.1272 | [42 empty] | -99999 | 77.1423 | [14 empty] | 538845.8621 | 35.2413 | -99999 | 35.4527 | [36 empty] | -99999 | 203.6489 |  |  |  | 2024 | Denisová, N., Piercey, S. J., & Wälle, M. (2024). Mineralogy and mineral chemistry of the ABM replacement-style volcanogenic massive sulfide deposit, Finlayson Lake district, Yukon, Canada. Mineralium Deposita, 59(3), 473-503. https://doi.org/10.1007/s00126-023-01217-4 |  | CAN | CA-YT | -130.6 | 61.4667 | [8 empty] | Only analyses +/-3% of 100% were shown and they were normalized to 100% | 2025-04-30
| ABM |  | Volcanic basin hydrothermal | Volcanogenic massive sulfide (VMS) | Bimodal felsic VMS | Zn, Cu, Pb, Au, Ag |  | Zn, Cu, Pb, Au, Ag | Denisová et al., 2024 |  | B265159A | B265159A-9-1-5 | borehole | K15-292 |  | 239.65 | 239.71 | ore material | half core | core drilling | rock | polished slab from core | Yukon–Tanana and Slide Mountain terranes | Kudz Ze Kayah formation |  |  | acid volcanic rock, siliciclastic sedimentary rock |  | rock | greenschist | pyrite | Assemblage 1 |  |  |  | chloritic |  | pyrite, arsenopyrite, pyrrhotite, galena, chalcopyrite, sulfosalts | cutting and polishing | EPMA | JEOL JXA-8230 SuperProbe electron probe microanalyzer (EPMA) equipped with five wavelength-dispersive spectrometers (WDS) and a tungsten filament electron gun. |  | sulfides were analyzed using an accelerating voltage of 25 kV, a 2-nA beam current, focused to 1 μm, with elemental counting times between 5 and 30 s |  | -99999 | 30 |  |  | 3643.1863 | 82.9729 | [20 empty] | 814.0089 | 26.2212 |  |  |  |  | 2501.5884 | 32.1687 | [8 empty] | 460411.3837 | 35.1272 | [42 empty] | 1161.4517 | 77.1423 | [14 empty] | 531458.4541 | 35.2413 | -99999 | 35.4527 | [36 empty] | -99999 | 203.6489 |  |  |  | 2024 | Denisová, N., Piercey, S. J., & Wälle, M. (2024). Mineralogy and mineral chemistry of the ABM replacement-style volcanogenic massive sulfide deposit, Finlayson Lake district, Yukon, Canada. Mineralium Deposita, 59(3), 473-503. https://doi.org/10.1007/s00126-023-01217-4 |  | CAN | CA-YT | -130.6 | 61.4667 | [8 empty] | Only analyses +/-3% of 100% were shown and they were normalized to 100% | 2025-04-30
| ABM |  | Volcanic basin hydrothermal | Volcanogenic massive sulfide (VMS) | Bimodal felsic VMS | Zn, Cu, Pb, Au, Ag |  | Zn, Cu, Pb, Au, Ag | Denisová et al., 2024 |  | B265159A | B265159A-9-1-9 | borehole | K15-292 |  | 239.65 | 239.71 | ore material | half core | core drilling | rock | polished slab from core | Yukon–Tanana and Slide Mountain terranes | Kudz Ze Kayah formation |  |  | acid volcanic rock, siliciclastic sedimentary rock |  | rock | greenschist | pyrite | Assemblage 1 |  |  |  | chloritic |  | pyrite, arsenopyrite, pyrrhotite, galena, chalcopyrite, sulfosalts | cutting and polishing | EPMA | JEOL JXA-8230 SuperProbe electron probe microanalyzer (EPMA) equipped with five wavelength-dispersive spectrometers (WDS) and a tungsten filament electron gun. |  | sulfides were analyzed using an accelerating voltage of 25 kV, a 2-nA beam current, focused to 1 μm, with elemental counting times between 5 and 30 s |  | -99999 | 30 |  |  | 1374.5705 | 82.9729 | [20 empty] | 451.6446 | 26.2212 |  |  |  |  | 412.3711 | 32.1687 | [8 empty] | 460913.112 | 35.1272 | [42 empty] | -99999 | 77.1423 | [14 empty] | 536681.3897 | 35.2413 | -99999 | 35.4527 | [36 empty] | 127.6387 | 203.6489 |  |  |  | 2024 | Denisová, N., Piercey, S. J., & Wälle, M. (2024). Mineralogy and mineral chemistry of the ABM replacement-style volcanogenic massive sulfide deposit, Finlayson Lake district, Yukon, Canada. Mineralium Deposita, 59(3), 473-503. https://doi.org/10.1007/s00126-023-01217-4 |  | CAN | CA-YT | -130.6 | 61.4667 | [8 empty] | Only analyses +/-3% of 100% were shown and they were normalized to 100% | 2025-04-30
| ABM |  | Volcanic basin hydrothermal | Volcanogenic massive sulfide (VMS) | Bimodal felsic VMS | Zn, Cu, Pb, Au, Ag |  | Zn, Cu, Pb, Au, Ag | Denisová et al., 2024 |  | B266543 | B266543-1-2-10 | borehole | K15-229 |  | 63.58 | 63.63 | ore material | half core | core drilling | rock | polished slab from core | Yukon–Tanana and Slide Mountain terranes | Kudz Ze Kayah formation |  |  | acid volcanic rock, siliciclastic sedimentary rock |  | rock | greenschist | pyrite | Assemblage 1 |  |  |  | chloritic |  | pyrite, arsenopyrite, pyrrhotite, galena, chalcopyrite, sulfosalts | cutting and polishing | EPMA | JEOL JXA-8230 SuperProbe electron probe microanalyzer (EPMA) equipped with five wavelength-dispersive spectrometers (WDS) and a tungsten filament electron gun. |  | sulfides were analyzed using an accelerating voltage of 25 kV, a 2-nA beam current, focused to 1 μm, with elemental counting times between 5 and 30 s |  | -99999 | 30 |  |  | 400.6684 | 82.9729 | [20 empty] | 322.4892 | 26.2212 |  |  |  |  | 293.172 | 32.1687 | [8 empty] | 462019.5647 | 35.1272 | [42 empty] | -99999 | 77.1423 | [14 empty] | 536739.3404 | 35.2413 | -99999 | 35.4527 | [36 empty] | 224.7652 | 203.6489 |  |  |  | 2024 | Denisová, N., Piercey, S. J., & Wälle, M. (2024). Mineralogy and mineral chemistry of the ABM replacement-style volcanogenic massive sulfide deposit, Finlayson Lake district, Yukon, Canada. Mineralium Deposita, 59(3), 473-503. https://doi.org/10.1007/s00126-023-01217-4 |  | CAN | CA-YT | -130.6 | 61.4667 | [8 empty] | Only analyses +/-3% of 100% were shown and they were normalized to 100% | 2025-04-30
| ABM |  | Volcanic basin hydrothermal | Volcanogenic massive sulfide (VMS) | Bimodal felsic VMS | Zn, Cu, Pb, Au, Ag |  | Zn, Cu, Pb, Au, Ag | Denisová et al., 2024 |  | B266543 | B266543-1-2-6 | borehole | K15-229 |  | 63.58 | 63.63 | ore material | half core | core drilling | rock | polished slab from core | Yukon–Tanana and Slide Mountain terranes | Kudz Ze Kayah formation |  |  | acid volcanic rock, siliciclastic sedimentary rock |  | rock | greenschist | pyrite | Assemblage 1 |  |  |  | chloritic |  | pyrite, arsenopyrite, pyrrhotite, galena, chalcopyrite, sulfosalts | cutting and polishing | EPMA | JEOL JXA-8230 SuperProbe electron probe microanalyzer (EPMA) equipped with five wavelength-dispersive spectrometers (WDS) and a tungsten filament electron gun. |  | sulfides were analyzed using an accelerating voltage of 25 kV, a 2-nA beam current, focused to 1 μm, with elemental counting times between 5 and 30 s |  | -99999 | 30 |  |  | -99999 | 82.9729 | [20 empty] | 400.5941 | 26.2212 |  |  |  |  | -99999 | 32.1687 | [8 empty] | 462637.2654 | 35.1272 | [42 empty] | -99999 | 77.1423 | [14 empty] | 536962.1405 | 35.2413 | -99999 | 35.4527 | [36 empty] | -99999 | 203.6489 |  |  |  | 2024 | Denisová, N., Piercey, S. J., & Wälle, M. (2024). Mineralogy and mineral chemistry of the ABM replacement-style volcanogenic massive sulfide deposit, Finlayson Lake district, Yukon, Canada. Mineralium Deposita, 59(3), 473-503. https://doi.org/10.1007/s00126-023-01217-4 |  | CAN | CA-YT | -130.6 | 61.4667 | [8 empty] | Only analyses +/-3% of 100% were shown and they were normalized to 100% | 2025-04-30
| ABM |  | Volcanic basin hydrothermal | Volcanogenic massive sulfide (VMS) | Bimodal felsic VMS | Zn, Cu, Pb, Au, Ag |  | Zn, Cu, Pb, Au, Ag | Denisová et al., 2024 |  | B266543 | B266543-1-2-9 | borehole | K15-229 |  | 63.58 | 63.63 | ore material | half core | core drilling | rock | polished slab from core | Yukon–Tanana and Slide Mountain terranes | Kudz Ze Kayah formation |  |  | acid volcanic rock, siliciclastic sedimentary rock |  | rock | greenschist | pyrite | Assemblage 1 |  |  |  | chloritic |  | pyrite, arsenopyrite, pyrrhotite, galena, chalcopyrite, sulfosalts | cutting and polishing | EPMA | JEOL JXA-8230 SuperProbe electron probe microanalyzer (EPMA) equipped with five wavelength-dispersive spectrometers (WDS) and a tungsten filament electron gun. |  | sulfides were analyzed using an accelerating voltage of 25 kV, a 2-nA beam current, focused to 1 μm, with elemental counting times between 5 and 30 s |  | 110 | 30 |  |  | 1229.0085 | 82.9729 | [20 empty] | 176.9772 | 26.2212 |  |  |  |  | 501.4355 | 32.1687 | [8 empty] | 458223.5315 | 35.1272 | [42 empty] | -99999 | 77.1423 | [14 empty] | 539229.9629 | 35.2413 | -99999 | 35.4527 | [36 empty] | 530.9317 | 203.6489 |  |  |  | 2024 | Denisová, N., Piercey, S. J., & Wälle, M. (2024). Mineralogy and mineral chemistry of the ABM replacement-style volcanogenic massive sulfide deposit, Finlayson Lake district, Yukon, Canada. Mineralium Deposita, 59(3), 473-503. https://doi.org/10.1007/s00126-023-01217-4 |  | CAN | CA-YT | -130.6 | 61.4667 | [8 empty] | Only analyses +/-3% of 100% were shown and they were normalized to 100% | 2025-04-30
| ABM |  | Volcanic basin hydrothermal | Volcanogenic massive sulfide (VMS) | Bimodal felsic VMS | Zn, Cu, Pb, Au, Ag |  | Zn, Cu, Pb, Au, Ag | Denisová et al., 2024 |  | B266543 | B266543-2-1-14 | borehole | K15-229 |  | 63.58 | 63.63 | ore material | half core | core drilling | rock | polished slab from core | Yukon–Tanana and Slide Mountain terranes | Kudz Ze Kayah formation |  |  | acid volcanic rock, siliciclastic sedimentary rock |  | rock | greenschist | pyrite | Assemblage 1 |  |  |  | chloritic |  | pyrite, arsenopyrite, pyrrhotite, galena, chalcopyrite, sulfosalts | cutting and polishing | EPMA | JEOL JXA-8230 SuperProbe electron probe microanalyzer (EPMA) equipped with five wavelength-dispersive spectrometers (WDS) and a tungsten filament electron gun. |  | sulfides were analyzed using an accelerating voltage of 25 kV, a 2-nA beam current, focused to 1 μm, with elemental counting times between 5 and 30 s |  | 70 | 30 |  |  | 274.6525 | 82.9729 | [20 empty] | 304.0796 | 26.2212 |  |  |  |  | -99999 | 32.1687 | [8 empty] | 461112.1477 | 35.1272 | [42 empty] | -99999 | 77.1423 | [14 empty] | 538161.9849 | 35.2413 | -99999 | 35.4527 | [36 empty] | 78.4722 | 203.6489 |  |  |  | 2024 | Denisová, N., Piercey, S. J., & Wälle, M. (2024). Mineralogy and mineral chemistry of the ABM replacement-style volcanogenic massive sulfide deposit, Finlayson Lake district, Yukon, Canada. Mineralium Deposita, 59(3), 473-503. https://doi.org/10.1007/s00126-023-01217-4 |  | CAN | CA-YT | -130.6 | 61.4667 | [8 empty] | Only analyses +/-3% of 100% were shown and they were normalized to 100% | 2025-04-30
| ABM |  | Volcanic basin hydrothermal | Volcanogenic massive sulfide (VMS) | Bimodal felsic VMS | Zn, Cu, Pb, Au, Ag |  | Zn, Cu, Pb, Au, Ag | Denisová et al., 2024 |  | B266543 | B266543-2-1-5 | borehole | K15-229 |  | 63.58 | 63.63 | ore material | half core | core drilling | rock | polished slab from core | Yukon–Tanana and Slide Mountain terranes | Kudz Ze Kayah formation |  |  | acid volcanic rock, siliciclastic sedimentary rock |  | rock | greenschist | pyrite | Assemblage 1 |  |  |  | chloritic |  | pyrite, arsenopyrite, pyrrhotite, galena, chalcopyrite, sulfosalts | cutting and polishing | EPMA | JEOL JXA-8230 SuperProbe electron probe microanalyzer (EPMA) equipped with five wavelength-dispersive spectrometers (WDS) and a tungsten filament electron gun. |  | sulfides were analyzed using an accelerating voltage of 25 kV, a 2-nA beam current, focused to 1 μm, with elemental counting times between 5 and 30 s |  | -99999 | 30 |  |  | -99999 | 82.9729 | [20 empty] | 217.2904 | 26.2212 |  |  |  |  | -99999 | 32.1687 | [8 empty] | 458591.3666 | 35.1272 | [42 empty] | 533.3492 | 77.1423 | [14 empty] | 540628.3634 | 35.2413 | -99999 | 35.4527 | [36 empty] | -99999 | 203.6489 |  |  |  | 2024 | Denisová, N., Piercey, S. J., & Wälle, M. (2024). Mineralogy and mineral chemistry of the ABM replacement-style volcanogenic massive sulfide deposit, Finlayson Lake district, Yukon, Canada. Mineralium Deposita, 59(3), 473-503. https://doi.org/10.1007/s00126-023-01217-4 |  | CAN | CA-YT | -130.6 | 61.4667 | [8 empty] | Only analyses +/-3% of 100% were shown and they were normalized to 100% | 2025-04-30
| ABM |  | Volcanic basin hydrothermal | Volcanogenic massive sulfide (VMS) | Bimodal felsic VMS | Zn, Cu, Pb, Au, Ag |  | Zn, Cu, Pb, Au, Ag | Denisová et al., 2024 |  | B266543 | B266543-3-1-6 | borehole | K15-229 |  | 63.58 | 63.63 | ore material | half core | core drilling | rock | polished slab from core | Yukon–Tanana and Slide Mountain terranes | Kudz Ze Kayah formation |  |  | acid volcanic rock, siliciclastic sedimentary rock |  | rock | greenschist | pyrite | Assemblage 1 |  |  |  | chloritic |  | pyrite, arsenopyrite, pyrrhotite, galena, chalcopyrite, sulfosalts | cutting and polishing | EPMA | JEOL JXA-8230 SuperProbe electron probe microanalyzer (EPMA) equipped with five wavelength-dispersive spectrometers (WDS) and a tungsten filament electron gun. |  | sulfides were analyzed using an accelerating voltage of 25 kV, a 2-nA beam current, focused to 1 μm, with elemental counting times between 5 and 30 s |  | -99999 | 30 |  |  | -99999 | 82.9729 | [20 empty] | 166.5605 | 26.2212 |  |  |  |  | -99999 | 32.1687 | [8 empty] | 461500.0268 | 35.1272 | [42 empty] | -99999 | 77.1423 | [14 empty] | 538323.615 | 35.2413 | -99999 | 35.4527 | [36 empty] | -99999 | 203.6489 |  |  |  | 2024 | Denisová, N., Piercey, S. J., & Wälle, M. (2024). Mineralogy and mineral chemistry of the ABM replacement-style volcanogenic massive sulfide deposit, Finlayson Lake district, Yukon, Canada. Mineralium Deposita, 59(3), 473-503. https://doi.org/10.1007/s00126-023-01217-4 |  | CAN | CA-YT | -130.6 | 61.4667 | [8 empty] | Only analyses +/-3% of 100% were shown and they were normalized to 100% | 2025-04-30
| ABM |  | Volcanic basin hydrothermal | Volcanogenic massive sulfide (VMS) | Bimodal felsic VMS | Zn, Cu, Pb, Au, Ag |  | Zn, Cu, Pb, Au, Ag | Denisová et al., 2024 |  | B266543 | B266543-3-1-7 | borehole | K15-229 |  | 63.58 | 63.63 | ore material | half core | core drilling | rock | polished slab from core | Yukon–Tanana and Slide Mountain terranes | Kudz Ze Kayah formation |  |  | acid volcanic rock, siliciclastic sedimentary rock |  | rock | greenschist | pyrite | Assemblage 1 |  |  |  | chloritic |  | pyrite, arsenopyrite, pyrrhotite, galena, chalcopyrite, sulfosalts | cutting and polishing | EPMA | JEOL JXA-8230 SuperProbe electron probe microanalyzer (EPMA) equipped with five wavelength-dispersive spectrometers (WDS) and a tungsten filament electron gun. |  | sulfides were analyzed using an accelerating voltage of 25 kV, a 2-nA beam current, focused to 1 μm, with elemental counting times between 5 and 30 s |  | -99999 | 30 |  |  | -99999 | 82.9729 | [20 empty] | 314.1444 | 26.2212 |  |  |  |  | 58.9021 | 32.1687 | [8 empty] | 461360.2282 | 35.1272 | [42 empty] | -99999 | 77.1423 | [14 empty] | 538266.7254 | 35.2413 | -99999 | 35.4527 | [36 empty] | -99999 | 203.6489 |  |  |  | 2024 | Denisová, N., Piercey, S. J., & Wälle, M. (2024). Mineralogy and mineral chemistry of the ABM replacement-style volcanogenic massive sulfide deposit, Finlayson Lake district, Yukon, Canada. Mineralium Deposita, 59(3), 473-503. https://doi.org/10.1007/s00126-023-01217-4 |  | CAN | CA-YT | -130.6 | 61.4667 | [8 empty] | Only analyses +/-3% of 100% were shown and they were normalized to 100% | 2025-04-30
| ABM |  | Volcanic basin hydrothermal | Volcanogenic massive sulfide (VMS) | Bimodal felsic VMS | Zn, Cu, Pb, Au, Ag |  | Zn, Cu, Pb, Au, Ag | Denisová et al., 2024 |  | B266543 | B266543-3-1-8 | borehole | K15-229 |  | 63.58 | 63.63 | ore material | half core | core drilling | rock | polished slab from core | Yukon–Tanana and Slide Mountain terranes | Kudz Ze Kayah formation |  |  | acid volcanic rock, siliciclastic sedimentary rock |  | rock | greenschist | pyrite | Assemblage 1 |  |  |  | chloritic |  | pyrite, arsenopyrite, pyrrhotite, galena, chalcopyrite, sulfosalts | cutting and polishing | EPMA | JEOL JXA-8230 SuperProbe electron probe microanalyzer (EPMA) equipped with five wavelength-dispersive spectrometers (WDS) and a tungsten filament electron gun. |  | sulfides were analyzed using an accelerating voltage of 25 kV, a 2-nA beam current, focused to 1 μm, with elemental counting times between 5 and 30 s |  | 70 | 30 |  |  | -99999 | 82.9729 | [20 empty] | 205.6988 | 26.2212 |  |  |  |  | -99999 | 32.1687 | [8 empty] | 461627.3566 | 35.1272 | [42 empty] | -99999 | 77.1423 | [14 empty] | 538029.812 | 35.2413 | -99999 | 35.4527 | [36 empty] | 68.5663 | 203.6489 |  |  |  | 2024 | Denisová, N., Piercey, S. J., & Wälle, M. (2024). Mineralogy and mineral chemistry of the ABM replacement-style volcanogenic massive sulfide deposit, Finlayson Lake district, Yukon, Canada. Mineralium Deposita, 59(3), 473-503. https://doi.org/10.1007/s00126-023-01217-4 |  | CAN | CA-YT | -130.6 | 61.4667 | [8 empty] | Only analyses +/-3% of 100% were shown and they were normalized to 100% | 2025-04-30
| ABM |  | Volcanic basin hydrothermal | Volcanogenic massive sulfide (VMS) | Bimodal felsic VMS | Zn, Cu, Pb, Au, Ag |  | Zn, Cu, Pb, Au, Ag | Denisová et al., 2024 |  | B266543 | B266543-3-2-13 | borehole | K15-229 |  | 63.58 | 63.63 | ore material | half core | core drilling | rock | polished slab from core | Yukon–Tanana and Slide Mountain terranes | Kudz Ze Kayah formation |  |  | acid volcanic rock, siliciclastic sedimentary rock |  | rock | greenschist | pyrite | Assemblage 1 |  |  |  | chloritic |  | pyrite, arsenopyrite, pyrrhotite, galena, chalcopyrite, sulfosalts | cutting and polishing | EPMA | JEOL JXA-8230 SuperProbe electron probe microanalyzer (EPMA) equipped with five wavelength-dispersive spectrometers (WDS) and a tungsten filament electron gun. |  | sulfides were analyzed using an accelerating voltage of 25 kV, a 2-nA beam current, focused to 1 μm, with elemental counting times between 5 and 30 s |  | -99999 | 30 |  |  | 307.7565 | 82.9729 | [20 empty] | 198.5525 | 26.2212 |  |  |  |  | -99999 | 32.1687 | [8 empty] | 461287.2184 | 35.1272 | [42 empty] | 138.9868 | 77.1423 | [14 empty] | 538027.7753 | 35.2413 | -99999 | 35.4527 | [36 empty] | -99999 | 203.6489 |  |  |  | 2024 | Denisová, N., Piercey, S. J., & Wälle, M. (2024). Mineralogy and mineral chemistry of the ABM replacement-style volcanogenic massive sulfide deposit, Finlayson Lake district, Yukon, Canada. Mineralium Deposita, 59(3), 473-503. https://doi.org/10.1007/s00126-023-01217-4 |  | CAN | CA-YT | -130.6 | 61.4667 | [8 empty] | Only analyses +/-3% of 100% were shown and they were normalized to 100% | 2025-04-30
| ABM |  | Volcanic basin hydrothermal | Volcanogenic massive sulfide (VMS) | Bimodal felsic VMS | Zn, Cu, Pb, Au, Ag |  | Zn, Cu, Pb, Au, Ag | Denisová et al., 2024 |  | B266543 | B266543-3-2-16 | borehole | K15-229 |  | 63.58 | 63.63 | ore material | half core | core drilling | rock | polished slab from core | Yukon–Tanana and Slide Mountain terranes | Kudz Ze Kayah formation |  |  | acid volcanic rock, siliciclastic sedimentary rock |  | rock | greenschist | pyrite | Assemblage 1 |  |  |  | chloritic |  | pyrite, arsenopyrite, pyrrhotite, galena, chalcopyrite, sulfosalts | cutting and polishing | EPMA | JEOL JXA-8230 SuperProbe electron probe microanalyzer (EPMA) equipped with five wavelength-dispersive spectrometers (WDS) and a tungsten filament electron gun. |  | sulfides were analyzed using an accelerating voltage of 25 kV, a 2-nA beam current, focused to 1 μm, with elemental counting times between 5 and 30 s |  | 80 | 30 |  |  | -99999 | 82.9729 | [20 empty] | 234.7487 | 26.2212 |  |  |  |  | 88.0307 | 32.1687 | [8 empty] | 461770.1899 | 35.1272 | [42 empty] | 195.6239 | 77.1423 | [14 empty] | 537466.877 | 35.2413 | -99999 | 35.4527 | [36 empty] | 117.3743 | 203.6489 |  |  |  | 2024 | Denisová, N., Piercey, S. J., & Wälle, M. (2024). Mineralogy and mineral chemistry of the ABM replacement-style volcanogenic massive sulfide deposit, Finlayson Lake district, Yukon, Canada. Mineralium Deposita, 59(3), 473-503. https://doi.org/10.1007/s00126-023-01217-4 |  | CAN | CA-YT | -130.6 | 61.4667 | [8 empty] | Only analyses +/-3% of 100% were shown and they were normalized to 100% | 2025-04-30
| ABM |  | Volcanic basin hydrothermal | Volcanogenic massive sulfide (VMS) | Bimodal felsic VMS | Zn, Cu, Pb, Au, Ag |  | Zn, Cu, Pb, Au, Ag | Denisová et al., 2024 |  | B266543 | B266543-4-2-15 | borehole | K15-229 |  | 63.58 | 63.63 | ore material | half core | core drilling | rock | polished slab from core | Yukon–Tanana and Slide Mountain terranes | Kudz Ze Kayah formation |  |  | acid volcanic rock, siliciclastic sedimentary rock |  | rock | greenschist | pyrite | Assemblage 1 |  |  |  | chloritic |  | pyrite, arsenopyrite, pyrrhotite, galena, chalcopyrite, sulfosalts | cutting and polishing | EPMA | JEOL JXA-8230 SuperProbe electron probe microanalyzer (EPMA) equipped with five wavelength-dispersive spectrometers (WDS) and a tungsten filament electron gun. |  | sulfides were analyzed using an accelerating voltage of 25 kV, a 2-nA beam current, focused to 1 μm, with elemental counting times between 5 and 30 s |  | -99999 | 30 |  |  | 305.1451 | 82.9729 | [20 empty] | 246.0848 | 26.2212 |  |  |  |  | -99999 | 32.1687 | [8 empty] | 460690.4002 | 35.1272 | [42 empty] | -99999 | 77.1423 | [14 empty] | 538699.3095 | 35.2413 | -99999 | 35.4527 | [36 empty] | -99999 | 203.6489 |  |  |  | 2024 | Denisová, N., Piercey, S. J., & Wälle, M. (2024). Mineralogy and mineral chemistry of the ABM replacement-style volcanogenic massive sulfide deposit, Finlayson Lake district, Yukon, Canada. Mineralium Deposita, 59(3), 473-503. https://doi.org/10.1007/s00126-023-01217-4 |  | CAN | CA-YT | -130.6 | 61.4667 | [8 empty] | Only analyses +/-3% of 100% were shown and they were normalized to 100% | 2025-04-30
| ABM |  | Volcanic basin hydrothermal | Volcanogenic massive sulfide (VMS) | Bimodal felsic VMS | Zn, Cu, Pb, Au, Ag |  | Zn, Cu, Pb, Au, Ag | Denisová et al., 2024 |  | B266543 | B266543-4-2-16 | borehole | K15-229 |  | 63.58 | 63.63 | ore material | half core | core drilling | rock | polished slab from core | Yukon–Tanana and Slide Mountain terranes | Kudz Ze Kayah formation |  |  | acid volcanic rock, siliciclastic sedimentary rock |  | rock | greenschist | pyrite | Assemblage 1 |  |  |  | chloritic |  | pyrite, arsenopyrite, pyrrhotite, galena, chalcopyrite, sulfosalts | cutting and polishing | EPMA | JEOL JXA-8230 SuperProbe electron probe microanalyzer (EPMA) equipped with five wavelength-dispersive spectrometers (WDS) and a tungsten filament electron gun. |  | sulfides were analyzed using an accelerating voltage of 25 kV, a 2-nA beam current, focused to 1 μm, with elemental counting times between 5 and 30 s |  | 60 | 30 |  |  | 127.3349 | 82.9729 | [20 empty] | 225.2848 | 26.2212 |  |  |  |  | 107.7449 | 32.1687 | [8 empty] | 463028.7966 | 35.1272 | [42 empty] | -99999 | 77.1423 | [14 empty] | 536452.0688 | 35.2413 | -99999 | 35.4527 | [36 empty] | -99999 | 203.6489 |  |  |  | 2024 | Denisová, N., Piercey, S. J., & Wälle, M. (2024). Mineralogy and mineral chemistry of the ABM replacement-style volcanogenic massive sulfide deposit, Finlayson Lake district, Yukon, Canada. Mineralium Deposita, 59(3), 473-503. https://doi.org/10.1007/s00126-023-01217-4 |  | CAN | CA-YT | -130.6 | 61.4667 | [8 empty] | Only analyses +/-3% of 100% were shown and they were normalized to 100% | 2025-04-30
| ABM |  | Volcanic basin hydrothermal | Volcanogenic massive sulfide (VMS) | Bimodal felsic VMS | Zn, Cu, Pb, Au, Ag |  | Zn, Cu, Pb, Au, Ag | Denisová et al., 2024 |  | B266543 | B266543-5-1-10 | borehole | K15-229 |  | 63.58 | 63.63 | ore material | half core | core drilling | rock | polished slab from core | Yukon–Tanana and Slide Mountain terranes | Kudz Ze Kayah formation |  |  | acid volcanic rock, siliciclastic sedimentary rock |  | rock | greenschist | pyrite | Assemblage 1 |  |  |  | chloritic |  | pyrite, arsenopyrite, pyrrhotite, galena, chalcopyrite, sulfosalts | cutting and polishing | EPMA | JEOL JXA-8230 SuperProbe electron probe microanalyzer (EPMA) equipped with five wavelength-dispersive spectrometers (WDS) and a tungsten filament electron gun. |  | sulfides were analyzed using an accelerating voltage of 25 kV, a 2-nA beam current, focused to 1 μm, with elemental counting times between 5 and 30 s |  | 110 | 30 |  |  | 4249.7517 | 82.9729 | [20 empty] | 108.2113 | 26.2212 |  |  |  |  | 7515.7643 | 32.1687 | [8 empty] | 451909.921 | 35.1272 | [42 empty] | -99999 | 77.1423 | [14 empty] | 535360.499 | 35.2413 | 747.6415 | 35.4527 | [36 empty] | -99999 | 203.6489 |  |  |  | 2024 | Denisová, N., Piercey, S. J., & Wälle, M. (2024). Mineralogy and mineral chemistry of the ABM replacement-style volcanogenic massive sulfide deposit, Finlayson Lake district, Yukon, Canada. Mineralium Deposita, 59(3), 473-503. https://doi.org/10.1007/s00126-023-01217-4 |  | CAN | CA-YT | -130.6 | 61.4667 | [8 empty] | Only analyses +/-3% of 100% were shown and they were normalized to 100% | 2025-04-30
| ABM |  | Volcanic basin hydrothermal | Volcanogenic massive sulfide (VMS) | Bimodal felsic VMS | Zn, Cu, Pb, Au, Ag |  | Zn, Cu, Pb, Au, Ag | Denisová et al., 2024 |  | B266543 | B266543-5-1-14 | borehole | K15-229 |  | 63.58 | 63.63 | ore material | half core | core drilling | rock | polished slab from core | Yukon–Tanana and Slide Mountain terranes | Kudz Ze Kayah formation |  |  | acid volcanic rock, siliciclastic sedimentary rock |  | rock | greenschist | pyrite | Assemblage 1 |  |  |  | chloritic |  | pyrite, arsenopyrite, pyrrhotite, galena, chalcopyrite, sulfosalts | cutting and polishing | EPMA | JEOL JXA-8230 SuperProbe electron probe microanalyzer (EPMA) equipped with five wavelength-dispersive spectrometers (WDS) and a tungsten filament electron gun. |  | sulfides were analyzed using an accelerating voltage of 25 kV, a 2-nA beam current, focused to 1 μm, with elemental counting times between 5 and 30 s |  | 60 | 30 |  |  | 1250.5047 | 82.9729 | [20 empty] | 216.6228 | 26.2212 |  |  |  |  | 433.2457 | 32.1687 | [8 empty] | 461731.6208 | 35.1272 | [42 empty] | 167.3904 | 77.1423 | [14 empty] | 535846.1418 | 35.2413 | -99999 | 35.4527 | [36 empty] | 295.3948 | 203.6489 |  |  |  | 2024 | Denisová, N., Piercey, S. J., & Wälle, M. (2024). Mineralogy and mineral chemistry of the ABM replacement-style volcanogenic massive sulfide deposit, Finlayson Lake district, Yukon, Canada. Mineralium Deposita, 59(3), 473-503. https://doi.org/10.1007/s00126-023-01217-4 |  | CAN | CA-YT | -130.6 | 61.4667 | [8 empty] | Only analyses +/-3% of 100% were shown and they were normalized to 100% | 2025-04-30
| ABM |  | Volcanic basin hydrothermal | Volcanogenic massive sulfide (VMS) | Bimodal felsic VMS | Zn, Cu, Pb, Au, Ag |  | Zn, Cu, Pb, Au, Ag | Denisová et al., 2024 |  | B266543 | B266543-5-1-16 | borehole | K15-229 |  | 63.58 | 63.63 | ore material | half core | core drilling | rock | polished slab from core | Yukon–Tanana and Slide Mountain terranes | Kudz Ze Kayah formation |  |  | acid volcanic rock, siliciclastic sedimentary rock |  | rock | greenschist | pyrite | Assemblage 1 |  |  |  | chloritic |  | pyrite, arsenopyrite, pyrrhotite, galena, chalcopyrite, sulfosalts | cutting and polishing | EPMA | JEOL JXA-8230 SuperProbe electron probe microanalyzer (EPMA) equipped with five wavelength-dispersive spectrometers (WDS) and a tungsten filament electron gun. |  | sulfides were analyzed using an accelerating voltage of 25 kV, a 2-nA beam current, focused to 1 μm, with elemental counting times between 5 and 30 s |  | -99999 | 30 |  |  | 1023.6825 | 82.9729 | [20 empty] | 78.7448 | 26.2212 |  |  |  |  | 383.8809 | 32.1687 | [8 empty] | 460086.2313 | 35.1272 | [42 empty] | 393.724 | 77.1423 | [14 empty] | 537758.1296 | 35.2413 | 275.6068 | 35.4527 | [36 empty] | -99999 | 203.6489 |  |  |  | 2024 | Denisová, N., Piercey, S. J., & Wälle, M. (2024). Mineralogy and mineral chemistry of the ABM replacement-style volcanogenic massive sulfide deposit, Finlayson Lake district, Yukon, Canada. Mineralium Deposita, 59(3), 473-503. https://doi.org/10.1007/s00126-023-01217-4 |  | CAN | CA-YT | -130.6 | 61.4667 | [8 empty] | Only analyses +/-3% of 100% were shown and they were normalized to 100% | 2025-04-30
| ABM |  | Volcanic basin hydrothermal | Volcanogenic massive sulfide (VMS) | Bimodal felsic VMS | Zn, Cu, Pb, Au, Ag |  | Zn, Cu, Pb, Au, Ag | Denisová et al., 2024 |  | B266543 | B266543-6-1-11 | borehole | K15-229 |  | 63.58 | 63.63 | ore material | half core | core drilling | rock | polished slab from core | Yukon–Tanana and Slide Mountain terranes | Kudz Ze Kayah formation |  |  | acid volcanic rock, siliciclastic sedimentary rock |  | rock | greenschist | pyrite | Assemblage 1 |  |  |  | chloritic |  | pyrite, arsenopyrite, pyrrhotite, galena, chalcopyrite, sulfosalts | cutting and polishing | EPMA | JEOL JXA-8230 SuperProbe electron probe microanalyzer (EPMA) equipped with five wavelength-dispersive spectrometers (WDS) and a tungsten filament electron gun. |  | sulfides were analyzed using an accelerating voltage of 25 kV, a 2-nA beam current, focused to 1 μm, with elemental counting times between 5 and 30 s |  | -99999 | 30 |  |  | 263.1374 | 82.9729 | [20 empty] | 263.1374 | 26.2212 |  |  |  |  | -99999 | 32.1687 | [8 empty] | 460919.2198 | 35.1272 | [42 empty] | 97.4583 | 77.1423 | [14 empty] | 538457.0471 | 35.2413 | -99999 | 35.4527 | [36 empty] | -99999 | 203.6489 |  |  |  | 2024 | Denisová, N., Piercey, S. J., & Wälle, M. (2024). Mineralogy and mineral chemistry of the ABM replacement-style volcanogenic massive sulfide deposit, Finlayson Lake district, Yukon, Canada. Mineralium Deposita, 59(3), 473-503. https://doi.org/10.1007/s00126-023-01217-4 |  | CAN | CA-YT | -130.6 | 61.4667 | [8 empty] | Only analyses +/-3% of 100% were shown and they were normalized to 100% | 2025-04-30
| ABM |  | Volcanic basin hydrothermal | Volcanogenic massive sulfide (VMS) | Bimodal felsic VMS | Zn, Cu, Pb, Au, Ag |  | Zn, Cu, Pb, Au, Ag | Denisová et al., 2024 |  | B266543 | B266543-6-1-12 | borehole | K15-229 |  | 63.58 | 63.63 | ore material | half core | core drilling | rock | polished slab from core | Yukon–Tanana and Slide Mountain terranes | Kudz Ze Kayah formation |  |  | acid volcanic rock, siliciclastic sedimentary rock |  | rock | greenschist | pyrite | Assemblage 1 |  |  |  | chloritic |  | pyrite, arsenopyrite, pyrrhotite, galena, chalcopyrite, sulfosalts | cutting and polishing | EPMA | JEOL JXA-8230 SuperProbe electron probe microanalyzer (EPMA) equipped with five wavelength-dispersive spectrometers (WDS) and a tungsten filament electron gun. |  | sulfides were analyzed using an accelerating voltage of 25 kV, a 2-nA beam current, focused to 1 μm, with elemental counting times between 5 and 30 s |  | -99999 | 30 |  |  | 136.8069 | 82.9729 | [20 empty] | 244.2981 | 26.2212 |  |  |  |  | -99999 | 32.1687 | [8 empty] | 461635.4382 | 35.1272 | [42 empty] | -99999 | 77.1423 | [14 empty] | 537807.5622 | 35.2413 | -99999 | 35.4527 | [36 empty] | 166.1227 | 203.6489 |  |  |  | 2024 | Denisová, N., Piercey, S. J., & Wälle, M. (2024). Mineralogy and mineral chemistry of the ABM replacement-style volcanogenic massive sulfide deposit, Finlayson Lake district, Yukon, Canada. Mineralium Deposita, 59(3), 473-503. https://doi.org/10.1007/s00126-023-01217-4 |  | CAN | CA-YT | -130.6 | 61.4667 | [8 empty] | Only analyses +/-3% of 100% were shown and they were normalized to 100% | 2025-04-30
| ABM |  | Volcanic basin hydrothermal | Volcanogenic massive sulfide (VMS) | Bimodal felsic VMS | Zn, Cu, Pb, Au, Ag |  | Zn, Cu, Pb, Au, Ag | Denisová et al., 2024 |  | B266575 | B2665575-10-1-13 | borehole | K15-231 |  | 63.09 | 63.14 | ore material | half core | core drilling | rock | polished slab from core | Yukon–Tanana and Slide Mountain terranes | Kudz Ze Kayah formation |  |  | acid volcanic rock, siliciclastic sedimentary rock |  | rock | greenschist | pyrite | Assemblage 2 |  |  |  | chloritic |  | pyrite, arsenopyrite, pyrrhotite, galena, chalcopyrite, sulfosalts | cutting and polishing | EPMA | JEOL JXA-8230 SuperProbe electron probe microanalyzer (EPMA) equipped with five wavelength-dispersive spectrometers (WDS) and a tungsten filament electron gun. |  | sulfides were analyzed using an accelerating voltage of 25 kV, a 2-nA beam current, focused to 1 μm, with elemental counting times between 5 and 30 s |  | -99999 | 30 |  |  | 968.8026 | 82.9729 | [20 empty] | 929.6591 | 26.2212 |  |  |  |  | 283.7907 | 32.1687 | [8 empty] | 455395.9364 | 35.1272 | [42 empty] | 225.0754 | 77.1423 | [14 empty] | 537421.224 | 35.2413 | -99999 | 35.4527 | [36 empty] | 4775.5119 | 203.6489 |  |  |  | 2024 | Denisová, N., Piercey, S. J., & Wälle, M. (2024). Mineralogy and mineral chemistry of the ABM replacement-style volcanogenic massive sulfide deposit, Finlayson Lake district, Yukon, Canada. Mineralium Deposita, 59(3), 473-503. https://doi.org/10.1007/s00126-023-01217-4 |  | CAN | CA-YT | -130.6 | 61.4667 | [8 empty] | Only analyses +/-3% of 100% were shown and they were normalized to 100% | 2025-04-30
| ABM |  | Volcanic basin hydrothermal | Volcanogenic massive sulfide (VMS) | Bimodal felsic VMS | Zn, Cu, Pb, Au, Ag |  | Zn, Cu, Pb, Au, Ag | Denisová et al., 2024 |  | B266575 | B2665575-1-1-11 | borehole | K15-231 |  | 63.09 | 63.14 | ore material | half core | core drilling | rock | polished slab from core | Yukon–Tanana and Slide Mountain terranes | Kudz Ze Kayah formation |  |  | acid volcanic rock, siliciclastic sedimentary rock |  | rock | greenschist | pyrite | Assemblage 2 |  |  |  | chloritic |  | pyrite, arsenopyrite, pyrrhotite, galena, chalcopyrite, sulfosalts | cutting and polishing | EPMA | JEOL JXA-8230 SuperProbe electron probe microanalyzer (EPMA) equipped with five wavelength-dispersive spectrometers (WDS) and a tungsten filament electron gun. |  | sulfides were analyzed using an accelerating voltage of 25 kV, a 2-nA beam current, focused to 1 μm, with elemental counting times between 5 and 30 s |  | -99999 | 30 |  |  | 131.7897 | 82.9729 | [20 empty] | 618.3978 | 26.2212 |  |  |  |  | -99999 | 32.1687 | [8 empty] | 460270.4736 | 35.1272 | [42 empty] | -99999 | 77.1423 | [14 empty] | 538979.3388 | 35.2413 | -99999 | 35.4527 | [36 empty] | -99999 | 203.6489 |  |  |  | 2024 | Denisová, N., Piercey, S. J., & Wälle, M. (2024). Mineralogy and mineral chemistry of the ABM replacement-style volcanogenic massive sulfide deposit, Finlayson Lake district, Yukon, Canada. Mineralium Deposita, 59(3), 473-503. https://doi.org/10.1007/s00126-023-01217-4 |  | CAN | CA-YT | -130.6 | 61.4667 | [8 empty] | Only analyses +/-3% of 100% were shown and they were normalized to 100% | 2025-04-30
| ABM |  | Volcanic basin hydrothermal | Volcanogenic massive sulfide (VMS) | Bimodal felsic VMS | Zn, Cu, Pb, Au, Ag |  | Zn, Cu, Pb, Au, Ag | Denisová et al., 2024 |  | B266575 | B2665575-1-1-12 | borehole | K15-231 |  | 63.09 | 63.14 | ore material | half core | core drilling | rock | polished slab from core | Yukon–Tanana and Slide Mountain terranes | Kudz Ze Kayah formation |  |  | acid volcanic rock, siliciclastic sedimentary rock |  | rock | greenschist | pyrite | Assemblage 2 |  |  |  | chloritic |  | pyrite, arsenopyrite, pyrrhotite, galena, chalcopyrite, sulfosalts | cutting and polishing | EPMA | JEOL JXA-8230 SuperProbe electron probe microanalyzer (EPMA) equipped with five wavelength-dispersive spectrometers (WDS) and a tungsten filament electron gun. |  | sulfides were analyzed using an accelerating voltage of 25 kV, a 2-nA beam current, focused to 1 μm, with elemental counting times between 5 and 30 s |  | -99999 | 30 |  |  | -99999 | 82.9729 | [20 empty] | 365.5946 | 26.2212 |  |  |  |  | -99999 | 32.1687 | [8 empty] | 458346.9293 | 35.1272 | [42 empty] | -99999 | 77.1423 | [14 empty] | 540585.9297 | 35.2413 | -99999 | 35.4527 | [36 empty] | 701.5464 | 203.6489 |  |  |  | 2024 | Denisová, N., Piercey, S. J., & Wälle, M. (2024). Mineralogy and mineral chemistry of the ABM replacement-style volcanogenic massive sulfide deposit, Finlayson Lake district, Yukon, Canada. Mineralium Deposita, 59(3), 473-503. https://doi.org/10.1007/s00126-023-01217-4 |  | CAN | CA-YT | -130.6 | 61.4667 | [8 empty] | Only analyses +/-3% of 100% were shown and they were normalized to 100% | 2025-04-30
| ABM |  | Volcanic basin hydrothermal | Volcanogenic massive sulfide (VMS) | Bimodal felsic VMS | Zn, Cu, Pb, Au, Ag |  | Zn, Cu, Pb, Au, Ag | Denisová et al., 2024 |  | B266575 | B2665575-2-1-14 | borehole | K15-231 |  | 63.09 | 63.14 | ore material | half core | core drilling | rock | polished slab from core | Yukon–Tanana and Slide Mountain terranes | Kudz Ze Kayah formation |  |  | acid volcanic rock, siliciclastic sedimentary rock |  | rock | greenschist | pyrite | Assemblage 2 |  |  |  | chloritic |  | pyrite, arsenopyrite, pyrrhotite, galena, chalcopyrite, sulfosalts | cutting and polishing | EPMA | JEOL JXA-8230 SuperProbe electron probe microanalyzer (EPMA) equipped with five wavelength-dispersive spectrometers (WDS) and a tungsten filament electron gun. |  | sulfides were analyzed using an accelerating voltage of 25 kV, a 2-nA beam current, focused to 1 μm, with elemental counting times between 5 and 30 s |  | -99999 | 30 |  |  | 395.8828 | 82.9729 | [20 empty] | 484.9564 | 26.2212 |  |  |  |  | -99999 | 32.1687 | [8 empty] | 461767.6324 | 35.1272 | [42 empty] | 138.559 | 77.1423 | [14 empty] | 537015.0279 | 35.2413 | -99999 | 35.4527 | [36 empty] | 197.9414 | 203.6489 |  |  |  | 2024 | Denisová, N., Piercey, S. J., & Wälle, M. (2024). Mineralogy and mineral chemistry of the ABM replacement-style volcanogenic massive sulfide deposit, Finlayson Lake district, Yukon, Canada. Mineralium Deposita, 59(3), 473-503. https://doi.org/10.1007/s00126-023-01217-4 |  | CAN | CA-YT | -130.6 | 61.4667 | [8 empty] | Only analyses +/-3% of 100% were shown and they were normalized to 100% | 2025-04-30
| ABM |  | Volcanic basin hydrothermal | Volcanogenic massive sulfide (VMS) | Bimodal felsic VMS | Zn, Cu, Pb, Au, Ag |  | Zn, Cu, Pb, Au, Ag | Denisová et al., 2024 |  | B266575 | B2665575-2-1-15 | borehole | K15-231 |  | 63.09 | 63.14 | ore material | half core | core drilling | rock | polished slab from core | Yukon–Tanana and Slide Mountain terranes | Kudz Ze Kayah formation |  |  | acid volcanic rock, siliciclastic sedimentary rock |  | rock | greenschist | pyrite | Assemblage 2 |  |  |  | chloritic |  | pyrite, arsenopyrite, pyrrhotite, galena, chalcopyrite, sulfosalts | cutting and polishing | EPMA | JEOL JXA-8230 SuperProbe electron probe microanalyzer (EPMA) equipped with five wavelength-dispersive spectrometers (WDS) and a tungsten filament electron gun. |  | sulfides were analyzed using an accelerating voltage of 25 kV, a 2-nA beam current, focused to 1 μm, with elemental counting times between 5 and 30 s |  | -99999 | 30 |  |  | 295.0056 | 82.9729 | [20 empty] | 481.8424 | 26.2212 |  |  |  |  | 127.8357 | 32.1687 | [8 empty] | 459235.1579 | 35.1272 | [42 empty] | -99999 | 77.1423 | [14 empty] | 539850.3249 | 35.2413 | -99999 | 35.4527 | [36 empty] | -99999 | 203.6489 |  |  |  | 2024 | Denisová, N., Piercey, S. J., & Wälle, M. (2024). Mineralogy and mineral chemistry of the ABM replacement-style volcanogenic massive sulfide deposit, Finlayson Lake district, Yukon, Canada. Mineralium Deposita, 59(3), 473-503. https://doi.org/10.1007/s00126-023-01217-4 |  | CAN | CA-YT | -130.6 | 61.4667 | [8 empty] | Only analyses +/-3% of 100% were shown and they were normalized to 100% | 2025-04-30
| ABM |  | Volcanic basin hydrothermal | Volcanogenic massive sulfide (VMS) | Bimodal felsic VMS | Zn, Cu, Pb, Au, Ag |  | Zn, Cu, Pb, Au, Ag | Denisová et al., 2024 |  | B266575 | B2665575-2-1-16 | borehole | K15-231 |  | 63.09 | 63.14 | ore material | half core | core drilling | rock | polished slab from core | Yukon–Tanana and Slide Mountain terranes | Kudz Ze Kayah formation |  |  | acid volcanic rock, siliciclastic sedimentary rock |  | rock | greenschist | pyrite | Assemblage 2 |  |  |  | chloritic |  | pyrite, arsenopyrite, pyrrhotite, galena, chalcopyrite, sulfosalts | cutting and polishing | EPMA | JEOL JXA-8230 SuperProbe electron probe microanalyzer (EPMA) equipped with five wavelength-dispersive spectrometers (WDS) and a tungsten filament electron gun. |  | sulfides were analyzed using an accelerating voltage of 25 kV, a 2-nA beam current, focused to 1 μm, with elemental counting times between 5 and 30 s |  | -99999 | 30 |  |  | -99999 | 82.9729 | [20 empty] | 186.4152 | 26.2212 |  |  |  |  | 127.5473 | 32.1687 | [8 empty] | 461573.9253 | 35.1272 | [42 empty] | -99999 | 77.1423 | [14 empty] | 537994.3763 | 35.2413 | -99999 | 35.4527 | [36 empty] | 117.7359 | 203.6489 |  |  |  | 2024 | Denisová, N., Piercey, S. J., & Wälle, M. (2024). Mineralogy and mineral chemistry of the ABM replacement-style volcanogenic massive sulfide deposit, Finlayson Lake district, Yukon, Canada. Mineralium Deposita, 59(3), 473-503. https://doi.org/10.1007/s00126-023-01217-4 |  | CAN | CA-YT | -130.6 | 61.4667 | [8 empty] | Only analyses +/-3% of 100% were shown and they were normalized to 100% | 2025-04-30
| ABM |  | Volcanic basin hydrothermal | Volcanogenic massive sulfide (VMS) | Bimodal felsic VMS | Zn, Cu, Pb, Au, Ag |  | Zn, Cu, Pb, Au, Ag | Denisová et al., 2024 |  | B266575 | B2665575-2-1-17 | borehole | K15-231 |  | 63.09 | 63.14 | ore material | half core | core drilling | rock | polished slab from core | Yukon–Tanana and Slide Mountain terranes | Kudz Ze Kayah formation |  |  | acid volcanic rock, siliciclastic sedimentary rock |  | rock | greenschist | pyrite | Assemblage 2 |  |  |  | chloritic |  | pyrite, arsenopyrite, pyrrhotite, galena, chalcopyrite, sulfosalts | cutting and polishing | EPMA | JEOL JXA-8230 SuperProbe electron probe microanalyzer (EPMA) equipped with five wavelength-dispersive spectrometers (WDS) and a tungsten filament electron gun. |  | sulfides were analyzed using an accelerating voltage of 25 kV, a 2-nA beam current, focused to 1 μm, with elemental counting times between 5 and 30 s |  | -99999 | 30 |  |  | -99999 | 82.9729 | [20 empty] | 484.2089 | 26.2212 |  |  |  |  | 59.2909 | 32.1687 | [8 empty] | 461727.7304 | 35.1272 | [42 empty] | 158.109 | 77.1423 | [14 empty] | 537195.1519 | 35.2413 | -99999 | 35.4527 | [36 empty] | 296.4544 | 203.6489 |  |  |  | 2024 | Denisová, N., Piercey, S. J., & Wälle, M. (2024). Mineralogy and mineral chemistry of the ABM replacement-style volcanogenic massive sulfide deposit, Finlayson Lake district, Yukon, Canada. Mineralium Deposita, 59(3), 473-503. https://doi.org/10.1007/s00126-023-01217-4 |  | CAN | CA-YT | -130.6 | 61.4667 | [8 empty] | Only analyses +/-3% of 100% were shown and they were normalized to 100% | 2025-04-30
| ABM |  | Volcanic basin hydrothermal | Volcanogenic massive sulfide (VMS) | Bimodal felsic VMS | Zn, Cu, Pb, Au, Ag |  | Zn, Cu, Pb, Au, Ag | Denisová et al., 2024 |  | B266575 | B2665575-2-2-13 | borehole | K15-231 |  | 63.09 | 63.14 | ore material | half core | core drilling | rock | polished slab from core | Yukon–Tanana and Slide Mountain terranes | Kudz Ze Kayah formation |  |  | acid volcanic rock, siliciclastic sedimentary rock |  | rock | greenschist | pyrite | Assemblage 2 |  |  |  | chloritic |  | pyrite, arsenopyrite, pyrrhotite, galena, chalcopyrite, sulfosalts | cutting and polishing | EPMA | JEOL JXA-8230 SuperProbe electron probe microanalyzer (EPMA) equipped with five wavelength-dispersive spectrometers (WDS) and a tungsten filament electron gun. |  | sulfides were analyzed using an accelerating voltage of 25 kV, a 2-nA beam current, focused to 1 μm, with elemental counting times between 5 and 30 s |  | -99999 | 30 |  |  | 98.0258 | 82.9729 | [20 empty] | 392.103 | 26.2212 |  |  |  |  | 127.4335 | 32.1687 | [8 empty] | 462946.2629 | 35.1272 | [42 empty] | 107.8283 | 77.1423 | [14 empty] | 536328.3465 | 35.2413 | -99999 | 35.4527 | [36 empty] | -99999 | 203.6489 |  |  |  | 2024 | Denisová, N., Piercey, S. J., & Wälle, M. (2024). Mineralogy and mineral chemistry of the ABM replacement-style volcanogenic massive sulfide deposit, Finlayson Lake district, Yukon, Canada. Mineralium Deposita, 59(3), 473-503. https://doi.org/10.1007/s00126-023-01217-4 |  | CAN | CA-YT | -130.6 | 61.4667 | [8 empty] | Only analyses +/-3% of 100% were shown and they were normalized to 100% | 2025-04-30
| ABM |  | Volcanic basin hydrothermal | Volcanogenic massive sulfide (VMS) | Bimodal felsic VMS | Zn, Cu, Pb, Au, Ag |  | Zn, Cu, Pb, Au, Ag | Denisová et al., 2024 |  | B266575 | B2665575-2-2-14 | borehole | K15-231 |  | 63.09 | 63.14 | ore material | half core | core drilling | rock | polished slab from core | Yukon–Tanana and Slide Mountain terranes | Kudz Ze Kayah formation |  |  | acid volcanic rock, siliciclastic sedimentary rock |  | rock | greenschist | pyrite | Assemblage 2 |  |  |  | chloritic |  | pyrite, arsenopyrite, pyrrhotite, galena, chalcopyrite, sulfosalts | cutting and polishing | EPMA | JEOL JXA-8230 SuperProbe electron probe microanalyzer (EPMA) equipped with five wavelength-dispersive spectrometers (WDS) and a tungsten filament electron gun. |  | sulfides were analyzed using an accelerating voltage of 25 kV, a 2-nA beam current, focused to 1 μm, with elemental counting times between 5 and 30 s |  | -99999 | 30 |  |  | 7272.7987 | 82.9729 | [20 empty] | 354.7707 | 26.2212 |  |  |  |  | -99999 | 32.1687 | [8 empty] | 458275.009 | 35.1272 | [42 empty] | -99999 | 77.1423 | [14 empty] | 532875.4337 | 35.2413 | 1202.2784 | 35.4527 | [36 empty] | -99999 | 203.6489 |  |  |  | 2024 | Denisová, N., Piercey, S. J., & Wälle, M. (2024). Mineralogy and mineral chemistry of the ABM replacement-style volcanogenic massive sulfide deposit, Finlayson Lake district, Yukon, Canada. Mineralium Deposita, 59(3), 473-503. https://doi.org/10.1007/s00126-023-01217-4 |  | CAN | CA-YT | -130.6 | 61.4667 | [8 empty] | Only analyses +/-3% of 100% were shown and they were normalized to 100% | 2025-04-30
| ABM |  | Volcanic basin hydrothermal | Volcanogenic massive sulfide (VMS) | Bimodal felsic VMS | Zn, Cu, Pb, Au, Ag |  | Zn, Cu, Pb, Au, Ag | Denisová et al., 2024 |  | B266575 | B2665575-2-2-15 | borehole | K15-231 |  | 63.09 | 63.14 | ore material | half core | core drilling | rock | polished slab from core | Yukon–Tanana and Slide Mountain terranes | Kudz Ze Kayah formation |  |  | acid volcanic rock, siliciclastic sedimentary rock |  | rock | greenschist | pyrite | Assemblage 2 |  |  |  | chloritic |  | pyrite, arsenopyrite, pyrrhotite, galena, chalcopyrite, sulfosalts | cutting and polishing | EPMA | JEOL JXA-8230 SuperProbe electron probe microanalyzer (EPMA) equipped with five wavelength-dispersive spectrometers (WDS) and a tungsten filament electron gun. |  | sulfides were analyzed using an accelerating voltage of 25 kV, a 2-nA beam current, focused to 1 μm, with elemental counting times between 5 and 30 s |  | -99999 | 30 |  |  | 382.3005 | 82.9729 | [20 empty] | 627.3649 | 26.2212 |  |  |  |  | 68.618 | 32.1687 | [8 empty] | 461034.7604 | 35.1272 | [42 empty] | -99999 | 77.1423 | [14 empty] | 537886.9563 | 35.2413 | -99999 | 35.4527 | [36 empty] | -99999 | 203.6489 |  |  |  | 2024 | Denisová, N., Piercey, S. J., & Wälle, M. (2024). Mineralogy and mineral chemistry of the ABM replacement-style volcanogenic massive sulfide deposit, Finlayson Lake district, Yukon, Canada. Mineralium Deposita, 59(3), 473-503. https://doi.org/10.1007/s00126-023-01217-4 |  | CAN | CA-YT | -130.6 | 61.4667 | [8 empty] | Only analyses +/-3% of 100% were shown and they were normalized to 100% | 2025-04-30
| ABM |  | Volcanic basin hydrothermal | Volcanogenic massive sulfide (VMS) | Bimodal felsic VMS | Zn, Cu, Pb, Au, Ag |  | Zn, Cu, Pb, Au, Ag | Denisová et al., 2024 |  | B266575 | B2665575-4-1-14 | borehole | K15-231 |  | 63.09 | 63.14 | ore material | half core | core drilling | rock | polished slab from core | Yukon–Tanana and Slide Mountain terranes | Kudz Ze Kayah formation |  |  | acid volcanic rock, siliciclastic sedimentary rock |  | rock | greenschist | pyrite | Assemblage 2 |  |  |  | chloritic |  | pyrite, arsenopyrite, pyrrhotite, galena, chalcopyrite, sulfosalts | cutting and polishing | EPMA | JEOL JXA-8230 SuperProbe electron probe microanalyzer (EPMA) equipped with five wavelength-dispersive spectrometers (WDS) and a tungsten filament electron gun. |  | sulfides were analyzed using an accelerating voltage of 25 kV, a 2-nA beam current, focused to 1 μm, with elemental counting times between 5 and 30 s |  | 870 | 30 |  |  | -99999 | 82.9729 | [20 empty] | 295.5869 | 26.2212 |  |  |  |  | 305.4398 | 32.1687 | [8 empty] | 461874.2087 | 35.1272 | [42 empty] | 1271.0236 | 77.1423 | [14 empty] | 535258.5986 | 35.2413 | 78.8232 | 35.4527 | [36 empty] | 59.1174 | 203.6489 |  |  |  | 2024 | Denisová, N., Piercey, S. J., & Wälle, M. (2024). Mineralogy and mineral chemistry of the ABM replacement-style volcanogenic massive sulfide deposit, Finlayson Lake district, Yukon, Canada. Mineralium Deposita, 59(3), 473-503. https://doi.org/10.1007/s00126-023-01217-4 |  | CAN | CA-YT | -130.6 | 61.4667 | [8 empty] | Only analyses +/-3% of 100% were shown and they were normalized to 100% | 2025-04-30
| ABM |  | Volcanic basin hydrothermal | Volcanogenic massive sulfide (VMS) | Bimodal felsic VMS | Zn, Cu, Pb, Au, Ag |  | Zn, Cu, Pb, Au, Ag | Denisová et al., 2024 |  | B266575 | B2665575-4-1-23 | borehole | K15-231 |  | 63.09 | 63.14 | ore material | half core | core drilling | rock | polished slab from core | Yukon–Tanana and Slide Mountain terranes | Kudz Ze Kayah formation |  |  | acid volcanic rock, siliciclastic sedimentary rock |  | rock | greenschist | pyrite | Assemblage 2 |  |  |  | chloritic |  | pyrite, arsenopyrite, pyrrhotite, galena, chalcopyrite, sulfosalts | cutting and polishing | EPMA | JEOL JXA-8230 SuperProbe electron probe microanalyzer (EPMA) equipped with five wavelength-dispersive spectrometers (WDS) and a tungsten filament electron gun. |  | sulfides were analyzed using an accelerating voltage of 25 kV, a 2-nA beam current, focused to 1 μm, with elemental counting times between 5 and 30 s |  | -99999 | 30 |  |  | 256.4533 | 82.9729 | [20 empty] | 1124.4489 | 26.2212 |  |  |  |  | 374.8163 | 32.1687 | [8 empty] | 455076.2986 | 35.1272 | [42 empty] | 315.6348 | 77.1423 | [14 empty] | 542832.621 | 35.2413 | -99999 | 35.4527 | [36 empty] | -99999 | 203.6489 |  |  |  | 2024 | Denisová, N., Piercey, S. J., & Wälle, M. (2024). Mineralogy and mineral chemistry of the ABM replacement-style volcanogenic massive sulfide deposit, Finlayson Lake district, Yukon, Canada. Mineralium Deposita, 59(3), 473-503. https://doi.org/10.1007/s00126-023-01217-4 |  | CAN | CA-YT | -130.6 | 61.4667 | [8 empty] | Only analyses +/-3% of 100% were shown and they were normalized to 100% | 2025-04-30
| ABM |  | Volcanic basin hydrothermal | Volcanogenic massive sulfide (VMS) | Bimodal felsic VMS | Zn, Cu, Pb, Au, Ag |  | Zn, Cu, Pb, Au, Ag | Denisová et al., 2024 |  | B266575 | B2665575-4-1-24 | borehole | K15-231 |  | 63.09 | 63.14 | ore material | half core | core drilling | rock | polished slab from core | Yukon–Tanana and Slide Mountain terranes | Kudz Ze Kayah formation |  |  | acid volcanic rock, siliciclastic sedimentary rock |  | rock | greenschist | pyrite | Assemblage 2 |  |  |  | chloritic |  | pyrite, arsenopyrite, pyrrhotite, galena, chalcopyrite, sulfosalts | cutting and polishing | EPMA | JEOL JXA-8230 SuperProbe electron probe microanalyzer (EPMA) equipped with five wavelength-dispersive spectrometers (WDS) and a tungsten filament electron gun. |  | sulfides were analyzed using an accelerating voltage of 25 kV, a 2-nA beam current, focused to 1 μm, with elemental counting times between 5 and 30 s |  | -99999 | 30 |  |  | 1121.8856 | 82.9729 | [20 empty] | 1073.1079 | 26.2212 |  |  |  |  | 156.0884 | 32.1687 | [8 empty] | 459709.689 | 35.1272 | [42 empty] | -99999 | 77.1423 | [14 empty] | 537939.2291 | 35.2413 | -99999 | 35.4527 | [36 empty] | -99999 | 203.6489 |  |  |  | 2024 | Denisová, N., Piercey, S. J., & Wälle, M. (2024). Mineralogy and mineral chemistry of the ABM replacement-style volcanogenic massive sulfide deposit, Finlayson Lake district, Yukon, Canada. Mineralium Deposita, 59(3), 473-503. https://doi.org/10.1007/s00126-023-01217-4 |  | CAN | CA-YT | -130.6 | 61.4667 | [8 empty] | Only analyses +/-3% of 100% were shown and they were normalized to 100% | 2025-04-30
| ABM |  | Volcanic basin hydrothermal | Volcanogenic massive sulfide (VMS) | Bimodal felsic VMS | Zn, Cu, Pb, Au, Ag |  | Zn, Cu, Pb, Au, Ag | Denisová et al., 2024 |  | B266575 | B2665575-4-1-3 | borehole | K15-231 |  | 63.09 | 63.14 | ore material | half core | core drilling | rock | polished slab from core | Yukon–Tanana and Slide Mountain terranes | Kudz Ze Kayah formation |  |  | acid volcanic rock, siliciclastic sedimentary rock |  | rock | greenschist | pyrite | Assemblage 2 |  |  |  | chloritic |  | pyrite, arsenopyrite, pyrrhotite, galena, chalcopyrite, sulfosalts | cutting and polishing | EPMA | JEOL JXA-8230 SuperProbe electron probe microanalyzer (EPMA) equipped with five wavelength-dispersive spectrometers (WDS) and a tungsten filament electron gun. |  | sulfides were analyzed using an accelerating voltage of 25 kV, a 2-nA beam current, focused to 1 μm, with elemental counting times between 5 and 30 s |  | -99999 | 30 |  |  | 273.1574 | 82.9729 | [20 empty] | 643.871 | 26.2212 |  |  |  |  | 614.6042 | 32.1687 | [8 empty] | 461157.9933 | 35.1272 | [42 empty] | -99999 | 77.1423 | [14 empty] | 537310.3741 | 35.2413 | -99999 | 35.4527 | [36 empty] | -99999 | 203.6489 |  |  |  | 2024 | Denisová, N., Piercey, S. J., & Wälle, M. (2024). Mineralogy and mineral chemistry of the ABM replacement-style volcanogenic massive sulfide deposit, Finlayson Lake district, Yukon, Canada. Mineralium Deposita, 59(3), 473-503. https://doi.org/10.1007/s00126-023-01217-4 |  | CAN | CA-YT | -130.6 | 61.4667 | [8 empty] | Only analyses +/-3% of 100% were shown and they were normalized to 100% | 2025-04-30
| ABM |  | Volcanic basin hydrothermal | Volcanogenic massive sulfide (VMS) | Bimodal felsic VMS | Zn, Cu, Pb, Au, Ag |  | Zn, Cu, Pb, Au, Ag | Denisová et al., 2024 |  | B266575 | B2665575-4-1-5 | borehole | K15-231 |  | 63.09 | 63.14 | ore material | half core | core drilling | rock | polished slab from core | Yukon–Tanana and Slide Mountain terranes | Kudz Ze Kayah formation |  |  | acid volcanic rock, siliciclastic sedimentary rock |  | rock | greenschist | pyrite | Assemblage 2 |  |  |  | chloritic |  | pyrite, arsenopyrite, pyrrhotite, galena, chalcopyrite, sulfosalts | cutting and polishing | EPMA | JEOL JXA-8230 SuperProbe electron probe microanalyzer (EPMA) equipped with five wavelength-dispersive spectrometers (WDS) and a tungsten filament electron gun. |  | sulfides were analyzed using an accelerating voltage of 25 kV, a 2-nA beam current, focused to 1 μm, with elemental counting times between 5 and 30 s |  | -99999 | 30 |  |  | 420.3282 | 82.9729 | [20 empty] | 1251.2097 | 26.2212 |  |  |  |  | -99999 | 32.1687 | [8 empty] | 460278.9835 | 35.1272 | [42 empty] | -99999 | 77.1423 | [14 empty] | 538010.3782 | 35.2413 | -99999 | 35.4527 | [36 empty] | -99999 | 203.6489 |  |  |  | 2024 | Denisová, N., Piercey, S. J., & Wälle, M. (2024). Mineralogy and mineral chemistry of the ABM replacement-style volcanogenic massive sulfide deposit, Finlayson Lake district, Yukon, Canada. Mineralium Deposita, 59(3), 473-503. https://doi.org/10.1007/s00126-023-01217-4 |  | CAN | CA-YT | -130.6 | 61.4667 | [8 empty] | Only analyses +/-3% of 100% were shown and they were normalized to 100% | 2025-04-30
| ABM |  | Volcanic basin hydrothermal | Volcanogenic massive sulfide (VMS) | Bimodal felsic VMS | Zn, Cu, Pb, Au, Ag |  | Zn, Cu, Pb, Au, Ag | Denisová et al., 2024 |  | B266585 | B266585-1-1-10 | borehole | K15-231 |  | 71 | 71.06 | ore material | half core | core drilling | rock | polished slab from core | Yukon–Tanana and Slide Mountain terranes | Kudz Ze Kayah formation |  |  | acid volcanic rock, siliciclastic sedimentary rock |  | rock | greenschist | pyrite | Assemblage 1 |  |  |  | chloritic |  | pyrite, arsenopyrite, pyrrhotite, galena, chalcopyrite, sulfosalts | cutting and polishing | EPMA | JEOL JXA-8230 SuperProbe electron probe microanalyzer (EPMA) equipped with five wavelength-dispersive spectrometers (WDS) and a tungsten filament electron gun. |  | sulfides were analyzed using an accelerating voltage of 25 kV, a 2-nA beam current, focused to 1 μm, with elemental counting times between 5 and 30 s |  | 90 | 30 |  |  | 176.6906 | 82.9729 | [20 empty] | 206.139 | 26.2212 |  |  |  |  | -99999 | 32.1687 | [8 empty] | 459061.7685 | 35.1272 | [42 empty] | 68.713 | 77.1423 | [14 empty] | 535804.3884 | 35.2413 | -99999 | 35.4527 | [36 empty] | 4593.9552 | 203.6489 |  |  |  | 2024 | Denisová, N., Piercey, S. J., & Wälle, M. (2024). Mineralogy and mineral chemistry of the ABM replacement-style volcanogenic massive sulfide deposit, Finlayson Lake district, Yukon, Canada. Mineralium Deposita, 59(3), 473-503. https://doi.org/10.1007/s00126-023-01217-4 |  | CAN | CA-YT | -130.6 | 61.4667 | [8 empty] | Only analyses +/-3% of 100% were shown and they were normalized to 100% | 2025-04-30
| ABM |  | Volcanic basin hydrothermal | Volcanogenic massive sulfide (VMS) | Bimodal felsic VMS | Zn, Cu, Pb, Au, Ag |  | Zn, Cu, Pb, Au, Ag | Denisová et al., 2024 |  | B266585 | B266585-1-1-9 | borehole | K15-231 |  | 71 | 71.06 | ore material | half core | core drilling | rock | polished slab from core | Yukon–Tanana and Slide Mountain terranes | Kudz Ze Kayah formation |  |  | acid volcanic rock, siliciclastic sedimentary rock |  | rock | greenschist | pyrite | Assemblage 1 |  |  |  | chloritic |  | pyrite, arsenopyrite, pyrrhotite, galena, chalcopyrite, sulfosalts | cutting and polishing | EPMA | JEOL JXA-8230 SuperProbe electron probe microanalyzer (EPMA) equipped with five wavelength-dispersive spectrometers (WDS) and a tungsten filament electron gun. |  | sulfides were analyzed using an accelerating voltage of 25 kV, a 2-nA beam current, focused to 1 μm, with elemental counting times between 5 and 30 s |  | -99999 | 30 |  |  | -99999 | 82.9729 | [20 empty] | 176.616 | 26.2212 |  |  |  |  | -99999 | 32.1687 | [8 empty] | 460153.4577 | 35.1272 | [42 empty] | -99999 | 77.1423 | [14 empty] | 539120.4541 | 35.2413 | -99999 | 35.4527 | [36 empty] | 549.4721 | 203.6489 |  |  |  | 2024 | Denisová, N., Piercey, S. J., & Wälle, M. (2024). Mineralogy and mineral chemistry of the ABM replacement-style volcanogenic massive sulfide deposit, Finlayson Lake district, Yukon, Canada. Mineralium Deposita, 59(3), 473-503. https://doi.org/10.1007/s00126-023-01217-4 |  | CAN | CA-YT | -130.6 | 61.4667 | [8 empty] | Only analyses +/-3% of 100% were shown and they were normalized to 100% | 2025-04-30
| ABM |  | Volcanic basin hydrothermal | Volcanogenic massive sulfide (VMS) | Bimodal felsic VMS | Zn, Cu, Pb, Au, Ag |  | Zn, Cu, Pb, Au, Ag | Denisová et al., 2024 |  | B266585 | B266585-2-1-11 | borehole | K15-231 |  | 71 | 71.06 | ore material | half core | core drilling | rock | polished slab from core | Yukon–Tanana and Slide Mountain terranes | Kudz Ze Kayah formation |  |  | acid volcanic rock, siliciclastic sedimentary rock |  | rock | greenschist | pyrite | Assemblage 1 |  |  |  | chloritic |  | pyrite, arsenopyrite, pyrrhotite, galena, chalcopyrite, sulfosalts | cutting and polishing | EPMA | JEOL JXA-8230 SuperProbe electron probe microanalyzer (EPMA) equipped with five wavelength-dispersive spectrometers (WDS) and a tungsten filament electron gun. |  | sulfides were analyzed using an accelerating voltage of 25 kV, a 2-nA beam current, focused to 1 μm, with elemental counting times between 5 and 30 s |  | 80 | 30 |  |  | 311.6479 | 82.9729 | [20 empty] | 204.5189 | 26.2212 |  |  |  |  | -99999 | 32.1687 | [8 empty] | 459709.7775 | 35.1272 | [42 empty] | 204.5189 | 77.1423 | [14 empty] | 536540.7093 | 35.2413 | -99999 | 35.4527 | [36 empty] | 2950.9155 | 203.6489 |  |  |  | 2024 | Denisová, N., Piercey, S. J., & Wälle, M. (2024). Mineralogy and mineral chemistry of the ABM replacement-style volcanogenic massive sulfide deposit, Finlayson Lake district, Yukon, Canada. Mineralium Deposita, 59(3), 473-503. https://doi.org/10.1007/s00126-023-01217-4 |  | CAN | CA-YT | -130.6 | 61.4667 | [8 empty] | Only analyses +/-3% of 100% were shown and they were normalized to 100% | 2025-04-30
| ABM |  | Volcanic basin hydrothermal | Volcanogenic massive sulfide (VMS) | Bimodal felsic VMS | Zn, Cu, Pb, Au, Ag |  | Zn, Cu, Pb, Au, Ag | Denisová et al., 2024 |  | B266585 | B266585-2-1-6 | borehole | K15-231 |  | 71 | 71.06 | ore material | half core | core drilling | rock | polished slab from core | Yukon–Tanana and Slide Mountain terranes | Kudz Ze Kayah formation |  |  | acid volcanic rock, siliciclastic sedimentary rock |  | rock | greenschist | pyrite | Assemblage 1 |  |  |  | chloritic |  | pyrite, arsenopyrite, pyrrhotite, galena, chalcopyrite, sulfosalts | cutting and polishing | EPMA | JEOL JXA-8230 SuperProbe electron probe microanalyzer (EPMA) equipped with five wavelength-dispersive spectrometers (WDS) and a tungsten filament electron gun. |  | sulfides were analyzed using an accelerating voltage of 25 kV, a 2-nA beam current, focused to 1 μm, with elemental counting times between 5 and 30 s |  | -99999 | 30 |  |  | 6068.7333 | 82.9729 | [20 empty] | 156.6125 | 26.2212 |  |  |  |  | -99999 | 32.1687 | [8 empty] | 459500.9904 | 35.1272 | [42 empty] | 127.2476 | 77.1423 | [14 empty] | 532492.197 | 35.2413 | -99999 | 35.4527 | [36 empty] | 1605.2779 | 203.6489 |  |  |  | 2024 | Denisová, N., Piercey, S. J., & Wälle, M. (2024). Mineralogy and mineral chemistry of the ABM replacement-style volcanogenic massive sulfide deposit, Finlayson Lake district, Yukon, Canada. Mineralium Deposita, 59(3), 473-503. https://doi.org/10.1007/s00126-023-01217-4 |  | CAN | CA-YT | -130.6 | 61.4667 | [8 empty] | Only analyses +/-3% of 100% were shown and they were normalized to 100% | 2025-04-30
| ABM |  | Volcanic basin hydrothermal | Volcanogenic massive sulfide (VMS) | Bimodal felsic VMS | Zn, Cu, Pb, Au, Ag |  | Zn, Cu, Pb, Au, Ag | Denisová et al., 2024 |  | B266585 | B266585-2-1-7 | borehole | K15-231 |  | 71 | 71.06 | ore material | half core | core drilling | rock | polished slab from core | Yukon–Tanana and Slide Mountain terranes | Kudz Ze Kayah formation |  |  | acid volcanic rock, siliciclastic sedimentary rock |  | rock | greenschist | pyrite | Assemblage 1 |  |  |  | chloritic |  | pyrite, arsenopyrite, pyrrhotite, galena, chalcopyrite, sulfosalts | cutting and polishing | EPMA | JEOL JXA-8230 SuperProbe electron probe microanalyzer (EPMA) equipped with five wavelength-dispersive spectrometers (WDS) and a tungsten filament electron gun. |  | sulfides were analyzed using an accelerating voltage of 25 kV, a 2-nA beam current, focused to 1 μm, with elemental counting times between 5 and 30 s |  | -99999 | 30 |  |  | 5180.2246 | 82.9729 | [20 empty] | 295.4501 | 26.2212 |  |  |  |  | -99999 | 32.1687 | [8 empty] | 460311.2083 | 35.1272 | [42 empty] | -99999 | 77.1423 | [14 empty] | 534035.847 | 35.2413 | 128.0284 | 35.4527 | [36 empty] | -99999 | 203.6489 |  |  |  | 2024 | Denisová, N., Piercey, S. J., & Wälle, M. (2024). Mineralogy and mineral chemistry of the ABM replacement-style volcanogenic massive sulfide deposit, Finlayson Lake district, Yukon, Canada. Mineralium Deposita, 59(3), 473-503. https://doi.org/10.1007/s00126-023-01217-4 |  | CAN | CA-YT | -130.6 | 61.4667 | [8 empty] | Only analyses +/-3% of 100% were shown and they were normalized to 100% | 2025-04-30
| ABM |  | Volcanic basin hydrothermal | Volcanogenic massive sulfide (VMS) | Bimodal felsic VMS | Zn, Cu, Pb, Au, Ag |  | Zn, Cu, Pb, Au, Ag | Denisová et al., 2024 |  | B266585 | B266585-6-1-1 | borehole | K15-231 |  | 71 | 71.06 | ore material | half core | core drilling | rock | polished slab from core | Yukon–Tanana and Slide Mountain terranes | Kudz Ze Kayah formation |  |  | acid volcanic rock, siliciclastic sedimentary rock |  | rock | greenschist | pyrite | Assemblage 1 |  |  |  | chloritic |  | pyrite, arsenopyrite, pyrrhotite, galena, chalcopyrite, sulfosalts | cutting and polishing | EPMA | JEOL JXA-8230 SuperProbe electron probe microanalyzer (EPMA) equipped with five wavelength-dispersive spectrometers (WDS) and a tungsten filament electron gun. |  | sulfides were analyzed using an accelerating voltage of 25 kV, a 2-nA beam current, focused to 1 μm, with elemental counting times between 5 and 30 s |  | -99999 | 30 |  |  | -99999 | 82.9729 | [20 empty] | 292.2552 | 26.2212 |  |  |  |  | -99999 | 32.1687 | [8 empty] | 460603.9861 | 35.1272 | [42 empty] | 301.9971 | 77.1423 | [14 empty] | 536415.0105 | 35.2413 | -99999 | 35.4527 | [36 empty] | 2357.5256 | 203.6489 |  |  |  | 2024 | Denisová, N., Piercey, S. J., & Wälle, M. (2024). Mineralogy and mineral chemistry of the ABM replacement-style volcanogenic massive sulfide deposit, Finlayson Lake district, Yukon, Canada. Mineralium Deposita, 59(3), 473-503. https://doi.org/10.1007/s00126-023-01217-4 |  | CAN | CA-YT | -130.6 | 61.4667 | [8 empty] | Only analyses +/-3% of 100% were shown and they were normalized to 100% | 2025-04-30
| ABM |  | Volcanic basin hydrothermal | Volcanogenic massive sulfide (VMS) | Bimodal felsic VMS | Zn, Cu, Pb, Au, Ag |  | Zn, Cu, Pb, Au, Ag | Denisová et al., 2024 |  | B266585 | B266585-6-1-12 | borehole | K15-231 |  | 71 | 71.06 | ore material | half core | core drilling | rock | polished slab from core | Yukon–Tanana and Slide Mountain terranes | Kudz Ze Kayah formation |  |  | acid volcanic rock, siliciclastic sedimentary rock |  | rock | greenschist | pyrite | Assemblage 1 |  |  |  | chloritic |  | pyrite, arsenopyrite, pyrrhotite, galena, chalcopyrite, sulfosalts | cutting and polishing | EPMA | JEOL JXA-8230 SuperProbe electron probe microanalyzer (EPMA) equipped with five wavelength-dispersive spectrometers (WDS) and a tungsten filament electron gun. |  | sulfides were analyzed using an accelerating voltage of 25 kV, a 2-nA beam current, focused to 1 μm, with elemental counting times between 5 and 30 s |  | -99999 | 30 |  |  | 185.9063 | 82.9729 | [20 empty] | 225.0445 | 26.2212 |  |  |  |  | -99999 | 32.1687 | [8 empty] | 461850.0562 | 35.1272 | [42 empty] | -99999 | 77.1423 | [14 empty] | 537523.733 | 35.2413 | -99999 | 35.4527 | [36 empty] | 215.26 | 203.6489 |  |  |  | 2024 | Denisová, N., Piercey, S. J., & Wälle, M. (2024). Mineralogy and mineral chemistry of the ABM replacement-style volcanogenic massive sulfide deposit, Finlayson Lake district, Yukon, Canada. Mineralium Deposita, 59(3), 473-503. https://doi.org/10.1007/s00126-023-01217-4 |  | CAN | CA-YT | -130.6 | 61.4667 | [8 empty] | Only analyses +/-3% of 100% were shown and they were normalized to 100% | 2025-04-30
| ABM |  | Volcanic basin hydrothermal | Volcanogenic massive sulfide (VMS) | Bimodal felsic VMS | Zn, Cu, Pb, Au, Ag |  | Zn, Cu, Pb, Au, Ag | Denisová et al., 2024 |  | B266585 | B266585-6-1-5 | borehole | K15-231 |  | 71 | 71.06 | ore material | half core | core drilling | rock | polished slab from core | Yukon–Tanana and Slide Mountain terranes | Kudz Ze Kayah formation |  |  | acid volcanic rock, siliciclastic sedimentary rock |  | rock | greenschist | pyrite | Assemblage 1 |  |  |  | chloritic |  | pyrite, arsenopyrite, pyrrhotite, galena, chalcopyrite, sulfosalts | cutting and polishing | EPMA | JEOL JXA-8230 SuperProbe electron probe microanalyzer (EPMA) equipped with five wavelength-dispersive spectrometers (WDS) and a tungsten filament electron gun. |  | sulfides were analyzed using an accelerating voltage of 25 kV, a 2-nA beam current, focused to 1 μm, with elemental counting times between 5 and 30 s |  | -99999 | 30 |  |  | 58.6292 | 82.9729 | [20 empty] | 342.0039 | 26.2212 |  |  |  |  | -99999 | 32.1687 | [8 empty] | 461216.7518 | 35.1272 | [42 empty] | 166.1162 | 77.1423 | [14 empty] | 537620.4348 | 35.2413 | -99999 | 35.4527 | [36 empty] | 596.064 | 203.6489 |  |  |  | 2024 | Denisová, N., Piercey, S. J., & Wälle, M. (2024). Mineralogy and mineral chemistry of the ABM replacement-style volcanogenic massive sulfide deposit, Finlayson Lake district, Yukon, Canada. Mineralium Deposita, 59(3), 473-503. https://doi.org/10.1007/s00126-023-01217-4 |  | CAN | CA-YT | -130.6 | 61.4667 | [8 empty] | Only analyses +/-3% of 100% were shown and they were normalized to 100% | 2025-04-30
| ABM |  | Volcanic basin hydrothermal | Volcanogenic massive sulfide (VMS) | Bimodal felsic VMS | Zn, Cu, Pb, Au, Ag |  | Zn, Cu, Pb, Au, Ag | Denisová et al., 2024 |  | B266585 | B266585-7-1-19 | borehole | K15-231 |  | 71 | 71.06 | ore material | half core | core drilling | rock | polished slab from core | Yukon–Tanana and Slide Mountain terranes | Kudz Ze Kayah formation |  |  | acid volcanic rock, siliciclastic sedimentary rock |  | rock | greenschist | pyrite | Assemblage 1 |  |  |  | chloritic |  | pyrite, arsenopyrite, pyrrhotite, galena, chalcopyrite, sulfosalts | cutting and polishing | EPMA | JEOL JXA-8230 SuperProbe electron probe microanalyzer (EPMA) equipped with five wavelength-dispersive spectrometers (WDS) and a tungsten filament electron gun. |  | sulfides were analyzed using an accelerating voltage of 25 kV, a 2-nA beam current, focused to 1 μm, with elemental counting times between 5 and 30 s |  | -99999 | 30 |  |  | 608.1532 | 82.9729 | [20 empty] | 313.8855 | 26.2212 |  |  |  |  | -99999 | 32.1687 | [8 empty] | 460195.4037 | 35.1272 | [42 empty] | 284.4587 | 77.1423 | [14 empty] | 538568.6721 | 35.2413 | -99999 | 35.4527 | [36 empty] | -99999 | 203.6489 |  |  |  | 2024 | Denisová, N., Piercey, S. J., & Wälle, M. (2024). Mineralogy and mineral chemistry of the ABM replacement-style volcanogenic massive sulfide deposit, Finlayson Lake district, Yukon, Canada. Mineralium Deposita, 59(3), 473-503. https://doi.org/10.1007/s00126-023-01217-4 |  | CAN | CA-YT | -130.6 | 61.4667 | [8 empty] | Only analyses +/-3% of 100% were shown and they were normalized to 100% | 2025-04-30
| ABM |  | Volcanic basin hydrothermal | Volcanogenic massive sulfide (VMS) | Bimodal felsic VMS | Zn, Cu, Pb, Au, Ag |  | Zn, Cu, Pb, Au, Ag | Denisová et al., 2024 |  | B266585 | B266585-7-1-22 | borehole | K15-231 |  | 71 | 71.06 | ore material | half core | core drilling | rock | polished slab from core | Yukon–Tanana and Slide Mountain terranes | Kudz Ze Kayah formation |  |  | acid volcanic rock, siliciclastic sedimentary rock |  | rock | greenschist | pyrite | Assemblage 1 |  |  |  | chloritic |  | pyrite, arsenopyrite, pyrrhotite, galena, chalcopyrite, sulfosalts | cutting and polishing | EPMA | JEOL JXA-8230 SuperProbe electron probe microanalyzer (EPMA) equipped with five wavelength-dispersive spectrometers (WDS) and a tungsten filament electron gun. |  | sulfides were analyzed using an accelerating voltage of 25 kV, a 2-nA beam current, focused to 1 μm, with elemental counting times between 5 and 30 s |  | 70 | 30 |  |  | -99999 | 82.9729 | [20 empty] | 255.4454 | 26.2212 |  |  |  |  | -99999 | 32.1687 | [8 empty] | 461923.8923 | 35.1272 | [42 empty] | 314.3944 | 77.1423 | [14 empty] | 537437.4941 | 35.2413 | -99999 | 35.4527 | [36 empty] | -99999 | 203.6489 |  |  |  | 2024 | Denisová, N., Piercey, S. J., & Wälle, M. (2024). Mineralogy and mineral chemistry of the ABM replacement-style volcanogenic massive sulfide deposit, Finlayson Lake district, Yukon, Canada. Mineralium Deposita, 59(3), 473-503. https://doi.org/10.1007/s00126-023-01217-4 |  | CAN | CA-YT | -130.6 | 61.4667 | [8 empty] | Only analyses +/-3% of 100% were shown and they were normalized to 100% | 2025-04-30
| ABM |  | Volcanic basin hydrothermal | Volcanogenic massive sulfide (VMS) | Bimodal felsic VMS | Zn, Cu, Pb, Au, Ag |  | Zn, Cu, Pb, Au, Ag | Denisová et al., 2024 |  | B266585 | B266585-7-1-23 | borehole | K15-231 |  | 71 | 71.06 | ore material | half core | core drilling | rock | polished slab from core | Yukon–Tanana and Slide Mountain terranes | Kudz Ze Kayah formation |  |  | acid volcanic rock, siliciclastic sedimentary rock |  | rock | greenschist | pyrite | Assemblage 1 |  |  |  | chloritic |  | pyrite, arsenopyrite, pyrrhotite, galena, chalcopyrite, sulfosalts | cutting and polishing | EPMA | JEOL JXA-8230 SuperProbe electron probe microanalyzer (EPMA) equipped with five wavelength-dispersive spectrometers (WDS) and a tungsten filament electron gun. |  | sulfides were analyzed using an accelerating voltage of 25 kV, a 2-nA beam current, focused to 1 μm, with elemental counting times between 5 and 30 s |  | -99999 | 30 |  |  | 441.4578 | 82.9729 | [20 empty] | 58.861 | 26.2212 |  |  |  |  | -99999 | 32.1687 | [8 empty] | 459184.7692 | 35.1272 | [42 empty] | 117.7221 | 77.1423 | [14 empty] | 540167.7594 | 35.2413 | -99999 | 35.4527 | [36 empty] | -99999 | 203.6489 |  |  |  | 2024 | Denisová, N., Piercey, S. J., & Wälle, M. (2024). Mineralogy and mineral chemistry of the ABM replacement-style volcanogenic massive sulfide deposit, Finlayson Lake district, Yukon, Canada. Mineralium Deposita, 59(3), 473-503. https://doi.org/10.1007/s00126-023-01217-4 |  | CAN | CA-YT | -130.6 | 61.4667 | [8 empty] | Only analyses +/-3% of 100% were shown and they were normalized to 100% | 2025-04-30
| ABM |  | Volcanic basin hydrothermal | Volcanogenic massive sulfide (VMS) | Bimodal felsic VMS | Zn, Cu, Pb, Au, Ag |  | Zn, Cu, Pb, Au, Ag | Denisová et al., 2024 |  | B266585 | B266585-8-1-19 | borehole | K15-231 |  | 71 | 71.06 | ore material | half core | core drilling | rock | polished slab from core | Yukon–Tanana and Slide Mountain terranes | Kudz Ze Kayah formation |  |  | acid volcanic rock, siliciclastic sedimentary rock |  | rock | greenschist | pyrite | Assemblage 1 |  |  |  | chloritic |  | pyrite, arsenopyrite, pyrrhotite, galena, chalcopyrite, sulfosalts | cutting and polishing | EPMA | JEOL JXA-8230 SuperProbe electron probe microanalyzer (EPMA) equipped with five wavelength-dispersive spectrometers (WDS) and a tungsten filament electron gun. |  | sulfides were analyzed using an accelerating voltage of 25 kV, a 2-nA beam current, focused to 1 μm, with elemental counting times between 5 and 30 s |  | -99999 | 30 |  |  | 401.4963 | 82.9729 | [20 empty] | 225.2296 | 26.2212 |  |  |  |  | -99999 | 32.1687 | [8 empty] | 457940.8136 | 35.1272 | [42 empty] | 58.7556 | 77.1423 | [14 empty] | 538729.7049 | 35.2413 | -99999 | 35.4527 | [36 empty] | 2614.6222 | 203.6489 |  |  |  | 2024 | Denisová, N., Piercey, S. J., & Wälle, M. (2024). Mineralogy and mineral chemistry of the ABM replacement-style volcanogenic massive sulfide deposit, Finlayson Lake district, Yukon, Canada. Mineralium Deposita, 59(3), 473-503. https://doi.org/10.1007/s00126-023-01217-4 |  | CAN | CA-YT | -130.6 | 61.4667 | [8 empty] | Only analyses +/-3% of 100% were shown and they were normalized to 100% | 2025-04-30
| ABM |  | Volcanic basin hydrothermal | Volcanogenic massive sulfide (VMS) | Bimodal felsic VMS | Zn, Cu, Pb, Au, Ag |  | Zn, Cu, Pb, Au, Ag | Denisová et al., 2024 |  | B266585 | B266585-8-1-20 | borehole | K15-231 |  | 71 | 71.06 | ore material | half core | core drilling | rock | polished slab from core | Yukon–Tanana and Slide Mountain terranes | Kudz Ze Kayah formation |  |  | acid volcanic rock, siliciclastic sedimentary rock |  | rock | greenschist | pyrite | Assemblage 1 |  |  |  | chloritic |  | pyrite, arsenopyrite, pyrrhotite, galena, chalcopyrite, sulfosalts | cutting and polishing | EPMA | JEOL JXA-8230 SuperProbe electron probe microanalyzer (EPMA) equipped with five wavelength-dispersive spectrometers (WDS) and a tungsten filament electron gun. |  | sulfides were analyzed using an accelerating voltage of 25 kV, a 2-nA beam current, focused to 1 μm, with elemental counting times between 5 and 30 s |  | -99999 | 30 |  |  | -99999 | 82.9729 | [20 empty] | 235.914 | 26.2212 |  |  |  |  | -99999 | 32.1687 | [8 empty] | 462833.7101 | 35.1272 | [42 empty] | -99999 | 77.1423 | [14 empty] | 536930.3759 | 35.2413 | -99999 | 35.4527 | [36 empty] | -99999 | 203.6489 |  |  |  | 2024 | Denisová, N., Piercey, S. J., & Wälle, M. (2024). Mineralogy and mineral chemistry of the ABM replacement-style volcanogenic massive sulfide deposit, Finlayson Lake district, Yukon, Canada. Mineralium Deposita, 59(3), 473-503. https://doi.org/10.1007/s00126-023-01217-4 |  | CAN | CA-YT | -130.6 | 61.4667 | [8 empty] | Only analyses +/-3% of 100% were shown and they were normalized to 100% | 2025-04-30
| ABM |  | Volcanic basin hydrothermal | Volcanogenic massive sulfide (VMS) | Bimodal felsic VMS | Zn, Cu, Pb, Au, Ag |  | Zn, Cu, Pb, Au, Ag | Denisová et al., 2024 |  | B266585 | B266585-8-1-21 | borehole | K15-231 |  | 71 | 71.06 | ore material | half core | core drilling | rock | polished slab from core | Yukon–Tanana and Slide Mountain terranes | Kudz Ze Kayah formation |  |  | acid volcanic rock, siliciclastic sedimentary rock |  | rock | greenschist | pyrite | Assemblage 1 |  |  |  | chloritic |  | pyrite, arsenopyrite, pyrrhotite, galena, chalcopyrite, sulfosalts | cutting and polishing | EPMA | JEOL JXA-8230 SuperProbe electron probe microanalyzer (EPMA) equipped with five wavelength-dispersive spectrometers (WDS) and a tungsten filament electron gun. |  | sulfides were analyzed using an accelerating voltage of 25 kV, a 2-nA beam current, focused to 1 μm, with elemental counting times between 5 and 30 s |  | -99999 | 30 |  |  | 2075.9484 | 82.9729 | [20 empty] | 332.9351 | 26.2212 |  |  |  |  | -99999 | 32.1687 | [8 empty] | 460840.9601 | 35.1272 | [42 empty] | -99999 | 77.1423 | [14 empty] | 536750.1564 | 35.2413 | -99999 | 35.4527 | [36 empty] | -99999 | 203.6489 |  |  |  | 2024 | Denisová, N., Piercey, S. J., & Wälle, M. (2024). Mineralogy and mineral chemistry of the ABM replacement-style volcanogenic massive sulfide deposit, Finlayson Lake district, Yukon, Canada. Mineralium Deposita, 59(3), 473-503. https://doi.org/10.1007/s00126-023-01217-4 |  | CAN | CA-YT | -130.6 | 61.4667 | [8 empty] | Only analyses +/-3% of 100% were shown and they were normalized to 100% | 2025-04-30
| ABM |  | Volcanic basin hydrothermal | Volcanogenic massive sulfide (VMS) | Bimodal felsic VMS | Zn, Cu, Pb, Au, Ag |  | Zn, Cu, Pb, Au, Ag | Denisová et al., 2024 |  | B266585 | B266585-8-1-22 | borehole | K15-231 |  | 71 | 71.06 | ore material | half core | core drilling | rock | polished slab from core | Yukon–Tanana and Slide Mountain terranes | Kudz Ze Kayah formation |  |  | acid volcanic rock, siliciclastic sedimentary rock |  | rock | greenschist | pyrite | Assemblage 1 |  |  |  | chloritic |  | pyrite, arsenopyrite, pyrrhotite, galena, chalcopyrite, sulfosalts | cutting and polishing | EPMA | JEOL JXA-8230 SuperProbe electron probe microanalyzer (EPMA) equipped with five wavelength-dispersive spectrometers (WDS) and a tungsten filament electron gun. |  | sulfides were analyzed using an accelerating voltage of 25 kV, a 2-nA beam current, focused to 1 μm, with elemental counting times between 5 and 30 s |  | 1520 | 30 |  |  | -99999 | 82.9729 | [20 empty] | 255.7193 | 26.2212 |  |  |  |  | 786.8285 | 32.1687 | [8 empty] | 459960.2644 | 35.1272 | [42 empty] | -99999 | 77.1423 | [14 empty] | 537482.543 | 35.2413 | -99999 | 35.4527 | [36 empty] | -99999 | 203.6489 |  |  |  | 2024 | Denisová, N., Piercey, S. J., & Wälle, M. (2024). Mineralogy and mineral chemistry of the ABM replacement-style volcanogenic massive sulfide deposit, Finlayson Lake district, Yukon, Canada. Mineralium Deposita, 59(3), 473-503. https://doi.org/10.1007/s00126-023-01217-4 |  | CAN | CA-YT | -130.6 | 61.4667 | [8 empty] | Only analyses +/-3% of 100% were shown and they were normalized to 100% | 2025-04-30
| ABM |  | Volcanic basin hydrothermal | Volcanogenic massive sulfide (VMS) | Bimodal felsic VMS | Zn, Cu, Pb, Au, Ag |  | Zn, Cu, Pb, Au, Ag | Denisová et al., 2024 |  | B266585 | B266585-8-1-27 | borehole | K15-231 |  | 71 | 71.06 | ore material | half core | core drilling | rock | polished slab from core | Yukon–Tanana and Slide Mountain terranes | Kudz Ze Kayah formation |  |  | acid volcanic rock, siliciclastic sedimentary rock |  | rock | greenschist | pyrite | Assemblage 1 |  |  |  | chloritic |  | pyrite, arsenopyrite, pyrrhotite, galena, chalcopyrite, sulfosalts | cutting and polishing | EPMA | JEOL JXA-8230 SuperProbe electron probe microanalyzer (EPMA) equipped with five wavelength-dispersive spectrometers (WDS) and a tungsten filament electron gun. |  | sulfides were analyzed using an accelerating voltage of 25 kV, a 2-nA beam current, focused to 1 μm, with elemental counting times between 5 and 30 s |  | -99999 | 30 |  |  | 404.9623 | 82.9729 | [20 empty] | 197.5426 | 26.2212 |  |  |  |  | -99999 | 32.1687 | [8 empty] | 460679.146 | 35.1272 | [42 empty] | -99999 | 77.1423 | [14 empty] | 538718.3491 | 35.2413 | -99999 | 35.4527 | [36 empty] | -99999 | 203.6489 |  |  |  | 2024 | Denisová, N., Piercey, S. J., & Wälle, M. (2024). Mineralogy and mineral chemistry of the ABM replacement-style volcanogenic massive sulfide deposit, Finlayson Lake district, Yukon, Canada. Mineralium Deposita, 59(3), 473-503. https://doi.org/10.1007/s00126-023-01217-4 |  | CAN | CA-YT | -130.6 | 61.4667 | [8 empty] | Only analyses +/-3% of 100% were shown and they were normalized to 100% | 2025-04-30
| ABM |  | Volcanic basin hydrothermal | Volcanogenic massive sulfide (VMS) | Bimodal felsic VMS | Zn, Cu, Pb, Au, Ag |  | Zn, Cu, Pb, Au, Ag | Denisová et al., 2024 |  | B266585 | B266585-8-3-15 | borehole | K15-231 |  | 71 | 71.06 | ore material | half core | core drilling | rock | polished slab from core | Yukon–Tanana and Slide Mountain terranes | Kudz Ze Kayah formation |  |  | acid volcanic rock, siliciclastic sedimentary rock |  | rock | greenschist | pyrite | Assemblage 1 |  |  |  | chloritic |  | pyrite, arsenopyrite, pyrrhotite, galena, chalcopyrite, sulfosalts | cutting and polishing | EPMA | JEOL JXA-8230 SuperProbe electron probe microanalyzer (EPMA) equipped with five wavelength-dispersive spectrometers (WDS) and a tungsten filament electron gun. |  | sulfides were analyzed using an accelerating voltage of 25 kV, a 2-nA beam current, focused to 1 μm, with elemental counting times between 5 and 30 s |  | -99999 | 30 |  |  | 511.9723 | 82.9729 | [20 empty] | 187.0668 | 26.2212 |  |  |  |  | 108.3018 | 32.1687 | [8 empty] | 459780.6522 | 35.1272 | [42 empty] | -99999 | 77.1423 | [14 empty] | 539412.0069 | 35.2413 | -99999 | 35.4527 | [36 empty] | -99999 | 203.6489 |  |  |  | 2024 | Denisová, N., Piercey, S. J., & Wälle, M. (2024). Mineralogy and mineral chemistry of the ABM replacement-style volcanogenic massive sulfide deposit, Finlayson Lake district, Yukon, Canada. Mineralium Deposita, 59(3), 473-503. https://doi.org/10.1007/s00126-023-01217-4 |  | CAN | CA-YT | -130.6 | 61.4667 | [8 empty] | Only analyses +/-3% of 100% were shown and they were normalized to 100% | 2025-04-30
| ABM |  | Volcanic basin hydrothermal | Volcanogenic massive sulfide (VMS) | Bimodal felsic VMS | Zn, Cu, Pb, Au, Ag |  | Zn, Cu, Pb, Au, Ag | Denisová et al., 2024 |  | B266585 | B266585-8-3-18 | borehole | K15-231 |  | 71 | 71.06 | ore material | half core | core drilling | rock | polished slab from core | Yukon–Tanana and Slide Mountain terranes | Kudz Ze Kayah formation |  |  | acid volcanic rock, siliciclastic sedimentary rock |  | rock | greenschist | pyrite | Assemblage 1 |  |  |  | chloritic |  | pyrite, arsenopyrite, pyrrhotite, galena, chalcopyrite, sulfosalts | cutting and polishing | EPMA | JEOL JXA-8230 SuperProbe electron probe microanalyzer (EPMA) equipped with five wavelength-dispersive spectrometers (WDS) and a tungsten filament electron gun. |  | sulfides were analyzed using an accelerating voltage of 25 kV, a 2-nA beam current, focused to 1 μm, with elemental counting times between 5 and 30 s |  | -99999 | 30 |  |  | -99999 | 82.9729 | [20 empty] | 235.0153 | 26.2212 |  |  |  |  | 303.5615 | 32.1687 | [8 empty] | 460022.9233 | 35.1272 | [42 empty] | 146.8846 | 77.1423 | [14 empty] | 537852.1465 | 35.2413 | 773.5922 | 35.4527 | [36 empty] | 460.2383 | 203.6489 |  |  |  | 2024 | Denisová, N., Piercey, S. J., & Wälle, M. (2024). Mineralogy and mineral chemistry of the ABM replacement-style volcanogenic massive sulfide deposit, Finlayson Lake district, Yukon, Canada. Mineralium Deposita, 59(3), 473-503. https://doi.org/10.1007/s00126-023-01217-4 |  | CAN | CA-YT | -130.6 | 61.4667 | [8 empty] | Only analyses +/-3% of 100% were shown and they were normalized to 100% | 2025-04-30
| ABM |  | Volcanic basin hydrothermal | Volcanogenic massive sulfide (VMS) | Bimodal felsic VMS | Zn, Cu, Pb, Au, Ag |  | Zn, Cu, Pb, Au, Ag | Denisová et al., 2024 |  | B266585 | B266585-8-3-2 | borehole | K15-231 |  | 71 | 71.06 | ore material | half core | core drilling | rock | polished slab from core | Yukon–Tanana and Slide Mountain terranes | Kudz Ze Kayah formation |  |  | acid volcanic rock, siliciclastic sedimentary rock |  | rock | greenschist | pyrite | Assemblage 1 |  |  |  | chloritic |  | pyrite, arsenopyrite, pyrrhotite, galena, chalcopyrite, sulfosalts | cutting and polishing | EPMA | JEOL JXA-8230 SuperProbe electron probe microanalyzer (EPMA) equipped with five wavelength-dispersive spectrometers (WDS) and a tungsten filament electron gun. |  | sulfides were analyzed using an accelerating voltage of 25 kV, a 2-nA beam current, focused to 1 μm, with elemental counting times between 5 and 30 s |  | -99999 | 30 |  |  | 137.9093 | 82.9729 | [20 empty] | 236.4159 | 26.2212 |  |  |  |  | -99999 | 32.1687 | [8 empty] | 459858.5449 | 35.1272 | [42 empty] | 305.3706 | 77.1423 | [14 empty] | 539422.3566 | 35.2413 | -99999 | 35.4527 | [36 empty] | -99999 | 203.6489 |  |  |  | 2024 | Denisová, N., Piercey, S. J., & Wälle, M. (2024). Mineralogy and mineral chemistry of the ABM replacement-style volcanogenic massive sulfide deposit, Finlayson Lake district, Yukon, Canada. Mineralium Deposita, 59(3), 473-503. https://doi.org/10.1007/s00126-023-01217-4 |  | CAN | CA-YT | -130.6 | 61.4667 | [8 empty] | Only analyses +/-3% of 100% were shown and they were normalized to 100% | 2025-04-30
| ABM |  | Volcanic basin hydrothermal | Volcanogenic massive sulfide (VMS) | Bimodal felsic VMS | Zn, Cu, Pb, Au, Ag |  | Zn, Cu, Pb, Au, Ag | Denisová et al., 2024 |  | B291152 | B291152-1-1-13 | borehole | K15-339 |  | 165.25 | 165.3 | ore material | half core | core drilling | rock | polished slab from core | Yukon–Tanana and Slide Mountain terranes | Kudz Ze Kayah formation |  |  | acid volcanic rock, siliciclastic sedimentary rock |  | rock | greenschist | pyrite | Assemblage 1 |  |  |  | chloritic |  | pyrite, arsenopyrite, pyrrhotite, galena, chalcopyrite, sulfosalts | cutting and polishing | EPMA | JEOL JXA-8230 SuperProbe electron probe microanalyzer (EPMA) equipped with five wavelength-dispersive spectrometers (WDS) and a tungsten filament electron gun. |  | sulfides were analyzed using an accelerating voltage of 25 kV, a 2-nA beam current, focused to 1 μm, with elemental counting times between 5 and 30 s |  | -99999 | 30 |  |  | 7655.8762 | 82.9729 | [20 empty] | 234.3636 | 26.2212 |  |  |  |  | 107.4166 | 32.1687 | [8 empty] | 460885.6975 | 35.1272 | [42 empty] | 507.7877 | 77.1423 | [14 empty] | 530257.313 | 35.2413 | -99999 | 35.4527 | [36 empty] | 351.5453 | 203.6489 |  |  |  | 2024 | Denisová, N., Piercey, S. J., & Wälle, M. (2024). Mineralogy and mineral chemistry of the ABM replacement-style volcanogenic massive sulfide deposit, Finlayson Lake district, Yukon, Canada. Mineralium Deposita, 59(3), 473-503. https://doi.org/10.1007/s00126-023-01217-4 |  | CAN | CA-YT | -130.6 | 61.4667 | [8 empty] | Only analyses +/-3% of 100% were shown and they were normalized to 100% | 2025-04-30
| ABM |  | Volcanic basin hydrothermal | Volcanogenic massive sulfide (VMS) | Bimodal felsic VMS | Zn, Cu, Pb, Au, Ag |  | Zn, Cu, Pb, Au, Ag | Denisová et al., 2024 |  | B291152 | B291152-1-1-15* | borehole | K15-339 |  | 165.25 | 165.3 | ore material | half core | core drilling | rock | polished slab from core | Yukon–Tanana and Slide Mountain terranes | Kudz Ze Kayah formation |  |  | acid volcanic rock, siliciclastic sedimentary rock |  | rock | greenschist | pyrite | Assemblage 1 |  |  |  | chloritic |  | pyrite, arsenopyrite, pyrrhotite, galena, chalcopyrite, sulfosalts | cutting and polishing | EPMA | JEOL JXA-8230 SuperProbe electron probe microanalyzer (EPMA) equipped with five wavelength-dispersive spectrometers (WDS) and a tungsten filament electron gun. |  | sulfides were analyzed using an accelerating voltage of 25 kV, a 2-nA beam current, focused to 1 μm, with elemental counting times between 5 and 30 s |  | -99999 | 30 |  |  | 528.107 | 82.9729 | [20 empty] | 205.375 | 26.2212 |  |  |  |  | 37720.5346 | 32.1687 | [8 empty] | 442504.8075 | 35.1272 | [42 empty] | -99999 | 77.1423 | [14 empty] | 514552.2662 | 35.2413 | -99999 | 35.4527 | [36 empty] | 4440.0109 | 203.6489 |  |  |  | 2024 | Denisová, N., Piercey, S. J., & Wälle, M. (2024). Mineralogy and mineral chemistry of the ABM replacement-style volcanogenic massive sulfide deposit, Finlayson Lake district, Yukon, Canada. Mineralium Deposita, 59(3), 473-503. https://doi.org/10.1007/s00126-023-01217-4 |  | CAN | CA-YT | -130.6 | 61.4667 | [8 empty] | spot with likely inclusion; Only analyses +/-3% of 100% were shown and they were normalized to 100% | 2025-04-30
| ABM |  | Volcanic basin hydrothermal | Volcanogenic massive sulfide (VMS) | Bimodal felsic VMS | Zn, Cu, Pb, Au, Ag |  | Zn, Cu, Pb, Au, Ag | Denisová et al., 2024 |  | B291152 | B291152-1-1-16 | borehole | K15-339 |  | 165.25 | 165.3 | ore material | half core | core drilling | rock | polished slab from core | Yukon–Tanana and Slide Mountain terranes | Kudz Ze Kayah formation |  |  | acid volcanic rock, siliciclastic sedimentary rock |  | rock | greenschist | pyrite | Assemblage 1 |  |  |  | chloritic |  | pyrite, arsenopyrite, pyrrhotite, galena, chalcopyrite, sulfosalts | cutting and polishing | EPMA | JEOL JXA-8230 SuperProbe electron probe microanalyzer (EPMA) equipped with five wavelength-dispersive spectrometers (WDS) and a tungsten filament electron gun. |  | sulfides were analyzed using an accelerating voltage of 25 kV, a 2-nA beam current, focused to 1 μm, with elemental counting times between 5 and 30 s |  | -99999 | 30 |  |  | -99999 | 82.9729 | [20 empty] | 196.4907 | 26.2212 |  |  |  |  | -99999 | 32.1687 | [8 empty] | 459444.326 | 35.1272 | [42 empty] | -99999 | 77.1423 | [14 empty] | 539072.1694 | 35.2413 | -99999 | 35.4527 | [36 empty] | 1287.0139 | 203.6489 |  |  |  | 2024 | Denisová, N., Piercey, S. J., & Wälle, M. (2024). Mineralogy and mineral chemistry of the ABM replacement-style volcanogenic massive sulfide deposit, Finlayson Lake district, Yukon, Canada. Mineralium Deposita, 59(3), 473-503. https://doi.org/10.1007/s00126-023-01217-4 |  | CAN | CA-YT | -130.6 | 61.4667 | [8 empty] | Only analyses +/-3% of 100% were shown and they were normalized to 100% | 2025-04-30
| ABM |  | Volcanic basin hydrothermal | Volcanogenic massive sulfide (VMS) | Bimodal felsic VMS | Zn, Cu, Pb, Au, Ag |  | Zn, Cu, Pb, Au, Ag | Denisová et al., 2024 |  | B291152 | B291152-2-1-10 | borehole | K15-339 |  | 165.25 | 165.3 | ore material | half core | core drilling | rock | polished slab from core | Yukon–Tanana and Slide Mountain terranes | Kudz Ze Kayah formation |  |  | acid volcanic rock, siliciclastic sedimentary rock |  | rock | greenschist | pyrite | Assemblage 1 |  |  |  | chloritic |  | pyrite, arsenopyrite, pyrrhotite, galena, chalcopyrite, sulfosalts | cutting and polishing | EPMA | JEOL JXA-8230 SuperProbe electron probe microanalyzer (EPMA) equipped with five wavelength-dispersive spectrometers (WDS) and a tungsten filament electron gun. |  | sulfides were analyzed using an accelerating voltage of 25 kV, a 2-nA beam current, focused to 1 μm, with elemental counting times between 5 and 30 s |  | -99999 | 30 |  |  | -99999 | 82.9729 | [20 empty] | 166.4741 | 26.2212 |  |  |  |  | 78.3407 | 32.1687 | [8 empty] | 462592.2864 | 35.1272 | [42 empty] | -99999 | 77.1423 | [14 empty] | 537162.8987 | 35.2413 | -99999 | 35.4527 | [36 empty] | -99999 | 203.6489 |  |  |  | 2024 | Denisová, N., Piercey, S. J., & Wälle, M. (2024). Mineralogy and mineral chemistry of the ABM replacement-style volcanogenic massive sulfide deposit, Finlayson Lake district, Yukon, Canada. Mineralium Deposita, 59(3), 473-503. https://doi.org/10.1007/s00126-023-01217-4 |  | CAN | CA-YT | -130.6 | 61.4667 | [8 empty] | Only analyses +/-3% of 100% were shown and they were normalized to 100% | 2025-04-30
| ABM |  | Volcanic basin hydrothermal | Volcanogenic massive sulfide (VMS) | Bimodal felsic VMS | Zn, Cu, Pb, Au, Ag |  | Zn, Cu, Pb, Au, Ag | Denisová et al., 2024 |  | B291152 | B291152-2-1-13 | borehole | K15-339 |  | 165.25 | 165.3 | ore material | half core | core drilling | rock | polished slab from core | Yukon–Tanana and Slide Mountain terranes | Kudz Ze Kayah formation |  |  | acid volcanic rock, siliciclastic sedimentary rock |  | rock | greenschist | pyrite | Assemblage 1 |  |  |  | chloritic |  | pyrite, arsenopyrite, pyrrhotite, galena, chalcopyrite, sulfosalts | cutting and polishing | EPMA | JEOL JXA-8230 SuperProbe electron probe microanalyzer (EPMA) equipped with five wavelength-dispersive spectrometers (WDS) and a tungsten filament electron gun. |  | sulfides were analyzed using an accelerating voltage of 25 kV, a 2-nA beam current, focused to 1 μm, with elemental counting times between 5 and 30 s |  | -99999 | 30 |  |  | 255.087 | 82.9729 | [20 empty] | 255.087 | 26.2212 |  |  |  |  | -99999 | 32.1687 | [8 empty] | 459863.044 | 35.1272 | [42 empty] | 98.1104 | 77.1423 | [14 empty] | 539528.6716 | 35.2413 | -99999 | 35.4527 | [36 empty] | -99999 | 203.6489 |  |  |  | 2024 | Denisová, N., Piercey, S. J., & Wälle, M. (2024). Mineralogy and mineral chemistry of the ABM replacement-style volcanogenic massive sulfide deposit, Finlayson Lake district, Yukon, Canada. Mineralium Deposita, 59(3), 473-503. https://doi.org/10.1007/s00126-023-01217-4 |  | CAN | CA-YT | -130.6 | 61.4667 | [8 empty] | Only analyses +/-3% of 100% were shown and they were normalized to 100% | 2025-04-30
| ABM |  | Volcanic basin hydrothermal | Volcanogenic massive sulfide (VMS) | Bimodal felsic VMS | Zn, Cu, Pb, Au, Ag |  | Zn, Cu, Pb, Au, Ag | Denisová et al., 2024 |  | B291152 | B291152-2-1-14 | borehole | K15-339 |  | 165.25 | 165.3 | ore material | half core | core drilling | rock | polished slab from core | Yukon–Tanana and Slide Mountain terranes | Kudz Ze Kayah formation |  |  | acid volcanic rock, siliciclastic sedimentary rock |  | rock | greenschist | pyrite | Assemblage 1 |  |  |  | chloritic |  | pyrite, arsenopyrite, pyrrhotite, galena, chalcopyrite, sulfosalts | cutting and polishing | EPMA | JEOL JXA-8230 SuperProbe electron probe microanalyzer (EPMA) equipped with five wavelength-dispersive spectrometers (WDS) and a tungsten filament electron gun. |  | sulfides were analyzed using an accelerating voltage of 25 kV, a 2-nA beam current, focused to 1 μm, with elemental counting times between 5 and 30 s |  | -99999 | 30 |  |  | 342.9893 | 82.9729 | [20 empty] | 323.3899 | 26.2212 |  |  |  |  | -99999 | 32.1687 | [8 empty] | 460820.8071 | 35.1272 | [42 empty] | 78.3976 | 77.1423 | [14 empty] | 538414.8167 | 35.2413 | -99999 | 35.4527 | [36 empty] | -99999 | 203.6489 |  |  |  | 2024 | Denisová, N., Piercey, S. J., & Wälle, M. (2024). Mineralogy and mineral chemistry of the ABM replacement-style volcanogenic massive sulfide deposit, Finlayson Lake district, Yukon, Canada. Mineralium Deposita, 59(3), 473-503. https://doi.org/10.1007/s00126-023-01217-4 |  | CAN | CA-YT | -130.6 | 61.4667 | [8 empty] | Only analyses +/-3% of 100% were shown and they were normalized to 100% | 2025-04-30
| ABM |  | Volcanic basin hydrothermal | Volcanogenic massive sulfide (VMS) | Bimodal felsic VMS | Zn, Cu, Pb, Au, Ag |  | Zn, Cu, Pb, Au, Ag | Denisová et al., 2024 |  | B291152 | B291152-3-1-15 | borehole | K15-339 |  | 165.25 | 165.3 | ore material | half core | core drilling | rock | polished slab from core | Yukon–Tanana and Slide Mountain terranes | Kudz Ze Kayah formation |  |  | acid volcanic rock, siliciclastic sedimentary rock |  | rock | greenschist | pyrite | Assemblage 1 |  |  |  | chloritic |  | pyrite, arsenopyrite, pyrrhotite, galena, chalcopyrite, sulfosalts | cutting and polishing | EPMA | JEOL JXA-8230 SuperProbe electron probe microanalyzer (EPMA) equipped with five wavelength-dispersive spectrometers (WDS) and a tungsten filament electron gun. |  | sulfides were analyzed using an accelerating voltage of 25 kV, a 2-nA beam current, focused to 1 μm, with elemental counting times between 5 and 30 s |  | -99999 | 30 |  |  | 429.5155 | 82.9729 | [20 empty] | 409.9921 | 26.2212 |  |  |  |  | 136.664 | 32.1687 | [8 empty] | 461778.0038 | 35.1272 | [42 empty] | -99999 | 77.1423 | [14 empty] | 537245.8245 | 35.2413 | -99999 | 35.4527 | [36 empty] | -99999 | 203.6489 |  |  |  | 2024 | Denisová, N., Piercey, S. J., & Wälle, M. (2024). Mineralogy and mineral chemistry of the ABM replacement-style volcanogenic massive sulfide deposit, Finlayson Lake district, Yukon, Canada. Mineralium Deposita, 59(3), 473-503. https://doi.org/10.1007/s00126-023-01217-4 |  | CAN | CA-YT | -130.6 | 61.4667 | [8 empty] | Only analyses +/-3% of 100% were shown and they were normalized to 100% | 2025-04-30
| ABM |  | Volcanic basin hydrothermal | Volcanogenic massive sulfide (VMS) | Bimodal felsic VMS | Zn, Cu, Pb, Au, Ag |  | Zn, Cu, Pb, Au, Ag | Denisová et al., 2024 |  | B291152 | B291152-3-1-16 | borehole | K15-339 |  | 165.25 | 165.3 | ore material | half core | core drilling | rock | polished slab from core | Yukon–Tanana and Slide Mountain terranes | Kudz Ze Kayah formation |  |  | acid volcanic rock, siliciclastic sedimentary rock |  | rock | greenschist | pyrite | Assemblage 1 |  |  |  | chloritic |  | pyrite, arsenopyrite, pyrrhotite, galena, chalcopyrite, sulfosalts | cutting and polishing | EPMA | JEOL JXA-8230 SuperProbe electron probe microanalyzer (EPMA) equipped with five wavelength-dispersive spectrometers (WDS) and a tungsten filament electron gun. |  | sulfides were analyzed using an accelerating voltage of 25 kV, a 2-nA beam current, focused to 1 μm, with elemental counting times between 5 and 30 s |  | -99999 | 30 |  |  | 492.64 | 82.9729 | [20 empty] | 364.5536 | 26.2212 |  |  |  |  | 1596.1535 | 32.1687 | [8 empty] | 460273.5213 | 35.1272 | [42 empty] | 374.4064 | 77.1423 | [14 empty] | 536662.2581 | 35.2413 | -99999 | 35.4527 | [36 empty] | 236.4672 | 203.6489 |  |  |  | 2024 | Denisová, N., Piercey, S. J., & Wälle, M. (2024). Mineralogy and mineral chemistry of the ABM replacement-style volcanogenic massive sulfide deposit, Finlayson Lake district, Yukon, Canada. Mineralium Deposita, 59(3), 473-503. https://doi.org/10.1007/s00126-023-01217-4 |  | CAN | CA-YT | -130.6 | 61.4667 | [8 empty] | Only analyses +/-3% of 100% were shown and they were normalized to 100% | 2025-04-30
| ABM |  | Volcanic basin hydrothermal | Volcanogenic massive sulfide (VMS) | Bimodal felsic VMS | Zn, Cu, Pb, Au, Ag |  | Zn, Cu, Pb, Au, Ag | Denisová et al., 2024 |  | B291152 | B291152-3-1-18 | borehole | K15-339 |  | 165.25 | 165.3 | ore material | half core | core drilling | rock | polished slab from core | Yukon–Tanana and Slide Mountain terranes | Kudz Ze Kayah formation |  |  | acid volcanic rock, siliciclastic sedimentary rock |  | rock | greenschist | pyrite | Assemblage 1 |  |  |  | chloritic |  | pyrite, arsenopyrite, pyrrhotite, galena, chalcopyrite, sulfosalts | cutting and polishing | EPMA | JEOL JXA-8230 SuperProbe electron probe microanalyzer (EPMA) equipped with five wavelength-dispersive spectrometers (WDS) and a tungsten filament electron gun. |  | sulfides were analyzed using an accelerating voltage of 25 kV, a 2-nA beam current, focused to 1 μm, with elemental counting times between 5 and 30 s |  | -99999 | 30 |  |  | 488.1573 | 82.9729 | [20 empty] | 234.3155 | 26.2212 |  |  |  |  | -99999 | 32.1687 | [8 empty] | 459941.8188 | 35.1272 | [42 empty] | 380.7627 | 77.1423 | [14 empty] | 538954.9456 | 35.2413 | -99999 | 35.4527 | [36 empty] | -99999 | 203.6489 |  |  |  | 2024 | Denisová, N., Piercey, S. J., & Wälle, M. (2024). Mineralogy and mineral chemistry of the ABM replacement-style volcanogenic massive sulfide deposit, Finlayson Lake district, Yukon, Canada. Mineralium Deposita, 59(3), 473-503. https://doi.org/10.1007/s00126-023-01217-4 |  | CAN | CA-YT | -130.6 | 61.4667 | [8 empty] | Only analyses +/-3% of 100% were shown and they were normalized to 100% | 2025-04-30
| ABM |  | Volcanic basin hydrothermal | Volcanogenic massive sulfide (VMS) | Bimodal felsic VMS | Zn, Cu, Pb, Au, Ag |  | Zn, Cu, Pb, Au, Ag | Denisová et al., 2024 |  | B291152 | B291152-4-1-13 | borehole | K15-339 |  | 165.25 | 165.3 | ore material | half core | core drilling | rock | polished slab from core | Yukon–Tanana and Slide Mountain terranes | Kudz Ze Kayah formation |  |  | acid volcanic rock, siliciclastic sedimentary rock |  | rock | greenschist | pyrite | Assemblage 1 |  |  |  | chloritic |  | pyrite, arsenopyrite, pyrrhotite, galena, chalcopyrite, sulfosalts | cutting and polishing | EPMA | JEOL JXA-8230 SuperProbe electron probe microanalyzer (EPMA) equipped with five wavelength-dispersive spectrometers (WDS) and a tungsten filament electron gun. |  | sulfides were analyzed using an accelerating voltage of 25 kV, a 2-nA beam current, focused to 1 μm, with elemental counting times between 5 and 30 s |  | -99999 | 30 |  |  | 381.9785 | 82.9729 | [20 empty] | 362.3898 | 26.2212 |  |  |  |  | -99999 | 32.1687 | [8 empty] | 460499.5073 | 35.1272 | [42 empty] | -99999 | 77.1423 | [14 empty] | 538031.3448 | 35.2413 | -99999 | 35.4527 | [36 empty] | 675.808 | 203.6489 |  |  |  | 2024 | Denisová, N., Piercey, S. J., & Wälle, M. (2024). Mineralogy and mineral chemistry of the ABM replacement-style volcanogenic massive sulfide deposit, Finlayson Lake district, Yukon, Canada. Mineralium Deposita, 59(3), 473-503. https://doi.org/10.1007/s00126-023-01217-4 |  | CAN | CA-YT | -130.6 | 61.4667 | [8 empty] | Only analyses +/-3% of 100% were shown and they were normalized to 100% | 2025-04-30
| ABM |  | Volcanic basin hydrothermal | Volcanogenic massive sulfide (VMS) | Bimodal felsic VMS | Zn, Cu, Pb, Au, Ag |  | Zn, Cu, Pb, Au, Ag | Denisová et al., 2024 |  | B291152 | B291152-4-1-6 | borehole | K15-339 |  | 165.25 | 165.3 | ore material | half core | core drilling | rock | polished slab from core | Yukon–Tanana and Slide Mountain terranes | Kudz Ze Kayah formation |  |  | acid volcanic rock, siliciclastic sedimentary rock |  | rock | greenschist | pyrite | Assemblage 1 |  |  |  | chloritic |  | pyrite, arsenopyrite, pyrrhotite, galena, chalcopyrite, sulfosalts | cutting and polishing | EPMA | JEOL JXA-8230 SuperProbe electron probe microanalyzer (EPMA) equipped with five wavelength-dispersive spectrometers (WDS) and a tungsten filament electron gun. |  | sulfides were analyzed using an accelerating voltage of 25 kV, a 2-nA beam current, focused to 1 μm, with elemental counting times between 5 and 30 s |  | -99999 | 30 |  |  | 419.4713 | 82.9729 | [20 empty] | 360.9404 | 26.2212 |  |  |  |  | -99999 | 32.1687 | [8 empty] | 460930.6442 | 35.1272 | [42 empty] | -99999 | 77.1423 | [14 empty] | 536952.4891 | 35.2413 | -99999 | 35.4527 | [36 empty] | 1297.4344 | 203.6489 |  |  |  | 2024 | Denisová, N., Piercey, S. J., & Wälle, M. (2024). Mineralogy and mineral chemistry of the ABM replacement-style volcanogenic massive sulfide deposit, Finlayson Lake district, Yukon, Canada. Mineralium Deposita, 59(3), 473-503. https://doi.org/10.1007/s00126-023-01217-4 |  | CAN | CA-YT | -130.6 | 61.4667 | [8 empty] | Only analyses +/-3% of 100% were shown and they were normalized to 100% | 2025-04-30
| ABM |  | Volcanic basin hydrothermal | Volcanogenic massive sulfide (VMS) | Bimodal felsic VMS | Zn, Cu, Pb, Au, Ag |  | Zn, Cu, Pb, Au, Ag | Denisová et al., 2024 |  | B291152 | B291152-4-2-20 | borehole | K15-339 |  | 165.25 | 165.3 | ore material | half core | core drilling | rock | polished slab from core | Yukon–Tanana and Slide Mountain terranes | Kudz Ze Kayah formation |  |  | acid volcanic rock, siliciclastic sedimentary rock |  | rock | greenschist | pyrite | Assemblage 1 |  |  |  | chloritic |  | pyrite, arsenopyrite, pyrrhotite, galena, chalcopyrite, sulfosalts | cutting and polishing | EPMA | JEOL JXA-8230 SuperProbe electron probe microanalyzer (EPMA) equipped with five wavelength-dispersive spectrometers (WDS) and a tungsten filament electron gun. |  | sulfides were analyzed using an accelerating voltage of 25 kV, a 2-nA beam current, focused to 1 μm, with elemental counting times between 5 and 30 s |  | -99999 | 30 |  |  | -99999 | 82.9729 | [20 empty] | 302.5276 | 26.2212 |  |  |  |  | 156.1433 | 32.1687 | [8 empty] | 461754.6767 | 35.1272 | [42 empty] | -99999 | 77.1423 | [14 empty] | 537718.3398 | 35.2413 | -99999 | 35.4527 | [36 empty] | -99999 | 203.6489 |  |  |  | 2024 | Denisová, N., Piercey, S. J., & Wälle, M. (2024). Mineralogy and mineral chemistry of the ABM replacement-style volcanogenic massive sulfide deposit, Finlayson Lake district, Yukon, Canada. Mineralium Deposita, 59(3), 473-503. https://doi.org/10.1007/s00126-023-01217-4 |  | CAN | CA-YT | -130.6 | 61.4667 | [8 empty] | Only analyses +/-3% of 100% were shown and they were normalized to 100% | 2025-04-30
| ABM |  | Volcanic basin hydrothermal | Volcanogenic massive sulfide (VMS) | Bimodal felsic VMS | Zn, Cu, Pb, Au, Ag |  | Zn, Cu, Pb, Au, Ag | Denisová et al., 2024 |  | B291152 | B291152-4-2-21 | borehole | K15-339 |  | 165.25 | 165.3 | ore material | half core | core drilling | rock | polished slab from core | Yukon–Tanana and Slide Mountain terranes | Kudz Ze Kayah formation |  |  | acid volcanic rock, siliciclastic sedimentary rock |  | rock | greenschist | pyrite | Assemblage 1 |  |  |  | chloritic |  | pyrite, arsenopyrite, pyrrhotite, galena, chalcopyrite, sulfosalts | cutting and polishing | EPMA | JEOL JXA-8230 SuperProbe electron probe microanalyzer (EPMA) equipped with five wavelength-dispersive spectrometers (WDS) and a tungsten filament electron gun. |  | sulfides were analyzed using an accelerating voltage of 25 kV, a 2-nA beam current, focused to 1 μm, with elemental counting times between 5 and 30 s |  | -99999 | 30 |  |  | 323.0765 | 82.9729 | [20 empty] | 352.447 | 26.2212 |  |  |  |  | 1155.2431 | 32.1687 | [8 empty] | 459708.4468 | 35.1272 | [42 empty] | -99999 | 77.1423 | [14 empty] | 538157.2905 | 35.2413 | -99999 | 35.4527 | [36 empty] | 274.1255 | 203.6489 |  |  |  | 2024 | Denisová, N., Piercey, S. J., & Wälle, M. (2024). Mineralogy and mineral chemistry of the ABM replacement-style volcanogenic massive sulfide deposit, Finlayson Lake district, Yukon, Canada. Mineralium Deposita, 59(3), 473-503. https://doi.org/10.1007/s00126-023-01217-4 |  | CAN | CA-YT | -130.6 | 61.4667 | [8 empty] | Only analyses +/-3% of 100% were shown and they were normalized to 100% | 2025-04-30
| ABM |  | Volcanic basin hydrothermal | Volcanogenic massive sulfide (VMS) | Bimodal felsic VMS | Zn, Cu, Pb, Au, Ag |  | Zn, Cu, Pb, Au, Ag | Denisová et al., 2024 |  | B291152 | B291152-4-2-23 | borehole | K15-339 |  | 165.25 | 165.3 | ore material | half core | core drilling | rock | polished slab from core | Yukon–Tanana and Slide Mountain terranes | Kudz Ze Kayah formation |  |  | acid volcanic rock, siliciclastic sedimentary rock |  | rock | greenschist | pyrite | Assemblage 1 |  |  |  | chloritic |  | pyrite, arsenopyrite, pyrrhotite, galena, chalcopyrite, sulfosalts | cutting and polishing | EPMA | JEOL JXA-8230 SuperProbe electron probe microanalyzer (EPMA) equipped with five wavelength-dispersive spectrometers (WDS) and a tungsten filament electron gun. |  | sulfides were analyzed using an accelerating voltage of 25 kV, a 2-nA beam current, focused to 1 μm, with elemental counting times between 5 and 30 s |  | 100 | 30 |  |  | 1307.534 | 82.9729 | [20 empty] | 439.0972 | 26.2212 |  |  |  |  | 126.8503 | 32.1687 | [8 empty] | 462047.371 | 35.1272 | [42 empty] | -99999 | 77.1423 | [14 empty] | 535864.4778 | 35.2413 | -99999 | 35.4527 | [36 empty] | 87.8194 | 203.6489 |  |  |  | 2024 | Denisová, N., Piercey, S. J., & Wälle, M. (2024). Mineralogy and mineral chemistry of the ABM replacement-style volcanogenic massive sulfide deposit, Finlayson Lake district, Yukon, Canada. Mineralium Deposita, 59(3), 473-503. https://doi.org/10.1007/s00126-023-01217-4 |  | CAN | CA-YT | -130.6 | 61.4667 | [8 empty] | Only analyses +/-3% of 100% were shown and they were normalized to 100% | 2025-04-30
| ABM |  | Volcanic basin hydrothermal | Volcanogenic massive sulfide (VMS) | Bimodal felsic VMS | Zn, Cu, Pb, Au, Ag |  | Zn, Cu, Pb, Au, Ag | Denisová et al., 2024 |  | B291152 | B291152-6-1-12 | borehole | K15-339 |  | 165.25 | 165.3 | ore material | half core | core drilling | rock | polished slab from core | Yukon–Tanana and Slide Mountain terranes | Kudz Ze Kayah formation |  |  | acid volcanic rock, siliciclastic sedimentary rock |  | rock | greenschist | pyrite | Assemblage 1 |  |  |  | chloritic |  | pyrite, arsenopyrite, pyrrhotite, galena, chalcopyrite, sulfosalts | cutting and polishing | EPMA | JEOL JXA-8230 SuperProbe electron probe microanalyzer (EPMA) equipped with five wavelength-dispersive spectrometers (WDS) and a tungsten filament electron gun. |  | sulfides were analyzed using an accelerating voltage of 25 kV, a 2-nA beam current, focused to 1 μm, with elemental counting times between 5 and 30 s |  | -99999 | 30 |  |  | 126.6316 | 82.9729 | [20 empty] | 292.2268 | 26.2212 |  |  |  |  | 1159.1662 | 32.1687 | [8 empty] | 459955.1957 | 35.1272 | [42 empty] | -99999 | 77.1423 | [14 empty] | 537892.0671 | 35.2413 | -99999 | 35.4527 | [36 empty] | 574.7126 | 203.6489 |  |  |  | 2024 | Denisová, N., Piercey, S. J., & Wälle, M. (2024). Mineralogy and mineral chemistry of the ABM replacement-style volcanogenic massive sulfide deposit, Finlayson Lake district, Yukon, Canada. Mineralium Deposita, 59(3), 473-503. https://doi.org/10.1007/s00126-023-01217-4 |  | CAN | CA-YT | -130.6 | 61.4667 | [8 empty] | Only analyses +/-3% of 100% were shown and they were normalized to 100% | 2025-04-30
| ABM |  | Volcanic basin hydrothermal | Volcanogenic massive sulfide (VMS) | Bimodal felsic VMS | Zn, Cu, Pb, Au, Ag |  | Zn, Cu, Pb, Au, Ag | Denisová et al., 2024 |  | B291152 | B291152-6-1-15 | borehole | K15-339 |  | 165.25 | 165.3 | ore material | half core | core drilling | rock | polished slab from core | Yukon–Tanana and Slide Mountain terranes | Kudz Ze Kayah formation |  |  | acid volcanic rock, siliciclastic sedimentary rock |  | rock | greenschist | pyrite | Assemblage 1 |  |  |  | chloritic |  | pyrite, arsenopyrite, pyrrhotite, galena, chalcopyrite, sulfosalts | cutting and polishing | EPMA | JEOL JXA-8230 SuperProbe electron probe microanalyzer (EPMA) equipped with five wavelength-dispersive spectrometers (WDS) and a tungsten filament electron gun. |  | sulfides were analyzed using an accelerating voltage of 25 kV, a 2-nA beam current, focused to 1 μm, with elemental counting times between 5 and 30 s |  | 70 | 30 |  |  | 519.8474 | 82.9729 | [20 empty] | 245.211 | 26.2212 |  |  |  |  | -99999 | 32.1687 | [8 empty] | 460290.5321 | 35.1272 | [42 empty] | 98.0844 | 77.1423 | [14 empty] | 538777.666 | 35.2413 | -99999 | 35.4527 | [36 empty] | -99999 | 203.6489 |  |  |  | 2024 | Denisová, N., Piercey, S. J., & Wälle, M. (2024). Mineralogy and mineral chemistry of the ABM replacement-style volcanogenic massive sulfide deposit, Finlayson Lake district, Yukon, Canada. Mineralium Deposita, 59(3), 473-503. https://doi.org/10.1007/s00126-023-01217-4 |  | CAN | CA-YT | -130.6 | 61.4667 | [8 empty] | Only analyses +/-3% of 100% were shown and they were normalized to 100% | 2025-04-30
| ABM |  | Volcanic basin hydrothermal | Volcanogenic massive sulfide (VMS) | Bimodal felsic VMS | Zn, Cu, Pb, Au, Ag |  | Zn, Cu, Pb, Au, Ag | Denisová et al., 2024 |  | B291152 | B291152-6-1-18 | borehole | K15-339 |  | 165.25 | 165.3 | ore material | half core | core drilling | rock | polished slab from core | Yukon–Tanana and Slide Mountain terranes | Kudz Ze Kayah formation |  |  | acid volcanic rock, siliciclastic sedimentary rock |  | rock | greenschist | pyrite | Assemblage 1 |  |  |  | chloritic |  | pyrite, arsenopyrite, pyrrhotite, galena, chalcopyrite, sulfosalts | cutting and polishing | EPMA | JEOL JXA-8230 SuperProbe electron probe microanalyzer (EPMA) equipped with five wavelength-dispersive spectrometers (WDS) and a tungsten filament electron gun. |  | sulfides were analyzed using an accelerating voltage of 25 kV, a 2-nA beam current, focused to 1 μm, with elemental counting times between 5 and 30 s |  | -99999 | 30 |  |  | 468.3704 | 82.9729 | [20 empty] | 273.2161 | 26.2212 |  |  |  |  | 2068.6357 | 32.1687 | [8 empty] | 459071.2625 | 35.1272 | [42 empty] | 370.7932 | 77.1423 | [14 empty] | 537747.7221 | 35.2413 | -99999 | 35.4527 | [36 empty] | -99999 | 203.6489 |  |  |  | 2024 | Denisová, N., Piercey, S. J., & Wälle, M. (2024). Mineralogy and mineral chemistry of the ABM replacement-style volcanogenic massive sulfide deposit, Finlayson Lake district, Yukon, Canada. Mineralium Deposita, 59(3), 473-503. https://doi.org/10.1007/s00126-023-01217-4 |  | CAN | CA-YT | -130.6 | 61.4667 | [8 empty] | Only analyses +/-3% of 100% were shown and they were normalized to 100% | 2025-04-30
| ABM |  | Volcanic basin hydrothermal | Volcanogenic massive sulfide (VMS) | Bimodal felsic VMS | Zn, Cu, Pb, Au, Ag |  | Zn, Cu, Pb, Au, Ag | Denisová et al., 2024 |  | B291152 | B291152-7-1-7 | borehole | K15-339 |  | 165.25 | 165.3 | ore material | half core | core drilling | rock | polished slab from core | Yukon–Tanana and Slide Mountain terranes | Kudz Ze Kayah formation |  |  | acid volcanic rock, siliciclastic sedimentary rock |  | rock | greenschist | pyrite | Assemblage 1 |  |  |  | chloritic |  | pyrite, arsenopyrite, pyrrhotite, galena, chalcopyrite, sulfosalts | cutting and polishing | EPMA | JEOL JXA-8230 SuperProbe electron probe microanalyzer (EPMA) equipped with five wavelength-dispersive spectrometers (WDS) and a tungsten filament electron gun. |  | sulfides were analyzed using an accelerating voltage of 25 kV, a 2-nA beam current, focused to 1 μm, with elemental counting times between 5 and 30 s |  | -99999 | 30 |  |  | 186.2727 | 82.9729 | [20 empty] | 254.8995 | 26.2212 |  |  |  |  | 254.8995 | 32.1687 | [8 empty] | 462642.5153 | 35.1272 | [42 empty] | -99999 | 77.1423 | [14 empty] | 536484.9442 | 35.2413 | 147.0574 | 35.4527 | [36 empty] | -99999 | 203.6489 |  |  |  | 2024 | Denisová, N., Piercey, S. J., & Wälle, M. (2024). Mineralogy and mineral chemistry of the ABM replacement-style volcanogenic massive sulfide deposit, Finlayson Lake district, Yukon, Canada. Mineralium Deposita, 59(3), 473-503. https://doi.org/10.1007/s00126-023-01217-4 |  | CAN | CA-YT | -130.6 | 61.4667 | [8 empty] | Only analyses +/-3% of 100% were shown and they were normalized to 100% | 2025-04-30
| ABM |  | Volcanic basin hydrothermal | Volcanogenic massive sulfide (VMS) | Bimodal felsic VMS | Zn, Cu, Pb, Au, Ag |  | Zn, Cu, Pb, Au, Ag | Denisová et al., 2024 |  | B291152 | B291152-7-1-9 | borehole | K15-339 |  | 165.25 | 165.3 | ore material | half core | core drilling | rock | polished slab from core | Yukon–Tanana and Slide Mountain terranes | Kudz Ze Kayah formation |  |  | acid volcanic rock, siliciclastic sedimentary rock |  | rock | greenschist | pyrite | Assemblage 1 |  |  |  | chloritic |  | pyrite, arsenopyrite, pyrrhotite, galena, chalcopyrite, sulfosalts | cutting and polishing | EPMA | JEOL JXA-8230 SuperProbe electron probe microanalyzer (EPMA) equipped with five wavelength-dispersive spectrometers (WDS) and a tungsten filament electron gun. |  | sulfides were analyzed using an accelerating voltage of 25 kV, a 2-nA beam current, focused to 1 μm, with elemental counting times between 5 and 30 s |  | -99999 | 30 |  |  | -99999 | 82.9729 | [20 empty] | 205.4151 | 26.2212 |  |  |  |  | 127.1618 | 32.1687 | [8 empty] | 461430.862 | 35.1272 | [42 empty] | -99999 | 77.1423 | [14 empty] | 537776.8225 | 35.2413 | -99999 | 35.4527 | [36 empty] | 410.8303 | 203.6489 |  |  |  | 2024 | Denisová, N., Piercey, S. J., & Wälle, M. (2024). Mineralogy and mineral chemistry of the ABM replacement-style volcanogenic massive sulfide deposit, Finlayson Lake district, Yukon, Canada. Mineralium Deposita, 59(3), 473-503. https://doi.org/10.1007/s00126-023-01217-4 |  | CAN | CA-YT | -130.6 | 61.4667 | [8 empty] | Only analyses +/-3% of 100% were shown and they were normalized to 100% | 2025-04-30
| ABM |  | Volcanic basin hydrothermal | Volcanogenic massive sulfide (VMS) | Bimodal felsic VMS | Zn, Cu, Pb, Au, Ag |  | Zn, Cu, Pb, Au, Ag | Denisová et al., 2024 |  | B291157 | B291157-11-1-6 | borehole | K15-339 |  | 171 | 171.05 | ore material | half core | core drilling | rock | polished slab from core | Yukon–Tanana and Slide Mountain terranes | Kudz Ze Kayah formation |  |  | acid volcanic rock, siliciclastic sedimentary rock |  | rock | greenschist | pyrite | Assemblage 2 |  |  |  | chloritic |  | pyrite, arsenopyrite, pyrrhotite, galena, chalcopyrite, sulfosalts | cutting and polishing | EPMA | JEOL JXA-8230 SuperProbe electron probe microanalyzer (EPMA) equipped with five wavelength-dispersive spectrometers (WDS) and a tungsten filament electron gun. |  | sulfides were analyzed using an accelerating voltage of 25 kV, a 2-nA beam current, focused to 1 μm, with elemental counting times between 5 and 30 s |  | -99999 | 30 |  |  | 481.5583 | 82.9729 | [20 empty] | 766.5622 | 26.2212 |  |  |  |  | -99999 | 32.1687 | [8 empty] | 461873.3711 | 35.1272 | [42 empty] | 98.2772 | 77.1423 | [14 empty] | 536780.2313 | 35.2413 | -99999 | 35.4527 | [36 empty] | -99999 | 203.6489 |  |  |  | 2024 | Denisová, N., Piercey, S. J., & Wälle, M. (2024). Mineralogy and mineral chemistry of the ABM replacement-style volcanogenic massive sulfide deposit, Finlayson Lake district, Yukon, Canada. Mineralium Deposita, 59(3), 473-503. https://doi.org/10.1007/s00126-023-01217-4 |  | CAN | CA-YT | -130.6 | 61.4667 | [8 empty] | Only analyses +/-3% of 100% were shown and they were normalized to 100% | 2025-04-30
| ABM |  | Volcanic basin hydrothermal | Volcanogenic massive sulfide (VMS) | Bimodal felsic VMS | Zn, Cu, Pb, Au, Ag |  | Zn, Cu, Pb, Au, Ag | Denisová et al., 2024 |  | B291157 | B291157-11-1-7 | borehole | K15-339 |  | 171 | 171.05 | ore material | half core | core drilling | rock | polished slab from core | Yukon–Tanana and Slide Mountain terranes | Kudz Ze Kayah formation |  |  | acid volcanic rock, siliciclastic sedimentary rock |  | rock | greenschist | pyrite | Assemblage 2 |  |  |  | chloritic |  | pyrite, arsenopyrite, pyrrhotite, galena, chalcopyrite, sulfosalts | cutting and polishing | EPMA | JEOL JXA-8230 SuperProbe electron probe microanalyzer (EPMA) equipped with five wavelength-dispersive spectrometers (WDS) and a tungsten filament electron gun. |  | sulfides were analyzed using an accelerating voltage of 25 kV, a 2-nA beam current, focused to 1 μm, with elemental counting times between 5 and 30 s |  | -99999 | 30 |  |  | 754.0518 | 82.9729 | [20 empty] | 656.123 | 26.2212 |  |  |  |  | -99999 | 32.1687 | [8 empty] | 461323.0287 | 35.1272 | [42 empty] | -99999 | 77.1423 | [14 empty] | 536914.2528 | 35.2413 | -99999 | 35.4527 | [36 empty] | 313.3722 | 203.6489 |  |  |  | 2024 | Denisová, N., Piercey, S. J., & Wälle, M. (2024). Mineralogy and mineral chemistry of the ABM replacement-style volcanogenic massive sulfide deposit, Finlayson Lake district, Yukon, Canada. Mineralium Deposita, 59(3), 473-503. https://doi.org/10.1007/s00126-023-01217-4 |  | CAN | CA-YT | -130.6 | 61.4667 | [8 empty] | Only analyses +/-3% of 100% were shown and they were normalized to 100% | 2025-04-30
| ABM |  | Volcanic basin hydrothermal | Volcanogenic massive sulfide (VMS) | Bimodal felsic VMS | Zn, Cu, Pb, Au, Ag |  | Zn, Cu, Pb, Au, Ag | Denisová et al., 2024 |  | B291157 | B291157-2-1-11 | borehole | K15-339 |  | 171 | 171.05 | ore material | half core | core drilling | rock | polished slab from core | Yukon–Tanana and Slide Mountain terranes | Kudz Ze Kayah formation |  |  | acid volcanic rock, siliciclastic sedimentary rock |  | rock | greenschist | pyrite | Assemblage 2 |  |  |  | chloritic |  | pyrite, arsenopyrite, pyrrhotite, galena, chalcopyrite, sulfosalts | cutting and polishing | EPMA | JEOL JXA-8230 SuperProbe electron probe microanalyzer (EPMA) equipped with five wavelength-dispersive spectrometers (WDS) and a tungsten filament electron gun. |  | sulfides were analyzed using an accelerating voltage of 25 kV, a 2-nA beam current, focused to 1 μm, with elemental counting times between 5 and 30 s |  | -99999 | 30 |  |  | 1103.5571 | 82.9729 | [20 empty] | 453.2466 | 26.2212 |  |  |  |  | -99999 | 32.1687 | [8 empty] | 462715.5353 | 35.1272 | [42 empty] | -99999 | 77.1423 | [14 empty] | 535579.8632 | 35.2413 | 88.6787 | 35.4527 | [36 empty] | -99999 | 203.6489 |  |  |  | 2024 | Denisová, N., Piercey, S. J., & Wälle, M. (2024). Mineralogy and mineral chemistry of the ABM replacement-style volcanogenic massive sulfide deposit, Finlayson Lake district, Yukon, Canada. Mineralium Deposita, 59(3), 473-503. https://doi.org/10.1007/s00126-023-01217-4 |  | CAN | CA-YT | -130.6 | 61.4667 | [8 empty] | Only analyses +/-3% of 100% were shown and they were normalized to 100% | 2025-04-30
| ABM |  | Volcanic basin hydrothermal | Volcanogenic massive sulfide (VMS) | Bimodal felsic VMS | Zn, Cu, Pb, Au, Ag |  | Zn, Cu, Pb, Au, Ag | Denisová et al., 2024 |  | B291157 | B291157-2-1-15 | borehole | K15-339 |  | 171 | 171.05 | ore material | half core | core drilling | rock | polished slab from core | Yukon–Tanana and Slide Mountain terranes | Kudz Ze Kayah formation |  |  | acid volcanic rock, siliciclastic sedimentary rock |  | rock | greenschist | pyrite | Assemblage 2 |  |  |  | chloritic |  | pyrite, arsenopyrite, pyrrhotite, galena, chalcopyrite, sulfosalts | cutting and polishing | EPMA | JEOL JXA-8230 SuperProbe electron probe microanalyzer (EPMA) equipped with five wavelength-dispersive spectrometers (WDS) and a tungsten filament electron gun. |  | sulfides were analyzed using an accelerating voltage of 25 kV, a 2-nA beam current, focused to 1 μm, with elemental counting times between 5 and 30 s |  | -99999 | 30 |  |  | 254.6698 | 82.9729 | [20 empty] | 715.0343 | 26.2212 |  |  |  |  | -99999 | 32.1687 | [8 empty] | 460011.9511 | 35.1272 | [42 empty] | 303.6447 | 77.1423 | [14 empty] | 538714.7001 | 35.2413 | -99999 | 35.4527 | [36 empty] | -99999 | 203.6489 |  |  |  | 2024 | Denisová, N., Piercey, S. J., & Wälle, M. (2024). Mineralogy and mineral chemistry of the ABM replacement-style volcanogenic massive sulfide deposit, Finlayson Lake district, Yukon, Canada. Mineralium Deposita, 59(3), 473-503. https://doi.org/10.1007/s00126-023-01217-4 |  | CAN | CA-YT | -130.6 | 61.4667 | [8 empty] | Only analyses +/-3% of 100% were shown and they were normalized to 100% | 2025-04-30
| ABM |  | Volcanic basin hydrothermal | Volcanogenic massive sulfide (VMS) | Bimodal felsic VMS | Zn, Cu, Pb, Au, Ag |  | Zn, Cu, Pb, Au, Ag | Denisová et al., 2024 |  | B291157 | B291157-4-1-12 | borehole | K15-339 |  | 171 | 171.05 | ore material | half core | core drilling | rock | polished slab from core | Yukon–Tanana and Slide Mountain terranes | Kudz Ze Kayah formation |  |  | acid volcanic rock, siliciclastic sedimentary rock |  | rock | greenschist | pyrite | Assemblage 2 |  |  |  | chloritic |  | pyrite, arsenopyrite, pyrrhotite, galena, chalcopyrite, sulfosalts | cutting and polishing | EPMA | JEOL JXA-8230 SuperProbe electron probe microanalyzer (EPMA) equipped with five wavelength-dispersive spectrometers (WDS) and a tungsten filament electron gun. |  | sulfides were analyzed using an accelerating voltage of 25 kV, a 2-nA beam current, focused to 1 μm, with elemental counting times between 5 and 30 s |  | -99999 | 30 |  |  | 1289.1632 | 82.9729 | [20 empty] | 703.1799 | 26.2212 |  |  |  |  | 68.3647 | 32.1687 | [8 empty] | 461051.6425 | 35.1272 | [42 empty] | -99999 | 77.1423 | [14 empty] | 536799.7522 | 35.2413 | 87.8975 | 35.4527 | [36 empty] | -99999 | 203.6489 |  |  |  | 2024 | Denisová, N., Piercey, S. J., & Wälle, M. (2024). Mineralogy and mineral chemistry of the ABM replacement-style volcanogenic massive sulfide deposit, Finlayson Lake district, Yukon, Canada. Mineralium Deposita, 59(3), 473-503. https://doi.org/10.1007/s00126-023-01217-4 |  | CAN | CA-YT | -130.6 | 61.4667 | [8 empty] | Only analyses +/-3% of 100% were shown and they were normalized to 100% | 2025-04-30
| ABM |  | Volcanic basin hydrothermal | Volcanogenic massive sulfide (VMS) | Bimodal felsic VMS | Zn, Cu, Pb, Au, Ag |  | Zn, Cu, Pb, Au, Ag | Denisová et al., 2024 |  | B291157 | B291157-4-1-13 | borehole | K15-339 |  | 171 | 171.05 | ore material | half core | core drilling | rock | polished slab from core | Yukon–Tanana and Slide Mountain terranes | Kudz Ze Kayah formation |  |  | acid volcanic rock, siliciclastic sedimentary rock |  | rock | greenschist | pyrite | Assemblage 2 |  |  |  | chloritic |  | pyrite, arsenopyrite, pyrrhotite, galena, chalcopyrite, sulfosalts | cutting and polishing | EPMA | JEOL JXA-8230 SuperProbe electron probe microanalyzer (EPMA) equipped with five wavelength-dispersive spectrometers (WDS) and a tungsten filament electron gun. |  | sulfides were analyzed using an accelerating voltage of 25 kV, a 2-nA beam current, focused to 1 μm, with elemental counting times between 5 and 30 s |  | -99999 | 30 |  |  | 390.8769 | 82.9729 | [20 empty] | 879.4732 | 26.2212 |  |  |  |  | -99999 | 32.1687 | [8 empty] | 461273.8676 | 35.1272 | [42 empty] | -99999 | 77.1423 | [14 empty] | 537416.6946 | 35.2413 | -99999 | 35.4527 | [36 empty] | -99999 | 203.6489 |  |  |  | 2024 | Denisová, N., Piercey, S. J., & Wälle, M. (2024). Mineralogy and mineral chemistry of the ABM replacement-style volcanogenic massive sulfide deposit, Finlayson Lake district, Yukon, Canada. Mineralium Deposita, 59(3), 473-503. https://doi.org/10.1007/s00126-023-01217-4 |  | CAN | CA-YT | -130.6 | 61.4667 | [8 empty] | Only analyses +/-3% of 100% were shown and they were normalized to 100% | 2025-04-30
| ABM |  | Volcanic basin hydrothermal | Volcanogenic massive sulfide (VMS) | Bimodal felsic VMS | Zn, Cu, Pb, Au, Ag |  | Zn, Cu, Pb, Au, Ag | Denisová et al., 2024 |  | B291157 | B291157-5-1-1 | borehole | K15-339 |  | 171 | 171.05 | ore material | half core | core drilling | rock | polished slab from core | Yukon–Tanana and Slide Mountain terranes | Kudz Ze Kayah formation |  |  | acid volcanic rock, siliciclastic sedimentary rock |  | rock | greenschist | pyrite | Assemblage 2 |  |  |  | chloritic |  | pyrite, arsenopyrite, pyrrhotite, galena, chalcopyrite, sulfosalts | cutting and polishing | EPMA | JEOL JXA-8230 SuperProbe electron probe microanalyzer (EPMA) equipped with five wavelength-dispersive spectrometers (WDS) and a tungsten filament electron gun. |  | sulfides were analyzed using an accelerating voltage of 25 kV, a 2-nA beam current, focused to 1 μm, with elemental counting times between 5 and 30 s |  | -99999 | 30 |  |  | 253.9162 | 82.9729 | [20 empty] | 1308.6449 | 26.2212 |  |  |  |  | -99999 | 32.1687 | [8 empty] | 460760.193 | 35.1272 | [42 empty] | 253.9162 | 77.1423 | [14 empty] | 537423.3297 | 35.2413 | -99999 | 35.4527 | [36 empty] | -99999 | 203.6489 |  |  |  | 2024 | Denisová, N., Piercey, S. J., & Wälle, M. (2024). Mineralogy and mineral chemistry of the ABM replacement-style volcanogenic massive sulfide deposit, Finlayson Lake district, Yukon, Canada. Mineralium Deposita, 59(3), 473-503. https://doi.org/10.1007/s00126-023-01217-4 |  | CAN | CA-YT | -130.6 | 61.4667 | [8 empty] | Only analyses +/-3% of 100% were shown and they were normalized to 100% | 2025-04-30
| ABM |  | Volcanic basin hydrothermal | Volcanogenic massive sulfide (VMS) | Bimodal felsic VMS | Zn, Cu, Pb, Au, Ag |  | Zn, Cu, Pb, Au, Ag | Denisová et al., 2024 |  | B291157 | B291157-5-1-16 | borehole | K15-339 |  | 171 | 171.05 | ore material | half core | core drilling | rock | polished slab from core | Yukon–Tanana and Slide Mountain terranes | Kudz Ze Kayah formation |  |  | acid volcanic rock, siliciclastic sedimentary rock |  | rock | greenschist | pyrite | Assemblage 2 |  |  |  | chloritic |  | pyrite, arsenopyrite, pyrrhotite, galena, chalcopyrite, sulfosalts | cutting and polishing | EPMA | JEOL JXA-8230 SuperProbe electron probe microanalyzer (EPMA) equipped with five wavelength-dispersive spectrometers (WDS) and a tungsten filament electron gun. |  | sulfides were analyzed using an accelerating voltage of 25 kV, a 2-nA beam current, focused to 1 μm, with elemental counting times between 5 and 30 s |  | -99999 | 30 |  |  | 858.5868 | 82.9729 | [20 empty] | 1112.2602 | 26.2212 |  |  |  |  | -99999 | 32.1687 | [8 empty] | 461090.3951 | 35.1272 | [42 empty] | -99999 | 77.1423 | [14 empty] | 536938.7578 | 35.2413 | -99999 | 35.4527 | [36 empty] | -99999 | 203.6489 |  |  |  | 2024 | Denisová, N., Piercey, S. J., & Wälle, M. (2024). Mineralogy and mineral chemistry of the ABM replacement-style volcanogenic massive sulfide deposit, Finlayson Lake district, Yukon, Canada. Mineralium Deposita, 59(3), 473-503. https://doi.org/10.1007/s00126-023-01217-4 |  | CAN | CA-YT | -130.6 | 61.4667 | [8 empty] | Only analyses +/-3% of 100% were shown and they were normalized to 100% | 2025-04-30
| ABM |  | Volcanic basin hydrothermal | Volcanogenic massive sulfide (VMS) | Bimodal felsic VMS | Zn, Cu, Pb, Au, Ag |  | Zn, Cu, Pb, Au, Ag | Denisová et al., 2024 |  | B291157 | B291157-5-1-2 | borehole | K15-339 |  | 171 | 171.05 | ore material | half core | core drilling | rock | polished slab from core | Yukon–Tanana and Slide Mountain terranes | Kudz Ze Kayah formation |  |  | acid volcanic rock, siliciclastic sedimentary rock |  | rock | greenschist | pyrite | Assemblage 2 |  |  |  | chloritic |  | pyrite, arsenopyrite, pyrrhotite, galena, chalcopyrite, sulfosalts | cutting and polishing | EPMA | JEOL JXA-8230 SuperProbe electron probe microanalyzer (EPMA) equipped with five wavelength-dispersive spectrometers (WDS) and a tungsten filament electron gun. |  | sulfides were analyzed using an accelerating voltage of 25 kV, a 2-nA beam current, focused to 1 μm, with elemental counting times between 5 and 30 s |  | -99999 | 30 |  |  | 362.5425 | 82.9729 | [20 empty] | 940.6508 | 26.2212 |  |  |  |  | -99999 | 32.1687 | [8 empty] | 459439.3249 | 35.1272 | [42 empty] | 205.7674 | 77.1423 | [14 empty] | 538747.9626 | 35.2413 | -99999 | 35.4527 | [36 empty] | 284.1549 | 203.6489 |  |  |  | 2024 | Denisová, N., Piercey, S. J., & Wälle, M. (2024). Mineralogy and mineral chemistry of the ABM replacement-style volcanogenic massive sulfide deposit, Finlayson Lake district, Yukon, Canada. Mineralium Deposita, 59(3), 473-503. https://doi.org/10.1007/s00126-023-01217-4 |  | CAN | CA-YT | -130.6 | 61.4667 | [8 empty] | Only analyses +/-3% of 100% were shown and they were normalized to 100% | 2025-04-30
| ABM |  | Volcanic basin hydrothermal | Volcanogenic massive sulfide (VMS) | Bimodal felsic VMS | Zn, Cu, Pb, Au, Ag |  | Zn, Cu, Pb, Au, Ag | Denisová et al., 2024 |  | B291157 | B291157-5-2-11 | borehole | K15-339 |  | 171 | 171.05 | ore material | half core | core drilling | rock | polished slab from core | Yukon–Tanana and Slide Mountain terranes | Kudz Ze Kayah formation |  |  | acid volcanic rock, siliciclastic sedimentary rock |  | rock | greenschist | pyrite | Assemblage 2 |  |  |  | chloritic |  | pyrite, arsenopyrite, pyrrhotite, galena, chalcopyrite, sulfosalts | cutting and polishing | EPMA | JEOL JXA-8230 SuperProbe electron probe microanalyzer (EPMA) equipped with five wavelength-dispersive spectrometers (WDS) and a tungsten filament electron gun. |  | sulfides were analyzed using an accelerating voltage of 25 kV, a 2-nA beam current, focused to 1 μm, with elemental counting times between 5 and 30 s |  | -99999 | 30 |  |  | -99999 | 82.9729 | [20 empty] | 838.7135 | 26.2212 |  |  |  |  | -99999 | 32.1687 | [8 empty] | 457976.5462 | 35.1272 | [42 empty] | -99999 | 77.1423 | [14 empty] | 536844.8857 | 35.2413 | -99999 | 35.4527 | [36 empty] | 4281.3397 | 203.6489 |  |  |  | 2024 | Denisová, N., Piercey, S. J., & Wälle, M. (2024). Mineralogy and mineral chemistry of the ABM replacement-style volcanogenic massive sulfide deposit, Finlayson Lake district, Yukon, Canada. Mineralium Deposita, 59(3), 473-503. https://doi.org/10.1007/s00126-023-01217-4 |  | CAN | CA-YT | -130.6 | 61.4667 | [8 empty] | Only analyses +/-3% of 100% were shown and they were normalized to 100% | 2025-04-30
| ABM |  | Volcanic basin hydrothermal | Volcanogenic massive sulfide (VMS) | Bimodal felsic VMS | Zn, Cu, Pb, Au, Ag |  | Zn, Cu, Pb, Au, Ag | Denisová et al., 2024 |  | B291157 | B291157-5-2-9 | borehole | K15-339 |  | 171 | 171.05 | ore material | half core | core drilling | rock | polished slab from core | Yukon–Tanana and Slide Mountain terranes | Kudz Ze Kayah formation |  |  | acid volcanic rock, siliciclastic sedimentary rock |  | rock | greenschist | pyrite | Assemblage 2 |  |  |  | chloritic |  | pyrite, arsenopyrite, pyrrhotite, galena, chalcopyrite, sulfosalts | cutting and polishing | EPMA | JEOL JXA-8230 SuperProbe electron probe microanalyzer (EPMA) equipped with five wavelength-dispersive spectrometers (WDS) and a tungsten filament electron gun. |  | sulfides were analyzed using an accelerating voltage of 25 kV, a 2-nA beam current, focused to 1 μm, with elemental counting times between 5 and 30 s |  | -99999 | 30 |  |  | 605.954 | 82.9729 | [20 empty] | 1143.4938 | 26.2212 |  |  |  |  | -99999 | 32.1687 | [8 empty] | 458267.3589 | 35.1272 | [42 empty] | 87.9611 | 77.1423 | [14 empty] | 537119.572 | 35.2413 | -99999 | 35.4527 | [36 empty] | 2775.6603 | 203.6489 |  |  |  | 2024 | Denisová, N., Piercey, S. J., & Wälle, M. (2024). Mineralogy and mineral chemistry of the ABM replacement-style volcanogenic massive sulfide deposit, Finlayson Lake district, Yukon, Canada. Mineralium Deposita, 59(3), 473-503. https://doi.org/10.1007/s00126-023-01217-4 |  | CAN | CA-YT | -130.6 | 61.4667 | [8 empty] | Only analyses +/-3% of 100% were shown and they were normalized to 100% | 2025-04-30
| ABM |  | Volcanic basin hydrothermal | Volcanogenic massive sulfide (VMS) | Bimodal felsic VMS | Zn, Cu, Pb, Au, Ag |  | Zn, Cu, Pb, Au, Ag | Denisová et al., 2024 |  | B291157 | B291157-6-39 | borehole | K15-339 |  | 171 | 171.05 | ore material | half core | core drilling | rock | polished slab from core | Yukon–Tanana and Slide Mountain terranes | Kudz Ze Kayah formation |  |  | acid volcanic rock, siliciclastic sedimentary rock |  | rock | greenschist | pyrite | Assemblage 2 |  |  |  | chloritic |  | pyrite, arsenopyrite, pyrrhotite, galena, chalcopyrite, sulfosalts | cutting and polishing | EPMA | JEOL JXA-8230 SuperProbe electron probe microanalyzer (EPMA) equipped with five wavelength-dispersive spectrometers (WDS) and a tungsten filament electron gun. |  | sulfides were analyzed using an accelerating voltage of 25 kV, a 2-nA beam current, focused to 1 μm, with elemental counting times between 5 and 30 s |  | -99999 | 30 |  |  | 488.1716 | 82.9729 | [20 empty] | 1308.2999 | 26.2212 |  |  |  |  | -99999 | 32.1687 | [8 empty] | 458061.1869 | 35.1272 | [42 empty] | -99999 | 77.1423 | [14 empty] | 538238.4722 | 35.2413 | -99999 | 35.4527 | [36 empty] | 1894.1059 | 203.6489 |  |  |  | 2024 | Denisová, N., Piercey, S. J., & Wälle, M. (2024). Mineralogy and mineral chemistry of the ABM replacement-style volcanogenic massive sulfide deposit, Finlayson Lake district, Yukon, Canada. Mineralium Deposita, 59(3), 473-503. https://doi.org/10.1007/s00126-023-01217-4 |  | CAN | CA-YT | -130.6 | 61.4667 | [8 empty] | Only analyses +/-3% of 100% were shown and they were normalized to 100% | 2025-04-30
| ABM |  | Volcanic basin hydrothermal | Volcanogenic massive sulfide (VMS) | Bimodal felsic VMS | Zn, Cu, Pb, Au, Ag |  | Zn, Cu, Pb, Au, Ag | Denisová et al., 2024 |  | Q721151 | Q721151-1-1-12 | borehole | K15-204 |  | 112.53 | 112.62 | ore material | half core | core drilling | rock | polished slab from core | Yukon–Tanana and Slide Mountain terranes | Kudz Ze Kayah formation |  |  | acid volcanic rock, siliciclastic sedimentary rock |  | rock | greenschist | pyrite | Assemblage 2 |  |  |  | chloritic |  | pyrite, arsenopyrite, pyrrhotite, galena, chalcopyrite, sulfosalts | cutting and polishing | EPMA | JEOL JXA-8230 SuperProbe electron probe microanalyzer (EPMA) equipped with five wavelength-dispersive spectrometers (WDS) and a tungsten filament electron gun. |  | sulfides were analyzed using an accelerating voltage of 25 kV, a 2-nA beam current, focused to 1 μm, with elemental counting times between 5 and 30 s |  | -99999 | 30 |  |  | -99999 | 82.9729 | [20 empty] | 1619.8218 | 26.2212 |  |  |  |  | 149.9835 | 32.1687 | [8 empty] | 462229.1505 | 35.1272 | [42 empty] | 2379.7382 | 77.1423 | [14 empty] | 533591.3093 | 35.2413 | -99999 | 35.4527 | [36 empty] | -99999 | 203.6489 |  |  |  | 2024 | Denisová, N., Piercey, S. J., & Wälle, M. (2024). Mineralogy and mineral chemistry of the ABM replacement-style volcanogenic massive sulfide deposit, Finlayson Lake district, Yukon, Canada. Mineralium Deposita, 59(3), 473-503. https://doi.org/10.1007/s00126-023-01217-4 |  | CAN | CA-YT | -130.6 | 61.4667 | [8 empty] | Only analyses +/-3% of 100% were shown and they were normalized to 100% | 2025-04-30
| ABM |  | Volcanic basin hydrothermal | Volcanogenic massive sulfide (VMS) | Bimodal felsic VMS | Zn, Cu, Pb, Au, Ag |  | Zn, Cu, Pb, Au, Ag | Denisová et al., 2024 |  | Q721151 | Q721151-1-1-7* | borehole | K15-204 |  | 112.53 | 112.62 | ore material | half core | core drilling | rock | polished slab from core | Yukon–Tanana and Slide Mountain terranes | Kudz Ze Kayah formation |  |  | acid volcanic rock, siliciclastic sedimentary rock |  | rock | greenschist | pyrite | Assemblage 2 |  |  |  | chloritic |  | pyrite, arsenopyrite, pyrrhotite, galena, chalcopyrite, sulfosalts | cutting and polishing | EPMA | JEOL JXA-8230 SuperProbe electron probe microanalyzer (EPMA) equipped with five wavelength-dispersive spectrometers (WDS) and a tungsten filament electron gun. |  | sulfides were analyzed using an accelerating voltage of 25 kV, a 2-nA beam current, focused to 1 μm, with elemental counting times between 5 and 30 s |  | 290 | 30 |  |  | 69.0512 | 82.9729 | [20 empty] | 1706.5519 | 26.2212 |  |  |  |  | 129382.2875 | 32.1687 | [8 empty] | 393887.9772 | 35.1272 | [42 empty] | 15211.0012 | 77.1423 | [14 empty] | 459437.3327 | 35.2413 | -99999 | 35.4527 | [36 empty] | -99999 | 203.6489 |  |  |  | 2024 | Denisová, N., Piercey, S. J., & Wälle, M. (2024). Mineralogy and mineral chemistry of the ABM replacement-style volcanogenic massive sulfide deposit, Finlayson Lake district, Yukon, Canada. Mineralium Deposita, 59(3), 473-503. https://doi.org/10.1007/s00126-023-01217-4 |  | CAN | CA-YT | -130.6 | 61.4667 | [8 empty] | spot with likely inclusion; Only analyses +/-3% of 100% were shown and they were normalized to 100% | 2025-04-30
| ABM |  | Volcanic basin hydrothermal | Volcanogenic massive sulfide (VMS) | Bimodal felsic VMS | Zn, Cu, Pb, Au, Ag |  | Zn, Cu, Pb, Au, Ag | Denisová et al., 2024 |  | Q721151 | Q721151-2-1-10 | borehole | K15-204 |  | 112.53 | 112.62 | ore material | half core | core drilling | rock | polished slab from core | Yukon–Tanana and Slide Mountain terranes | Kudz Ze Kayah formation |  |  | acid volcanic rock, siliciclastic sedimentary rock |  | rock | greenschist | pyrite | Assemblage 2 |  |  |  | chloritic |  | pyrite, arsenopyrite, pyrrhotite, galena, chalcopyrite, sulfosalts | cutting and polishing | EPMA | JEOL JXA-8230 SuperProbe electron probe microanalyzer (EPMA) equipped with five wavelength-dispersive spectrometers (WDS) and a tungsten filament electron gun. |  | sulfides were analyzed using an accelerating voltage of 25 kV, a 2-nA beam current, focused to 1 μm, with elemental counting times between 5 and 30 s |  | -99999 | 30 |  |  | -99999 | 82.9729 | [20 empty] | 684.61 | 26.2212 |  |  |  |  | 107.5816 | 32.1687 | [8 empty] | 463422.2544 | 35.1272 | [42 empty] | 78.2411 | 77.1423 | [14 empty] | 535638.8519 | 35.2413 | -99999 | 35.4527 | [36 empty] | -99999 | 203.6489 |  |  |  | 2024 | Denisová, N., Piercey, S. J., & Wälle, M. (2024). Mineralogy and mineral chemistry of the ABM replacement-style volcanogenic massive sulfide deposit, Finlayson Lake district, Yukon, Canada. Mineralium Deposita, 59(3), 473-503. https://doi.org/10.1007/s00126-023-01217-4 |  | CAN | CA-YT | -130.6 | 61.4667 | [8 empty] | Only analyses +/-3% of 100% were shown and they were normalized to 100% | 2025-04-30
| ABM |  | Volcanic basin hydrothermal | Volcanogenic massive sulfide (VMS) | Bimodal felsic VMS | Zn, Cu, Pb, Au, Ag |  | Zn, Cu, Pb, Au, Ag | Denisová et al., 2024 |  | Q721151 | Q721151-2-1-7 | borehole | K15-204 |  | 112.53 | 112.62 | ore material | half core | core drilling | rock | polished slab from core | Yukon–Tanana and Slide Mountain terranes | Kudz Ze Kayah formation |  |  | acid volcanic rock, siliciclastic sedimentary rock |  | rock | greenschist | pyrite | Assemblage 2 |  |  |  | chloritic |  | pyrite, arsenopyrite, pyrrhotite, galena, chalcopyrite, sulfosalts | cutting and polishing | EPMA | JEOL JXA-8230 SuperProbe electron probe microanalyzer (EPMA) equipped with five wavelength-dispersive spectrometers (WDS) and a tungsten filament electron gun. |  | sulfides were analyzed using an accelerating voltage of 25 kV, a 2-nA beam current, focused to 1 μm, with elemental counting times between 5 and 30 s |  | -99999 | 30 |  |  | -99999 | 82.9729 | [20 empty] | 1299.4556 | 26.2212 |  |  |  |  | 177.1985 | 32.1687 | [8 empty] | 462694.7957 | 35.1272 | [42 empty] | -99999 | 77.1423 | [14 empty] | 535710.4178 | 35.2413 | 88.5992 | 35.4527 | [36 empty] | -99999 | 203.6489 |  |  |  | 2024 | Denisová, N., Piercey, S. J., & Wälle, M. (2024). Mineralogy and mineral chemistry of the ABM replacement-style volcanogenic massive sulfide deposit, Finlayson Lake district, Yukon, Canada. Mineralium Deposita, 59(3), 473-503. https://doi.org/10.1007/s00126-023-01217-4 |  | CAN | CA-YT | -130.6 | 61.4667 | [8 empty] | Only analyses +/-3% of 100% were shown and they were normalized to 100% | 2025-04-30
| ABM |  | Volcanic basin hydrothermal | Volcanogenic massive sulfide (VMS) | Bimodal felsic VMS | Zn, Cu, Pb, Au, Ag |  | Zn, Cu, Pb, Au, Ag | Denisová et al., 2024 |  | Q721151 | Q721151-2-1-8 | borehole | K15-204 |  | 112.53 | 112.62 | ore material | half core | core drilling | rock | polished slab from core | Yukon–Tanana and Slide Mountain terranes | Kudz Ze Kayah formation |  |  | acid volcanic rock, siliciclastic sedimentary rock |  | rock | greenschist | pyrite | Assemblage 2 |  |  |  | chloritic |  | pyrite, arsenopyrite, pyrrhotite, galena, chalcopyrite, sulfosalts | cutting and polishing | EPMA | JEOL JXA-8230 SuperProbe electron probe microanalyzer (EPMA) equipped with five wavelength-dispersive spectrometers (WDS) and a tungsten filament electron gun. |  | sulfides were analyzed using an accelerating voltage of 25 kV, a 2-nA beam current, focused to 1 μm, with elemental counting times between 5 and 30 s |  | -99999 | 30 |  |  | -99999 | 82.9729 | [20 empty] | 1673.8544 | 26.2212 |  |  |  |  | -99999 | 32.1687 | [8 empty] | 461826.2721 | 35.1272 | [42 empty] | -99999 | 77.1423 | [14 empty] | 536421.1038 | 35.2413 | -99999 | 35.4527 | [36 empty] | -99999 | 203.6489 |  |  |  | 2024 | Denisová, N., Piercey, S. J., & Wälle, M. (2024). Mineralogy and mineral chemistry of the ABM replacement-style volcanogenic massive sulfide deposit, Finlayson Lake district, Yukon, Canada. Mineralium Deposita, 59(3), 473-503. https://doi.org/10.1007/s00126-023-01217-4 |  | CAN | CA-YT | -130.6 | 61.4667 | [8 empty] | Only analyses +/-3% of 100% were shown and they were normalized to 100% | 2025-04-30
| ABM |  | Volcanic basin hydrothermal | Volcanogenic massive sulfide (VMS) | Bimodal felsic VMS | Zn, Cu, Pb, Au, Ag |  | Zn, Cu, Pb, Au, Ag | Denisová et al., 2024 |  | Q721151 | Q721151-3-1-20 | borehole | K15-204 |  | 112.53 | 112.62 | ore material | half core | core drilling | rock | polished slab from core | Yukon–Tanana and Slide Mountain terranes | Kudz Ze Kayah formation |  |  | acid volcanic rock, siliciclastic sedimentary rock |  | rock | greenschist | pyrite | Assemblage 2 |  |  |  | chloritic |  | pyrite, arsenopyrite, pyrrhotite, galena, chalcopyrite, sulfosalts | cutting and polishing | EPMA | JEOL JXA-8230 SuperProbe electron probe microanalyzer (EPMA) equipped with five wavelength-dispersive spectrometers (WDS) and a tungsten filament electron gun. |  | sulfides were analyzed using an accelerating voltage of 25 kV, a 2-nA beam current, focused to 1 μm, with elemental counting times between 5 and 30 s |  | -99999 | 30 |  |  | -99999 | 82.9729 | [20 empty] | 7274.7012 | 26.2212 |  |  |  |  | 454.0519 | 32.1687 | [8 empty] | 459105.7207 | 35.1272 | [42 empty] | -99999 | 77.1423 | [14 empty] | 533017.4657 | 35.2413 | -99999 | 35.4527 | [36 empty] | 148.0604 | 203.6489 |  |  |  | 2024 | Denisová, N., Piercey, S. J., & Wälle, M. (2024). Mineralogy and mineral chemistry of the ABM replacement-style volcanogenic massive sulfide deposit, Finlayson Lake district, Yukon, Canada. Mineralium Deposita, 59(3), 473-503. https://doi.org/10.1007/s00126-023-01217-4 |  | CAN | CA-YT | -130.6 | 61.4667 | [8 empty] | Only analyses +/-3% of 100% were shown and they were normalized to 100% | 2025-04-30
| ABM |  | Volcanic basin hydrothermal | Volcanogenic massive sulfide (VMS) | Bimodal felsic VMS | Zn, Cu, Pb, Au, Ag |  | Zn, Cu, Pb, Au, Ag | Denisová et al., 2024 |  | Q721151 | Q721151-3-1-21 | borehole | K15-204 |  | 112.53 | 112.62 | ore material | half core | core drilling | rock | polished slab from core | Yukon–Tanana and Slide Mountain terranes | Kudz Ze Kayah formation |  |  | acid volcanic rock, siliciclastic sedimentary rock |  | rock | greenschist | pyrite | Assemblage 2 |  |  |  | chloritic |  | pyrite, arsenopyrite, pyrrhotite, galena, chalcopyrite, sulfosalts | cutting and polishing | EPMA | JEOL JXA-8230 SuperProbe electron probe microanalyzer (EPMA) equipped with five wavelength-dispersive spectrometers (WDS) and a tungsten filament electron gun. |  | sulfides were analyzed using an accelerating voltage of 25 kV, a 2-nA beam current, focused to 1 μm, with elemental counting times between 5 and 30 s |  | -99999 | 30 |  |  | -99999 | 82.9729 | [20 empty] | 4633.0355 | 26.2212 |  |  |  |  | -99999 | 32.1687 | [8 empty] | 467548.8595 | 35.1272 | [42 empty] | -99999 | 77.1423 | [14 empty] | 527798.2207 | 35.2413 | -99999 | 35.4527 | [36 empty] | -99999 | 203.6489 |  |  |  | 2024 | Denisová, N., Piercey, S. J., & Wälle, M. (2024). Mineralogy and mineral chemistry of the ABM replacement-style volcanogenic massive sulfide deposit, Finlayson Lake district, Yukon, Canada. Mineralium Deposita, 59(3), 473-503. https://doi.org/10.1007/s00126-023-01217-4 |  | CAN | CA-YT | -130.6 | 61.4667 | [8 empty] | Only analyses +/-3% of 100% were shown and they were normalized to 100% | 2025-04-30
| ABM |  | Volcanic basin hydrothermal | Volcanogenic massive sulfide (VMS) | Bimodal felsic VMS | Zn, Cu, Pb, Au, Ag |  | Zn, Cu, Pb, Au, Ag | Denisová et al., 2024 |  | Q721151 | Q721151-6-2-10 | borehole | K15-204 |  | 112.53 | 112.62 | ore material | half core | core drilling | rock | polished slab from core | Yukon–Tanana and Slide Mountain terranes | Kudz Ze Kayah formation |  |  | acid volcanic rock, siliciclastic sedimentary rock |  | rock | greenschist | pyrite | Assemblage 2 |  |  |  | chloritic |  | pyrite, arsenopyrite, pyrrhotite, galena, chalcopyrite, sulfosalts | cutting and polishing | EPMA | JEOL JXA-8230 SuperProbe electron probe microanalyzer (EPMA) equipped with five wavelength-dispersive spectrometers (WDS) and a tungsten filament electron gun. |  | sulfides were analyzed using an accelerating voltage of 25 kV, a 2-nA beam current, focused to 1 μm, with elemental counting times between 5 and 30 s |  | -99999 | 30 |  |  | -99999 | 82.9729 | [20 empty] | 1159.9104 | 26.2212 |  |  |  |  | 78.638 | 32.1687 | [8 empty] | 460631.8649 | 35.1272 | [42 empty] | 304.7222 | 77.1423 | [14 empty] | 537392.3556 | 35.2413 | 137.6165 | 35.4527 | [36 empty] | 265.4032 | 203.6489 |  |  |  | 2024 | Denisová, N., Piercey, S. J., & Wälle, M. (2024). Mineralogy and mineral chemistry of the ABM replacement-style volcanogenic massive sulfide deposit, Finlayson Lake district, Yukon, Canada. Mineralium Deposita, 59(3), 473-503. https://doi.org/10.1007/s00126-023-01217-4 |  | CAN | CA-YT | -130.6 | 61.4667 | [8 empty] | Only analyses +/-3% of 100% were shown and they were normalized to 100% | 2025-04-30
| ABM |  | Volcanic basin hydrothermal | Volcanogenic massive sulfide (VMS) | Bimodal felsic VMS | Zn, Cu, Pb, Au, Ag |  | Zn, Cu, Pb, Au, Ag | Denisová et al., 2024 |  | Q721151 | Q721151-6-2-11 | borehole | K15-204 |  | 112.53 | 112.62 | ore material | half core | core drilling | rock | polished slab from core | Yukon–Tanana and Slide Mountain terranes | Kudz Ze Kayah formation |  |  | acid volcanic rock, siliciclastic sedimentary rock |  | rock | greenschist | pyrite | Assemblage 2 |  |  |  | chloritic |  | pyrite, arsenopyrite, pyrrhotite, galena, chalcopyrite, sulfosalts | cutting and polishing | EPMA | JEOL JXA-8230 SuperProbe electron probe microanalyzer (EPMA) equipped with five wavelength-dispersive spectrometers (WDS) and a tungsten filament electron gun. |  | sulfides were analyzed using an accelerating voltage of 25 kV, a 2-nA beam current, focused to 1 μm, with elemental counting times between 5 and 30 s |  | 80 | 30 |  |  | -99999 | 82.9729 | [20 empty] | 689.6076 | 26.2212 |  |  |  |  | 325.1007 | 32.1687 | [8 empty] | 462943.4405 | 35.1272 | [42 empty] | 236.4369 | 77.1423 | [14 empty] | 535726.602 | 35.2413 | -99999 | 35.4527 | [36 empty] | -99999 | 203.6489 |  |  |  | 2024 | Denisová, N., Piercey, S. J., & Wälle, M. (2024). Mineralogy and mineral chemistry of the ABM replacement-style volcanogenic massive sulfide deposit, Finlayson Lake district, Yukon, Canada. Mineralium Deposita, 59(3), 473-503. https://doi.org/10.1007/s00126-023-01217-4 |  | CAN | CA-YT | -130.6 | 61.4667 | [8 empty] | Only analyses +/-3% of 100% were shown and they were normalized to 100% | 2025-04-30
| ABM |  | Volcanic basin hydrothermal | Volcanogenic massive sulfide (VMS) | Bimodal felsic VMS | Zn, Cu, Pb, Au, Ag |  | Zn, Cu, Pb, Au, Ag | Denisová et al., 2024 |  | Q721151 | Q721151-6-2-12 | borehole | K15-204 |  | 112.53 | 112.62 | ore material | half core | core drilling | rock | polished slab from core | Yukon–Tanana and Slide Mountain terranes | Kudz Ze Kayah formation |  |  | acid volcanic rock, siliciclastic sedimentary rock |  | rock | greenschist | pyrite | Assemblage 2 |  |  |  | chloritic |  | pyrite, arsenopyrite, pyrrhotite, galena, chalcopyrite, sulfosalts | cutting and polishing | EPMA | JEOL JXA-8230 SuperProbe electron probe microanalyzer (EPMA) equipped with five wavelength-dispersive spectrometers (WDS) and a tungsten filament electron gun. |  | sulfides were analyzed using an accelerating voltage of 25 kV, a 2-nA beam current, focused to 1 μm, with elemental counting times between 5 and 30 s |  | 110 | 30 |  |  | 254.7871 | 82.9729 | [20 empty] | 1166.1408 | 26.2212 |  |  |  |  | 97.995 | 32.1687 | [8 empty] | 462654.1048 | 35.1272 | [42 empty] | 19.599 | 77.1423 | [14 empty] | 535630.9823 | 35.2413 | 68.5965 | 35.4527 | [36 empty] | -99999 | 203.6489 |  |  |  | 2024 | Denisová, N., Piercey, S. J., & Wälle, M. (2024). Mineralogy and mineral chemistry of the ABM replacement-style volcanogenic massive sulfide deposit, Finlayson Lake district, Yukon, Canada. Mineralium Deposita, 59(3), 473-503. https://doi.org/10.1007/s00126-023-01217-4 |  | CAN | CA-YT | -130.6 | 61.4667 | [8 empty] | Only analyses +/-3% of 100% were shown and they were normalized to 100% | 2025-04-30
| ABM |  | Volcanic basin hydrothermal | Volcanogenic massive sulfide (VMS) | Bimodal felsic VMS | Zn, Cu, Pb, Au, Ag |  | Zn, Cu, Pb, Au, Ag | Denisová et al., 2024 |  | Q721151 | Q721151-6-2-13 | borehole | K15-204 |  | 112.53 | 112.62 | ore material | half core | core drilling | rock | polished slab from core | Yukon–Tanana and Slide Mountain terranes | Kudz Ze Kayah formation |  |  | acid volcanic rock, siliciclastic sedimentary rock |  | rock | greenschist | pyrite | Assemblage 2 |  |  |  | chloritic |  | pyrite, arsenopyrite, pyrrhotite, galena, chalcopyrite, sulfosalts | cutting and polishing | EPMA | JEOL JXA-8230 SuperProbe electron probe microanalyzer (EPMA) equipped with five wavelength-dispersive spectrometers (WDS) and a tungsten filament electron gun. |  | sulfides were analyzed using an accelerating voltage of 25 kV, a 2-nA beam current, focused to 1 μm, with elemental counting times between 5 and 30 s |  | 180 | 30 |  |  | 1027.4244 | 82.9729 | [20 empty] | 2509.2864 | 26.2212 |  |  |  |  | 256.8561 | 32.1687 | [8 empty] | 461165.3369 | 35.1272 | [42 empty] | 1659.6854 | 77.1423 | [14 empty] | 533203.5874 | 35.2413 | -99999 | 35.4527 | [36 empty] | -99999 | 203.6489 |  |  |  | 2024 | Denisová, N., Piercey, S. J., & Wälle, M. (2024). Mineralogy and mineral chemistry of the ABM replacement-style volcanogenic massive sulfide deposit, Finlayson Lake district, Yukon, Canada. Mineralium Deposita, 59(3), 473-503. https://doi.org/10.1007/s00126-023-01217-4 |  | CAN | CA-YT | -130.6 | 61.4667 | [8 empty] | Only analyses +/-3% of 100% were shown and they were normalized to 100% | 2025-04-30
| ABM |  | Volcanic basin hydrothermal | Volcanogenic massive sulfide (VMS) | Bimodal felsic VMS | Zn, Cu, Pb, Au, Ag |  | Zn, Cu, Pb, Au, Ag | Denisová et al., 2024 |  | Q721151 | Q721151-6-2-4 | borehole | K15-204 |  | 112.53 | 112.62 | ore material | half core | core drilling | rock | polished slab from core | Yukon–Tanana and Slide Mountain terranes | Kudz Ze Kayah formation |  |  | acid volcanic rock, siliciclastic sedimentary rock |  | rock | greenschist | pyrite | Assemblage 2 |  |  |  | chloritic |  | pyrite, arsenopyrite, pyrrhotite, galena, chalcopyrite, sulfosalts | cutting and polishing | EPMA | JEOL JXA-8230 SuperProbe electron probe microanalyzer (EPMA) equipped with five wavelength-dispersive spectrometers (WDS) and a tungsten filament electron gun. |  | sulfides were analyzed using an accelerating voltage of 25 kV, a 2-nA beam current, focused to 1 μm, with elemental counting times between 5 and 30 s |  | -99999 | 30 |  |  | 294.6058 | 82.9729 | [20 empty] | 491.0096 | 26.2212 |  |  |  |  | 166.9433 | 32.1687 | [8 empty] | 461411.5516 | 35.1272 | [42 empty] | 265.1452 | 77.1423 | [14 empty] | 537302.0032 | 35.2413 | -99999 | 35.4527 | [36 empty] | 68.7413 | 203.6489 |  |  |  | 2024 | Denisová, N., Piercey, S. J., & Wälle, M. (2024). Mineralogy and mineral chemistry of the ABM replacement-style volcanogenic massive sulfide deposit, Finlayson Lake district, Yukon, Canada. Mineralium Deposita, 59(3), 473-503. https://doi.org/10.1007/s00126-023-01217-4 |  | CAN | CA-YT | -130.6 | 61.4667 | [8 empty] | Only analyses +/-3% of 100% were shown and they were normalized to 100% | 2025-04-30
| ABM |  | Volcanic basin hydrothermal | Volcanogenic massive sulfide (VMS) | Bimodal felsic VMS | Zn, Cu, Pb, Au, Ag |  | Zn, Cu, Pb, Au, Ag | Denisová et al., 2024 |  | Q721151 | Q721151-6-2-8 | borehole | K15-204 |  | 112.53 | 112.62 | ore material | half core | core drilling | rock | polished slab from core | Yukon–Tanana and Slide Mountain terranes | Kudz Ze Kayah formation |  |  | acid volcanic rock, siliciclastic sedimentary rock |  | rock | greenschist | pyrite | Assemblage 2 |  |  |  | chloritic |  | pyrite, arsenopyrite, pyrrhotite, galena, chalcopyrite, sulfosalts | cutting and polishing | EPMA | JEOL JXA-8230 SuperProbe electron probe microanalyzer (EPMA) equipped with five wavelength-dispersive spectrometers (WDS) and a tungsten filament electron gun. |  | sulfides were analyzed using an accelerating voltage of 25 kV, a 2-nA beam current, focused to 1 μm, with elemental counting times between 5 and 30 s |  | -99999 | 30 |  |  | -99999 | 82.9729 | [20 empty] | 2648.236 | 26.2212 |  |  |  |  | 60.1872 | 32.1687 | [8 empty] | 460752.9372 | 35.1272 | [42 empty] | 1193.7125 | 77.1423 | [14 empty] | 535344.9271 | 35.2413 | -99999 | 35.4527 | [36 empty] | -99999 | 203.6489 |  |  |  | 2024 | Denisová, N., Piercey, S. J., & Wälle, M. (2024). Mineralogy and mineral chemistry of the ABM replacement-style volcanogenic massive sulfide deposit, Finlayson Lake district, Yukon, Canada. Mineralium Deposita, 59(3), 473-503. https://doi.org/10.1007/s00126-023-01217-4 |  | CAN | CA-YT | -130.6 | 61.4667 | [8 empty] | Only analyses +/-3% of 100% were shown and they were normalized to 100% | 2025-04-30
| ABM |  | Volcanic basin hydrothermal | Volcanogenic massive sulfide (VMS) | Bimodal felsic VMS | Zn, Cu, Pb, Au, Ag |  | Zn, Cu, Pb, Au, Ag | Denisová et al., 2024 |  | Q721151 | Q721151-6-2-9 | borehole | K15-204 |  | 112.53 | 112.62 | ore material | half core | core drilling | rock | polished slab from core | Yukon–Tanana and Slide Mountain terranes | Kudz Ze Kayah formation |  |  | acid volcanic rock, siliciclastic sedimentary rock |  | rock | greenschist | pyrite | Assemblage 2 |  |  |  | chloritic |  | pyrite, arsenopyrite, pyrrhotite, galena, chalcopyrite, sulfosalts | cutting and polishing | EPMA | JEOL JXA-8230 SuperProbe electron probe microanalyzer (EPMA) equipped with five wavelength-dispersive spectrometers (WDS) and a tungsten filament electron gun. |  | sulfides were analyzed using an accelerating voltage of 25 kV, a 2-nA beam current, focused to 1 μm, with elemental counting times between 5 and 30 s |  | -99999 | 30 |  |  | -99999 | 82.9729 | [20 empty] | 670.6313 | 26.2212 |  |  |  |  | -99999 | 32.1687 | [8 empty] | 463317.4643 | 35.1272 | [42 empty] | 295.8667 | 77.1423 | [14 empty] | 535607.5532 | 35.2413 | -99999 | 35.4527 | [36 empty] | -99999 | 203.6489 |  |  |  | 2024 | Denisová, N., Piercey, S. J., & Wälle, M. (2024). Mineralogy and mineral chemistry of the ABM replacement-style volcanogenic massive sulfide deposit, Finlayson Lake district, Yukon, Canada. Mineralium Deposita, 59(3), 473-503. https://doi.org/10.1007/s00126-023-01217-4 |  | CAN | CA-YT | -130.6 | 61.4667 | [8 empty] | Only analyses +/-3% of 100% were shown and they were normalized to 100% | 2025-04-30
| ABM |  | Volcanic basin hydrothermal | Volcanogenic massive sulfide (VMS) | Bimodal felsic VMS | Zn, Cu, Pb, Au, Ag |  | Zn, Cu, Pb, Au, Ag | Denisová et al., 2024 |  | Q721165 | Q721165-5-1-2 | borehole | K16-350 |  | 110.1 | 110.18 | ore material | half core | core drilling | rock | polished slab from core | Yukon–Tanana and Slide Mountain terranes | Kudz Ze Kayah formation |  |  | acid volcanic rock, siliciclastic sedimentary rock |  | rock | greenschist | pyrite | Assemblage 3 |  |  |  | chloritic |  | pyrite, arsenopyrite, pyrrhotite, galena, chalcopyrite, sulfosalts | cutting and polishing | EPMA | JEOL JXA-8230 SuperProbe electron probe microanalyzer (EPMA) equipped with five wavelength-dispersive spectrometers (WDS) and a tungsten filament electron gun. |  | sulfides were analyzed using an accelerating voltage of 25 kV, a 2-nA beam current, focused to 1 μm, with elemental counting times between 5 and 30 s |  | 670 | 30 |  |  | -99999 | 82.9729 | [20 empty] | 612.9935 | 26.2212 |  |  |  |  | 59.322 | 32.1687 | [8 empty] | 461287.4816 | 35.1272 | [42 empty] | 2313.5561 | 77.1423 | [14 empty] | 531178.6305 | 35.2413 | 3885.5879 | 35.4527 | [36 empty] | -99999 | 203.6489 |  |  |  | 2024 | Denisová, N., Piercey, S. J., & Wälle, M. (2024). Mineralogy and mineral chemistry of the ABM replacement-style volcanogenic massive sulfide deposit, Finlayson Lake district, Yukon, Canada. Mineralium Deposita, 59(3), 473-503. https://doi.org/10.1007/s00126-023-01217-4 |  | CAN | CA-YT | -130.6 | 61.4667 | [8 empty] | Only analyses +/-3% of 100% were shown and they were normalized to 100% | 2025-04-30
| ABM |  | Volcanic basin hydrothermal | Volcanogenic massive sulfide (VMS) | Bimodal felsic VMS | Zn, Cu, Pb, Au, Ag |  | Zn, Cu, Pb, Au, Ag | Denisová et al., 2024 |  | Q721165 | Q721165-1-1-1 | borehole | K16-350 |  | 110.1 | 110.18 | ore material | half core | core drilling | rock | polished slab from core | Yukon–Tanana and Slide Mountain terranes | Kudz Ze Kayah formation |  |  | acid volcanic rock, siliciclastic sedimentary rock |  | rock | greenschist | pyrite | Assemblage 3 |  |  |  | chloritic |  | pyrite, arsenopyrite, pyrrhotite, galena, chalcopyrite, sulfosalts | cutting and polishing | EPMA | JEOL JXA-8230 SuperProbe electron probe microanalyzer (EPMA) equipped with five wavelength-dispersive spectrometers (WDS) and a tungsten filament electron gun. |  | sulfides were analyzed using an accelerating voltage of 25 kV, a 2-nA beam current, focused to 1 μm, with elemental counting times between 5 and 30 s |  | 60 | 30 |  |  | 88.3071 | 82.9729 | [20 empty] | 215.8619 | 26.2212 |  |  |  |  | -99999 | 32.1687 | [8 empty] | 460207.8134 | 35.1272 | [42 empty] | 421.912 | 77.1423 | [14 empty] | 538624.5698 | 35.2413 | 78.4952 | 35.4527 | [36 empty] | 304.1691 | 203.6489 |  |  |  | 2024 | Denisová, N., Piercey, S. J., & Wälle, M. (2024). Mineralogy and mineral chemistry of the ABM replacement-style volcanogenic massive sulfide deposit, Finlayson Lake district, Yukon, Canada. Mineralium Deposita, 59(3), 473-503. https://doi.org/10.1007/s00126-023-01217-4 |  | CAN | CA-YT | -130.6 | 61.4667 | [8 empty] | Only analyses +/-3% of 100% were shown and they were normalized to 100% | 2025-04-30
| ABM |  | Volcanic basin hydrothermal | Volcanogenic massive sulfide (VMS) | Bimodal felsic VMS | Zn, Cu, Pb, Au, Ag |  | Zn, Cu, Pb, Au, Ag | Denisová et al., 2024 |  | Q721165 | Q721165-1-1-8 | borehole | K16-350 |  | 110.1 | 110.18 | ore material | half core | core drilling | rock | polished slab from core | Yukon–Tanana and Slide Mountain terranes | Kudz Ze Kayah formation |  |  | acid volcanic rock, siliciclastic sedimentary rock |  | rock | greenschist | pyrite | Assemblage 3 |  |  |  | chloritic |  | pyrite, arsenopyrite, pyrrhotite, galena, chalcopyrite, sulfosalts | cutting and polishing | EPMA | JEOL JXA-8230 SuperProbe electron probe microanalyzer (EPMA) equipped with five wavelength-dispersive spectrometers (WDS) and a tungsten filament electron gun. |  | sulfides were analyzed using an accelerating voltage of 25 kV, a 2-nA beam current, focused to 1 μm, with elemental counting times between 5 and 30 s |  | -99999 | 30 |  |  | 412.8941 | 82.9729 | [20 empty] | 403.0633 | 26.2212 |  |  |  |  | 58.9849 | 32.1687 | [8 empty] | 457634.1181 | 35.1272 | [42 empty] | -99999 | 77.1423 | [14 empty] | 539908.1789 | 35.2413 | -99999 | 35.4527 | [36 empty] | 1533.6067 | 203.6489 |  |  |  | 2024 | Denisová, N., Piercey, S. J., & Wälle, M. (2024). Mineralogy and mineral chemistry of the ABM replacement-style volcanogenic massive sulfide deposit, Finlayson Lake district, Yukon, Canada. Mineralium Deposita, 59(3), 473-503. https://doi.org/10.1007/s00126-023-01217-4 |  | CAN | CA-YT | -130.6 | 61.4667 | [8 empty] | Only analyses +/-3% of 100% were shown and they were normalized to 100% | 2025-04-30
| ABM |  | Volcanic basin hydrothermal | Volcanogenic massive sulfide (VMS) | Bimodal felsic VMS | Zn, Cu, Pb, Au, Ag |  | Zn, Cu, Pb, Au, Ag | Denisová et al., 2024 |  | Q721165 | Q721165-1-1-9 | borehole | K16-350 |  | 110.1 | 110.18 | ore material | half core | core drilling | rock | polished slab from core | Yukon–Tanana and Slide Mountain terranes | Kudz Ze Kayah formation |  |  | acid volcanic rock, siliciclastic sedimentary rock |  | rock | greenschist | pyrite | Assemblage 3 |  |  |  | chloritic |  | pyrite, arsenopyrite, pyrrhotite, galena, chalcopyrite, sulfosalts | cutting and polishing | EPMA | JEOL JXA-8230 SuperProbe electron probe microanalyzer (EPMA) equipped with five wavelength-dispersive spectrometers (WDS) and a tungsten filament electron gun. |  | sulfides were analyzed using an accelerating voltage of 25 kV, a 2-nA beam current, focused to 1 μm, with elemental counting times between 5 and 30 s |  | -99999 | 30 |  |  | 256.1526 | 82.9729 | [20 empty] | 295.5607 | 26.2212 |  |  |  |  | -99999 | 32.1687 | [8 empty] | 456739.7644 | 35.1272 | [42 empty] | -99999 | 77.1423 | [14 empty] | 540531.2254 | 35.2413 | -99999 | 35.4527 | [36 empty] | 2147.7408 | 203.6489 |  |  |  | 2024 | Denisová, N., Piercey, S. J., & Wälle, M. (2024). Mineralogy and mineral chemistry of the ABM replacement-style volcanogenic massive sulfide deposit, Finlayson Lake district, Yukon, Canada. Mineralium Deposita, 59(3), 473-503. https://doi.org/10.1007/s00126-023-01217-4 |  | CAN | CA-YT | -130.6 | 61.4667 | [8 empty] | Only analyses +/-3% of 100% were shown and they were normalized to 100% | 2025-04-30
| ABM |  | Volcanic basin hydrothermal | Volcanogenic massive sulfide (VMS) | Bimodal felsic VMS | Zn, Cu, Pb, Au, Ag |  | Zn, Cu, Pb, Au, Ag | Denisová et al., 2024 |  | Q721165 | Q721165-4-1-18 | borehole | K16-350 |  | 110.1 | 110.18 | ore material | half core | core drilling | rock | polished slab from core | Yukon–Tanana and Slide Mountain terranes | Kudz Ze Kayah formation |  |  | acid volcanic rock, siliciclastic sedimentary rock |  | rock | greenschist | pyrite | Assemblage 3 |  |  |  | chloritic |  | pyrite, arsenopyrite, pyrrhotite, galena, chalcopyrite, sulfosalts | cutting and polishing | EPMA | JEOL JXA-8230 SuperProbe electron probe microanalyzer (EPMA) equipped with five wavelength-dispersive spectrometers (WDS) and a tungsten filament electron gun. |  | sulfides were analyzed using an accelerating voltage of 25 kV, a 2-nA beam current, focused to 1 μm, with elemental counting times between 5 and 30 s |  | -99999 | 30 |  |  | 205.3027 | 82.9729 | [20 empty] | 224.8553 | 26.2212 |  |  |  |  | 97.7632 | 32.1687 | [8 empty] | 462106.994 | 35.1272 | [42 empty] | 303.0658 | 77.1423 | [14 empty] | 537062.019 | 35.2413 | -99999 | 35.4527 | [36 empty] | -99999 | 203.6489 |  |  |  | 2024 | Denisová, N., Piercey, S. J., & Wälle, M. (2024). Mineralogy and mineral chemistry of the ABM replacement-style volcanogenic massive sulfide deposit, Finlayson Lake district, Yukon, Canada. Mineralium Deposita, 59(3), 473-503. https://doi.org/10.1007/s00126-023-01217-4 |  | CAN | CA-YT | -130.6 | 61.4667 | [8 empty] | Only analyses +/-3% of 100% were shown and they were normalized to 100% | 2025-04-30
| ABM |  | Volcanic basin hydrothermal | Volcanogenic massive sulfide (VMS) | Bimodal felsic VMS | Zn, Cu, Pb, Au, Ag |  | Zn, Cu, Pb, Au, Ag | Denisová et al., 2024 |  | Q721165 | Q721165-5-1-1 | borehole | K16-350 |  | 110.1 | 110.18 | ore material | half core | core drilling | rock | polished slab from core | Yukon–Tanana and Slide Mountain terranes | Kudz Ze Kayah formation |  |  | acid volcanic rock, siliciclastic sedimentary rock |  | rock | greenschist | pyrite | Assemblage 3 |  |  |  | chloritic |  | pyrite, arsenopyrite, pyrrhotite, galena, chalcopyrite, sulfosalts | cutting and polishing | EPMA | JEOL JXA-8230 SuperProbe electron probe microanalyzer (EPMA) equipped with five wavelength-dispersive spectrometers (WDS) and a tungsten filament electron gun. |  | sulfides were analyzed using an accelerating voltage of 25 kV, a 2-nA beam current, focused to 1 μm, with elemental counting times between 5 and 30 s |  | -99999 | 30 |  |  | -99999 | 82.9729 | [20 empty] | 264.4415 | 26.2212 |  |  |  |  | -99999 | 32.1687 | [8 empty] | 462116.3083 | 35.1272 | [42 empty] | -99999 | 77.1423 | [14 empty] | 537589.8679 | 35.2413 | -99999 | 35.4527 | [36 empty] | -99999 | 203.6489 |  |  |  | 2024 | Denisová, N., Piercey, S. J., & Wälle, M. (2024). Mineralogy and mineral chemistry of the ABM replacement-style volcanogenic massive sulfide deposit, Finlayson Lake district, Yukon, Canada. Mineralium Deposita, 59(3), 473-503. https://doi.org/10.1007/s00126-023-01217-4 |  | CAN | CA-YT | -130.6 | 61.4667 | [8 empty] | Only analyses +/-3% of 100% were shown and they were normalized to 100% | 2025-04-30
| ABM |  | Volcanic basin hydrothermal | Volcanogenic massive sulfide (VMS) | Bimodal felsic VMS | Zn, Cu, Pb, Au, Ag |  | Zn, Cu, Pb, Au, Ag | Denisová et al., 2024 |  | Q721165 | Q721165-5-1-10 | borehole | K16-350 |  | 110.1 | 110.18 | ore material | half core | core drilling | rock | polished slab from core | Yukon–Tanana and Slide Mountain terranes | Kudz Ze Kayah formation |  |  | acid volcanic rock, siliciclastic sedimentary rock |  | rock | greenschist | pyrite | Assemblage 3 |  |  |  | chloritic |  | pyrite, arsenopyrite, pyrrhotite, galena, chalcopyrite, sulfosalts | cutting and polishing | EPMA | JEOL JXA-8230 SuperProbe electron probe microanalyzer (EPMA) equipped with five wavelength-dispersive spectrometers (WDS) and a tungsten filament electron gun. |  | sulfides were analyzed using an accelerating voltage of 25 kV, a 2-nA beam current, focused to 1 μm, with elemental counting times between 5 and 30 s |  | -99999 | 30 |  |  | 412.0475 | 82.9729 | [20 empty] | 107.9172 | 26.2212 |  |  |  |  | -99999 | 32.1687 | [8 empty] | 461620.7216 | 35.1272 | [42 empty] | -99999 | 77.1423 | [14 empty] | 537859.3138 | 35.2413 | -99999 | 35.4527 | [36 empty] | -99999 | 203.6489 |  |  |  | 2024 | Denisová, N., Piercey, S. J., & Wälle, M. (2024). Mineralogy and mineral chemistry of the ABM replacement-style volcanogenic massive sulfide deposit, Finlayson Lake district, Yukon, Canada. Mineralium Deposita, 59(3), 473-503. https://doi.org/10.1007/s00126-023-01217-4 |  | CAN | CA-YT | -130.6 | 61.4667 | [8 empty] | Only analyses +/-3% of 100% were shown and they were normalized to 100% | 2025-04-30
| ABM |  | Volcanic basin hydrothermal | Volcanogenic massive sulfide (VMS) | Bimodal felsic VMS | Zn, Cu, Pb, Au, Ag |  | Zn, Cu, Pb, Au, Ag | Denisová et al., 2024 |  | Q721165 | Q721165-6-1-24 | borehole | K16-350 |  | 110.1 | 110.18 | ore material | half core | core drilling | rock | polished slab from core | Yukon–Tanana and Slide Mountain terranes | Kudz Ze Kayah formation |  |  | acid volcanic rock, siliciclastic sedimentary rock |  | rock | greenschist | pyrite | Assemblage 3 |  |  |  | chloritic |  | pyrite, arsenopyrite, pyrrhotite, galena, chalcopyrite, sulfosalts | cutting and polishing | EPMA | JEOL JXA-8230 SuperProbe electron probe microanalyzer (EPMA) equipped with five wavelength-dispersive spectrometers (WDS) and a tungsten filament electron gun. |  | sulfides were analyzed using an accelerating voltage of 25 kV, a 2-nA beam current, focused to 1 μm, with elemental counting times between 5 and 30 s |  | -99999 | 30 |  |  | -99999 | 82.9729 | [20 empty] | 216.212 | 26.2212 |  |  |  |  | -99999 | 32.1687 | [8 empty] | 461750.1386 | 35.1272 | [42 empty] | -99999 | 77.1423 | [14 empty] | 537984.5104 | 35.2413 | -99999 | 35.4527 | [36 empty] | -99999 | 203.6489 |  |  |  | 2024 | Denisová, N., Piercey, S. J., & Wälle, M. (2024). Mineralogy and mineral chemistry of the ABM replacement-style volcanogenic massive sulfide deposit, Finlayson Lake district, Yukon, Canada. Mineralium Deposita, 59(3), 473-503. https://doi.org/10.1007/s00126-023-01217-4 |  | CAN | CA-YT | -130.6 | 61.4667 | [8 empty] | Only analyses +/-3% of 100% were shown and they were normalized to 100% | 2025-04-30
| ABM |  | Volcanic basin hydrothermal | Volcanogenic massive sulfide (VMS) | Bimodal felsic VMS | Zn, Cu, Pb, Au, Ag |  | Zn, Cu, Pb, Au, Ag | Denisová et al., 2024 |  | Q721165 | Q721165-6-1-7 | borehole | K16-350 |  | 110.1 | 110.18 | ore material | half core | core drilling | rock | polished slab from core | Yukon–Tanana and Slide Mountain terranes | Kudz Ze Kayah formation |  |  | acid volcanic rock, siliciclastic sedimentary rock |  | rock | greenschist | pyrite | Assemblage 3 |  |  |  | chloritic |  | pyrite, arsenopyrite, pyrrhotite, galena, chalcopyrite, sulfosalts | cutting and polishing | EPMA | JEOL JXA-8230 SuperProbe electron probe microanalyzer (EPMA) equipped with five wavelength-dispersive spectrometers (WDS) and a tungsten filament electron gun. |  | sulfides were analyzed using an accelerating voltage of 25 kV, a 2-nA beam current, focused to 1 μm, with elemental counting times between 5 and 30 s |  | -99999 | 30 |  |  | 371.4238 | 82.9729 | [20 empty] | 293.2293 | 26.2212 |  |  |  |  | -99999 | 32.1687 | [8 empty] | 460526.4579 | 35.1272 | [42 empty] | -99999 | 77.1423 | [14 empty] | 537684.8432 | 35.2413 | -99999 | 35.4527 | [36 empty] | 957.8825 | 203.6489 |  |  |  | 2024 | Denisová, N., Piercey, S. J., & Wälle, M. (2024). Mineralogy and mineral chemistry of the ABM replacement-style volcanogenic massive sulfide deposit, Finlayson Lake district, Yukon, Canada. Mineralium Deposita, 59(3), 473-503. https://doi.org/10.1007/s00126-023-01217-4 |  | CAN | CA-YT | -130.6 | 61.4667 | [8 empty] | Only analyses +/-3% of 100% were shown and they were normalized to 100% | 2025-04-30
| ABM |  | Volcanic basin hydrothermal | Volcanogenic massive sulfide (VMS) | Bimodal felsic VMS | Zn, Cu, Pb, Au, Ag |  | Zn, Cu, Pb, Au, Ag | Denisová et al., 2024 |  | Q721165 | Q721165-7-1-14 | borehole | K16-350 |  | 110.1 | 110.18 | ore material | half core | core drilling | rock | polished slab from core | Yukon–Tanana and Slide Mountain terranes | Kudz Ze Kayah formation |  |  | acid volcanic rock, siliciclastic sedimentary rock |  | rock | greenschist | pyrite | Assemblage 3 |  |  |  | chloritic |  | pyrite, arsenopyrite, pyrrhotite, galena, chalcopyrite, sulfosalts | cutting and polishing | EPMA | JEOL JXA-8230 SuperProbe electron probe microanalyzer (EPMA) equipped with five wavelength-dispersive spectrometers (WDS) and a tungsten filament electron gun. |  | sulfides were analyzed using an accelerating voltage of 25 kV, a 2-nA beam current, focused to 1 μm, with elemental counting times between 5 and 30 s |  | -99999 | 30 |  |  | 314.7655 | 82.9729 | [20 empty] | 236.0741 | 26.2212 |  |  |  |  | -99999 | 32.1687 | [8 empty] | 462213.3942 | 35.1272 | [42 empty] | -99999 | 77.1423 | [14 empty] | 536812.8002 | 35.2413 | -99999 | 35.4527 | [36 empty] | 363.9475 | 203.6489 |  |  |  | 2024 | Denisová, N., Piercey, S. J., & Wälle, M. (2024). Mineralogy and mineral chemistry of the ABM replacement-style volcanogenic massive sulfide deposit, Finlayson Lake district, Yukon, Canada. Mineralium Deposita, 59(3), 473-503. https://doi.org/10.1007/s00126-023-01217-4 |  | CAN | CA-YT | -130.6 | 61.4667 | [8 empty] | Only analyses +/-3% of 100% were shown and they were normalized to 100% | 2025-04-30
| ABM |  | Volcanic basin hydrothermal | Volcanogenic massive sulfide (VMS) | Bimodal felsic VMS | Zn, Cu, Pb, Au, Ag |  | Zn, Cu, Pb, Au, Ag | Denisová et al., 2024 |  | Q721165 | Q721165-7-1-15 | borehole | K16-350 |  | 110.1 | 110.18 | ore material | half core | core drilling | rock | polished slab from core | Yukon–Tanana and Slide Mountain terranes | Kudz Ze Kayah formation |  |  | acid volcanic rock, siliciclastic sedimentary rock |  | rock | greenschist | pyrite | Assemblage 3 |  |  |  | chloritic |  | pyrite, arsenopyrite, pyrrhotite, galena, chalcopyrite, sulfosalts | cutting and polishing | EPMA | JEOL JXA-8230 SuperProbe electron probe microanalyzer (EPMA) equipped with five wavelength-dispersive spectrometers (WDS) and a tungsten filament electron gun. |  | sulfides were analyzed using an accelerating voltage of 25 kV, a 2-nA beam current, focused to 1 μm, with elemental counting times between 5 and 30 s |  | -99999 | 30 |  |  | 196.5177 | 82.9729 | [20 empty] | 235.8212 | 26.2212 |  |  |  |  | 78.6071 | 32.1687 | [8 empty] | 462740.2446 | 35.1272 | [42 empty] | -99999 | 77.1423 | [14 empty] | 536640.7246 | 35.2413 | 98.2588 | 35.4527 | [36 empty] | -99999 | 203.6489 |  |  |  | 2024 | Denisová, N., Piercey, S. J., & Wälle, M. (2024). Mineralogy and mineral chemistry of the ABM replacement-style volcanogenic massive sulfide deposit, Finlayson Lake district, Yukon, Canada. Mineralium Deposita, 59(3), 473-503. https://doi.org/10.1007/s00126-023-01217-4 |  | CAN | CA-YT | -130.6 | 61.4667 | [8 empty] | Only analyses +/-3% of 100% were shown and they were normalized to 100% | 2025-04-30
| ABM |  | Volcanic basin hydrothermal | Volcanogenic massive sulfide (VMS) | Bimodal felsic VMS | Zn, Cu, Pb, Au, Ag |  | Zn, Cu, Pb, Au, Ag | Denisová et al., 2024 |  | Q721165 | Q721165-7-2-23 | borehole | K16-350 |  | 110.1 | 110.18 | ore material | half core | core drilling | rock | polished slab from core | Yukon–Tanana and Slide Mountain terranes | Kudz Ze Kayah formation |  |  | acid volcanic rock, siliciclastic sedimentary rock |  | rock | greenschist | pyrite | Assemblage 3 |  |  |  | chloritic |  | pyrite, arsenopyrite, pyrrhotite, galena, chalcopyrite, sulfosalts | cutting and polishing | EPMA | JEOL JXA-8230 SuperProbe electron probe microanalyzer (EPMA) equipped with five wavelength-dispersive spectrometers (WDS) and a tungsten filament electron gun. |  | sulfides were analyzed using an accelerating voltage of 25 kV, a 2-nA beam current, focused to 1 μm, with elemental counting times between 5 and 30 s |  | -99999 | 30 |  |  | 68.6955 | 82.9729 | [20 empty] | 157.0182 | 26.2212 |  |  |  |  | -99999 | 32.1687 | [8 empty] | 460534.4646 | 35.1272 | [42 empty] | -99999 | 77.1423 | [14 empty] | 539230.0081 | 35.2413 | -99999 | 35.4527 | [36 empty] | -99999 | 203.6489 |  |  |  | 2024 | Denisová, N., Piercey, S. J., & Wälle, M. (2024). Mineralogy and mineral chemistry of the ABM replacement-style volcanogenic massive sulfide deposit, Finlayson Lake district, Yukon, Canada. Mineralium Deposita, 59(3), 473-503. https://doi.org/10.1007/s00126-023-01217-4 |  | CAN | CA-YT | -130.6 | 61.4667 | [8 empty] | Only analyses +/-3% of 100% were shown and they were normalized to 100% | 2025-04-30
| ABM |  | Volcanic basin hydrothermal | Volcanogenic massive sulfide (VMS) | Bimodal felsic VMS | Zn, Cu, Pb, Au, Ag |  | Zn, Cu, Pb, Au, Ag | Denisová et al., 2024 |  | Q721165 | Q721165-7-2-24 | borehole | K16-350 |  | 110.1 | 110.18 | ore material | half core | core drilling | rock | polished slab from core | Yukon–Tanana and Slide Mountain terranes | Kudz Ze Kayah formation |  |  | acid volcanic rock, siliciclastic sedimentary rock |  | rock | greenschist | pyrite | Assemblage 3 |  |  |  | chloritic |  | pyrite, arsenopyrite, pyrrhotite, galena, chalcopyrite, sulfosalts | cutting and polishing | EPMA | JEOL JXA-8230 SuperProbe electron probe microanalyzer (EPMA) equipped with five wavelength-dispersive spectrometers (WDS) and a tungsten filament electron gun. |  | sulfides were analyzed using an accelerating voltage of 25 kV, a 2-nA beam current, focused to 1 μm, with elemental counting times between 5 and 30 s |  | -99999 | 30 |  |  | -99999 | 82.9729 | [20 empty] | 147.206 | 26.2212 |  |  |  |  | 137.3923 | 32.1687 | [8 empty] | 462717.6267 | 35.1272 | [42 empty] | 294.412 | 77.1423 | [14 empty] | 535594.4109 | 35.2413 | -99999 | 35.4527 | [36 empty] | 1089.3246 | 203.6489 |  |  |  | 2024 | Denisová, N., Piercey, S. J., & Wälle, M. (2024). Mineralogy and mineral chemistry of the ABM replacement-style volcanogenic massive sulfide deposit, Finlayson Lake district, Yukon, Canada. Mineralium Deposita, 59(3), 473-503. https://doi.org/10.1007/s00126-023-01217-4 |  | CAN | CA-YT | -130.6 | 61.4667 | [8 empty] | Only analyses +/-3% of 100% were shown and they were normalized to 100% | 2025-04-30
| ABM |  | Volcanic basin hydrothermal | Volcanogenic massive sulfide (VMS) | Bimodal felsic VMS | Zn, Cu, Pb, Au, Ag |  | Zn, Cu, Pb, Au, Ag | Denisová et al., 2024 |  | Q721165 | Q721165-7-2-5 | borehole | K16-350 |  | 110.1 | 110.18 | ore material | half core | core drilling | rock | polished slab from core | Yukon–Tanana and Slide Mountain terranes | Kudz Ze Kayah formation |  |  | acid volcanic rock, siliciclastic sedimentary rock |  | rock | greenschist | pyrite | Assemblage 3 |  |  |  | chloritic |  | pyrite, arsenopyrite, pyrrhotite, galena, chalcopyrite, sulfosalts | cutting and polishing | EPMA | JEOL JXA-8230 SuperProbe electron probe microanalyzer (EPMA) equipped with five wavelength-dispersive spectrometers (WDS) and a tungsten filament electron gun. |  | sulfides were analyzed using an accelerating voltage of 25 kV, a 2-nA beam current, focused to 1 μm, with elemental counting times between 5 and 30 s |  | -99999 | 30 |  |  | 2328.5621 | 82.9729 | [20 empty] | 176.1097 | 26.2212 |  |  |  |  | 205.4614 | 32.1687 | [8 empty] | 460996.5784 | 35.1272 | [42 empty] | 518.5453 | 77.1423 | [14 empty] | 535774.7431 | 35.2413 | -99999 | 35.4527 | [36 empty] | -99999 | 203.6489 |  |  |  | 2024 | Denisová, N., Piercey, S. J., & Wälle, M. (2024). Mineralogy and mineral chemistry of the ABM replacement-style volcanogenic massive sulfide deposit, Finlayson Lake district, Yukon, Canada. Mineralium Deposita, 59(3), 473-503. https://doi.org/10.1007/s00126-023-01217-4 |  | CAN | CA-YT | -130.6 | 61.4667 | [8 empty] | Only analyses +/-3% of 100% were shown and they were normalized to 100% | 2025-04-30
| ABM |  | Volcanic basin hydrothermal | Volcanogenic massive sulfide (VMS) | Bimodal felsic VMS | Zn, Cu, Pb, Au, Ag |  | Zn, Cu, Pb, Au, Ag | Denisová et al., 2024 |  | Q930238 | Q930238-1-1-26 | borehole | K15-236 |  | 82.3 | 82.45 | ore material | half core | core drilling | rock | polished slab from core | Yukon–Tanana and Slide Mountain terranes | Kudz Ze Kayah formation |  |  | acid volcanic rock, siliciclastic sedimentary rock |  | rock | greenschist | pyrite | Assemblage 2 |  |  |  | chloritic |  | pyrite, arsenopyrite, pyrrhotite, galena, chalcopyrite, sulfosalts | cutting and polishing | EPMA | JEOL JXA-8230 SuperProbe electron probe microanalyzer (EPMA) equipped with five wavelength-dispersive spectrometers (WDS) and a tungsten filament electron gun. |  | sulfides were analyzed using an accelerating voltage of 25 kV, a 2-nA beam current, focused to 1 μm, with elemental counting times between 5 and 30 s |  | 460 | 30 |  |  | -99999 | 82.9729 | [20 empty] | 743.0378 | 26.2212 |  |  |  |  | 227.8649 | 32.1687 | [8 empty] | 458632.6014 | 35.1272 | [42 empty] | 1604.9615 | 77.1423 | [14 empty] | 537642.3027 | 35.2413 | 455.7298 | 35.4527 | [36 empty] | 237.7721 | 203.6489 |  |  |  | 2024 | Denisová, N., Piercey, S. J., & Wälle, M. (2024). Mineralogy and mineral chemistry of the ABM replacement-style volcanogenic massive sulfide deposit, Finlayson Lake district, Yukon, Canada. Mineralium Deposita, 59(3), 473-503. https://doi.org/10.1007/s00126-023-01217-4 |  | CAN | CA-YT | -130.6 | 61.4667 | [8 empty] | Only analyses +/-3% of 100% were shown and they were normalized to 100% | 2025-04-30
| ABM |  | Volcanic basin hydrothermal | Volcanogenic massive sulfide (VMS) | Bimodal felsic VMS | Zn, Cu, Pb, Au, Ag |  | Zn, Cu, Pb, Au, Ag | Denisová et al., 2024 |  | Q930238 | Q930238-1-3-21 | borehole | K15-236 |  | 82.3 | 82.45 | ore material | half core | core drilling | rock | polished slab from core | Yukon–Tanana and Slide Mountain terranes | Kudz Ze Kayah formation |  |  | acid volcanic rock, siliciclastic sedimentary rock |  | rock | greenschist | pyrite | Assemblage 2 |  |  |  | chloritic |  | pyrite, arsenopyrite, pyrrhotite, galena, chalcopyrite, sulfosalts | cutting and polishing | EPMA | JEOL JXA-8230 SuperProbe electron probe microanalyzer (EPMA) equipped with five wavelength-dispersive spectrometers (WDS) and a tungsten filament electron gun. |  | sulfides were analyzed using an accelerating voltage of 25 kV, a 2-nA beam current, focused to 1 μm, with elemental counting times between 5 and 30 s |  | 200 | 30 |  |  | 3802.4688 | 82.9729 | [20 empty] | 6225.8039 | 26.2212 |  |  |  |  | -99999 | 32.1687 | [8 empty] | 456414.4606 | 35.1272 | [42 empty] | -99999 | 77.1423 | [14 empty] | 533212.4833 | 35.2413 | 98.5095 | 35.4527 | [36 empty] | -99999 | 203.6489 |  |  |  | 2024 | Denisová, N., Piercey, S. J., & Wälle, M. (2024). Mineralogy and mineral chemistry of the ABM replacement-style volcanogenic massive sulfide deposit, Finlayson Lake district, Yukon, Canada. Mineralium Deposita, 59(3), 473-503. https://doi.org/10.1007/s00126-023-01217-4 |  | CAN | CA-YT | -130.6 | 61.4667 | [8 empty] | Only analyses +/-3% of 100% were shown and they were normalized to 100% | 2025-04-30
| ABM |  | Volcanic basin hydrothermal | Volcanogenic massive sulfide (VMS) | Bimodal felsic VMS | Zn, Cu, Pb, Au, Ag |  | Zn, Cu, Pb, Au, Ag | Denisová et al., 2024 |  | Q930238 | Q930238-1-3-22 | borehole | K15-236 |  | 82.3 | 82.45 | ore material | half core | core drilling | rock | polished slab from core | Yukon–Tanana and Slide Mountain terranes | Kudz Ze Kayah formation |  |  | acid volcanic rock, siliciclastic sedimentary rock |  | rock | greenschist | pyrite | Assemblage 2 |  |  |  | chloritic |  | pyrite, arsenopyrite, pyrrhotite, galena, chalcopyrite, sulfosalts | cutting and polishing | EPMA | JEOL JXA-8230 SuperProbe electron probe microanalyzer (EPMA) equipped with five wavelength-dispersive spectrometers (WDS) and a tungsten filament electron gun. |  | sulfides were analyzed using an accelerating voltage of 25 kV, a 2-nA beam current, focused to 1 μm, with elemental counting times between 5 and 30 s |  | -99999 | 30 |  |  | -99999 | 82.9729 | [20 empty] | 907.7006 | 26.2212 |  |  |  |  | 98.6631 | 32.1687 | [8 empty] | 462059.0959 | 35.1272 | [42 empty] | 315.722 | 77.1423 | [14 empty] | 536589.2195 | 35.2413 | -99999 | 35.4527 | [36 empty] | -99999 | 203.6489 |  |  |  | 2024 | Denisová, N., Piercey, S. J., & Wälle, M. (2024). Mineralogy and mineral chemistry of the ABM replacement-style volcanogenic massive sulfide deposit, Finlayson Lake district, Yukon, Canada. Mineralium Deposita, 59(3), 473-503. https://doi.org/10.1007/s00126-023-01217-4 |  | CAN | CA-YT | -130.6 | 61.4667 | [8 empty] | Only analyses +/-3% of 100% were shown and they were normalized to 100% | 2025-04-30
| ABM |  | Volcanic basin hydrothermal | Volcanogenic massive sulfide (VMS) | Bimodal felsic VMS | Zn, Cu, Pb, Au, Ag |  | Zn, Cu, Pb, Au, Ag | Denisová et al., 2024 |  | Q930238 | Q930238-2-1-12 | borehole | K15-236 |  | 82.3 | 82.45 | ore material | half core | core drilling | rock | polished slab from core | Yukon–Tanana and Slide Mountain terranes | Kudz Ze Kayah formation |  |  | acid volcanic rock, siliciclastic sedimentary rock |  | rock | greenschist | pyrite | Assemblage 2 |  |  |  | chloritic |  | pyrite, arsenopyrite, pyrrhotite, galena, chalcopyrite, sulfosalts | cutting and polishing | EPMA | JEOL JXA-8230 SuperProbe electron probe microanalyzer (EPMA) equipped with five wavelength-dispersive spectrometers (WDS) and a tungsten filament electron gun. |  | sulfides were analyzed using an accelerating voltage of 25 kV, a 2-nA beam current, focused to 1 μm, with elemental counting times between 5 and 30 s |  | -99999 | 30 |  |  | 511.9571 | 82.9729 | [20 empty] | 3091.4336 | 26.2212 |  |  |  |  | 157.5253 | 32.1687 | [8 empty] | 457433.718 | 35.1272 | [42 empty] | -99999 | 77.1423 | [14 empty] | 538795.5206 | 35.2413 | -99999 | 35.4527 | [36 empty] | -99999 | 203.6489 |  |  |  | 2024 | Denisová, N., Piercey, S. J., & Wälle, M. (2024). Mineralogy and mineral chemistry of the ABM replacement-style volcanogenic massive sulfide deposit, Finlayson Lake district, Yukon, Canada. Mineralium Deposita, 59(3), 473-503. https://doi.org/10.1007/s00126-023-01217-4 |  | CAN | CA-YT | -130.6 | 61.4667 | [8 empty] | Only analyses +/-3% of 100% were shown and they were normalized to 100% | 2025-04-30
| ABM |  | Volcanic basin hydrothermal | Volcanogenic massive sulfide (VMS) | Bimodal felsic VMS | Zn, Cu, Pb, Au, Ag |  | Zn, Cu, Pb, Au, Ag | Denisová et al., 2024 |  | Q930238 | Q930238-2-2-10 | borehole | K15-236 |  | 82.3 | 82.45 | ore material | half core | core drilling | rock | polished slab from core | Yukon–Tanana and Slide Mountain terranes | Kudz Ze Kayah formation |  |  | acid volcanic rock, siliciclastic sedimentary rock |  | rock | greenschist | pyrite | Assemblage 2 |  |  |  | chloritic |  | pyrite, arsenopyrite, pyrrhotite, galena, chalcopyrite, sulfosalts | cutting and polishing | EPMA | JEOL JXA-8230 SuperProbe electron probe microanalyzer (EPMA) equipped with five wavelength-dispersive spectrometers (WDS) and a tungsten filament electron gun. |  | sulfides were analyzed using an accelerating voltage of 25 kV, a 2-nA beam current, focused to 1 μm, with elemental counting times between 5 and 30 s |  | -99999 | 30 |  |  | 1261.5561 | 82.9729 | [20 empty] | 2138.7317 | 26.2212 |  |  |  |  | -99999 | 32.1687 | [8 empty] | 456840.9958 | 35.1272 | [42 empty] | 246.3977 | 77.1423 | [14 empty] | 539492.6069 | 35.2413 | -99999 | 35.4527 | [36 empty] | -99999 | 203.6489 |  |  |  | 2024 | Denisová, N., Piercey, S. J., & Wälle, M. (2024). Mineralogy and mineral chemistry of the ABM replacement-style volcanogenic massive sulfide deposit, Finlayson Lake district, Yukon, Canada. Mineralium Deposita, 59(3), 473-503. https://doi.org/10.1007/s00126-023-01217-4 |  | CAN | CA-YT | -130.6 | 61.4667 | [8 empty] | Only analyses +/-3% of 100% were shown and they were normalized to 100% | 2025-04-30
| ABM |  | Volcanic basin hydrothermal | Volcanogenic massive sulfide (VMS) | Bimodal felsic VMS | Zn, Cu, Pb, Au, Ag |  | Zn, Cu, Pb, Au, Ag | Denisová et al., 2024 |  | Q930238 | Q930238-2-2-4 | borehole | K15-236 |  | 82.3 | 82.45 | ore material | half core | core drilling | rock | polished slab from core | Yukon–Tanana and Slide Mountain terranes | Kudz Ze Kayah formation |  |  | acid volcanic rock, siliciclastic sedimentary rock |  | rock | greenschist | pyrite | Assemblage 2 |  |  |  | chloritic |  | pyrite, arsenopyrite, pyrrhotite, galena, chalcopyrite, sulfosalts | cutting and polishing | EPMA | JEOL JXA-8230 SuperProbe electron probe microanalyzer (EPMA) equipped with five wavelength-dispersive spectrometers (WDS) and a tungsten filament electron gun. |  | sulfides were analyzed using an accelerating voltage of 25 kV, a 2-nA beam current, focused to 1 μm, with elemental counting times between 5 and 30 s |  | -99999 | 30 |  |  | -99999 | 82.9729 | [20 empty] | 1333.9041 | 26.2212 |  |  |  |  | 199.0902 | 32.1687 | [8 empty] | 462167.9042 | 35.1272 | [42 empty] | 338.4533 | 77.1423 | [14 empty] | 535761.5582 | 35.2413 | 199.0902 | 35.4527 | [36 empty] | -99999 | 203.6489 |  |  |  | 2024 | Denisová, N., Piercey, S. J., & Wälle, M. (2024). Mineralogy and mineral chemistry of the ABM replacement-style volcanogenic massive sulfide deposit, Finlayson Lake district, Yukon, Canada. Mineralium Deposita, 59(3), 473-503. https://doi.org/10.1007/s00126-023-01217-4 |  | CAN | CA-YT | -130.6 | 61.4667 | [8 empty] | Only analyses +/-3% of 100% were shown and they were normalized to 100% | 2025-04-30
| ABM |  | Volcanic basin hydrothermal | Volcanogenic massive sulfide (VMS) | Bimodal felsic VMS | Zn, Cu, Pb, Au, Ag |  | Zn, Cu, Pb, Au, Ag | Denisová et al., 2024 |  | Q930238 | Q930238-3-1-17 | borehole | K15-236 |  | 82.3 | 82.45 | ore material | half core | core drilling | rock | polished slab from core | Yukon–Tanana and Slide Mountain terranes | Kudz Ze Kayah formation |  |  | acid volcanic rock, siliciclastic sedimentary rock |  | rock | greenschist | pyrite | Assemblage 2 |  |  |  | chloritic |  | pyrite, arsenopyrite, pyrrhotite, galena, chalcopyrite, sulfosalts | cutting and polishing | EPMA | JEOL JXA-8230 SuperProbe electron probe microanalyzer (EPMA) equipped with five wavelength-dispersive spectrometers (WDS) and a tungsten filament electron gun. |  | sulfides were analyzed using an accelerating voltage of 25 kV, a 2-nA beam current, focused to 1 μm, with elemental counting times between 5 and 30 s |  | -99999 | 30 |  |  | -99999 | 82.9729 | [20 empty] | 829.2529 | 26.2212 |  |  |  |  | 385.0103 | 32.1687 | [8 empty] | 468142.8832 | 35.1272 | [42 empty] | 177.697 | 77.1423 | [14 empty] | 530445.4125 | 35.2413 | -99999 | 35.4527 | [36 empty] | -99999 | 203.6489 |  |  |  | 2024 | Denisová, N., Piercey, S. J., & Wälle, M. (2024). Mineralogy and mineral chemistry of the ABM replacement-style volcanogenic massive sulfide deposit, Finlayson Lake district, Yukon, Canada. Mineralium Deposita, 59(3), 473-503. https://doi.org/10.1007/s00126-023-01217-4 |  | CAN | CA-YT | -130.6 | 61.4667 | [8 empty] | Only analyses +/-3% of 100% were shown and they were normalized to 100% | 2025-04-30
| ABM |  | Volcanic basin hydrothermal | Volcanogenic massive sulfide (VMS) | Bimodal felsic VMS | Zn, Cu, Pb, Au, Ag |  | Zn, Cu, Pb, Au, Ag | Denisová et al., 2024 |  | Q930238 | Q930238-3-1-18 | borehole | K15-236 |  | 82.3 | 82.45 | ore material | half core | core drilling | rock | polished slab from core | Yukon–Tanana and Slide Mountain terranes | Kudz Ze Kayah formation |  |  | acid volcanic rock, siliciclastic sedimentary rock |  | rock | greenschist | pyrite | Assemblage 2 |  |  |  | chloritic |  | pyrite, arsenopyrite, pyrrhotite, galena, chalcopyrite, sulfosalts | cutting and polishing | EPMA | JEOL JXA-8230 SuperProbe electron probe microanalyzer (EPMA) equipped with five wavelength-dispersive spectrometers (WDS) and a tungsten filament electron gun. |  | sulfides were analyzed using an accelerating voltage of 25 kV, a 2-nA beam current, focused to 1 μm, with elemental counting times between 5 and 30 s |  | -99999 | 30 |  |  | -99999 | 82.9729 | [20 empty] | 642.9914 | 26.2212 |  |  |  |  | 197.8435 | 32.1687 | [8 empty] | 463814.4205 | 35.1272 | [42 empty] | 59.3531 | 77.1423 | [14 empty] | 535245.8229 | 35.2413 | -99999 | 35.4527 | [36 empty] | -99999 | 203.6489 |  |  |  | 2024 | Denisová, N., Piercey, S. J., & Wälle, M. (2024). Mineralogy and mineral chemistry of the ABM replacement-style volcanogenic massive sulfide deposit, Finlayson Lake district, Yukon, Canada. Mineralium Deposita, 59(3), 473-503. https://doi.org/10.1007/s00126-023-01217-4 |  | CAN | CA-YT | -130.6 | 61.4667 | [8 empty] | Only analyses +/-3% of 100% were shown and they were normalized to 100% | 2025-04-30
| ABM |  | Volcanic basin hydrothermal | Volcanogenic massive sulfide (VMS) | Bimodal felsic VMS | Zn, Cu, Pb, Au, Ag |  | Zn, Cu, Pb, Au, Ag | Denisová et al., 2024 |  | Q930238 | Q930238-3-2-11 | borehole | K15-236 |  | 82.3 | 82.45 | ore material | half core | core drilling | rock | polished slab from core | Yukon–Tanana and Slide Mountain terranes | Kudz Ze Kayah formation |  |  | acid volcanic rock, siliciclastic sedimentary rock |  | rock | greenschist | pyrite | Assemblage 2 |  |  |  | chloritic |  | pyrite, arsenopyrite, pyrrhotite, galena, chalcopyrite, sulfosalts | cutting and polishing | EPMA | JEOL JXA-8230 SuperProbe electron probe microanalyzer (EPMA) equipped with five wavelength-dispersive spectrometers (WDS) and a tungsten filament electron gun. |  | sulfides were analyzed using an accelerating voltage of 25 kV, a 2-nA beam current, focused to 1 μm, with elemental counting times between 5 and 30 s |  | -99999 | 30 |  |  | 909.7846 | 82.9729 | [20 empty] | 2836.9626 | 26.2212 |  |  |  |  | 88.0437 | 32.1687 | [8 empty] | 468666.2381 | 35.1272 | [42 empty] | -99999 | 77.1423 | [14 empty] | 526755.4912 | 35.2413 | 107.6089 | 35.4527 | [36 empty] | 635.8709 | 203.6489 |  |  |  | 2024 | Denisová, N., Piercey, S. J., & Wälle, M. (2024). Mineralogy and mineral chemistry of the ABM replacement-style volcanogenic massive sulfide deposit, Finlayson Lake district, Yukon, Canada. Mineralium Deposita, 59(3), 473-503. https://doi.org/10.1007/s00126-023-01217-4 |  | CAN | CA-YT | -130.6 | 61.4667 | [8 empty] | Only analyses +/-3% of 100% were shown and they were normalized to 100% | 2025-04-30
| ABM |  | Volcanic basin hydrothermal | Volcanogenic massive sulfide (VMS) | Bimodal felsic VMS | Zn, Cu, Pb, Au, Ag |  | Zn, Cu, Pb, Au, Ag | Denisová et al., 2024 |  | Q930238 | Q930238-3-2-12 | borehole | K15-236 |  | 82.3 | 82.45 | ore material | half core | core drilling | rock | polished slab from core | Yukon–Tanana and Slide Mountain terranes | Kudz Ze Kayah formation |  |  | acid volcanic rock, siliciclastic sedimentary rock |  | rock | greenschist | pyrite | Assemblage 2 |  |  |  | chloritic |  | pyrite, arsenopyrite, pyrrhotite, galena, chalcopyrite, sulfosalts | cutting and polishing | EPMA | JEOL JXA-8230 SuperProbe electron probe microanalyzer (EPMA) equipped with five wavelength-dispersive spectrometers (WDS) and a tungsten filament electron gun. |  | sulfides were analyzed using an accelerating voltage of 25 kV, a 2-nA beam current, focused to 1 μm, with elemental counting times between 5 and 30 s |  | -99999 | 30 |  |  | 680.6882 | 82.9729 | [20 empty] | 2476.1265 | 26.2212 |  |  |  |  | 59.1903 | 32.1687 | [8 empty] | 461427.665 | 35.1272 | [42 empty] | 295.9514 | 77.1423 | [14 empty] | 535060.3786 | 35.2413 | -99999 | 35.4527 | [36 empty] | -99999 | 203.6489 |  |  |  | 2024 | Denisová, N., Piercey, S. J., & Wälle, M. (2024). Mineralogy and mineral chemistry of the ABM replacement-style volcanogenic massive sulfide deposit, Finlayson Lake district, Yukon, Canada. Mineralium Deposita, 59(3), 473-503. https://doi.org/10.1007/s00126-023-01217-4 |  | CAN | CA-YT | -130.6 | 61.4667 | [8 empty] | Only analyses +/-3% of 100% were shown and they were normalized to 100% | 2025-04-30
| ABM |  | Volcanic basin hydrothermal | Volcanogenic massive sulfide (VMS) | Bimodal felsic VMS | Zn, Cu, Pb, Au, Ag |  | Zn, Cu, Pb, Au, Ag | Denisová et al., 2024 |  | Q930238 | Q930238-4-1-17 | borehole | K15-236 |  | 82.3 | 82.45 | ore material | half core | core drilling | rock | polished slab from core | Yukon–Tanana and Slide Mountain terranes | Kudz Ze Kayah formation |  |  | acid volcanic rock, siliciclastic sedimentary rock |  | rock | greenschist | pyrite | Assemblage 2 |  |  |  | chloritic |  | pyrite, arsenopyrite, pyrrhotite, galena, chalcopyrite, sulfosalts | cutting and polishing | EPMA | JEOL JXA-8230 SuperProbe electron probe microanalyzer (EPMA) equipped with five wavelength-dispersive spectrometers (WDS) and a tungsten filament electron gun. |  | sulfides were analyzed using an accelerating voltage of 25 kV, a 2-nA beam current, focused to 1 μm, with elemental counting times between 5 and 30 s |  | -99999 | 30 |  |  | -99999 | 82.9729 | [20 empty] | 491.9372 | 26.2212 |  |  |  |  | 216.4523 | 32.1687 | [8 empty] | 461417.3638 | 35.1272 | [42 empty] | -99999 | 77.1423 | [14 empty] | 537854.5692 | 35.2413 | -99999 | 35.4527 | [36 empty] | -99999 | 203.6489 |  |  |  | 2024 | Denisová, N., Piercey, S. J., & Wälle, M. (2024). Mineralogy and mineral chemistry of the ABM replacement-style volcanogenic massive sulfide deposit, Finlayson Lake district, Yukon, Canada. Mineralium Deposita, 59(3), 473-503. https://doi.org/10.1007/s00126-023-01217-4 |  | CAN | CA-YT | -130.6 | 61.4667 | [8 empty] | Only analyses +/-3% of 100% were shown and they were normalized to 100% | 2025-04-30
| ABM |  | Volcanic basin hydrothermal | Volcanogenic massive sulfide (VMS) | Bimodal felsic VMS | Zn, Cu, Pb, Au, Ag |  | Zn, Cu, Pb, Au, Ag | Denisová et al., 2024 |  | Q930238 | Q930238-4-1-2 | borehole | K15-236 |  | 82.3 | 82.45 | ore material | half core | core drilling | rock | polished slab from core | Yukon–Tanana and Slide Mountain terranes | Kudz Ze Kayah formation |  |  | acid volcanic rock, siliciclastic sedimentary rock |  | rock | greenschist | pyrite | Assemblage 2 |  |  |  | chloritic |  | pyrite, arsenopyrite, pyrrhotite, galena, chalcopyrite, sulfosalts | cutting and polishing | EPMA | JEOL JXA-8230 SuperProbe electron probe microanalyzer (EPMA) equipped with five wavelength-dispersive spectrometers (WDS) and a tungsten filament electron gun. |  | sulfides were analyzed using an accelerating voltage of 25 kV, a 2-nA beam current, focused to 1 μm, with elemental counting times between 5 and 30 s |  | -99999 | 30 |  |  | -99999 | 82.9729 | [20 empty] | 829.7689 | 26.2212 |  |  |  |  | 1224.897 | 32.1687 | [8 empty] | 464423.6542 | 35.1272 | [42 empty] | 306.2243 | 77.1423 | [14 empty] | 532741.3019 | 35.2413 | -99999 | 35.4527 | [36 empty] | 474.1537 | 203.6489 |  |  |  | 2024 | Denisová, N., Piercey, S. J., & Wälle, M. (2024). Mineralogy and mineral chemistry of the ABM replacement-style volcanogenic massive sulfide deposit, Finlayson Lake district, Yukon, Canada. Mineralium Deposita, 59(3), 473-503. https://doi.org/10.1007/s00126-023-01217-4 |  | CAN | CA-YT | -130.6 | 61.4667 | [8 empty] | Only analyses +/-3% of 100% were shown and they were normalized to 100% | 2025-04-30
| ABM |  | Volcanic basin hydrothermal | Volcanogenic massive sulfide (VMS) | Bimodal felsic VMS | Zn, Cu, Pb, Au, Ag |  | Zn, Cu, Pb, Au, Ag | Denisová et al., 2024 |  | Q930238 | Q930238-4-2-8* | borehole | K15-236 |  | 82.3 | 82.45 | ore material | half core | core drilling | rock | polished slab from core | Yukon–Tanana and Slide Mountain terranes | Kudz Ze Kayah formation |  |  | acid volcanic rock, siliciclastic sedimentary rock |  | rock | greenschist | pyrite | Assemblage 2 |  |  |  | chloritic |  | pyrite, arsenopyrite, pyrrhotite, galena, chalcopyrite, sulfosalts | cutting and polishing | EPMA | JEOL JXA-8230 SuperProbe electron probe microanalyzer (EPMA) equipped with five wavelength-dispersive spectrometers (WDS) and a tungsten filament electron gun. |  | sulfides were analyzed using an accelerating voltage of 25 kV, a 2-nA beam current, focused to 1 μm, with elemental counting times between 5 and 30 s |  | 260 | 30 |  |  | 3017.5977 | 82.9729 | [20 empty] | 15356.8837 | 26.2212 |  |  |  |  | 76814.2913 | 32.1687 | [8 empty] | 410333.5249 | 35.1272 | [42 empty] | 358.5264 | 77.1423 | [14 empty] | 493860.2402 | 35.2413 | -99999 | 35.4527 | [37 empty] | 203.6489 |  |  |  | 2024 | Denisová, N., Piercey, S. J., & Wälle, M. (2024). Mineralogy and mineral chemistry of the ABM replacement-style volcanogenic massive sulfide deposit, Finlayson Lake district, Yukon, Canada. Mineralium Deposita, 59(3), 473-503. https://doi.org/10.1007/s00126-023-01217-4 |  | CAN | CA-YT | -130.6 | 61.4667 | [8 empty] | spot with likely inclusion; Only analyses +/-3% of 100% were shown and they were normalized to 100% | 2025-04-30
| ABM |  | Volcanic basin hydrothermal | Volcanogenic massive sulfide (VMS) | Bimodal felsic VMS | Zn, Cu, Pb, Au, Ag |  | Zn, Cu, Pb, Au, Ag | Denisová et al., 2024 |  | Q930238 | Q930238-6-8 | borehole | K15-236 |  | 82.3 | 82.45 | ore material | half core | core drilling | rock | polished slab from core | Yukon–Tanana and Slide Mountain terranes | Kudz Ze Kayah formation |  |  | acid volcanic rock, siliciclastic sedimentary rock |  | rock | greenschist | pyrite | Assemblage 2 |  |  |  | chloritic |  | pyrite, arsenopyrite, pyrrhotite, galena, chalcopyrite, sulfosalts | cutting and polishing | EPMA | JEOL JXA-8230 SuperProbe electron probe microanalyzer (EPMA) equipped with five wavelength-dispersive spectrometers (WDS) and a tungsten filament electron gun. |  | sulfides were analyzed using an accelerating voltage of 25 kV, a 2-nA beam current, focused to 1 μm, with elemental counting times between 5 and 30 s |  | 110 | 30 |  |  | 1155.1089 | 82.9729 | [20 empty] | 23821.5878 | 26.2212 |  |  |  |  | 2269.6876 | 32.1687 | [8 empty] | 439377.054 | 35.1272 | [42 empty] | 476.2291 | 77.1423 | [14 empty] | 532555.8265 | 35.2413 | -99999 | 35.4527 | [36 empty] | 233.0483 | 203.6489 |  |  |  | 2024 | Denisová, N., Piercey, S. J., & Wälle, M. (2024). Mineralogy and mineral chemistry of the ABM replacement-style volcanogenic massive sulfide deposit, Finlayson Lake district, Yukon, Canada. Mineralium Deposita, 59(3), 473-503. https://doi.org/10.1007/s00126-023-01217-4 |  | CAN | CA-YT | -130.6 | 61.4667 | [8 empty] | Only analyses +/-3% of 100% were shown and they were normalized to 100% | 2025-04-30
| ABM |  | Volcanic basin hydrothermal | Volcanogenic massive sulfide (VMS) | Bimodal felsic VMS | Zn, Cu, Pb, Au, Ag |  | Zn, Cu, Pb, Au, Ag | Denisová et al., 2024 |  | Q930239 | Q930239-1-1-11 | borehole | K15-236 |  | 86.33 | 86.42 | ore material | half core | core drilling | rock | polished slab from core | Yukon–Tanana and Slide Mountain terranes | Kudz Ze Kayah formation |  |  | acid volcanic rock, siliciclastic sedimentary rock |  | rock | greenschist | pyrite | Assemblage 1 |  |  |  | chloritic |  | pyrite, arsenopyrite, pyrrhotite, galena, chalcopyrite, sulfosalts | cutting and polishing | EPMA | JEOL JXA-8230 SuperProbe electron probe microanalyzer (EPMA) equipped with five wavelength-dispersive spectrometers (WDS) and a tungsten filament electron gun. |  | sulfides were analyzed using an accelerating voltage of 25 kV, a 2-nA beam current, focused to 1 μm, with elemental counting times between 5 and 30 s |  | 100 | 30 |  |  | 196.09 | 82.9729 | [20 empty] | 352.9619 | 26.2212 |  |  |  |  | 98.045 | 32.1687 | [8 empty] | 458262.2635 | 35.1272 | [42 empty] | -99999 | 77.1423 | [14 empty] | 539943.5134 | 35.2413 | -99999 | 35.4527 | [36 empty] | 1049.0813 | 203.6489 |  |  |  | 2024 | Denisová, N., Piercey, S. J., & Wälle, M. (2024). Mineralogy and mineral chemistry of the ABM replacement-style volcanogenic massive sulfide deposit, Finlayson Lake district, Yukon, Canada. Mineralium Deposita, 59(3), 473-503. https://doi.org/10.1007/s00126-023-01217-4 |  | CAN | CA-YT | -130.6 | 61.4667 | [8 empty] | Only analyses +/-3% of 100% were shown and they were normalized to 100% | 2025-04-30
| ABM |  | Volcanic basin hydrothermal | Volcanogenic massive sulfide (VMS) | Bimodal felsic VMS | Zn, Cu, Pb, Au, Ag |  | Zn, Cu, Pb, Au, Ag | Denisová et al., 2024 |  | Q930239 | Q930239-1-2-12 | borehole | K15-236 |  | 86.33 | 86.42 | ore material | half core | core drilling | rock | polished slab from core | Yukon–Tanana and Slide Mountain terranes | Kudz Ze Kayah formation |  |  | acid volcanic rock, siliciclastic sedimentary rock |  | rock | greenschist | pyrite | Assemblage 1 |  |  |  | chloritic |  | pyrite, arsenopyrite, pyrrhotite, galena, chalcopyrite, sulfosalts | cutting and polishing | EPMA | JEOL JXA-8230 SuperProbe electron probe microanalyzer (EPMA) equipped with five wavelength-dispersive spectrometers (WDS) and a tungsten filament electron gun. |  | sulfides were analyzed using an accelerating voltage of 25 kV, a 2-nA beam current, focused to 1 μm, with elemental counting times between 5 and 30 s |  | -99999 | 30 |  |  | 705.5158 | 82.9729 | [20 empty] | 284.1661 | 26.2212 |  |  |  |  | -99999 | 32.1687 | [8 empty] | 460642.9963 | 35.1272 | [42 empty] | -99999 | 77.1423 | [14 empty] | 538210.5406 | 35.2413 | -99999 | 35.4527 | [36 empty] | 156.7813 | 203.6489 |  |  |  | 2024 | Denisová, N., Piercey, S. J., & Wälle, M. (2024). Mineralogy and mineral chemistry of the ABM replacement-style volcanogenic massive sulfide deposit, Finlayson Lake district, Yukon, Canada. Mineralium Deposita, 59(3), 473-503. https://doi.org/10.1007/s00126-023-01217-4 |  | CAN | CA-YT | -130.6 | 61.4667 | [8 empty] | Only analyses +/-3% of 100% were shown and they were normalized to 100% | 2025-04-30
| ABM |  | Volcanic basin hydrothermal | Volcanogenic massive sulfide (VMS) | Bimodal felsic VMS | Zn, Cu, Pb, Au, Ag |  | Zn, Cu, Pb, Au, Ag | Denisová et al., 2024 |  | Q930239 | Q930239-1-2-8 | borehole | K15-236 |  | 86.33 | 86.42 | ore material | half core | core drilling | rock | polished slab from core | Yukon–Tanana and Slide Mountain terranes | Kudz Ze Kayah formation |  |  | acid volcanic rock, siliciclastic sedimentary rock |  | rock | greenschist | pyrite | Assemblage 1 |  |  |  | chloritic |  | pyrite, arsenopyrite, pyrrhotite, galena, chalcopyrite, sulfosalts | cutting and polishing | EPMA | JEOL JXA-8230 SuperProbe electron probe microanalyzer (EPMA) equipped with five wavelength-dispersive spectrometers (WDS) and a tungsten filament electron gun. |  | sulfides were analyzed using an accelerating voltage of 25 kV, a 2-nA beam current, focused to 1 μm, with elemental counting times between 5 and 30 s |  | -99999 | 30 |  |  | 490.0664 | 82.9729 | [20 empty] | 313.6425 | 26.2212 |  |  |  |  | -99999 | 32.1687 | [8 empty] | 459564.629 | 35.1272 | [42 empty] | -99999 | 77.1423 | [14 empty] | 538533.9135 | 35.2413 | -99999 | 35.4527 | [36 empty] | 1097.7487 | 203.6489 |  |  |  | 2024 | Denisová, N., Piercey, S. J., & Wälle, M. (2024). Mineralogy and mineral chemistry of the ABM replacement-style volcanogenic massive sulfide deposit, Finlayson Lake district, Yukon, Canada. Mineralium Deposita, 59(3), 473-503. https://doi.org/10.1007/s00126-023-01217-4 |  | CAN | CA-YT | -130.6 | 61.4667 | [8 empty] | Only analyses +/-3% of 100% were shown and they were normalized to 100% | 2025-04-30
| ABM |  | Volcanic basin hydrothermal | Volcanogenic massive sulfide (VMS) | Bimodal felsic VMS | Zn, Cu, Pb, Au, Ag |  | Zn, Cu, Pb, Au, Ag | Denisová et al., 2024 |  | Q930239 | Q930239-1-2-9 | borehole | K15-236 |  | 86.33 | 86.42 | ore material | half core | core drilling | rock | polished slab from core | Yukon–Tanana and Slide Mountain terranes | Kudz Ze Kayah formation |  |  | acid volcanic rock, siliciclastic sedimentary rock |  | rock | greenschist | pyrite | Assemblage 1 |  |  |  | chloritic |  | pyrite, arsenopyrite, pyrrhotite, galena, chalcopyrite, sulfosalts | cutting and polishing | EPMA | JEOL JXA-8230 SuperProbe electron probe microanalyzer (EPMA) equipped with five wavelength-dispersive spectrometers (WDS) and a tungsten filament electron gun. |  | sulfides were analyzed using an accelerating voltage of 25 kV, a 2-nA beam current, focused to 1 μm, with elemental counting times between 5 and 30 s |  | -99999 | 30 |  |  | -99999 | 82.9729 | [20 empty] | 343.5144 | 26.2212 |  |  |  |  | -99999 | 32.1687 | [8 empty] | 461477.3128 | 35.1272 | [42 empty] | -99999 | 77.1423 | [14 empty] | 538100.6552 | 35.2413 | -99999 | 35.4527 | [36 empty] | -99999 | 203.6489 |  |  |  | 2024 | Denisová, N., Piercey, S. J., & Wälle, M. (2024). Mineralogy and mineral chemistry of the ABM replacement-style volcanogenic massive sulfide deposit, Finlayson Lake district, Yukon, Canada. Mineralium Deposita, 59(3), 473-503. https://doi.org/10.1007/s00126-023-01217-4 |  | CAN | CA-YT | -130.6 | 61.4667 | [8 empty] | Only analyses +/-3% of 100% were shown and they were normalized to 100% | 2025-04-30
| ABM |  | Volcanic basin hydrothermal | Volcanogenic massive sulfide (VMS) | Bimodal felsic VMS | Zn, Cu, Pb, Au, Ag |  | Zn, Cu, Pb, Au, Ag | Denisová et al., 2024 |  | Q930239 | Q930239-2-1-11 | borehole | K15-236 |  | 86.33 | 86.42 | ore material | half core | core drilling | rock | polished slab from core | Yukon–Tanana and Slide Mountain terranes | Kudz Ze Kayah formation |  |  | acid volcanic rock, siliciclastic sedimentary rock |  | rock | greenschist | pyrite | Assemblage 1 |  |  |  | chloritic |  | pyrite, arsenopyrite, pyrrhotite, galena, chalcopyrite, sulfosalts | cutting and polishing | EPMA | JEOL JXA-8230 SuperProbe electron probe microanalyzer (EPMA) equipped with five wavelength-dispersive spectrometers (WDS) and a tungsten filament electron gun. |  | sulfides were analyzed using an accelerating voltage of 25 kV, a 2-nA beam current, focused to 1 μm, with elemental counting times between 5 and 30 s |  | -99999 | 30 |  |  | 225.2385 | 82.9729 | [20 empty] | 215.4455 | 26.2212 |  |  |  |  | -99999 | 32.1687 | [8 empty] | 459408.1133 | 35.1272 | [42 empty] | -99999 | 77.1423 | [14 empty] | 539867.2064 | 35.2413 | -99999 | 35.4527 | [36 empty] | 264.4104 | 203.6489 |  |  |  | 2024 | Denisová, N., Piercey, S. J., & Wälle, M. (2024). Mineralogy and mineral chemistry of the ABM replacement-style volcanogenic massive sulfide deposit, Finlayson Lake district, Yukon, Canada. Mineralium Deposita, 59(3), 473-503. https://doi.org/10.1007/s00126-023-01217-4 |  | CAN | CA-YT | -130.6 | 61.4667 | [8 empty] | Only analyses +/-3% of 100% were shown and they were normalized to 100% | 2025-04-30
| ABM |  | Volcanic basin hydrothermal | Volcanogenic massive sulfide (VMS) | Bimodal felsic VMS | Zn, Cu, Pb, Au, Ag |  | Zn, Cu, Pb, Au, Ag | Denisová et al., 2024 |  | Q930239 | Q930239-2-1-6 | borehole | K15-236 |  | 86.33 | 86.42 | ore material | half core | core drilling | rock | polished slab from core | Yukon–Tanana and Slide Mountain terranes | Kudz Ze Kayah formation |  |  | acid volcanic rock, siliciclastic sedimentary rock |  | rock | greenschist | pyrite | Assemblage 1 |  |  |  | chloritic |  | pyrite, arsenopyrite, pyrrhotite, galena, chalcopyrite, sulfosalts | cutting and polishing | EPMA | JEOL JXA-8230 SuperProbe electron probe microanalyzer (EPMA) equipped with five wavelength-dispersive spectrometers (WDS) and a tungsten filament electron gun. |  | sulfides were analyzed using an accelerating voltage of 25 kV, a 2-nA beam current, focused to 1 μm, with elemental counting times between 5 and 30 s |  | -99999 | 30 |  |  | 411.9586 | 82.9729 | [20 empty] | 166.7451 | 26.2212 |  |  |  |  | -99999 | 32.1687 | [8 empty] | 459912.5002 | 35.1272 | [42 empty] | -99999 | 77.1423 | [14 empty] | 539508.7961 | 35.2413 | -99999 | 35.4527 | [36 empty] | -99999 | 203.6489 |  |  |  | 2024 | Denisová, N., Piercey, S. J., & Wälle, M. (2024). Mineralogy and mineral chemistry of the ABM replacement-style volcanogenic massive sulfide deposit, Finlayson Lake district, Yukon, Canada. Mineralium Deposita, 59(3), 473-503. https://doi.org/10.1007/s00126-023-01217-4 |  | CAN | CA-YT | -130.6 | 61.4667 | [8 empty] | Only analyses +/-3% of 100% were shown and they were normalized to 100% | 2025-04-30
| ABM |  | Volcanic basin hydrothermal | Volcanogenic massive sulfide (VMS) | Bimodal felsic VMS | Zn, Cu, Pb, Au, Ag |  | Zn, Cu, Pb, Au, Ag | Denisová et al., 2024 |  | Q930239 | Q930239-3-1-16 | borehole | K15-236 |  | 86.33 | 86.42 | ore material | half core | core drilling | rock | polished slab from core | Yukon–Tanana and Slide Mountain terranes | Kudz Ze Kayah formation |  |  | acid volcanic rock, siliciclastic sedimentary rock |  | rock | greenschist | pyrite | Assemblage 1 |  |  |  | chloritic |  | pyrite, arsenopyrite, pyrrhotite, galena, chalcopyrite, sulfosalts | cutting and polishing | EPMA | JEOL JXA-8230 SuperProbe electron probe microanalyzer (EPMA) equipped with five wavelength-dispersive spectrometers (WDS) and a tungsten filament electron gun. |  | sulfides were analyzed using an accelerating voltage of 25 kV, a 2-nA beam current, focused to 1 μm, with elemental counting times between 5 and 30 s |  | -99999 | 30 |  |  | 441.6744 | 82.9729 | [20 empty] | 314.0796 | 26.2212 |  |  |  |  | -99999 | 32.1687 | [8 empty] | 459449.3781 | 35.1272 | [42 empty] | -99999 | 77.1423 | [14 empty] | 538302.9899 | 35.2413 | -99999 | 35.4527 | [36 empty] | 1482.063 | 203.6489 |  |  |  | 2024 | Denisová, N., Piercey, S. J., & Wälle, M. (2024). Mineralogy and mineral chemistry of the ABM replacement-style volcanogenic massive sulfide deposit, Finlayson Lake district, Yukon, Canada. Mineralium Deposita, 59(3), 473-503. https://doi.org/10.1007/s00126-023-01217-4 |  | CAN | CA-YT | -130.6 | 61.4667 | [8 empty] | Only analyses +/-3% of 100% were shown and they were normalized to 100% | 2025-04-30
| ABM |  | Volcanic basin hydrothermal | Volcanogenic massive sulfide (VMS) | Bimodal felsic VMS | Zn, Cu, Pb, Au, Ag |  | Zn, Cu, Pb, Au, Ag | Denisová et al., 2024 |  | Q930239 | Q930239-3-1-17 | borehole | K15-236 |  | 86.33 | 86.42 | ore material | half core | core drilling | rock | polished slab from core | Yukon–Tanana and Slide Mountain terranes | Kudz Ze Kayah formation |  |  | acid volcanic rock, siliciclastic sedimentary rock |  | rock | greenschist | pyrite | Assemblage 1 |  |  |  | chloritic |  | pyrite, arsenopyrite, pyrrhotite, galena, chalcopyrite, sulfosalts | cutting and polishing | EPMA | JEOL JXA-8230 SuperProbe electron probe microanalyzer (EPMA) equipped with five wavelength-dispersive spectrometers (WDS) and a tungsten filament electron gun. |  | sulfides were analyzed using an accelerating voltage of 25 kV, a 2-nA beam current, focused to 1 μm, with elemental counting times between 5 and 30 s |  | -99999 | 30 |  |  | 343.255 | 82.9729 | [20 empty] | 98.0729 | 26.2212 |  |  |  |  | -99999 | 32.1687 | [8 empty] | 461001.3304 | 35.1272 | [42 empty] | -99999 | 77.1423 | [14 empty] | 537576.6129 | 35.2413 | -99999 | 35.4527 | [36 empty] | 980.7287 | 203.6489 |  |  |  | 2024 | Denisová, N., Piercey, S. J., & Wälle, M. (2024). Mineralogy and mineral chemistry of the ABM replacement-style volcanogenic massive sulfide deposit, Finlayson Lake district, Yukon, Canada. Mineralium Deposita, 59(3), 473-503. https://doi.org/10.1007/s00126-023-01217-4 |  | CAN | CA-YT | -130.6 | 61.4667 | [8 empty] | Only analyses +/-3% of 100% were shown and they were normalized to 100% | 2025-04-30
| ABM |  | Volcanic basin hydrothermal | Volcanogenic massive sulfide (VMS) | Bimodal felsic VMS | Zn, Cu, Pb, Au, Ag |  | Zn, Cu, Pb, Au, Ag | Denisová et al., 2024 |  | Q930239 | Q930239-3-1-8* | borehole | K15-236 |  | 86.33 | 86.42 | ore material | half core | core drilling | rock | polished slab from core | Yukon–Tanana and Slide Mountain terranes | Kudz Ze Kayah formation |  |  | acid volcanic rock, siliciclastic sedimentary rock |  | rock | greenschist | pyrite | Assemblage 1 |  |  |  | chloritic |  | pyrite, arsenopyrite, pyrrhotite, galena, chalcopyrite, sulfosalts | cutting and polishing | EPMA | JEOL JXA-8230 SuperProbe electron probe microanalyzer (EPMA) equipped with five wavelength-dispersive spectrometers (WDS) and a tungsten filament electron gun. |  | sulfides were analyzed using an accelerating voltage of 25 kV, a 2-nA beam current, focused to 1 μm, with elemental counting times between 5 and 30 s |  | -99999 | 30 |  |  | 7965.5732 | 82.9729 | [20 empty] | 165.1399 | 26.2212 |  |  |  |  | 320.5658 | 32.1687 | [8 empty] | 413286.9522 | 35.1272 | [42 empty] | 80578.5744 | 77.1423 | [14 empty] | 496896.3513 | 35.2413 | 485.7057 | 35.4527 | [36 empty] | 281.7093 | 203.6489 |  |  |  | 2024 | Denisová, N., Piercey, S. J., & Wälle, M. (2024). Mineralogy and mineral chemistry of the ABM replacement-style volcanogenic massive sulfide deposit, Finlayson Lake district, Yukon, Canada. Mineralium Deposita, 59(3), 473-503. https://doi.org/10.1007/s00126-023-01217-4 |  | CAN | CA-YT | -130.6 | 61.4667 | [8 empty] | spot with likely inclusion; Only analyses +/-3% of 100% were shown and they were normalized to 100% | 2025-04-30
| ABM |  | Volcanic basin hydrothermal | Volcanogenic massive sulfide (VMS) | Bimodal felsic VMS | Zn, Cu, Pb, Au, Ag |  | Zn, Cu, Pb, Au, Ag | Denisová et al., 2024 |  | Q930239 | Q930239-3-2-11 | borehole | K15-236 |  | 86.33 | 86.42 | ore material | half core | core drilling | rock | polished slab from core | Yukon–Tanana and Slide Mountain terranes | Kudz Ze Kayah formation |  |  | acid volcanic rock, siliciclastic sedimentary rock |  | rock | greenschist | pyrite | Assemblage 1 |  |  |  | chloritic |  | pyrite, arsenopyrite, pyrrhotite, galena, chalcopyrite, sulfosalts | cutting and polishing | EPMA | JEOL JXA-8230 SuperProbe electron probe microanalyzer (EPMA) equipped with five wavelength-dispersive spectrometers (WDS) and a tungsten filament electron gun. |  | sulfides were analyzed using an accelerating voltage of 25 kV, a 2-nA beam current, focused to 1 μm, with elemental counting times between 5 and 30 s |  | -99999 | 30 |  |  | 275.1708 | 82.9729 | [20 empty] | 167.068 | 26.2212 |  |  |  |  | -99999 | 32.1687 | [8 empty] | 459751.3675 | 35.1272 | [42 empty] | -99999 | 77.1423 | [14 empty] | 539747.4286 | 35.2413 | -99999 | 35.4527 | [36 empty] | -99999 | 203.6489 |  |  |  | 2024 | Denisová, N., Piercey, S. J., & Wälle, M. (2024). Mineralogy and mineral chemistry of the ABM replacement-style volcanogenic massive sulfide deposit, Finlayson Lake district, Yukon, Canada. Mineralium Deposita, 59(3), 473-503. https://doi.org/10.1007/s00126-023-01217-4 |  | CAN | CA-YT | -130.6 | 61.4667 | [8 empty] | Only analyses +/-3% of 100% were shown and they were normalized to 100% | 2025-04-30
| ABM |  | Volcanic basin hydrothermal | Volcanogenic massive sulfide (VMS) | Bimodal felsic VMS | Zn, Cu, Pb, Au, Ag |  | Zn, Cu, Pb, Au, Ag | Denisová et al., 2024 |  | Q930239 | Q930239-3-2-15 | borehole | K15-236 |  | 86.33 | 86.42 | ore material | half core | core drilling | rock | polished slab from core | Yukon–Tanana and Slide Mountain terranes | Kudz Ze Kayah formation |  |  | acid volcanic rock, siliciclastic sedimentary rock |  | rock | greenschist | pyrite | Assemblage 1 |  |  |  | chloritic |  | pyrite, arsenopyrite, pyrrhotite, galena, chalcopyrite, sulfosalts | cutting and polishing | EPMA | JEOL JXA-8230 SuperProbe electron probe microanalyzer (EPMA) equipped with five wavelength-dispersive spectrometers (WDS) and a tungsten filament electron gun. |  | sulfides were analyzed using an accelerating voltage of 25 kV, a 2-nA beam current, focused to 1 μm, with elemental counting times between 5 and 30 s |  | -99999 | 30 |  |  | 717.8398 | 82.9729 | [20 empty] | 265.5024 | 26.2212 |  |  |  |  | -99999 | 32.1687 | [8 empty] | 458030.9503 | 35.1272 | [42 empty] | 3884.2018 | 77.1423 | [14 empty] | 537091.6723 | 35.2413 | -99999 | 35.4527 | [36 empty] | -99999 | 203.6489 |  |  |  | 2024 | Denisová, N., Piercey, S. J., & Wälle, M. (2024). Mineralogy and mineral chemistry of the ABM replacement-style volcanogenic massive sulfide deposit, Finlayson Lake district, Yukon, Canada. Mineralium Deposita, 59(3), 473-503. https://doi.org/10.1007/s00126-023-01217-4 |  | CAN | CA-YT | -130.6 | 61.4667 | [8 empty] | Only analyses +/-3% of 100% were shown and they were normalized to 100% | 2025-04-30
| ABM |  | Volcanic basin hydrothermal | Volcanogenic massive sulfide (VMS) | Bimodal felsic VMS | Zn, Cu, Pb, Au, Ag |  | Zn, Cu, Pb, Au, Ag | Denisová et al., 2024 |  | Q930239 | Q930239-3-3-5 | borehole | K15-236 |  | 86.33 | 86.42 | ore material | half core | core drilling | rock | polished slab from core | Yukon–Tanana and Slide Mountain terranes | Kudz Ze Kayah formation |  |  | acid volcanic rock, siliciclastic sedimentary rock |  | rock | greenschist | pyrite | Assemblage 1 |  |  |  | chloritic |  | pyrite, arsenopyrite, pyrrhotite, galena, chalcopyrite, sulfosalts | cutting and polishing | EPMA | JEOL JXA-8230 SuperProbe electron probe microanalyzer (EPMA) equipped with five wavelength-dispersive spectrometers (WDS) and a tungsten filament electron gun. |  | sulfides were analyzed using an accelerating voltage of 25 kV, a 2-nA beam current, focused to 1 μm, with elemental counting times between 5 and 30 s |  | -99999 | 30 |  |  | -99999 | 82.9729 | [20 empty] | 240.785 | 26.2212 |  |  |  |  | -99999 | 32.1687 | [8 empty] | 456568.4169 | 35.1272 | [42 empty] | 1304.2518 | 77.1423 | [14 empty] | 539007.1595 | 35.2413 | -99999 | 35.4527 | [36 empty] | 2879.3869 | 203.6489 |  |  |  | 2024 | Denisová, N., Piercey, S. J., & Wälle, M. (2024). Mineralogy and mineral chemistry of the ABM replacement-style volcanogenic massive sulfide deposit, Finlayson Lake district, Yukon, Canada. Mineralium Deposita, 59(3), 473-503. https://doi.org/10.1007/s00126-023-01217-4 |  | CAN | CA-YT | -130.6 | 61.4667 | [8 empty] | Only analyses +/-3% of 100% were shown and they were normalized to 100% | 2025-04-30
| ABM |  | Volcanic basin hydrothermal | Volcanogenic massive sulfide (VMS) | Bimodal felsic VMS | Zn, Cu, Pb, Au, Ag |  | Zn, Cu, Pb, Au, Ag | Denisová et al., 2024 |  | Q930239 | Q930239-3-3-7* | borehole | K15-236 |  | 86.33 | 86.42 | ore material | half core | core drilling | rock | polished slab from core | Yukon–Tanana and Slide Mountain terranes | Kudz Ze Kayah formation |  |  | acid volcanic rock, siliciclastic sedimentary rock |  | rock | greenschist | pyrite | Assemblage 1 |  |  |  | chloritic |  | pyrite, arsenopyrite, pyrrhotite, galena, chalcopyrite, sulfosalts | cutting and polishing | EPMA | JEOL JXA-8230 SuperProbe electron probe microanalyzer (EPMA) equipped with five wavelength-dispersive spectrometers (WDS) and a tungsten filament electron gun. |  | sulfides were analyzed using an accelerating voltage of 25 kV, a 2-nA beam current, focused to 1 μm, with elemental counting times between 5 and 30 s |  | -99999 | 30 |  |  | 679.2753 | 82.9729 | [20 empty] | 271.7101 | 26.2212 |  |  |  |  | 242.5983 | 32.1687 | [8 empty] | 412436.5557 | 35.1272 | [42 empty] | 93342.1371 | 77.1423 | [14 empty] | 493027.7234 | 35.2413 | -99999 | 35.4527 | [36 empty] | -99999 | 203.6489 |  |  |  | 2024 | Denisová, N., Piercey, S. J., & Wälle, M. (2024). Mineralogy and mineral chemistry of the ABM replacement-style volcanogenic massive sulfide deposit, Finlayson Lake district, Yukon, Canada. Mineralium Deposita, 59(3), 473-503. https://doi.org/10.1007/s00126-023-01217-4 |  | CAN | CA-YT | -130.6 | 61.4667 | [8 empty] | spot with likely inclusion; Only analyses +/-3% of 100% were shown and they were normalized to 100% | 2025-04-30
| ABM |  | Volcanic basin hydrothermal | Volcanogenic massive sulfide (VMS) | Bimodal felsic VMS | Zn, Cu, Pb, Au, Ag |  | Zn, Cu, Pb, Au, Ag | Denisová et al., 2024 |  | Q930239 | Q930239-3-3-8* | borehole | K15-236 |  | 86.33 | 86.42 | ore material | half core | core drilling | rock | polished slab from core | Yukon–Tanana and Slide Mountain terranes | Kudz Ze Kayah formation |  |  | acid volcanic rock, siliciclastic sedimentary rock |  | rock | greenschist | pyrite | Assemblage 1 |  |  |  | chloritic |  | pyrite, arsenopyrite, pyrrhotite, galena, chalcopyrite, sulfosalts | cutting and polishing | EPMA | JEOL JXA-8230 SuperProbe electron probe microanalyzer (EPMA) equipped with five wavelength-dispersive spectrometers (WDS) and a tungsten filament electron gun. |  | sulfides were analyzed using an accelerating voltage of 25 kV, a 2-nA beam current, focused to 1 μm, with elemental counting times between 5 and 30 s |  | -99999 | 30 |  |  | 917.0731 | 82.9729 | [20 empty] | 165.8537 | 26.2212 |  |  |  |  | 234.1463 | 32.1687 | [8 empty] | 436253.6496 | 35.1272 | [42 empty] | 37278.0493 | 77.1423 | [14 empty] | 524702.4475 | 35.2413 | 448.7805 | 35.4527 | [36 empty] | -99999 | 203.6489 |  |  |  | 2024 | Denisová, N., Piercey, S. J., & Wälle, M. (2024). Mineralogy and mineral chemistry of the ABM replacement-style volcanogenic massive sulfide deposit, Finlayson Lake district, Yukon, Canada. Mineralium Deposita, 59(3), 473-503. https://doi.org/10.1007/s00126-023-01217-4 |  | CAN | CA-YT | -130.6 | 61.4667 | [8 empty] | spot with likely inclusion; Only analyses +/-3% of 100% were shown and they were normalized to 100% | 2025-04-30
| ABM |  | Volcanic basin hydrothermal | Volcanogenic massive sulfide (VMS) | Bimodal felsic VMS | Zn, Cu, Pb, Au, Ag |  | Zn, Cu, Pb, Au, Ag | Denisová et al., 2024 |  | Q930239 | Q930239-3-4-12 | borehole | K15-236 |  | 86.33 | 86.42 | ore material | half core | core drilling | rock | polished slab from core | Yukon–Tanana and Slide Mountain terranes | Kudz Ze Kayah formation |  |  | acid volcanic rock, siliciclastic sedimentary rock |  | rock | greenschist | pyrite | Assemblage 1 |  |  |  | chloritic |  | pyrite, arsenopyrite, pyrrhotite, galena, chalcopyrite, sulfosalts | cutting and polishing | EPMA | JEOL JXA-8230 SuperProbe electron probe microanalyzer (EPMA) equipped with five wavelength-dispersive spectrometers (WDS) and a tungsten filament electron gun. |  | sulfides were analyzed using an accelerating voltage of 25 kV, a 2-nA beam current, focused to 1 μm, with elemental counting times between 5 and 30 s |  | -99999 | 30 |  |  | 450.9892 | 82.9729 | [20 empty] | 176.474 | 26.2212 |  |  |  |  | -99999 | 32.1687 | [8 empty] | 460489.43 | 35.1272 | [42 empty] | -99999 | 77.1423 | [14 empty] | 538883.1067 | 35.2413 | -99999 | 35.4527 | [36 empty] | -99999 | 203.6489 |  |  |  | 2024 | Denisová, N., Piercey, S. J., & Wälle, M. (2024). Mineralogy and mineral chemistry of the ABM replacement-style volcanogenic massive sulfide deposit, Finlayson Lake district, Yukon, Canada. Mineralium Deposita, 59(3), 473-503. https://doi.org/10.1007/s00126-023-01217-4 |  | CAN | CA-YT | -130.6 | 61.4667 | [8 empty] | Only analyses +/-3% of 100% were shown and they were normalized to 100% | 2025-04-30
| ABM |  | Volcanic basin hydrothermal | Volcanogenic massive sulfide (VMS) | Bimodal felsic VMS | Zn, Cu, Pb, Au, Ag |  | Zn, Cu, Pb, Au, Ag | Denisová et al., 2024 |  | Q930239 | Q930239-3-4-5 | borehole | K15-236 |  | 86.33 | 86.42 | ore material | half core | core drilling | rock | polished slab from core | Yukon–Tanana and Slide Mountain terranes | Kudz Ze Kayah formation |  |  | acid volcanic rock, siliciclastic sedimentary rock |  | rock | greenschist | pyrite | Assemblage 1 |  |  |  | chloritic |  | pyrite, arsenopyrite, pyrrhotite, galena, chalcopyrite, sulfosalts | cutting and polishing | EPMA | JEOL JXA-8230 SuperProbe electron probe microanalyzer (EPMA) equipped with five wavelength-dispersive spectrometers (WDS) and a tungsten filament electron gun. |  | sulfides were analyzed using an accelerating voltage of 25 kV, a 2-nA beam current, focused to 1 μm, with elemental counting times between 5 and 30 s |  | -99999 | 30 |  |  | 557.3645 | 82.9729 | [20 empty] | 312.9064 | 26.2212 |  |  |  |  | -99999 | 32.1687 | [8 empty] | 461018.6992 | 35.1272 | [42 empty] | -99999 | 77.1423 | [14 empty] | 537387.4337 | 35.2413 | -99999 | 35.4527 | [36 empty] | 723.5961 | 203.6489 |  |  |  | 2024 | Denisová, N., Piercey, S. J., & Wälle, M. (2024). Mineralogy and mineral chemistry of the ABM replacement-style volcanogenic massive sulfide deposit, Finlayson Lake district, Yukon, Canada. Mineralium Deposita, 59(3), 473-503. https://doi.org/10.1007/s00126-023-01217-4 |  | CAN | CA-YT | -130.6 | 61.4667 | [8 empty] | Only analyses +/-3% of 100% were shown and they were normalized to 100% | 2025-04-30
| ABM |  | Volcanic basin hydrothermal | Volcanogenic massive sulfide (VMS) | Bimodal felsic VMS | Zn, Cu, Pb, Au, Ag |  | Zn, Cu, Pb, Au, Ag | Denisová et al., 2024 |  | Q930239 | Q930239-3-6-19 | borehole | K15-236 |  | 86.33 | 86.42 | ore material | half core | core drilling | rock | polished slab from core | Yukon–Tanana and Slide Mountain terranes | Kudz Ze Kayah formation |  |  | acid volcanic rock, siliciclastic sedimentary rock |  | rock | greenschist | pyrite | Assemblage 1 |  |  |  | chloritic |  | pyrite, arsenopyrite, pyrrhotite, galena, chalcopyrite, sulfosalts | cutting and polishing | EPMA | JEOL JXA-8230 SuperProbe electron probe microanalyzer (EPMA) equipped with five wavelength-dispersive spectrometers (WDS) and a tungsten filament electron gun. |  | sulfides were analyzed using an accelerating voltage of 25 kV, a 2-nA beam current, focused to 1 μm, with elemental counting times between 5 and 30 s |  | 90 | 30 |  |  | 3823.8041 | 82.9729 | [20 empty] | 341.2319 | 26.2212 |  |  |  |  | 371.3405 | 32.1687 | [8 empty] | 455072.8021 | 35.1272 | [42 empty] | 1374.9636 | 77.1423 | [14 empty] | 535673.7928 | 35.2413 | 2800.1086 | 35.4527 | [36 empty] | 250.9058 | 203.6489 |  |  |  | 2024 | Denisová, N., Piercey, S. J., & Wälle, M. (2024). Mineralogy and mineral chemistry of the ABM replacement-style volcanogenic massive sulfide deposit, Finlayson Lake district, Yukon, Canada. Mineralium Deposita, 59(3), 473-503. https://doi.org/10.1007/s00126-023-01217-4 |  | CAN | CA-YT | -130.6 | 61.4667 | [8 empty] | Only analyses +/-3% of 100% were shown and they were normalized to 100% | 2025-04-30
| ABM |  | Volcanic basin hydrothermal | Volcanogenic massive sulfide (VMS) | Bimodal felsic VMS | Zn, Cu, Pb, Au, Ag |  | Zn, Cu, Pb, Au, Ag | Denisová et al., 2024 |  | Q930239 | Q930239-3-6-21 | borehole | K15-236 |  | 86.33 | 86.42 | ore material | half core | core drilling | rock | polished slab from core | Yukon–Tanana and Slide Mountain terranes | Kudz Ze Kayah formation |  |  | acid volcanic rock, siliciclastic sedimentary rock |  | rock | greenschist | pyrite | Assemblage 1 |  |  |  | chloritic |  | pyrite, arsenopyrite, pyrrhotite, galena, chalcopyrite, sulfosalts | cutting and polishing | EPMA | JEOL JXA-8230 SuperProbe electron probe microanalyzer (EPMA) equipped with five wavelength-dispersive spectrometers (WDS) and a tungsten filament electron gun. |  | sulfides were analyzed using an accelerating voltage of 25 kV, a 2-nA beam current, focused to 1 μm, with elemental counting times between 5 and 30 s |  | -99999 | 30 |  |  | 342.2046 | 82.9729 | [20 empty] | 166.2137 | 26.2212 |  |  |  |  | 811.5137 | 32.1687 | [8 empty] | 457410.2068 | 35.1272 | [42 empty] | -99999 | 77.1423 | [14 empty] | 539539.2839 | 35.2413 | -99999 | 35.4527 | [36 empty] | 1642.582 | 203.6489 |  |  |  | 2024 | Denisová, N., Piercey, S. J., & Wälle, M. (2024). Mineralogy and mineral chemistry of the ABM replacement-style volcanogenic massive sulfide deposit, Finlayson Lake district, Yukon, Canada. Mineralium Deposita, 59(3), 473-503. https://doi.org/10.1007/s00126-023-01217-4 |  | CAN | CA-YT | -130.6 | 61.4667 | [8 empty] | Only analyses +/-3% of 100% were shown and they were normalized to 100% | 2025-04-30
| ABM |  | Volcanic basin hydrothermal | Volcanogenic massive sulfide (VMS) | Bimodal felsic VMS | Zn, Cu, Pb, Au, Ag |  | Zn, Cu, Pb, Au, Ag | Denisová et al., 2024 |  | Q930239 | Q930239-9-1-15 | borehole | K15-236 |  | 86.33 | 86.42 | ore material | half core | core drilling | rock | polished slab from core | Yukon–Tanana and Slide Mountain terranes | Kudz Ze Kayah formation |  |  | acid volcanic rock, siliciclastic sedimentary rock |  | rock | greenschist | pyrite | Assemblage 1 |  |  |  | chloritic |  | pyrite, arsenopyrite, pyrrhotite, galena, chalcopyrite, sulfosalts | cutting and polishing | EPMA | JEOL JXA-8230 SuperProbe electron probe microanalyzer (EPMA) equipped with five wavelength-dispersive spectrometers (WDS) and a tungsten filament electron gun. |  | sulfides were analyzed using an accelerating voltage of 25 kV, a 2-nA beam current, focused to 1 μm, with elemental counting times between 5 and 30 s |  | -99999 | 30 |  |  | -99999 | 82.9729 | [20 empty] | 345.5016 | 26.2212 |  |  |  |  | 88.8433 | 32.1687 | [8 empty] | 459388.7536 | 35.1272 | [42 empty] | 217.1724 | 77.1423 | [14 empty] | 538962.7103 | 35.2413 | 207.3009 | 35.4527 | [36 empty] | 789.7179 | 203.6489 |  |  |  | 2024 | Denisová, N., Piercey, S. J., & Wälle, M. (2024). Mineralogy and mineral chemistry of the ABM replacement-style volcanogenic massive sulfide deposit, Finlayson Lake district, Yukon, Canada. Mineralium Deposita, 59(3), 473-503. https://doi.org/10.1007/s00126-023-01217-4 |  | CAN | CA-YT | -130.6 | 61.4667 | [8 empty] | Only analyses +/-3% of 100% were shown and they were normalized to 100% | 2025-04-30
| ABM |  | Volcanic basin hydrothermal | Volcanogenic massive sulfide (VMS) | Bimodal felsic VMS | Zn, Cu, Pb, Au, Ag |  | Zn, Cu, Pb, Au, Ag | Denisová et al., 2024 |  | Q930239 | Q930239-9-1-16 | borehole | K15-236 |  | 86.33 | 86.42 | ore material | half core | core drilling | rock | polished slab from core | Yukon–Tanana and Slide Mountain terranes | Kudz Ze Kayah formation |  |  | acid volcanic rock, siliciclastic sedimentary rock |  | rock | greenschist | pyrite | Assemblage 1 |  |  |  | chloritic |  | pyrite, arsenopyrite, pyrrhotite, galena, chalcopyrite, sulfosalts | cutting and polishing | EPMA | JEOL JXA-8230 SuperProbe electron probe microanalyzer (EPMA) equipped with five wavelength-dispersive spectrometers (WDS) and a tungsten filament electron gun. |  | sulfides were analyzed using an accelerating voltage of 25 kV, a 2-nA beam current, focused to 1 μm, with elemental counting times between 5 and 30 s |  | 80 | 30 |  |  | -99999 | 82.9729 | [20 empty] | 245.2038 | 26.2212 |  |  |  |  | -99999 | 32.1687 | [8 empty] | 461032.2216 | 35.1272 | [42 empty] | -99999 | 77.1423 | [14 empty] | 538722.5746 | 35.2413 | -99999 | 35.4527 | [36 empty] | -99999 | 203.6489 |  |  |  | 2024 | Denisová, N., Piercey, S. J., & Wälle, M. (2024). Mineralogy and mineral chemistry of the ABM replacement-style volcanogenic massive sulfide deposit, Finlayson Lake district, Yukon, Canada. Mineralium Deposita, 59(3), 473-503. https://doi.org/10.1007/s00126-023-01217-4 |  | CAN | CA-YT | -130.6 | 61.4667 | [8 empty] | Only analyses +/-3% of 100% were shown and they were normalized to 100% | 2025-04-30
| ABM |  | Volcanic basin hydrothermal | Volcanogenic massive sulfide (VMS) | Bimodal felsic VMS | Zn, Cu, Pb, Au, Ag |  | Zn, Cu, Pb, Au, Ag | Denisová et al., 2024 |  | Q930239 | Q930239-9-1-18* | borehole | K15-236 |  | 86.33 | 86.42 | ore material | half core | core drilling | rock | polished slab from core | Yukon–Tanana and Slide Mountain terranes | Kudz Ze Kayah formation |  |  | acid volcanic rock, siliciclastic sedimentary rock |  | rock | greenschist | pyrite | Assemblage 1 |  |  |  | chloritic |  | pyrite, arsenopyrite, pyrrhotite, galena, chalcopyrite, sulfosalts | cutting and polishing | EPMA | JEOL JXA-8230 SuperProbe electron probe microanalyzer (EPMA) equipped with five wavelength-dispersive spectrometers (WDS) and a tungsten filament electron gun. |  | sulfides were analyzed using an accelerating voltage of 25 kV, a 2-nA beam current, focused to 1 μm, with elemental counting times between 5 and 30 s |  | -99999 | 30 |  |  | 510.8407 | 82.9729 | [20 empty] | 167.0056 | 26.2212 |  |  |  |  | -99999 | 32.1687 | [8 empty] | 461053.3175 | 35.1272 | [42 empty] | -99999 | 77.1423 | [14 empty] | 537954.4728 | 35.2413 | -99999 | 35.4527 | [36 empty] | 235.7726 | 203.6489 |  |  |  | 2024 | Denisová, N., Piercey, S. J., & Wälle, M. (2024). Mineralogy and mineral chemistry of the ABM replacement-style volcanogenic massive sulfide deposit, Finlayson Lake district, Yukon, Canada. Mineralium Deposita, 59(3), 473-503. https://doi.org/10.1007/s00126-023-01217-4 |  | CAN | CA-YT | -130.6 | 61.4667 | [8 empty] | spot with likely inclusion; Only analyses +/-3% of 100% were shown and they were normalized to 100% | 2025-04-30
| ABM |  | Volcanic basin hydrothermal | Volcanogenic massive sulfide (VMS) | Bimodal felsic VMS | Zn, Cu, Pb, Au, Ag |  | Zn, Cu, Pb, Au, Ag | Denisová et al., 2024 |  | Q930239 | Q930239-9-1-3 | borehole | K15-236 |  | 86.33 | 86.42 | ore material | half core | core drilling | rock | polished slab from core | Yukon–Tanana and Slide Mountain terranes | Kudz Ze Kayah formation |  |  | acid volcanic rock, siliciclastic sedimentary rock |  | rock | greenschist | pyrite | Assemblage 1 |  |  |  | chloritic |  | pyrite, arsenopyrite, pyrrhotite, galena, chalcopyrite, sulfosalts | cutting and polishing | EPMA | JEOL JXA-8230 SuperProbe electron probe microanalyzer (EPMA) equipped with five wavelength-dispersive spectrometers (WDS) and a tungsten filament electron gun. |  | sulfides were analyzed using an accelerating voltage of 25 kV, a 2-nA beam current, focused to 1 μm, with elemental counting times between 5 and 30 s |  | -99999 | 30 |  |  | 401.7835 | 82.9729 | [20 empty] | 235.1904 | 26.2212 |  |  |  |  | 58.7976 | 32.1687 | [8 empty] | 450908.9163 | 35.1272 | [42 empty] | 15032.584 | 77.1423 | [14 empty] | 532176.9769 | 35.2413 | -99999 | 35.4527 | [36 empty] | 1185.7514 | 203.6489 |  |  |  | 2024 | Denisová, N., Piercey, S. J., & Wälle, M. (2024). Mineralogy and mineral chemistry of the ABM replacement-style volcanogenic massive sulfide deposit, Finlayson Lake district, Yukon, Canada. Mineralium Deposita, 59(3), 473-503. https://doi.org/10.1007/s00126-023-01217-4 |  | CAN | CA-YT | -130.6 | 61.4667 | [8 empty] | Only analyses +/-3% of 100% were shown and they were normalized to 100% | 2025-04-30
| ABM |  | Volcanic basin hydrothermal | Volcanogenic massive sulfide (VMS) | Bimodal felsic VMS | Zn, Cu, Pb, Au, Ag |  | Zn, Cu, Pb, Au, Ag | Denisová et al., 2024 |  | Q930239 | Q930271-1-1-1 | borehole | K15-236 |  | 86.33 | 86.42 | ore material | half core | core drilling | rock | polished slab from core | Yukon–Tanana and Slide Mountain terranes | Kudz Ze Kayah formation |  |  | acid volcanic rock, siliciclastic sedimentary rock |  | rock | greenschist | pyrite | Assemblage 1 |  |  |  | chloritic |  | pyrite, arsenopyrite, pyrrhotite, galena, chalcopyrite, sulfosalts | cutting and polishing | EPMA | JEOL JXA-8230 SuperProbe electron probe microanalyzer (EPMA) equipped with five wavelength-dispersive spectrometers (WDS) and a tungsten filament electron gun. |  | sulfides were analyzed using an accelerating voltage of 25 kV, a 2-nA beam current, focused to 1 μm, with elemental counting times between 5 and 30 s |  | 60 | 30 |  |  | 411.5146 | 82.9729 | [20 empty] | 313.5349 | 26.2212 |  |  |  |  | -99999 | 32.1687 | [8 empty] | 456810.5683 | 35.1272 | [42 empty] | -99999 | 77.1423 | [14 empty] | 541935.2921 | 35.2413 | -99999 | 35.4527 | [36 empty] | 529.0902 | 203.6489 |  |  |  | 2024 | Denisová, N., Piercey, S. J., & Wälle, M. (2024). Mineralogy and mineral chemistry of the ABM replacement-style volcanogenic massive sulfide deposit, Finlayson Lake district, Yukon, Canada. Mineralium Deposita, 59(3), 473-503. https://doi.org/10.1007/s00126-023-01217-4 |  | CAN | CA-YT | -130.6 | 61.4667 | [8 empty] | Only analyses +/-3% of 100% were shown and they were normalized to 100% | 2025-04-30
| ABM |  | Volcanic basin hydrothermal | Volcanogenic massive sulfide (VMS) | Bimodal felsic VMS | Zn, Cu, Pb, Au, Ag |  | Zn, Cu, Pb, Au, Ag | Denisová et al., 2024 |  | Q930271 | Q930271-1-1-4 | borehole | K15-286 |  | 127.08 | 127.15 | ore material | half core | core drilling | rock | polished slab from core | Yukon–Tanana and Slide Mountain terranes | Kudz Ze Kayah formation |  |  | acid volcanic rock, siliciclastic sedimentary rock |  | rock | greenschist | pyrite | Assemblage 3 |  |  |  | chloritic |  | pyrite, arsenopyrite, pyrrhotite, galena, chalcopyrite, sulfosalts | cutting and polishing | EPMA | JEOL JXA-8230 SuperProbe electron probe microanalyzer (EPMA) equipped with five wavelength-dispersive spectrometers (WDS) and a tungsten filament electron gun. |  | sulfides were analyzed using an accelerating voltage of 25 kV, a 2-nA beam current, focused to 1 μm, with elemental counting times between 5 and 30 s |  | -99999 | 30 |  |  | -99999 | 82.9729 | [20 empty] | 687.0356 | 26.2212 |  |  |  |  | 245.3699 | 32.1687 | [8 empty] | 461923.4922 | 35.1272 | [42 empty] | 480.9249 | 77.1423 | [14 empty] | 536378.5483 | 35.2413 | 225.7403 | 35.4527 | [36 empty] | -99999 | 203.6489 |  |  |  | 2024 | Denisová, N., Piercey, S. J., & Wälle, M. (2024). Mineralogy and mineral chemistry of the ABM replacement-style volcanogenic massive sulfide deposit, Finlayson Lake district, Yukon, Canada. Mineralium Deposita, 59(3), 473-503. https://doi.org/10.1007/s00126-023-01217-4 |  | CAN | CA-YT | -130.6 | 61.4667 | [8 empty] | Only analyses +/-3% of 100% were shown and they were normalized to 100% | 2025-04-30
| ABM |  | Volcanic basin hydrothermal | Volcanogenic massive sulfide (VMS) | Bimodal felsic VMS | Zn, Cu, Pb, Au, Ag |  | Zn, Cu, Pb, Au, Ag | Denisová et al., 2024 |  | Q930271 | Q930271-5-1-1 | borehole | K15-286 |  | 127.08 | 127.15 | ore material | half core | core drilling | rock | polished slab from core | Yukon–Tanana and Slide Mountain terranes | Kudz Ze Kayah formation |  |  | acid volcanic rock, siliciclastic sedimentary rock |  | rock | greenschist | pyrite | Assemblage 3 |  |  |  | chloritic |  | pyrite, arsenopyrite, pyrrhotite, galena, chalcopyrite, sulfosalts | cutting and polishing | EPMA | JEOL JXA-8230 SuperProbe electron probe microanalyzer (EPMA) equipped with five wavelength-dispersive spectrometers (WDS) and a tungsten filament electron gun. |  | sulfides were analyzed using an accelerating voltage of 25 kV, a 2-nA beam current, focused to 1 μm, with elemental counting times between 5 and 30 s |  | 140 | 30 |  |  | 388.5192 | 82.9729 | [20 empty] | 874.1684 | 26.2212 |  |  |  |  | 233.1116 | 32.1687 | [8 empty] | 457559.1388 | 35.1272 | [42 empty] | -99999 | 77.1423 | [14 empty] | 535165.8385 | 35.2413 | 67.9909 | 35.4527 | [36 empty] | 5643.2418 | 203.6489 |  |  |  | 2024 | Denisová, N., Piercey, S. J., & Wälle, M. (2024). Mineralogy and mineral chemistry of the ABM replacement-style volcanogenic massive sulfide deposit, Finlayson Lake district, Yukon, Canada. Mineralium Deposita, 59(3), 473-503. https://doi.org/10.1007/s00126-023-01217-4 |  | CAN | CA-YT | -130.6 | 61.4667 | [8 empty] | Only analyses +/-3% of 100% were shown and they were normalized to 100% | 2025-04-30
| ABM |  | Volcanic basin hydrothermal | Volcanogenic massive sulfide (VMS) | Bimodal felsic VMS | Zn, Cu, Pb, Au, Ag |  | Zn, Cu, Pb, Au, Ag | Denisová et al., 2024 |  | Q930271 | Q930271-6-1-1 | borehole | K15-286 |  | 127.08 | 127.15 | ore material | half core | core drilling | rock | polished slab from core | Yukon–Tanana and Slide Mountain terranes | Kudz Ze Kayah formation |  |  | acid volcanic rock, siliciclastic sedimentary rock |  | rock | greenschist | pyrite | Assemblage 3 |  |  |  | chloritic |  | pyrite, arsenopyrite, pyrrhotite, galena, chalcopyrite, sulfosalts | cutting and polishing | EPMA | JEOL JXA-8230 SuperProbe electron probe microanalyzer (EPMA) equipped with five wavelength-dispersive spectrometers (WDS) and a tungsten filament electron gun. |  | sulfides were analyzed using an accelerating voltage of 25 kV, a 2-nA beam current, focused to 1 μm, with elemental counting times between 5 and 30 s |  | 120 | 30 |  |  | -99999 | 82.9729 | [20 empty] | 1261.4069 | 26.2212 |  |  |  |  | 98.5474 | 32.1687 | [8 empty] | 460847.1187 | 35.1272 | [42 empty] | 275.9328 | 77.1423 | [14 empty] | 537379.0278 | 35.2413 | -99999 | 35.4527 | [36 empty] | -99999 | 203.6489 |  |  |  | 2024 | Denisová, N., Piercey, S. J., & Wälle, M. (2024). Mineralogy and mineral chemistry of the ABM replacement-style volcanogenic massive sulfide deposit, Finlayson Lake district, Yukon, Canada. Mineralium Deposita, 59(3), 473-503. https://doi.org/10.1007/s00126-023-01217-4 |  | CAN | CA-YT | -130.6 | 61.4667 | [8 empty] | Only analyses +/-3% of 100% were shown and they were normalized to 100% | 2025-04-30
| ABM |  | Volcanic basin hydrothermal | Volcanogenic massive sulfide (VMS) | Bimodal felsic VMS | Zn, Cu, Pb, Au, Ag |  | Zn, Cu, Pb, Au, Ag | Denisová et al., 2024 |  | Q930271 | Q930271-6-1-14 | borehole | K15-286 |  | 127.08 | 127.15 | ore material | half core | core drilling | rock | polished slab from core | Yukon–Tanana and Slide Mountain terranes | Kudz Ze Kayah formation |  |  | acid volcanic rock, siliciclastic sedimentary rock |  | rock | greenschist | pyrite | Assemblage 3 |  |  |  | chloritic |  | pyrite, arsenopyrite, pyrrhotite, galena, chalcopyrite, sulfosalts | cutting and polishing | EPMA | JEOL JXA-8230 SuperProbe electron probe microanalyzer (EPMA) equipped with five wavelength-dispersive spectrometers (WDS) and a tungsten filament electron gun. |  | sulfides were analyzed using an accelerating voltage of 25 kV, a 2-nA beam current, focused to 1 μm, with elemental counting times between 5 and 30 s |  | -99999 | 30 |  |  | -99999 | 82.9729 | [20 empty] | 599.88 | 26.2212 |  |  |  |  | 1543.9536 | 32.1687 | [8 empty] | 458573.8665 | 35.1272 | [42 empty] | 531.0413 | 77.1423 | [14 empty] | 538367.7287 | 35.2413 | 265.5207 | 35.4527 | [36 empty] | -99999 | 203.6489 |  |  |  | 2024 | Denisová, N., Piercey, S. J., & Wälle, M. (2024). Mineralogy and mineral chemistry of the ABM replacement-style volcanogenic massive sulfide deposit, Finlayson Lake district, Yukon, Canada. Mineralium Deposita, 59(3), 473-503. https://doi.org/10.1007/s00126-023-01217-4 |  | CAN | CA-YT | -130.6 | 61.4667 | [8 empty] | Only analyses +/-3% of 100% were shown and they were normalized to 100% | 2025-04-30
| ABM |  | Volcanic basin hydrothermal | Volcanogenic massive sulfide (VMS) | Bimodal felsic VMS | Zn, Cu, Pb, Au, Ag |  | Zn, Cu, Pb, Au, Ag | Denisová et al., 2024 |  | Q930271 | Q930271-6-1-15 | borehole | K15-286 |  | 127.08 | 127.15 | ore material | half core | core drilling | rock | polished slab from core | Yukon–Tanana and Slide Mountain terranes | Kudz Ze Kayah formation |  |  | acid volcanic rock, siliciclastic sedimentary rock |  | rock | greenschist | pyrite | Assemblage 3 |  |  |  | chloritic |  | pyrite, arsenopyrite, pyrrhotite, galena, chalcopyrite, sulfosalts | cutting and polishing | EPMA | JEOL JXA-8230 SuperProbe electron probe microanalyzer (EPMA) equipped with five wavelength-dispersive spectrometers (WDS) and a tungsten filament electron gun. |  | sulfides were analyzed using an accelerating voltage of 25 kV, a 2-nA beam current, focused to 1 μm, with elemental counting times between 5 and 30 s |  | -99999 | 30 |  |  | 186.514 | 82.9729 | [20 empty] | 333.762 | 26.2212 |  |  |  |  | 451.5603 | 32.1687 | [8 empty] | 456262.4472 | 35.1272 | [42 empty] | -99999 | 77.1423 | [14 empty] | 532173.6818 | 35.2413 | -99999 | 35.4527 | [36 empty] | 10592.0346 | 203.6489 |  |  |  | 2024 | Denisová, N., Piercey, S. J., & Wälle, M. (2024). Mineralogy and mineral chemistry of the ABM replacement-style volcanogenic massive sulfide deposit, Finlayson Lake district, Yukon, Canada. Mineralium Deposita, 59(3), 473-503. https://doi.org/10.1007/s00126-023-01217-4 |  | CAN | CA-YT | -130.6 | 61.4667 | [8 empty] | Only analyses +/-3% of 100% were shown and they were normalized to 100% | 2025-04-30
| ABM |  | Volcanic basin hydrothermal | Volcanogenic massive sulfide (VMS) | Bimodal felsic VMS | Zn, Cu, Pb, Au, Ag |  | Zn, Cu, Pb, Au, Ag | Denisová et al., 2024 |  | Q930271 | Q930271-7-1-1 | borehole | K15-286 |  | 127.08 | 127.15 | ore material | half core | core drilling | rock | polished slab from core | Yukon–Tanana and Slide Mountain terranes | Kudz Ze Kayah formation |  |  | acid volcanic rock, siliciclastic sedimentary rock |  | rock | greenschist | pyrite | Assemblage 3 |  |  |  | chloritic |  | pyrite, arsenopyrite, pyrrhotite, galena, chalcopyrite, sulfosalts | cutting and polishing | EPMA | JEOL JXA-8230 SuperProbe electron probe microanalyzer (EPMA) equipped with five wavelength-dispersive spectrometers (WDS) and a tungsten filament electron gun. |  | sulfides were analyzed using an accelerating voltage of 25 kV, a 2-nA beam current, focused to 1 μm, with elemental counting times between 5 and 30 s |  | -99999 | 30 |  |  | 224.7608 | 82.9729 | [20 empty] | 752.4602 | 26.2212 |  |  |  |  | 625.4215 | 32.1687 | [8 empty] | 462714.1261 | 35.1272 | [42 empty] | 381.1162 | 77.1423 | [14 empty] | 535302.1153 | 35.2413 | -99999 | 35.4527 | [36 empty] | -99999 | 203.6489 |  |  |  | 2024 | Denisová, N., Piercey, S. J., & Wälle, M. (2024). Mineralogy and mineral chemistry of the ABM replacement-style volcanogenic massive sulfide deposit, Finlayson Lake district, Yukon, Canada. Mineralium Deposita, 59(3), 473-503. https://doi.org/10.1007/s00126-023-01217-4 |  | CAN | CA-YT | -130.6 | 61.4667 | [8 empty] | Only analyses +/-3% of 100% were shown and they were normalized to 100% | 2025-04-30
| ABM |  | Volcanic basin hydrothermal | Volcanogenic massive sulfide (VMS) | Bimodal felsic VMS | Zn, Cu, Pb, Au, Ag |  | Zn, Cu, Pb, Au, Ag | Denisová et al., 2024 |  | Q930271 | Q930271-7-1-7 | borehole | K15-286 |  | 127.08 | 127.15 | ore material | half core | core drilling | rock | polished slab from core | Yukon–Tanana and Slide Mountain terranes | Kudz Ze Kayah formation |  |  | acid volcanic rock, siliciclastic sedimentary rock |  | rock | greenschist | pyrite | Assemblage 3 |  |  |  | chloritic |  | pyrite, arsenopyrite, pyrrhotite, galena, chalcopyrite, sulfosalts | cutting and polishing | EPMA | JEOL JXA-8230 SuperProbe electron probe microanalyzer (EPMA) equipped with five wavelength-dispersive spectrometers (WDS) and a tungsten filament electron gun. |  | sulfides were analyzed using an accelerating voltage of 25 kV, a 2-nA beam current, focused to 1 μm, with elemental counting times between 5 and 30 s |  | -99999 | 30 |  |  | -99999 | 82.9729 | [20 empty] | 323.9932 | 26.2212 |  |  |  |  | 834.5278 | 32.1687 | [8 empty] | 458577.9581 | 35.1272 | [42 empty] | -99999 | 77.1423 | [14 empty] | 539959.1637 | 35.2413 | -99999 | 35.4527 | [36 empty] | 304.3572 | 203.6489 |  |  |  | 2024 | Denisová, N., Piercey, S. J., & Wälle, M. (2024). Mineralogy and mineral chemistry of the ABM replacement-style volcanogenic massive sulfide deposit, Finlayson Lake district, Yukon, Canada. Mineralium Deposita, 59(3), 473-503. https://doi.org/10.1007/s00126-023-01217-4 |  | CAN | CA-YT | -130.6 | 61.4667 | [8 empty] | Only analyses +/-3% of 100% were shown and they were normalized to 100% | 2025-04-30
| ABM |  | Volcanic basin hydrothermal | Volcanogenic massive sulfide (VMS) | Bimodal felsic VMS | Zn, Cu, Pb, Au, Ag |  | Zn, Cu, Pb, Au, Ag | Denisová et al., 2024 |  | Q930271 | Q930271-7-1-8 | borehole | K15-286 |  | 127.08 | 127.15 | ore material | half core | core drilling | rock | polished slab from core | Yukon–Tanana and Slide Mountain terranes | Kudz Ze Kayah formation |  |  | acid volcanic rock, siliciclastic sedimentary rock |  | rock | greenschist | pyrite | Assemblage 3 |  |  |  | chloritic |  | pyrite, arsenopyrite, pyrrhotite, galena, chalcopyrite, sulfosalts | cutting and polishing | EPMA | JEOL JXA-8230 SuperProbe electron probe microanalyzer (EPMA) equipped with five wavelength-dispersive spectrometers (WDS) and a tungsten filament electron gun. |  | sulfides were analyzed using an accelerating voltage of 25 kV, a 2-nA beam current, focused to 1 μm, with elemental counting times between 5 and 30 s |  | -99999 | 30 |  |  | 4136.9889 | 82.9729 | [20 empty] | 536.6377 | 26.2212 |  |  |  |  | 3219.8264 | 32.1687 | [8 empty] | 458698.4174 | 35.1272 | [42 empty] | 487.8525 | 77.1423 | [14 empty] | 532920.2771 | 35.2413 | -99999 | 35.4527 | [36 empty] | -99999 | 203.6489 |  |  |  | 2024 | Denisová, N., Piercey, S. J., & Wälle, M. (2024). Mineralogy and mineral chemistry of the ABM replacement-style volcanogenic massive sulfide deposit, Finlayson Lake district, Yukon, Canada. Mineralium Deposita, 59(3), 473-503. https://doi.org/10.1007/s00126-023-01217-4 |  | CAN | CA-YT | -130.6 | 61.4667 | [8 empty] | Only analyses +/-3% of 100% were shown and they were normalized to 100% | 2025-04-30
| ABM |  | Volcanic basin hydrothermal | Volcanogenic massive sulfide (VMS) | Bimodal felsic VMS | Zn, Cu, Pb, Au, Ag |  | Zn, Cu, Pb, Au, Ag | Denisová et al., 2024 |  | A348395 | A348395-3-1-25 | borehole | K15-290 |  | 78.92 | 79 | ore material | half core | core drilling | rock | polished slab from core | Yukon–Tanana and Slide Mountain terranes | Kudz Ze Kayah formation |  |  | acid volcanic rock, siliciclastic sedimentary rock |  | rock | greenschist | aresenopyrite | Assemblage 1 |  |  |  | chloritic |  | pyrite, arsenopyrite, pyrrhotite, galena, chalcopyrite, sulfosalts | cutting and polishing | EPMA | JEOL JXA-8230 SuperProbe electron probe microanalyzer (EPMA) equipped with five wavelength-dispersive spectrometers (WDS) and a tungsten filament electron gun. |  | sulfides were analyzed using an accelerating voltage of 25 kV, a 2-nA beam current, focused to 1 μm, with elemental counting times between 5 and 30 s |  | -99999 | 32.1122 |  |  | 413820.9275 | 110.7623 | [20 empty] | 111.036 | 29.9077 |  |  |  |  | 3048.4419 | 37.1335 | [8 empty] | 349521.0321 | 39.3453 | [42 empty] | 17745.5661 | 76.449 | [14 empty] | 201843.2037 | 27.8078 | 12678.2891 | 45.2396 | [36 empty] | 1201.2073 | 264.402 |  |  |  | 2024 | Denisová, N., Piercey, S. J., & Wälle, M. (2024). Mineralogy and mineral chemistry of the ABM replacement-style volcanogenic massive sulfide deposit, Finlayson Lake district, Yukon, Canada. Mineralium Deposita, 59(3), 473-503. https://doi.org/10.1007/s00126-023-01217-4 |  | CAN | CA-YT | -130.6 | 61.4667 | [8 empty] | Only analyses +/-2% of 100% were shown and they were normalized to 100% | 2025-04-30
| ABM |  | Volcanic basin hydrothermal | Volcanogenic massive sulfide (VMS) | Bimodal felsic VMS | Zn, Cu, Pb, Au, Ag |  | Zn, Cu, Pb, Au, Ag | Denisová et al., 2024 |  | A348395 | A348395-3-1-13 | borehole | K15-290 |  | 78.92 | 79 | ore material | half core | core drilling | rock | polished slab from core | Yukon–Tanana and Slide Mountain terranes | Kudz Ze Kayah formation |  |  | acid volcanic rock, siliciclastic sedimentary rock |  | rock | greenschist | aresenopyrite | Assemblage 1 |  |  |  | chloritic |  | pyrite, arsenopyrite, pyrrhotite, galena, chalcopyrite, sulfosalts | cutting and polishing | EPMA | JEOL JXA-8230 SuperProbe electron probe microanalyzer (EPMA) equipped with five wavelength-dispersive spectrometers (WDS) and a tungsten filament electron gun. |  | sulfides were analyzed using an accelerating voltage of 25 kV, a 2-nA beam current, focused to 1 μm, with elemental counting times between 5 and 30 s |  | -99999 | 32.1122 |  |  | 435002.8856 | 110.7623 | [20 empty] | 101.5342 | 29.9077 |  |  |  |  | 2304.826 | 37.1335 | [8 empty] | 356882.4869 | 39.3453 | [42 empty] | 873.194 | 76.449 | [14 empty] | 191320.8677 | 27.8078 | 11615.5112 | 45.2396 | [36 empty] | 1847.9221 | 264.402 |  |  |  | 2024 | Denisová, N., Piercey, S. J., & Wälle, M. (2024). Mineralogy and mineral chemistry of the ABM replacement-style volcanogenic massive sulfide deposit, Finlayson Lake district, Yukon, Canada. Mineralium Deposita, 59(3), 473-503. https://doi.org/10.1007/s00126-023-01217-4 |  | CAN | CA-YT | -130.6 | 61.4667 | [8 empty] | Only analyses +/-2% of 100% were shown and they were normalized to 100% | 2025-04-30
| ABM |  | Volcanic basin hydrothermal | Volcanogenic massive sulfide (VMS) | Bimodal felsic VMS | Zn, Cu, Pb, Au, Ag |  | Zn, Cu, Pb, Au, Ag | Denisová et al., 2024 |  | A348395 | A348395-8-1-14* | borehole | K15-290 |  | 78.92 | 79 | ore material | half core | core drilling | rock | polished slab from core | Yukon–Tanana and Slide Mountain terranes | Kudz Ze Kayah formation |  |  | acid volcanic rock, siliciclastic sedimentary rock |  | rock | greenschist | aresenopyrite | Assemblage 1 |  |  |  | chloritic |  | pyrite, arsenopyrite, pyrrhotite, galena, chalcopyrite, sulfosalts | cutting and polishing | EPMA | JEOL JXA-8230 SuperProbe electron probe microanalyzer (EPMA) equipped with five wavelength-dispersive spectrometers (WDS) and a tungsten filament electron gun. |  | sulfides were analyzed using an accelerating voltage of 25 kV, a 2-nA beam current, focused to 1 μm, with elemental counting times between 5 and 30 s |  | -99999 | 32.1122 |  |  | 431855.733 | 110.7623 | [20 empty] | 190.2378 | 29.9077 |  |  |  |  | -99999 | 37.1335 | [8 empty] | 353151.4305 | 39.3453 | [42 empty] | 650.8526 | 76.449 | [14 empty] | 199819.7776 | 27.8078 | 1772.2152 | 45.2396 | [36 empty] | 12585.7316 | 264.402 |  |  |  | 2024 | Denisová, N., Piercey, S. J., & Wälle, M. (2024). Mineralogy and mineral chemistry of the ABM replacement-style volcanogenic massive sulfide deposit, Finlayson Lake district, Yukon, Canada. Mineralium Deposita, 59(3), 473-503. https://doi.org/10.1007/s00126-023-01217-4 |  | CAN | CA-YT | -130.6 | 61.4667 | [8 empty] | spot with likely inclusion; Only analyses +/-2% of 100% were shown and they were normalized to 100% | 2025-04-30
| ABM |  | Volcanic basin hydrothermal | Volcanogenic massive sulfide (VMS) | Bimodal felsic VMS | Zn, Cu, Pb, Au, Ag |  | Zn, Cu, Pb, Au, Ag | Denisová et al., 2024 |  | A348395 | A348395-4-1-7* | borehole | K15-290 |  | 78.92 | 79 | ore material | half core | core drilling | rock | polished slab from core | Yukon–Tanana and Slide Mountain terranes | Kudz Ze Kayah formation |  |  | acid volcanic rock, siliciclastic sedimentary rock |  | rock | greenschist | aresenopyrite | Assemblage 1 |  |  |  | chloritic |  | pyrite, arsenopyrite, pyrrhotite, galena, chalcopyrite, sulfosalts | cutting and polishing | EPMA | JEOL JXA-8230 SuperProbe electron probe microanalyzer (EPMA) equipped with five wavelength-dispersive spectrometers (WDS) and a tungsten filament electron gun. |  | sulfides were analyzed using an accelerating voltage of 25 kV, a 2-nA beam current, focused to 1 μm, with elemental counting times between 5 and 30 s |  | -99999 | 32.1122 |  |  | 431843.7166 | 110.7623 | [20 empty] | 119.3116 | 29.9077 |  |  |  |  | 3251.2403 | 37.1335 | [8 empty] | 353182.1382 | 39.3453 | [42 empty] | 616.6638 | 76.449 | [14 empty] | 206070.972 | 27.8078 | -99999 | 45.2396 | [36 empty] | 5030.9712 | 264.402 |  |  |  | 2024 | Denisová, N., Piercey, S. J., & Wälle, M. (2024). Mineralogy and mineral chemistry of the ABM replacement-style volcanogenic massive sulfide deposit, Finlayson Lake district, Yukon, Canada. Mineralium Deposita, 59(3), 473-503. https://doi.org/10.1007/s00126-023-01217-4 |  | CAN | CA-YT | -130.6 | 61.4667 | [8 empty] | spot with likely inclusion; Only analyses +/-2% of 100% were shown and they were normalized to 100% | 2025-04-30
| ABM |  | Volcanic basin hydrothermal | Volcanogenic massive sulfide (VMS) | Bimodal felsic VMS | Zn, Cu, Pb, Au, Ag |  | Zn, Cu, Pb, Au, Ag | Denisová et al., 2024 |  | A348395 | A348395-2-2-12* | borehole | K15-290 |  | 78.92 | 79 | ore material | half core | core drilling | rock | polished slab from core | Yukon–Tanana and Slide Mountain terranes | Kudz Ze Kayah formation |  |  | acid volcanic rock, siliciclastic sedimentary rock |  | rock | greenschist | aresenopyrite | Assemblage 1 |  |  |  | chloritic |  | pyrite, arsenopyrite, pyrrhotite, galena, chalcopyrite, sulfosalts | cutting and polishing | EPMA | JEOL JXA-8230 SuperProbe electron probe microanalyzer (EPMA) equipped with five wavelength-dispersive spectrometers (WDS) and a tungsten filament electron gun. |  | sulfides were analyzed using an accelerating voltage of 25 kV, a 2-nA beam current, focused to 1 μm, with elemental counting times between 5 and 30 s |  | -99999 | 32.1122 |  |  | 434944.7013 | 110.7623 | [20 empty] | 110.4917 | 29.9077 |  |  |  |  | -99999 | 37.1335 | [8 empty] | 355562.2434 | 39.3453 | [42 empty] | 612.7821 | 76.449 | [14 empty] | 194907.3328 | 27.8078 | 9100.4975 | 45.2396 | [36 empty] | 4781.2768 | 264.402 |  |  |  | 2024 | Denisová, N., Piercey, S. J., & Wälle, M. (2024). Mineralogy and mineral chemistry of the ABM replacement-style volcanogenic massive sulfide deposit, Finlayson Lake district, Yukon, Canada. Mineralium Deposita, 59(3), 473-503. https://doi.org/10.1007/s00126-023-01217-4 |  | CAN | CA-YT | -130.6 | 61.4667 | [8 empty] | spot with likely inclusion; Only analyses +/-2% of 100% were shown and they were normalized to 100% | 2025-04-30
| ABM |  | Volcanic basin hydrothermal | Volcanogenic massive sulfide (VMS) | Bimodal felsic VMS | Zn, Cu, Pb, Au, Ag |  | Zn, Cu, Pb, Au, Ag | Denisová et al., 2024 |  | A348395 | A348395-2-1-7 | borehole | K15-290 |  | 78.92 | 79 | ore material | half core | core drilling | rock | polished slab from core | Yukon–Tanana and Slide Mountain terranes | Kudz Ze Kayah formation |  |  | acid volcanic rock, siliciclastic sedimentary rock |  | rock | greenschist | aresenopyrite | Assemblage 1 |  |  |  | chloritic |  | pyrite, arsenopyrite, pyrrhotite, galena, chalcopyrite, sulfosalts | cutting and polishing | EPMA | JEOL JXA-8230 SuperProbe electron probe microanalyzer (EPMA) equipped with five wavelength-dispersive spectrometers (WDS) and a tungsten filament electron gun. |  | sulfides were analyzed using an accelerating voltage of 25 kV, a 2-nA beam current, focused to 1 μm, with elemental counting times between 5 and 30 s |  | -99999 | 32.1122 |  |  | 427502.736 | 110.7623 | [20 empty] | 244.24 | 29.9077 |  |  |  |  | -99999 | 37.1335 | [8 empty] | 360182.7882 | 39.3453 | [42 empty] | 600.4967 | 76.449 | [14 empty] | 204164.2946 | 27.8078 | 6238.2966 | 45.2396 | [36 empty] | 1119.4334 | 264.402 |  |  |  | 2024 | Denisová, N., Piercey, S. J., & Wälle, M. (2024). Mineralogy and mineral chemistry of the ABM replacement-style volcanogenic massive sulfide deposit, Finlayson Lake district, Yukon, Canada. Mineralium Deposita, 59(3), 473-503. https://doi.org/10.1007/s00126-023-01217-4 |  | CAN | CA-YT | -130.6 | 61.4667 | [8 empty] | Only analyses +/-2% of 100% were shown and they were normalized to 100% | 2025-04-30
| ABM |  | Volcanic basin hydrothermal | Volcanogenic massive sulfide (VMS) | Bimodal felsic VMS | Zn, Cu, Pb, Au, Ag |  | Zn, Cu, Pb, Au, Ag | Denisová et al., 2024 |  | A348395 | A348395-4-1-9* | borehole | K15-290 |  | 78.92 | 79 | ore material | half core | core drilling | rock | polished slab from core | Yukon–Tanana and Slide Mountain terranes | Kudz Ze Kayah formation |  |  | acid volcanic rock, siliciclastic sedimentary rock |  | rock | greenschist | aresenopyrite | Assemblage 1 |  |  |  | chloritic |  | pyrite, arsenopyrite, pyrrhotite, galena, chalcopyrite, sulfosalts | cutting and polishing | EPMA | JEOL JXA-8230 SuperProbe electron probe microanalyzer (EPMA) equipped with five wavelength-dispersive spectrometers (WDS) and a tungsten filament electron gun. |  | sulfides were analyzed using an accelerating voltage of 25 kV, a 2-nA beam current, focused to 1 μm, with elemental counting times between 5 and 30 s |  | -99999 | 32.1122 |  |  | 426382.6184 | 110.7623 | [20 empty] | 188.6849 | 29.9077 |  |  |  |  | 496.5391 | 37.1335 | [8 empty] | 345621.0371 | 39.3453 | [42 empty] | 486.8743 | 76.449 | [14 empty] | 203521.4513 | 27.8078 | -99999 | 45.2396 | [36 empty] | 23535.9534 | 264.402 |  |  |  | 2024 | Denisová, N., Piercey, S. J., & Wälle, M. (2024). Mineralogy and mineral chemistry of the ABM replacement-style volcanogenic massive sulfide deposit, Finlayson Lake district, Yukon, Canada. Mineralium Deposita, 59(3), 473-503. https://doi.org/10.1007/s00126-023-01217-4 |  | CAN | CA-YT | -130.6 | 61.4667 | [8 empty] | spot with likely inclusion; Only analyses +/-2% of 100% were shown and they were normalized to 100% | 2025-04-30
| ABM |  | Volcanic basin hydrothermal | Volcanogenic massive sulfide (VMS) | Bimodal felsic VMS | Zn, Cu, Pb, Au, Ag |  | Zn, Cu, Pb, Au, Ag | Denisová et al., 2024 |  | A348395 | A348395-8-1-8 | borehole | K15-290 |  | 78.92 | 79 | ore material | half core | core drilling | rock | polished slab from core | Yukon–Tanana and Slide Mountain terranes | Kudz Ze Kayah formation |  |  | acid volcanic rock, siliciclastic sedimentary rock |  | rock | greenschist | aresenopyrite | Assemblage 1 |  |  |  | chloritic |  | pyrite, arsenopyrite, pyrrhotite, galena, chalcopyrite, sulfosalts | cutting and polishing | EPMA | JEOL JXA-8230 SuperProbe electron probe microanalyzer (EPMA) equipped with five wavelength-dispersive spectrometers (WDS) and a tungsten filament electron gun. |  | sulfides were analyzed using an accelerating voltage of 25 kV, a 2-nA beam current, focused to 1 μm, with elemental counting times between 5 and 30 s |  | -99999 | 32.1122 |  |  | 443323.1571 | 110.7623 | [20 empty] | 212.3443 | 29.9077 |  |  |  |  | 91.0047 | 37.1335 | [8 empty] | 357769.7817 | 39.3453 | [42 empty] | 434.809 | 76.449 | [14 empty] | 194719.7072 | 27.8078 | 3417.7318 | 45.2396 | [36 empty] | -99999 | 264.402 |  |  |  | 2024 | Denisová, N., Piercey, S. J., & Wälle, M. (2024). Mineralogy and mineral chemistry of the ABM replacement-style volcanogenic massive sulfide deposit, Finlayson Lake district, Yukon, Canada. Mineralium Deposita, 59(3), 473-503. https://doi.org/10.1007/s00126-023-01217-4 |  | CAN | CA-YT | -130.6 | 61.4667 | [8 empty] | Only analyses +/-2% of 100% were shown and they were normalized to 100% | 2025-04-30
| ABM |  | Volcanic basin hydrothermal | Volcanogenic massive sulfide (VMS) | Bimodal felsic VMS | Zn, Cu, Pb, Au, Ag |  | Zn, Cu, Pb, Au, Ag | Denisová et al., 2024 |  | A348395 | A348395-4-2-12 | borehole | K15-290 |  | 78.92 | 79 | ore material | half core | core drilling | rock | polished slab from core | Yukon–Tanana and Slide Mountain terranes | Kudz Ze Kayah formation |  |  | acid volcanic rock, siliciclastic sedimentary rock |  | rock | greenschist | aresenopyrite | Assemblage 1 |  |  |  | chloritic |  | pyrite, arsenopyrite, pyrrhotite, galena, chalcopyrite, sulfosalts | cutting and polishing | EPMA | JEOL JXA-8230 SuperProbe electron probe microanalyzer (EPMA) equipped with five wavelength-dispersive spectrometers (WDS) and a tungsten filament electron gun. |  | sulfides were analyzed using an accelerating voltage of 25 kV, a 2-nA beam current, focused to 1 μm, with elemental counting times between 5 and 30 s |  | -99999 | 32.1122 |  |  | 425510.7857 | 110.7623 | [20 empty] | 204.7083 | 29.9077 |  |  |  |  | 388.9457 | 37.1335 | [8 empty] | 357256.9016 | 39.3453 | [42 empty] | 378.7414 | 76.449 | [14 empty] | 193572.1662 | 27.8078 | 21228.2485 | 45.2396 | [36 empty] | 1494.3705 | 264.402 |  |  |  | 2024 | Denisová, N., Piercey, S. J., & Wälle, M. (2024). Mineralogy and mineral chemistry of the ABM replacement-style volcanogenic massive sulfide deposit, Finlayson Lake district, Yukon, Canada. Mineralium Deposita, 59(3), 473-503. https://doi.org/10.1007/s00126-023-01217-4 |  | CAN | CA-YT | -130.6 | 61.4667 | [8 empty] | Only analyses +/-2% of 100% were shown and they were normalized to 100% | 2025-04-30
| ABM |  | Volcanic basin hydrothermal | Volcanogenic massive sulfide (VMS) | Bimodal felsic VMS | Zn, Cu, Pb, Au, Ag |  | Zn, Cu, Pb, Au, Ag | Denisová et al., 2024 |  | A348395 | A348395-4-2-10 | borehole | K15-290 |  | 78.92 | 79 | ore material | half core | core drilling | rock | polished slab from core | Yukon–Tanana and Slide Mountain terranes | Kudz Ze Kayah formation |  |  | acid volcanic rock, siliciclastic sedimentary rock |  | rock | greenschist | aresenopyrite | Assemblage 1 |  |  |  | chloritic |  | pyrite, arsenopyrite, pyrrhotite, galena, chalcopyrite, sulfosalts | cutting and polishing | EPMA | JEOL JXA-8230 SuperProbe electron probe microanalyzer (EPMA) equipped with five wavelength-dispersive spectrometers (WDS) and a tungsten filament electron gun. |  | sulfides were analyzed using an accelerating voltage of 25 kV, a 2-nA beam current, focused to 1 μm, with elemental counting times between 5 and 30 s |  | -99999 | 32.1122 |  |  | 427661.4305 | 110.7623 | [20 empty] | 172.7133 | 29.9077 |  |  |  |  | 1219.1529 | 37.1335 | [8 empty] | 357983.9367 | 39.3453 | [42 empty] | 111.7591 | 76.449 | [14 empty] | 193296.6862 | 27.8078 | 18947.6684 | 45.2396 | [36 empty] | 619.7361 | 264.402 |  |  |  | 2024 | Denisová, N., Piercey, S. J., & Wälle, M. (2024). Mineralogy and mineral chemistry of the ABM replacement-style volcanogenic massive sulfide deposit, Finlayson Lake district, Yukon, Canada. Mineralium Deposita, 59(3), 473-503. https://doi.org/10.1007/s00126-023-01217-4 |  | CAN | CA-YT | -130.6 | 61.4667 | [8 empty] | Only analyses +/-2% of 100% were shown and they were normalized to 100% | 2025-04-30
| ABM |  | Volcanic basin hydrothermal | Volcanogenic massive sulfide (VMS) | Bimodal felsic VMS | Zn, Cu, Pb, Au, Ag |  | Zn, Cu, Pb, Au, Ag | Denisová et al., 2024 |  | A348395 | A348395-2-2-8* | borehole | K15-290 |  | 78.92 | 79 | ore material | half core | core drilling | rock | polished slab from core | Yukon–Tanana and Slide Mountain terranes | Kudz Ze Kayah formation |  |  | acid volcanic rock, siliciclastic sedimentary rock |  | rock | greenschist | aresenopyrite | Assemblage 1 |  |  |  | chloritic |  | pyrite, arsenopyrite, pyrrhotite, galena, chalcopyrite, sulfosalts | cutting and polishing | EPMA | JEOL JXA-8230 SuperProbe electron probe microanalyzer (EPMA) equipped with five wavelength-dispersive spectrometers (WDS) and a tungsten filament electron gun. |  | sulfides were analyzed using an accelerating voltage of 25 kV, a 2-nA beam current, focused to 1 μm, with elemental counting times between 5 and 30 s |  | -99999 | 32.1122 |  |  | 419805.667 | 110.7623 | [20 empty] | 158.7979 | 29.9077 |  |  |  |  | 267.9715 | 37.1335 | [8 empty] | 350635.6827 | 39.3453 | [42 empty] | -99999 | 76.449 | [14 empty] | 203549.1461 | 27.8078 | 5577.7761 | 45.2396 | [36 empty] | 20028.3845 | 264.402 |  |  |  | 2024 | Denisová, N., Piercey, S. J., & Wälle, M. (2024). Mineralogy and mineral chemistry of the ABM replacement-style volcanogenic massive sulfide deposit, Finlayson Lake district, Yukon, Canada. Mineralium Deposita, 59(3), 473-503. https://doi.org/10.1007/s00126-023-01217-4 |  | CAN | CA-YT | -130.6 | 61.4667 | [8 empty] | spot with likely inclusion; Only analyses +/-2% of 100% were shown and they were normalized to 100% | 2025-04-30
| ABM |  | Volcanic basin hydrothermal | Volcanogenic massive sulfide (VMS) | Bimodal felsic VMS | Zn, Cu, Pb, Au, Ag |  | Zn, Cu, Pb, Au, Ag | Denisová et al., 2024 |  | B232695 | B232695-5-1-10 | borehole | K15-319 |  | 188 | 188.05 | ore material | half core | core drilling | rock | polished slab from core | Yukon–Tanana and Slide Mountain terranes | Kudz Ze Kayah formation |  |  | acid volcanic rock, siliciclastic sedimentary rock |  | rock | greenschist | aresenopyrite | Assemblage 1 |  |  |  | chloritic |  | pyrite, arsenopyrite, pyrrhotite, galena, chalcopyrite, sulfosalts | cutting and polishing | EPMA | JEOL JXA-8230 SuperProbe electron probe microanalyzer (EPMA) equipped with five wavelength-dispersive spectrometers (WDS) and a tungsten filament electron gun. |  | sulfides were analyzed using an accelerating voltage of 25 kV, a 2-nA beam current, focused to 1 μm, with elemental counting times between 5 and 30 s |  | -99999 | 32.1122 |  |  | 430841.1384 | 110.7623 | [20 empty] | 1162.9083 | 29.9077 |  |  |  |  | 1152.796 | 37.1335 | [8 empty] | 349236.5149 | 39.3453 | [42 empty] | 13551.6437 | 76.449 | [14 empty] | 196723.6351 | 27.8078 | 4944.8881 | 45.2396 | [36 empty] | 2426.9389 | 264.402 |  |  |  | 2024 | Denisová, N., Piercey, S. J., & Wälle, M. (2024). Mineralogy and mineral chemistry of the ABM replacement-style volcanogenic massive sulfide deposit, Finlayson Lake district, Yukon, Canada. Mineralium Deposita, 59(3), 473-503. https://doi.org/10.1007/s00126-023-01217-4 |  | CAN | CA-YT | -130.6 | 61.4667 | [8 empty] | Only analyses +/-2% of 100% were shown and they were normalized to 100% | 2025-04-30
| ABM |  | Volcanic basin hydrothermal | Volcanogenic massive sulfide (VMS) | Bimodal felsic VMS | Zn, Cu, Pb, Au, Ag |  | Zn, Cu, Pb, Au, Ag | Denisová et al., 2024 |  | B232695 | B232695-5-1-22 | borehole | K15-319 |  | 188 | 188.05 | ore material | half core | core drilling | rock | polished slab from core | Yukon–Tanana and Slide Mountain terranes | Kudz Ze Kayah formation |  |  | acid volcanic rock, siliciclastic sedimentary rock |  | rock | greenschist | aresenopyrite | Assemblage 1 |  |  |  | chloritic |  | pyrite, arsenopyrite, pyrrhotite, galena, chalcopyrite, sulfosalts | cutting and polishing | EPMA | JEOL JXA-8230 SuperProbe electron probe microanalyzer (EPMA) equipped with five wavelength-dispersive spectrometers (WDS) and a tungsten filament electron gun. |  | sulfides were analyzed using an accelerating voltage of 25 kV, a 2-nA beam current, focused to 1 μm, with elemental counting times between 5 and 30 s |  | -99999 | 32.1122 |  |  | 430640.058 | 110.7623 | [20 empty] | 655.8435 | 29.9077 |  |  |  |  | 302.697 | 37.1335 | [8 empty] | 357273.3108 | 39.3453 | [42 empty] | 4006.0951 | 76.449 | [14 empty] | 200738.5863 | 27.8078 | 4348.7473 | 45.2396 | [36 empty] | 2078.5196 | 264.402 |  |  |  | 2024 | Denisová, N., Piercey, S. J., & Wälle, M. (2024). Mineralogy and mineral chemistry of the ABM replacement-style volcanogenic massive sulfide deposit, Finlayson Lake district, Yukon, Canada. Mineralium Deposita, 59(3), 473-503. https://doi.org/10.1007/s00126-023-01217-4 |  | CAN | CA-YT | -130.6 | 61.4667 | [8 empty] | Only analyses +/-2% of 100% were shown and they were normalized to 100% | 2025-04-30
| ABM |  | Volcanic basin hydrothermal | Volcanogenic massive sulfide (VMS) | Bimodal felsic VMS | Zn, Cu, Pb, Au, Ag |  | Zn, Cu, Pb, Au, Ag | Denisová et al., 2024 |  | B232695 | B232695-3-1-2 | borehole | K15-319 |  | 188 | 188.05 | ore material | half core | core drilling | rock | polished slab from core | Yukon–Tanana and Slide Mountain terranes | Kudz Ze Kayah formation |  |  | acid volcanic rock, siliciclastic sedimentary rock |  | rock | greenschist | aresenopyrite | Assemblage 1 |  |  |  | chloritic |  | pyrite, arsenopyrite, pyrrhotite, galena, chalcopyrite, sulfosalts | cutting and polishing | EPMA | JEOL JXA-8230 SuperProbe electron probe microanalyzer (EPMA) equipped with five wavelength-dispersive spectrometers (WDS) and a tungsten filament electron gun. |  | sulfides were analyzed using an accelerating voltage of 25 kV, a 2-nA beam current, focused to 1 μm, with elemental counting times between 5 and 30 s |  | -99999 | 32.1122 |  |  | 425388.7077 | 110.7623 | [20 empty] | 181.3565 | 29.9077 |  |  |  |  | -99999 | 37.1335 | [8 empty] | 356627.5771 | 39.3453 | [42 empty] | 1148.7188 | 76.449 | [14 empty] | 204630.634 | 27.8078 | 10710.1114 | 45.2396 | [36 empty] | 1360.1742 | 264.402 |  |  |  | 2024 | Denisová, N., Piercey, S. J., & Wälle, M. (2024). Mineralogy and mineral chemistry of the ABM replacement-style volcanogenic massive sulfide deposit, Finlayson Lake district, Yukon, Canada. Mineralium Deposita, 59(3), 473-503. https://doi.org/10.1007/s00126-023-01217-4 |  | CAN | CA-YT | -130.6 | 61.4667 | [8 empty] | Only analyses +/-2% of 100% were shown and they were normalized to 100% | 2025-04-30
| ABM |  | Volcanic basin hydrothermal | Volcanogenic massive sulfide (VMS) | Bimodal felsic VMS | Zn, Cu, Pb, Au, Ag |  | Zn, Cu, Pb, Au, Ag | Denisová et al., 2024 |  | B232695 | B232695-2-1-1* | borehole | K15-319 |  | 188 | 188.05 | ore material | half core | core drilling | rock | polished slab from core | Yukon–Tanana and Slide Mountain terranes | Kudz Ze Kayah formation |  |  | acid volcanic rock, siliciclastic sedimentary rock |  | rock | greenschist | aresenopyrite | Assemblage 1 |  |  |  | chloritic |  | pyrite, arsenopyrite, pyrrhotite, galena, chalcopyrite, sulfosalts | cutting and polishing | EPMA | JEOL JXA-8230 SuperProbe electron probe microanalyzer (EPMA) equipped with five wavelength-dispersive spectrometers (WDS) and a tungsten filament electron gun. |  | sulfides were analyzed using an accelerating voltage of 25 kV, a 2-nA beam current, focused to 1 μm, with elemental counting times between 5 and 30 s |  | -99999 | 32.1122 |  |  | 432925.9285 | 110.7623 | [20 empty] | 258.5701 | 29.9077 |  |  |  |  | -99999 | 37.1335 | [8 empty] | 346533.6736 | 39.3453 | [42 empty] | 855.2704 | 76.449 | [14 empty] | 196045.8557 | 27.8078 | 8035.5634 | 45.2396 | [36 empty] | 15305.3614 | 264.402 |  |  |  | 2024 | Denisová, N., Piercey, S. J., & Wälle, M. (2024). Mineralogy and mineral chemistry of the ABM replacement-style volcanogenic massive sulfide deposit, Finlayson Lake district, Yukon, Canada. Mineralium Deposita, 59(3), 473-503. https://doi.org/10.1007/s00126-023-01217-4 |  | CAN | CA-YT | -130.6 | 61.4667 | [8 empty] | spot with likely inclusion; Only analyses +/-2% of 100% were shown and they were normalized to 100% | 2025-04-30
| ABM |  | Volcanic basin hydrothermal | Volcanogenic massive sulfide (VMS) | Bimodal felsic VMS | Zn, Cu, Pb, Au, Ag |  | Zn, Cu, Pb, Au, Ag | Denisová et al., 2024 |  | B232695 | B232695-3-1-12 | borehole | K15-319 |  | 188 | 188.05 | ore material | half core | core drilling | rock | polished slab from core | Yukon–Tanana and Slide Mountain terranes | Kudz Ze Kayah formation |  |  | acid volcanic rock, siliciclastic sedimentary rock |  | rock | greenschist | aresenopyrite | Assemblage 1 |  |  |  | chloritic |  | pyrite, arsenopyrite, pyrrhotite, galena, chalcopyrite, sulfosalts | cutting and polishing | EPMA | JEOL JXA-8230 SuperProbe electron probe microanalyzer (EPMA) equipped with five wavelength-dispersive spectrometers (WDS) and a tungsten filament electron gun. |  | sulfides were analyzed using an accelerating voltage of 25 kV, a 2-nA beam current, focused to 1 μm, with elemental counting times between 5 and 30 s |  | -99999 | 32.1122 |  |  | 426694.7895 | 110.7623 | [20 empty] | 542.2939 | 29.9077 |  |  |  |  | -99999 | 37.1335 | [8 empty] | 362714.283 | 39.3453 | [42 empty] | 632.7207 | 76.449 | [14 empty] | 201170.9497 | 27.8078 | 8204.7057 | 45.2396 | [36 empty] | 60.2549 | 264.402 |  |  |  | 2024 | Denisová, N., Piercey, S. J., & Wälle, M. (2024). Mineralogy and mineral chemistry of the ABM replacement-style volcanogenic massive sulfide deposit, Finlayson Lake district, Yukon, Canada. Mineralium Deposita, 59(3), 473-503. https://doi.org/10.1007/s00126-023-01217-4 |  | CAN | CA-YT | -130.6 | 61.4667 | [8 empty] | Only analyses +/-2% of 100% were shown and they were normalized to 100% | 2025-04-30
| ABM |  | Volcanic basin hydrothermal | Volcanogenic massive sulfide (VMS) | Bimodal felsic VMS | Zn, Cu, Pb, Au, Ag |  | Zn, Cu, Pb, Au, Ag | Denisová et al., 2024 |  | B232695 | B232695-2-1-2* | borehole | K15-319 |  | 188 | 188.05 | ore material | half core | core drilling | rock | polished slab from core | Yukon–Tanana and Slide Mountain terranes | Kudz Ze Kayah formation |  |  | acid volcanic rock, siliciclastic sedimentary rock |  | rock | greenschist | aresenopyrite | Assemblage 1 |  |  |  | chloritic |  | pyrite, arsenopyrite, pyrrhotite, galena, chalcopyrite, sulfosalts | cutting and polishing | EPMA | JEOL JXA-8230 SuperProbe electron probe microanalyzer (EPMA) equipped with five wavelength-dispersive spectrometers (WDS) and a tungsten filament electron gun. |  | sulfides were analyzed using an accelerating voltage of 25 kV, a 2-nA beam current, focused to 1 μm, with elemental counting times between 5 and 30 s |  | -99999 | 32.1122 |  |  | 432137.1693 | 110.7623 | [20 empty] | 200.076 | 29.9077 |  |  |  |  | -99999 | 37.1335 | [8 empty] | 356455.4548 | 39.3453 | [42 empty] | 410.1682 | 76.449 | [14 empty] | 202466.9418 | 27.8078 | 3681.399 | 45.2396 | [36 empty] | 4651.7677 | 264.402 |  |  |  | 2024 | Denisová, N., Piercey, S. J., & Wälle, M. (2024). Mineralogy and mineral chemistry of the ABM replacement-style volcanogenic massive sulfide deposit, Finlayson Lake district, Yukon, Canada. Mineralium Deposita, 59(3), 473-503. https://doi.org/10.1007/s00126-023-01217-4 |  | CAN | CA-YT | -130.6 | 61.4667 | [8 empty] | spot with likely inclusion; Only analyses +/-2% of 100% were shown and they were normalized to 100% | 2025-04-30
| ABM |  | Volcanic basin hydrothermal | Volcanogenic massive sulfide (VMS) | Bimodal felsic VMS | Zn, Cu, Pb, Au, Ag |  | Zn, Cu, Pb, Au, Ag | Denisová et al., 2024 |  | B233308 | B233308-5-1-6 | borehole | K15-321 |  | 237.89 | 237.96 | ore material | half core | core drilling | rock | polished slab from core | Yukon–Tanana and Slide Mountain terranes | Kudz Ze Kayah formation |  |  | acid volcanic rock, siliciclastic sedimentary rock |  | rock | greenschist | aresenopyrite | Assemblage 1 |  |  |  | chloritic |  | pyrite, arsenopyrite, pyrrhotite, galena, chalcopyrite, sulfosalts | cutting and polishing | EPMA | JEOL JXA-8230 SuperProbe electron probe microanalyzer (EPMA) equipped with five wavelength-dispersive spectrometers (WDS) and a tungsten filament electron gun. |  | sulfides were analyzed using an accelerating voltage of 25 kV, a 2-nA beam current, focused to 1 μm, with elemental counting times between 5 and 30 s |  | -99999 | 32.1122 |  |  | 419305.1267 | 110.7623 | [20 empty] | 143.6133 | 29.9077 |  |  |  |  | -99999 | 37.1335 | [8 empty] | 363362.204 | 39.3453 | [42 empty] | 5237.5914 | 76.449 | [14 empty] | 209008.6591 | 27.8078 | 3333.8803 | 45.2396 | [36 empty] | -99999 | 264.402 |  |  |  | 2024 | Denisová, N., Piercey, S. J., & Wälle, M. (2024). Mineralogy and mineral chemistry of the ABM replacement-style volcanogenic massive sulfide deposit, Finlayson Lake district, Yukon, Canada. Mineralium Deposita, 59(3), 473-503. https://doi.org/10.1007/s00126-023-01217-4 |  | CAN | CA-YT | -130.6 | 61.4667 | [8 empty] | Only analyses +/-2% of 100% were shown and they were normalized to 100% | 2025-04-30
| ABM |  | Volcanic basin hydrothermal | Volcanogenic massive sulfide (VMS) | Bimodal felsic VMS | Zn, Cu, Pb, Au, Ag |  | Zn, Cu, Pb, Au, Ag | Denisová et al., 2024 |  | B233308 | B233308-4-1-1 | borehole | K15-321 |  | 237.89 | 237.96 | ore material | half core | core drilling | rock | polished slab from core | Yukon–Tanana and Slide Mountain terranes | Kudz Ze Kayah formation |  |  | acid volcanic rock, siliciclastic sedimentary rock |  | rock | greenschist | aresenopyrite | Assemblage 1 |  |  |  | chloritic |  | pyrite, arsenopyrite, pyrrhotite, galena, chalcopyrite, sulfosalts | cutting and polishing | EPMA | JEOL JXA-8230 SuperProbe electron probe microanalyzer (EPMA) equipped with five wavelength-dispersive spectrometers (WDS) and a tungsten filament electron gun. |  | sulfides were analyzed using an accelerating voltage of 25 kV, a 2-nA beam current, focused to 1 μm, with elemental counting times between 5 and 30 s |  | -99999 | 32.1122 |  |  | 427245.9442 | 110.7623 | [20 empty] | 252.6656 | 29.9077 |  |  |  |  | -99999 | 37.1335 | [8 empty] | 357067.0617 | 39.3453 | [42 empty] | 1082.6343 | 76.449 | [14 empty] | 205599.0661 | 27.8078 | 9237.4545 | 45.2396 | [36 empty] | -99999 | 264.402 |  |  |  | 2024 | Denisová, N., Piercey, S. J., & Wälle, M. (2024). Mineralogy and mineral chemistry of the ABM replacement-style volcanogenic massive sulfide deposit, Finlayson Lake district, Yukon, Canada. Mineralium Deposita, 59(3), 473-503. https://doi.org/10.1007/s00126-023-01217-4 |  | CAN | CA-YT | -130.6 | 61.4667 | [8 empty] | Only analyses +/-2% of 100% were shown and they were normalized to 100% | 2025-04-30
| ABM |  | Volcanic basin hydrothermal | Volcanogenic massive sulfide (VMS) | Bimodal felsic VMS | Zn, Cu, Pb, Au, Ag |  | Zn, Cu, Pb, Au, Ag | Denisová et al., 2024 |  | B233308 | B233308-7-1-6 | borehole | K15-321 |  | 237.89 | 237.96 | ore material | half core | core drilling | rock | polished slab from core | Yukon–Tanana and Slide Mountain terranes | Kudz Ze Kayah formation |  |  | acid volcanic rock, siliciclastic sedimentary rock |  | rock | greenschist | aresenopyrite | Assemblage 1 |  |  |  | chloritic |  | pyrite, arsenopyrite, pyrrhotite, galena, chalcopyrite, sulfosalts | cutting and polishing | EPMA | JEOL JXA-8230 SuperProbe electron probe microanalyzer (EPMA) equipped with five wavelength-dispersive spectrometers (WDS) and a tungsten filament electron gun. |  | sulfides were analyzed using an accelerating voltage of 25 kV, a 2-nA beam current, focused to 1 μm, with elemental counting times between 5 and 30 s |  | -99999 | 32.1122 |  |  | 412793.9879 | 110.7623 | [20 empty] | 233.5191 | 29.9077 |  |  |  |  | -99999 | 37.1335 | [8 empty] | 366066.6286 | 39.3453 | [42 empty] | 639.8018 | 76.449 | [14 empty] | 209690.0284 | 27.8078 | 10680.9626 | 45.2396 | [36 empty] | -99999 | 264.402 |  |  |  | 2024 | Denisová, N., Piercey, S. J., & Wälle, M. (2024). Mineralogy and mineral chemistry of the ABM replacement-style volcanogenic massive sulfide deposit, Finlayson Lake district, Yukon, Canada. Mineralium Deposita, 59(3), 473-503. https://doi.org/10.1007/s00126-023-01217-4 |  | CAN | CA-YT | -130.6 | 61.4667 | [8 empty] | Only analyses +/-2% of 100% were shown and they were normalized to 100% | 2025-04-30
| ABM |  | Volcanic basin hydrothermal | Volcanogenic massive sulfide (VMS) | Bimodal felsic VMS | Zn, Cu, Pb, Au, Ag |  | Zn, Cu, Pb, Au, Ag | Denisová et al., 2024 |  | B233308 | B233308-4-1-6 | borehole | K15-321 |  | 237.89 | 237.96 | ore material | half core | core drilling | rock | polished slab from core | Yukon–Tanana and Slide Mountain terranes | Kudz Ze Kayah formation |  |  | acid volcanic rock, siliciclastic sedimentary rock |  | rock | greenschist | aresenopyrite | Assemblage 1 |  |  |  | chloritic |  | pyrite, arsenopyrite, pyrrhotite, galena, chalcopyrite, sulfosalts | cutting and polishing | EPMA | JEOL JXA-8230 SuperProbe electron probe microanalyzer (EPMA) equipped with five wavelength-dispersive spectrometers (WDS) and a tungsten filament electron gun. |  | sulfides were analyzed using an accelerating voltage of 25 kV, a 2-nA beam current, focused to 1 μm, with elemental counting times between 5 and 30 s |  | -99999 | 32.1122 |  |  | 408900.1889 | 110.7623 | [20 empty] | 173.3491 | 29.9077 |  |  |  |  | 122.3641 | 37.1335 | [8 empty] | 362177.2697 | 39.3453 | [42 empty] | 561.4938 | 76.449 | [14 empty] | 212260.8737 | 27.8078 | 16284.6184 | 45.2396 | [36 empty] | -99999 | 264.402 |  |  |  | 2024 | Denisová, N., Piercey, S. J., & Wälle, M. (2024). Mineralogy and mineral chemistry of the ABM replacement-style volcanogenic massive sulfide deposit, Finlayson Lake district, Yukon, Canada. Mineralium Deposita, 59(3), 473-503. https://doi.org/10.1007/s00126-023-01217-4 |  | CAN | CA-YT | -130.6 | 61.4667 | [8 empty] | Only analyses +/-2% of 100% were shown and they were normalized to 100% | 2025-04-30
| ABM |  | Volcanic basin hydrothermal | Volcanogenic massive sulfide (VMS) | Bimodal felsic VMS | Zn, Cu, Pb, Au, Ag |  | Zn, Cu, Pb, Au, Ag | Denisová et al., 2024 |  | B233308 | B233308-7-1-9 | borehole | K15-321 |  | 237.89 | 237.96 | ore material | half core | core drilling | rock | polished slab from core | Yukon–Tanana and Slide Mountain terranes | Kudz Ze Kayah formation |  |  | acid volcanic rock, siliciclastic sedimentary rock |  | rock | greenschist | aresenopyrite | Assemblage 1 |  |  |  | chloritic |  | pyrite, arsenopyrite, pyrrhotite, galena, chalcopyrite, sulfosalts | cutting and polishing | EPMA | JEOL JXA-8230 SuperProbe electron probe microanalyzer (EPMA) equipped with five wavelength-dispersive spectrometers (WDS) and a tungsten filament electron gun. |  | sulfides were analyzed using an accelerating voltage of 25 kV, a 2-nA beam current, focused to 1 μm, with elemental counting times between 5 and 30 s |  | -99999 | 32.1122 |  |  | 410724.8575 | 110.7623 | [20 empty] | 212.8479 | 29.9077 |  |  |  |  | -99999 | 37.1335 | [8 empty] | 362084.6835 | 39.3453 | [42 empty] | 212.8738 | 76.449 | [14 empty] | 212543.8297 | 27.8078 | 13713.4869 | 45.2396 | [36 empty] | 527.052 | 264.402 |  |  |  | 2024 | Denisová, N., Piercey, S. J., & Wälle, M. (2024). Mineralogy and mineral chemistry of the ABM replacement-style volcanogenic massive sulfide deposit, Finlayson Lake district, Yukon, Canada. Mineralium Deposita, 59(3), 473-503. https://doi.org/10.1007/s00126-023-01217-4 |  | CAN | CA-YT | -130.6 | 61.4667 | [8 empty] | Only analyses +/-2% of 100% were shown and they were normalized to 100% | 2025-04-30
| ABM |  | Volcanic basin hydrothermal | Volcanogenic massive sulfide (VMS) | Bimodal felsic VMS | Zn, Cu, Pb, Au, Ag |  | Zn, Cu, Pb, Au, Ag | Denisová et al., 2024 |  | B233308 | B233308-7-1-1 | borehole | K15-321 |  | 237.89 | 237.96 | ore material | half core | core drilling | rock | polished slab from core | Yukon–Tanana and Slide Mountain terranes | Kudz Ze Kayah formation |  |  | acid volcanic rock, siliciclastic sedimentary rock |  | rock | greenschist | aresenopyrite | Assemblage 1 |  |  |  | chloritic |  | pyrite, arsenopyrite, pyrrhotite, galena, chalcopyrite, sulfosalts | cutting and polishing | EPMA | JEOL JXA-8230 SuperProbe electron probe microanalyzer (EPMA) equipped with five wavelength-dispersive spectrometers (WDS) and a tungsten filament electron gun. |  | sulfides were analyzed using an accelerating voltage of 25 kV, a 2-nA beam current, focused to 1 μm, with elemental counting times between 5 and 30 s |  | -99999 | 32.1122 |  |  | 403175.5919 | 110.7623 | [20 empty] | 152.9005 | 29.9077 |  |  |  |  | -99999 | 37.1335 | [8 empty] | 370284.2935 | 39.3453 | [42 empty] | 112.3194 | 76.449 | [14 empty] | 222561.9964 | 27.8078 | 4271.0213 | 45.2396 | [36 empty] | -99999 | 264.402 |  |  |  | 2024 | Denisová, N., Piercey, S. J., & Wälle, M. (2024). Mineralogy and mineral chemistry of the ABM replacement-style volcanogenic massive sulfide deposit, Finlayson Lake district, Yukon, Canada. Mineralium Deposita, 59(3), 473-503. https://doi.org/10.1007/s00126-023-01217-4 |  | CAN | CA-YT | -130.6 | 61.4667 | [8 empty] | Only analyses +/-2% of 100% were shown and they were normalized to 100% | 2025-04-30
| ABM |  | Volcanic basin hydrothermal | Volcanogenic massive sulfide (VMS) | Bimodal felsic VMS | Zn, Cu, Pb, Au, Ag |  | Zn, Cu, Pb, Au, Ag | Denisová et al., 2024 |  | B233308 | B233308-5-1-9 | borehole | K15-321 |  | 237.89 | 237.96 | ore material | half core | core drilling | rock | polished slab from core | Yukon–Tanana and Slide Mountain terranes | Kudz Ze Kayah formation |  |  | acid volcanic rock, siliciclastic sedimentary rock |  | rock | greenschist | aresenopyrite | Assemblage 1 |  |  |  | chloritic |  | pyrite, arsenopyrite, pyrrhotite, galena, chalcopyrite, sulfosalts | cutting and polishing | EPMA | JEOL JXA-8230 SuperProbe electron probe microanalyzer (EPMA) equipped with five wavelength-dispersive spectrometers (WDS) and a tungsten filament electron gun. |  | sulfides were analyzed using an accelerating voltage of 25 kV, a 2-nA beam current, focused to 1 μm, with elemental counting times between 5 and 30 s |  | -99999 | 32.1122 |  |  | 420134.8123 | 110.7623 | [20 empty] | 234.1229 | 29.9077 |  |  |  |  | -99999 | 37.1335 | [8 empty] | 364631.1422 | 39.3453 | [42 empty] | -99999 | 76.449 | [14 empty] | 209224.449 | 27.8078 | 4957.2979 | 45.2396 | [36 empty] | 824.5198 | 264.402 |  |  |  | 2024 | Denisová, N., Piercey, S. J., & Wälle, M. (2024). Mineralogy and mineral chemistry of the ABM replacement-style volcanogenic massive sulfide deposit, Finlayson Lake district, Yukon, Canada. Mineralium Deposita, 59(3), 473-503. https://doi.org/10.1007/s00126-023-01217-4 |  | CAN | CA-YT | -130.6 | 61.4667 | [8 empty] | Only analyses +/-2% of 100% were shown and they were normalized to 100% | 2025-04-30
| ABM |  | Volcanic basin hydrothermal | Volcanogenic massive sulfide (VMS) | Bimodal felsic VMS | Zn, Cu, Pb, Au, Ag |  | Zn, Cu, Pb, Au, Ag | Denisová et al., 2024 |  | B265159A | B265159A-3-2-10* | borehole | K15-292 |  | 239.65 | 239.71 | ore material | half core | core drilling | rock | polished slab from core | Yukon–Tanana and Slide Mountain terranes | Kudz Ze Kayah formation |  |  | acid volcanic rock, siliciclastic sedimentary rock |  | rock | greenschist | aresenopyrite | Assemblage 2 |  |  |  | chloritic |  | pyrite, arsenopyrite, pyrrhotite, galena, chalcopyrite, sulfosalts | cutting and polishing | EPMA | JEOL JXA-8230 SuperProbe electron probe microanalyzer (EPMA) equipped with five wavelength-dispersive spectrometers (WDS) and a tungsten filament electron gun. |  | sulfides were analyzed using an accelerating voltage of 25 kV, a 2-nA beam current, focused to 1 μm, with elemental counting times between 5 and 30 s |  | -99999 | 32.1122 |  |  | 365845.2304 | 110.7623 | [20 empty] | 1006.0465 | 29.9077 |  |  |  |  | 660.5355 | 37.1335 | [8 empty] | 334322.4304 | 39.3453 | [42 empty] | 4176.6172 | 76.449 | [14 empty] | 243066.9274 | 27.8078 | 1758.0407 | 45.2396 | [36 empty] | 49052.3877 | 264.402 |  |  |  | 2024 | Denisová, N., Piercey, S. J., & Wälle, M. (2024). Mineralogy and mineral chemistry of the ABM replacement-style volcanogenic massive sulfide deposit, Finlayson Lake district, Yukon, Canada. Mineralium Deposita, 59(3), 473-503. https://doi.org/10.1007/s00126-023-01217-4 |  | CAN | CA-YT | -130.6 | 61.4667 | [8 empty] | spot with likely inclusion; Only analyses +/-2% of 100% were shown and they were normalized to 100% | 2025-04-30
| ABM |  | Volcanic basin hydrothermal | Volcanogenic massive sulfide (VMS) | Bimodal felsic VMS | Zn, Cu, Pb, Au, Ag |  | Zn, Cu, Pb, Au, Ag | Denisová et al., 2024 |  | B265159A | B265159A-3-2-26* | borehole | K15-292 |  | 239.65 | 239.71 | ore material | half core | core drilling | rock | polished slab from core | Yukon–Tanana and Slide Mountain terranes | Kudz Ze Kayah formation |  |  | acid volcanic rock, siliciclastic sedimentary rock |  | rock | greenschist | aresenopyrite | Assemblage 2 |  |  |  | chloritic |  | pyrite, arsenopyrite, pyrrhotite, galena, chalcopyrite, sulfosalts | cutting and polishing | EPMA | JEOL JXA-8230 SuperProbe electron probe microanalyzer (EPMA) equipped with five wavelength-dispersive spectrometers (WDS) and a tungsten filament electron gun. |  | sulfides were analyzed using an accelerating voltage of 25 kV, a 2-nA beam current, focused to 1 μm, with elemental counting times between 5 and 30 s |  | -99999 | 32.1122 |  |  | 435369.5565 | 110.7623 | [20 empty] | 1572.7868 | 29.9077 |  |  |  |  | 776.3114 | 37.1335 | [8 empty] | 352072.3642 | 39.3453 | [42 empty] | 927.5409 | 76.449 | [14 empty] | 200983.9954 | 27.8078 | 3569.0161 | 45.2396 | [36 empty] | 4718.3602 | 264.402 |  |  |  | 2024 | Denisová, N., Piercey, S. J., & Wälle, M. (2024). Mineralogy and mineral chemistry of the ABM replacement-style volcanogenic massive sulfide deposit, Finlayson Lake district, Yukon, Canada. Mineralium Deposita, 59(3), 473-503. https://doi.org/10.1007/s00126-023-01217-4 |  | CAN | CA-YT | -130.6 | 61.4667 | [8 empty] | spot with likely inclusion; Only analyses +/-2% of 100% were shown and they were normalized to 100% | 2025-04-30
| ABM |  | Volcanic basin hydrothermal | Volcanogenic massive sulfide (VMS) | Bimodal felsic VMS | Zn, Cu, Pb, Au, Ag |  | Zn, Cu, Pb, Au, Ag | Denisová et al., 2024 |  | B265159A | B265159A-4-1-20 | borehole | K15-292 |  | 239.65 | 239.71 | ore material | half core | core drilling | rock | polished slab from core | Yukon–Tanana and Slide Mountain terranes | Kudz Ze Kayah formation |  |  | acid volcanic rock, siliciclastic sedimentary rock |  | rock | greenschist | aresenopyrite | Assemblage 2 |  |  |  | chloritic |  | pyrite, arsenopyrite, pyrrhotite, galena, chalcopyrite, sulfosalts | cutting and polishing | EPMA | JEOL JXA-8230 SuperProbe electron probe microanalyzer (EPMA) equipped with five wavelength-dispersive spectrometers (WDS) and a tungsten filament electron gun. |  | sulfides were analyzed using an accelerating voltage of 25 kV, a 2-nA beam current, focused to 1 μm, with elemental counting times between 5 and 30 s |  | -99999 | 32.1122 |  |  | 418258.0872 | 110.7623 | [20 empty] | 944.6036 | 29.9077 |  |  |  |  | 71.0992 | 37.1335 | [8 empty] | 359375.9517 | 39.3453 | [42 empty] | 843.1189 | 76.449 | [14 empty] | 207426.8275 | 27.8078 | 12249.375 | 45.2396 | [36 empty] | 873.5044 | 264.402 |  |  |  | 2024 | Denisová, N., Piercey, S. J., & Wälle, M. (2024). Mineralogy and mineral chemistry of the ABM replacement-style volcanogenic massive sulfide deposit, Finlayson Lake district, Yukon, Canada. Mineralium Deposita, 59(3), 473-503. https://doi.org/10.1007/s00126-023-01217-4 |  | CAN | CA-YT | -130.6 | 61.4667 | [8 empty] | Only analyses +/-2% of 100% were shown and they were normalized to 100% | 2025-04-30
| ABM |  | Volcanic basin hydrothermal | Volcanogenic massive sulfide (VMS) | Bimodal felsic VMS | Zn, Cu, Pb, Au, Ag |  | Zn, Cu, Pb, Au, Ag | Denisová et al., 2024 |  | B265159A | B265159A-9-1-16 | borehole | K15-292 |  | 239.65 | 239.71 | ore material | half core | core drilling | rock | polished slab from core | Yukon–Tanana and Slide Mountain terranes | Kudz Ze Kayah formation |  |  | acid volcanic rock, siliciclastic sedimentary rock |  | rock | greenschist | aresenopyrite | Assemblage 2 |  |  |  | chloritic |  | pyrite, arsenopyrite, pyrrhotite, galena, chalcopyrite, sulfosalts | cutting and polishing | EPMA | JEOL JXA-8230 SuperProbe electron probe microanalyzer (EPMA) equipped with five wavelength-dispersive spectrometers (WDS) and a tungsten filament electron gun. |  | sulfides were analyzed using an accelerating voltage of 25 kV, a 2-nA beam current, focused to 1 μm, with elemental counting times between 5 and 30 s |  | -99999 | 32.1122 |  |  | 432261.623 | 110.7623 | [20 empty] | 813.7841 | 29.9077 |  |  |  |  | 3988.5469 | 37.1335 | [8 empty] | 355161.5188 | 39.3453 | [42 empty] | 793.7306 | 76.449 | [14 empty] | 194876.168 | 27.8078 | 12116.3407 | 45.2396 | [36 empty] | -99999 | 264.402 |  |  |  | 2024 | Denisová, N., Piercey, S. J., & Wälle, M. (2024). Mineralogy and mineral chemistry of the ABM replacement-style volcanogenic massive sulfide deposit, Finlayson Lake district, Yukon, Canada. Mineralium Deposita, 59(3), 473-503. https://doi.org/10.1007/s00126-023-01217-4 |  | CAN | CA-YT | -130.6 | 61.4667 | [8 empty] | Only analyses +/-2% of 100% were shown and they were normalized to 100% | 2025-04-30
| ABM |  | Volcanic basin hydrothermal | Volcanogenic massive sulfide (VMS) | Bimodal felsic VMS | Zn, Cu, Pb, Au, Ag |  | Zn, Cu, Pb, Au, Ag | Denisová et al., 2024 |  | B265159A | B265159A-9-1-4 | borehole | K15-292 |  | 239.65 | 239.71 | ore material | half core | core drilling | rock | polished slab from core | Yukon–Tanana and Slide Mountain terranes | Kudz Ze Kayah formation |  |  | acid volcanic rock, siliciclastic sedimentary rock |  | rock | greenschist | aresenopyrite | Assemblage 2 |  |  |  | chloritic |  | pyrite, arsenopyrite, pyrrhotite, galena, chalcopyrite, sulfosalts | cutting and polishing | EPMA | JEOL JXA-8230 SuperProbe electron probe microanalyzer (EPMA) equipped with five wavelength-dispersive spectrometers (WDS) and a tungsten filament electron gun. |  | sulfides were analyzed using an accelerating voltage of 25 kV, a 2-nA beam current, focused to 1 μm, with elemental counting times between 5 and 30 s |  | -99999 | 32.1122 |  |  | 428325.8819 | 110.7623 | [20 empty] | 1477.3556 | 29.9077 |  |  |  |  | 8315.1162 | 37.1335 | [8 empty] | 354944.6444 | 39.3453 | [42 empty] | 789.4395 | 76.449 | [14 empty] | 204254.3886 | 27.8078 | 2355.7832 | 45.2396 | [36 empty] | -99999 | 264.402 |  |  |  | 2024 | Denisová, N., Piercey, S. J., & Wälle, M. (2024). Mineralogy and mineral chemistry of the ABM replacement-style volcanogenic massive sulfide deposit, Finlayson Lake district, Yukon, Canada. Mineralium Deposita, 59(3), 473-503. https://doi.org/10.1007/s00126-023-01217-4 |  | CAN | CA-YT | -130.6 | 61.4667 | [8 empty] | Only analyses +/-2% of 100% were shown and they were normalized to 100% | 2025-04-30
| ABM |  | Volcanic basin hydrothermal | Volcanogenic massive sulfide (VMS) | Bimodal felsic VMS | Zn, Cu, Pb, Au, Ag |  | Zn, Cu, Pb, Au, Ag | Denisová et al., 2024 |  | B265159A | B265159A-9-1-12 | borehole | K15-292 |  | 239.65 | 239.71 | ore material | half core | core drilling | rock | polished slab from core | Yukon–Tanana and Slide Mountain terranes | Kudz Ze Kayah formation |  |  | acid volcanic rock, siliciclastic sedimentary rock |  | rock | greenschist | aresenopyrite | Assemblage 2 |  |  |  | chloritic |  | pyrite, arsenopyrite, pyrrhotite, galena, chalcopyrite, sulfosalts | cutting and polishing | EPMA | JEOL JXA-8230 SuperProbe electron probe microanalyzer (EPMA) equipped with five wavelength-dispersive spectrometers (WDS) and a tungsten filament electron gun. |  | sulfides were analyzed using an accelerating voltage of 25 kV, a 2-nA beam current, focused to 1 μm, with elemental counting times between 5 and 30 s |  | -99999 | 32.1122 |  |  | 417916.1731 | 110.7623 | [20 empty] | 1278.2794 | 29.9077 |  |  |  |  | 4626.154 | 37.1335 | [8 empty] | 361600.9051 | 39.3453 | [42 empty] | 689.8651 | 76.449 | [14 empty] | 209363.893 | 27.8078 | 4321.8017 | 45.2396 | [36 empty] | 182.6113 | 264.402 |  |  |  | 2024 | Denisová, N., Piercey, S. J., & Wälle, M. (2024). Mineralogy and mineral chemistry of the ABM replacement-style volcanogenic massive sulfide deposit, Finlayson Lake district, Yukon, Canada. Mineralium Deposita, 59(3), 473-503. https://doi.org/10.1007/s00126-023-01217-4 |  | CAN | CA-YT | -130.6 | 61.4667 | [8 empty] | Only analyses +/-2% of 100% were shown and they were normalized to 100% | 2025-04-30
| ABM |  | Volcanic basin hydrothermal | Volcanogenic massive sulfide (VMS) | Bimodal felsic VMS | Zn, Cu, Pb, Au, Ag |  | Zn, Cu, Pb, Au, Ag | Denisová et al., 2024 |  | B266543 | B266543-5-1-1 | borehole | K15-229 |  | 63.58 | 63.63 | ore material | half core | core drilling | rock | polished slab from core | Yukon–Tanana and Slide Mountain terranes | Kudz Ze Kayah formation |  |  | acid volcanic rock, siliciclastic sedimentary rock |  | rock | greenschist | aresenopyrite | Assemblage 1 |  |  |  | chloritic |  | pyrite, arsenopyrite, pyrrhotite, galena, chalcopyrite, sulfosalts | cutting and polishing | EPMA | JEOL JXA-8230 SuperProbe electron probe microanalyzer (EPMA) equipped with five wavelength-dispersive spectrometers (WDS) and a tungsten filament electron gun. |  | sulfides were analyzed using an accelerating voltage of 25 kV, a 2-nA beam current, focused to 1 μm, with elemental counting times between 5 and 30 s |  | -99999 | 32.1122 |  |  | 425617.2002 | 110.7623 | [20 empty] | 131.1595 | 29.9077 |  |  |  |  | 242.1405 | 37.1335 | [8 empty] | 364431.5618 | 39.3453 | [42 empty] | 605.8464 | 76.449 | [14 empty] | 209108.5193 | 27.8078 | 201.7838 | 45.2396 | [36 empty] | -99999 | 264.402 |  |  |  | 2024 | Denisová, N., Piercey, S. J., & Wälle, M. (2024). Mineralogy and mineral chemistry of the ABM replacement-style volcanogenic massive sulfide deposit, Finlayson Lake district, Yukon, Canada. Mineralium Deposita, 59(3), 473-503. https://doi.org/10.1007/s00126-023-01217-4 |  | CAN | CA-YT | -130.6 | 61.4667 | [8 empty] | Only analyses +/-2% of 100% were shown and they were normalized to 100% | 2025-04-30
| ABM |  | Volcanic basin hydrothermal | Volcanogenic massive sulfide (VMS) | Bimodal felsic VMS | Zn, Cu, Pb, Au, Ag |  | Zn, Cu, Pb, Au, Ag | Denisová et al., 2024 |  | B266543 | B266543-6-1-1* | borehole | K15-229 |  | 63.58 | 63.63 | ore material | half core | core drilling | rock | polished slab from core | Yukon–Tanana and Slide Mountain terranes | Kudz Ze Kayah formation |  |  | acid volcanic rock, siliciclastic sedimentary rock |  | rock | greenschist | aresenopyrite | Assemblage 1 |  |  |  | chloritic |  | pyrite, arsenopyrite, pyrrhotite, galena, chalcopyrite, sulfosalts | cutting and polishing | EPMA | JEOL JXA-8230 SuperProbe electron probe microanalyzer (EPMA) equipped with five wavelength-dispersive spectrometers (WDS) and a tungsten filament electron gun. |  | sulfides were analyzed using an accelerating voltage of 25 kV, a 2-nA beam current, focused to 1 μm, with elemental counting times between 5 and 30 s |  | -99999 | 32.1122 |  |  | 423232.8353 | 110.7623 | [20 empty] | 240.7656 | 29.9077 |  |  |  |  | 4494.292 | 37.1335 | [8 empty] | 355269.7718 | 39.3453 | [42 empty] | 431.5016 | 76.449 | [14 empty] | 207429.6263 | 27.8078 | -99999 | 45.2396 | [36 empty] | 9028.711 | 264.402 |  |  |  | 2024 | Denisová, N., Piercey, S. J., & Wälle, M. (2024). Mineralogy and mineral chemistry of the ABM replacement-style volcanogenic massive sulfide deposit, Finlayson Lake district, Yukon, Canada. Mineralium Deposita, 59(3), 473-503. https://doi.org/10.1007/s00126-023-01217-4 |  | CAN | CA-YT | -130.6 | 61.4667 | [8 empty] | spot with likely inclusion; Only analyses +/-2% of 100% were shown and they were normalized to 100% | 2025-04-30
| ABM |  | Volcanic basin hydrothermal | Volcanogenic massive sulfide (VMS) | Bimodal felsic VMS | Zn, Cu, Pb, Au, Ag |  | Zn, Cu, Pb, Au, Ag | Denisová et al., 2024 |  | B266585 | B266585-7-1-24 | borehole | K15-231 |  | 71 | 71.06 | ore material | half core | core drilling | rock | polished slab from core | Yukon–Tanana and Slide Mountain terranes | Kudz Ze Kayah formation |  |  | acid volcanic rock, siliciclastic sedimentary rock |  | rock | greenschist | aresenopyrite | Assemblage 1 |  |  |  | chloritic |  | pyrite, arsenopyrite, pyrrhotite, galena, chalcopyrite, sulfosalts | cutting and polishing | EPMA | JEOL JXA-8230 SuperProbe electron probe microanalyzer (EPMA) equipped with five wavelength-dispersive spectrometers (WDS) and a tungsten filament electron gun. |  | sulfides were analyzed using an accelerating voltage of 25 kV, a 2-nA beam current, focused to 1 μm, with elemental counting times between 5 and 30 s |  | -99999 | 32.1122 |  |  | 417944.9904 | 110.7623 | [20 empty] | 182.7022 | 29.9077 |  |  |  |  | -99999 | 37.1335 | [8 empty] | 355761.7146 | 39.3453 | [42 empty] | 13685.1408 | 76.449 | [14 empty] | 201916.3429 | 27.8078 | 10586.5755 | 45.2396 | [36 empty] | -99999 | 264.402 |  |  |  | 2024 | Denisová, N., Piercey, S. J., & Wälle, M. (2024). Mineralogy and mineral chemistry of the ABM replacement-style volcanogenic massive sulfide deposit, Finlayson Lake district, Yukon, Canada. Mineralium Deposita, 59(3), 473-503. https://doi.org/10.1007/s00126-023-01217-4 |  | CAN | CA-YT | -130.6 | 61.4667 | [8 empty] | Only analyses +/-2% of 100% were shown and they were normalized to 100% | 2025-04-30
| ABM |  | Volcanic basin hydrothermal | Volcanogenic massive sulfide (VMS) | Bimodal felsic VMS | Zn, Cu, Pb, Au, Ag |  | Zn, Cu, Pb, Au, Ag | Denisová et al., 2024 |  | B266585 | B266585-8-3-11 | borehole | K15-231 |  | 71 | 71.06 | ore material | half core | core drilling | rock | polished slab from core | Yukon–Tanana and Slide Mountain terranes | Kudz Ze Kayah formation |  |  | acid volcanic rock, siliciclastic sedimentary rock |  | rock | greenschist | aresenopyrite | Assemblage 1 |  |  |  | chloritic |  | pyrite, arsenopyrite, pyrrhotite, galena, chalcopyrite, sulfosalts | cutting and polishing | EPMA | JEOL JXA-8230 SuperProbe electron probe microanalyzer (EPMA) equipped with five wavelength-dispersive spectrometers (WDS) and a tungsten filament electron gun. |  | sulfides were analyzed using an accelerating voltage of 25 kV, a 2-nA beam current, focused to 1 μm, with elemental counting times between 5 and 30 s |  | -99999 | 32.1122 |  |  | 430574.3161 | 110.7623 | [20 empty] | 199.6845 | 29.9077 |  |  |  |  | -99999 | 37.1335 | [8 empty] | 353561.3666 | 39.3453 | [42 empty] | 5512.1181 | 76.449 | [14 empty] | 208869.9898 | 27.8078 | 1307.9335 | 45.2396 | [36 empty] | -99999 | 264.402 |  |  |  | 2024 | Denisová, N., Piercey, S. J., & Wälle, M. (2024). Mineralogy and mineral chemistry of the ABM replacement-style volcanogenic massive sulfide deposit, Finlayson Lake district, Yukon, Canada. Mineralium Deposita, 59(3), 473-503. https://doi.org/10.1007/s00126-023-01217-4 |  | CAN | CA-YT | -130.6 | 61.4667 | [8 empty] | Only analyses +/-2% of 100% were shown and they were normalized to 100% | 2025-04-30
| ABM |  | Volcanic basin hydrothermal | Volcanogenic massive sulfide (VMS) | Bimodal felsic VMS | Zn, Cu, Pb, Au, Ag |  | Zn, Cu, Pb, Au, Ag | Denisová et al., 2024 |  | B266585 | B266585-6-1-2 | borehole | K15-231 |  | 71 | 71.06 | ore material | half core | core drilling | rock | polished slab from core | Yukon–Tanana and Slide Mountain terranes | Kudz Ze Kayah formation |  |  | acid volcanic rock, siliciclastic sedimentary rock |  | rock | greenschist | aresenopyrite | Assemblage 1 |  |  |  | chloritic |  | pyrite, arsenopyrite, pyrrhotite, galena, chalcopyrite, sulfosalts | cutting and polishing | EPMA | JEOL JXA-8230 SuperProbe electron probe microanalyzer (EPMA) equipped with five wavelength-dispersive spectrometers (WDS) and a tungsten filament electron gun. |  | sulfides were analyzed using an accelerating voltage of 25 kV, a 2-nA beam current, focused to 1 μm, with elemental counting times between 5 and 30 s |  | -99999 | 32.1122 |  |  | 415963.5361 | 110.7623 | [20 empty] | 252.3112 | 29.9077 |  |  |  |  | -99999 | 37.1335 | [8 empty] | 362803.2829 | 39.3453 | [42 empty] | 979.0465 | 76.449 | [14 empty] | 205351.0087 | 27.8078 | 12797.2221 | 45.2396 | [36 empty] | 1887.2875 | 264.402 |  |  |  | 2024 | Denisová, N., Piercey, S. J., & Wälle, M. (2024). Mineralogy and mineral chemistry of the ABM replacement-style volcanogenic massive sulfide deposit, Finlayson Lake district, Yukon, Canada. Mineralium Deposita, 59(3), 473-503. https://doi.org/10.1007/s00126-023-01217-4 |  | CAN | CA-YT | -130.6 | 61.4667 | [8 empty] | Only analyses +/-2% of 100% were shown and they were normalized to 100% | 2025-04-30
| ABM |  | Volcanic basin hydrothermal | Volcanogenic massive sulfide (VMS) | Bimodal felsic VMS | Zn, Cu, Pb, Au, Ag |  | Zn, Cu, Pb, Au, Ag | Denisová et al., 2024 |  | B266585 | B266585-8-1-26 | borehole | K15-231 |  | 71 | 71.06 | ore material | half core | core drilling | rock | polished slab from core | Yukon–Tanana and Slide Mountain terranes | Kudz Ze Kayah formation |  |  | acid volcanic rock, siliciclastic sedimentary rock |  | rock | greenschist | aresenopyrite | Assemblage 1 |  |  |  | chloritic |  | pyrite, arsenopyrite, pyrrhotite, galena, chalcopyrite, sulfosalts | cutting and polishing | EPMA | JEOL JXA-8230 SuperProbe electron probe microanalyzer (EPMA) equipped with five wavelength-dispersive spectrometers (WDS) and a tungsten filament electron gun. |  | sulfides were analyzed using an accelerating voltage of 25 kV, a 2-nA beam current, focused to 1 μm, with elemental counting times between 5 and 30 s |  | -99999 | 32.1122 |  |  | 425768.5006 | 110.7623 | [20 empty] | 203.0745 | 29.9077 |  |  |  |  | -99999 | 37.1335 | [8 empty] | 360853.335 | 39.3453 | [42 empty] | 985.0816 | 76.449 | [14 empty] | 206547.1144 | 27.8078 | 5411.9367 | 45.2396 | [36 empty] | 304.6118 | 264.402 |  |  |  | 2024 | Denisová, N., Piercey, S. J., & Wälle, M. (2024). Mineralogy and mineral chemistry of the ABM replacement-style volcanogenic massive sulfide deposit, Finlayson Lake district, Yukon, Canada. Mineralium Deposita, 59(3), 473-503. https://doi.org/10.1007/s00126-023-01217-4 |  | CAN | CA-YT | -130.6 | 61.4667 | [8 empty] | Only analyses +/-2% of 100% were shown and they were normalized to 100% | 2025-04-30
| ABM |  | Volcanic basin hydrothermal | Volcanogenic massive sulfide (VMS) | Bimodal felsic VMS | Zn, Cu, Pb, Au, Ag |  | Zn, Cu, Pb, Au, Ag | Denisová et al., 2024 |  | B266585 | B266585-1-1-2 | borehole | K15-231 |  | 71 | 71.06 | ore material | half core | core drilling | rock | polished slab from core | Yukon–Tanana and Slide Mountain terranes | Kudz Ze Kayah formation |  |  | acid volcanic rock, siliciclastic sedimentary rock |  | rock | greenschist | aresenopyrite | Assemblage 1 |  |  |  | chloritic |  | pyrite, arsenopyrite, pyrrhotite, galena, chalcopyrite, sulfosalts | cutting and polishing | EPMA | JEOL JXA-8230 SuperProbe electron probe microanalyzer (EPMA) equipped with five wavelength-dispersive spectrometers (WDS) and a tungsten filament electron gun. |  | sulfides were analyzed using an accelerating voltage of 25 kV, a 2-nA beam current, focused to 1 μm, with elemental counting times between 5 and 30 s |  | -99999 | 32.1122 |  |  | 434511.7713 | 110.7623 | [20 empty] | 253.967 | 29.9077 |  |  |  |  | -99999 | 37.1335 | [8 empty] | 362034.9935 | 39.3453 | [42 empty] | 375.9895 | 76.449 | [14 empty] | 202960.241 | 27.8078 | -99999 | 45.2396 | [36 empty] | -99999 | 264.402 |  |  |  | 2024 | Denisová, N., Piercey, S. J., & Wälle, M. (2024). Mineralogy and mineral chemistry of the ABM replacement-style volcanogenic massive sulfide deposit, Finlayson Lake district, Yukon, Canada. Mineralium Deposita, 59(3), 473-503. https://doi.org/10.1007/s00126-023-01217-4 |  | CAN | CA-YT | -130.6 | 61.4667 | [8 empty] | Only analyses +/-2% of 100% were shown and they were normalized to 100% | 2025-04-30
| ABM |  | Volcanic basin hydrothermal | Volcanogenic massive sulfide (VMS) | Bimodal felsic VMS | Zn, Cu, Pb, Au, Ag |  | Zn, Cu, Pb, Au, Ag | Denisová et al., 2024 |  | B266585 | B266585-8-1-25 | borehole | K15-231 |  | 71 | 71.06 | ore material | half core | core drilling | rock | polished slab from core | Yukon–Tanana and Slide Mountain terranes | Kudz Ze Kayah formation |  |  | acid volcanic rock, siliciclastic sedimentary rock |  | rock | greenschist | aresenopyrite | Assemblage 1 |  |  |  | chloritic |  | pyrite, arsenopyrite, pyrrhotite, galena, chalcopyrite, sulfosalts | cutting and polishing | EPMA | JEOL JXA-8230 SuperProbe electron probe microanalyzer (EPMA) equipped with five wavelength-dispersive spectrometers (WDS) and a tungsten filament electron gun. |  | sulfides were analyzed using an accelerating voltage of 25 kV, a 2-nA beam current, focused to 1 μm, with elemental counting times between 5 and 30 s |  | -99999 | 32.1122 |  |  | 410100.1011 | 110.7623 | [20 empty] | 162.8996 | 29.9077 |  |  |  |  | 50.9061 | 37.1335 | [8 empty] | 363988.9991 | 39.3453 | [42 empty] | 316.0105 | 76.449 | [14 empty] | 209723.0804 | 27.8078 | 16147.4238 | 45.2396 | [36 empty] | -99999 | 264.402 |  |  |  | 2024 | Denisová, N., Piercey, S. J., & Wälle, M. (2024). Mineralogy and mineral chemistry of the ABM replacement-style volcanogenic massive sulfide deposit, Finlayson Lake district, Yukon, Canada. Mineralium Deposita, 59(3), 473-503. https://doi.org/10.1007/s00126-023-01217-4 |  | CAN | CA-YT | -130.6 | 61.4667 | [8 empty] | Only analyses +/-2% of 100% were shown and they were normalized to 100% | 2025-04-30
| ABM |  | Volcanic basin hydrothermal | Volcanogenic massive sulfide (VMS) | Bimodal felsic VMS | Zn, Cu, Pb, Au, Ag |  | Zn, Cu, Pb, Au, Ag | Denisová et al., 2024 |  | B291152 | B291152-6-1-8* | borehole | K15-339 |  | 165.25 | 165.3 | ore material | half core | core drilling | rock | polished slab from core | Yukon–Tanana and Slide Mountain terranes | Kudz Ze Kayah formation |  |  | acid volcanic rock, siliciclastic sedimentary rock |  | rock | greenschist | aresenopyrite | Assemblage 1 |  |  |  | chloritic |  | pyrite, arsenopyrite, pyrrhotite, galena, chalcopyrite, sulfosalts | cutting and polishing | EPMA | JEOL JXA-8230 SuperProbe electron probe microanalyzer (EPMA) equipped with five wavelength-dispersive spectrometers (WDS) and a tungsten filament electron gun. |  | sulfides were analyzed using an accelerating voltage of 25 kV, a 2-nA beam current, focused to 1 μm, with elemental counting times between 5 and 30 s |  | -99999 | 32.1122 |  |  | 409572.244 | 110.7623 | [20 empty] | 257.5355 | 29.9077 |  |  |  |  | 2080.8868 | 37.1335 | [8 empty] | 356017.0686 | 39.3453 | [42 empty] | 1998.5165 | 76.449 | [14 empty] | 214424.0503 | 27.8078 | 1637.9256 | 45.2396 | [36 empty] | 14020.2312 | 264.402 |  |  |  | 2024 | Denisová, N., Piercey, S. J., & Wälle, M. (2024). Mineralogy and mineral chemistry of the ABM replacement-style volcanogenic massive sulfide deposit, Finlayson Lake district, Yukon, Canada. Mineralium Deposita, 59(3), 473-503. https://doi.org/10.1007/s00126-023-01217-4 |  | CAN | CA-YT | -130.6 | 61.4667 | [8 empty] | spot with likely inclusion; Only analyses +/-2% of 100% were shown and they were normalized to 100% | 2025-04-30
| ABM |  | Volcanic basin hydrothermal | Volcanogenic massive sulfide (VMS) | Bimodal felsic VMS | Zn, Cu, Pb, Au, Ag |  | Zn, Cu, Pb, Au, Ag | Denisová et al., 2024 |  | B291152 | B291152-1-1-2* | borehole | K15-339 |  | 165.25 | 165.3 | ore material | half core | core drilling | rock | polished slab from core | Yukon–Tanana and Slide Mountain terranes | Kudz Ze Kayah formation |  |  | acid volcanic rock, siliciclastic sedimentary rock |  | rock | greenschist | aresenopyrite | Assemblage 1 |  |  |  | chloritic |  | pyrite, arsenopyrite, pyrrhotite, galena, chalcopyrite, sulfosalts | cutting and polishing | EPMA | JEOL JXA-8230 SuperProbe electron probe microanalyzer (EPMA) equipped with five wavelength-dispersive spectrometers (WDS) and a tungsten filament electron gun. |  | sulfides were analyzed using an accelerating voltage of 25 kV, a 2-nA beam current, focused to 1 μm, with elemental counting times between 5 and 30 s |  | -99999 | 32.1122 |  |  | 413146.7864 | 110.7623 | [20 empty] | 129.8701 | 29.9077 |  |  |  |  | 109.8901 | 37.1335 | [8 empty] | 351508.5022 | 39.3453 | [42 empty] | 859.1408 | 76.449 | [14 empty] | 208551.4445 | 27.8078 | 13416.5841 | 45.2396 | [36 empty] | 12277.7221 | 264.402 |  |  |  | 2024 | Denisová, N., Piercey, S. J., & Wälle, M. (2024). Mineralogy and mineral chemistry of the ABM replacement-style volcanogenic massive sulfide deposit, Finlayson Lake district, Yukon, Canada. Mineralium Deposita, 59(3), 473-503. https://doi.org/10.1007/s00126-023-01217-4 |  | CAN | CA-YT | -130.6 | 61.4667 | [8 empty] | spot with likely inclusion; Only analyses +/-2% of 100% were shown and they were normalized to 100% | 2025-04-30
| ABM |  | Volcanic basin hydrothermal | Volcanogenic massive sulfide (VMS) | Bimodal felsic VMS | Zn, Cu, Pb, Au, Ag |  | Zn, Cu, Pb, Au, Ag | Denisová et al., 2024 |  | B291152 | B291152-7-1-5* | borehole | K15-339 |  | 165.25 | 165.3 | ore material | half core | core drilling | rock | polished slab from core | Yukon–Tanana and Slide Mountain terranes | Kudz Ze Kayah formation |  |  | acid volcanic rock, siliciclastic sedimentary rock |  | rock | greenschist | aresenopyrite | Assemblage 1 |  |  |  | chloritic |  | pyrite, arsenopyrite, pyrrhotite, galena, chalcopyrite, sulfosalts | cutting and polishing | EPMA | JEOL JXA-8230 SuperProbe electron probe microanalyzer (EPMA) equipped with five wavelength-dispersive spectrometers (WDS) and a tungsten filament electron gun. |  | sulfides were analyzed using an accelerating voltage of 25 kV, a 2-nA beam current, focused to 1 μm, with elemental counting times between 5 and 30 s |  | -99999 | 32.1122 |  |  | 430163.9646 | 110.7623 | [20 empty] | 110.1752 | 29.9077 |  |  |  |  | 4857.7238 | 37.1335 | [8 empty] | 356456.7616 | 39.3453 | [42 empty] | 811.2899 | 76.449 | [14 empty] | 204304.8452 | 27.8078 | 370.5892 | 45.2396 | [36 empty] | 2884.5863 | 264.402 |  |  |  | 2024 | Denisová, N., Piercey, S. J., & Wälle, M. (2024). Mineralogy and mineral chemistry of the ABM replacement-style volcanogenic massive sulfide deposit, Finlayson Lake district, Yukon, Canada. Mineralium Deposita, 59(3), 473-503. https://doi.org/10.1007/s00126-023-01217-4 |  | CAN | CA-YT | -130.6 | 61.4667 | [8 empty] | spot with likely inclusion; Only analyses +/-2% of 100% were shown and they were normalized to 100% | 2025-04-30
| ABM |  | Volcanic basin hydrothermal | Volcanogenic massive sulfide (VMS) | Bimodal felsic VMS | Zn, Cu, Pb, Au, Ag |  | Zn, Cu, Pb, Au, Ag | Denisová et al., 2024 |  | B291152 | B291152-7-1-2 | borehole | K15-339 |  | 165.25 | 165.3 | ore material | half core | core drilling | rock | polished slab from core | Yukon–Tanana and Slide Mountain terranes | Kudz Ze Kayah formation |  |  | acid volcanic rock, siliciclastic sedimentary rock |  | rock | greenschist | aresenopyrite | Assemblage 1 |  |  |  | chloritic |  | pyrite, arsenopyrite, pyrrhotite, galena, chalcopyrite, sulfosalts | cutting and polishing | EPMA | JEOL JXA-8230 SuperProbe electron probe microanalyzer (EPMA) equipped with five wavelength-dispersive spectrometers (WDS) and a tungsten filament electron gun. |  | sulfides were analyzed using an accelerating voltage of 25 kV, a 2-nA beam current, focused to 1 μm, with elemental counting times between 5 and 30 s |  | -99999 | 32.1122 |  |  | 426598.9598 | 110.7623 | [20 empty] | 202.3022 | 29.9077 |  |  |  |  | 981.1657 | 37.1335 | [8 empty] | 357902.9308 | 39.3453 | [42 empty] | 708.0649 | 76.449 | [14 empty] | 202575.312 | 27.8078 | 9366.5918 | 45.2396 | [36 empty] | 1668.9932 | 264.402 |  |  |  | 2024 | Denisová, N., Piercey, S. J., & Wälle, M. (2024). Mineralogy and mineral chemistry of the ABM replacement-style volcanogenic massive sulfide deposit, Finlayson Lake district, Yukon, Canada. Mineralium Deposita, 59(3), 473-503. https://doi.org/10.1007/s00126-023-01217-4 |  | CAN | CA-YT | -130.6 | 61.4667 | [8 empty] | Only analyses +/-2% of 100% were shown and they were normalized to 100% | 2025-04-30
| ABM |  | Volcanic basin hydrothermal | Volcanogenic massive sulfide (VMS) | Bimodal felsic VMS | Zn, Cu, Pb, Au, Ag |  | Zn, Cu, Pb, Au, Ag | Denisová et al., 2024 |  | B291152 | B291152-2-1-6 | borehole | K15-339 |  | 165.25 | 165.3 | ore material | half core | core drilling | rock | polished slab from core | Yukon–Tanana and Slide Mountain terranes | Kudz Ze Kayah formation |  |  | acid volcanic rock, siliciclastic sedimentary rock |  | rock | greenschist | aresenopyrite | Assemblage 1 |  |  |  | chloritic |  | pyrite, arsenopyrite, pyrrhotite, galena, chalcopyrite, sulfosalts | cutting and polishing | EPMA | JEOL JXA-8230 SuperProbe electron probe microanalyzer (EPMA) equipped with five wavelength-dispersive spectrometers (WDS) and a tungsten filament electron gun. |  | sulfides were analyzed using an accelerating voltage of 25 kV, a 2-nA beam current, focused to 1 μm, with elemental counting times between 5 and 30 s |  | -99999 | 32.1122 |  |  | 425068.754 | 110.7623 | [20 empty] | 222.618 | 29.9077 |  |  |  |  | 80.952 | 37.1335 | [8 empty] | 355541.1732 | 39.3453 | [42 empty] | 627.3779 | 76.449 | [14 empty] | 202865.7001 | 27.8078 | 13407.6745 | 45.2396 | [36 empty] | 2165.4659 | 264.402 |  |  |  | 2024 | Denisová, N., Piercey, S. J., & Wälle, M. (2024). Mineralogy and mineral chemistry of the ABM replacement-style volcanogenic massive sulfide deposit, Finlayson Lake district, Yukon, Canada. Mineralium Deposita, 59(3), 473-503. https://doi.org/10.1007/s00126-023-01217-4 |  | CAN | CA-YT | -130.6 | 61.4667 | [8 empty] | Only analyses +/-2% of 100% were shown and they were normalized to 100% | 2025-04-30
| ABM |  | Volcanic basin hydrothermal | Volcanogenic massive sulfide (VMS) | Bimodal felsic VMS | Zn, Cu, Pb, Au, Ag |  | Zn, Cu, Pb, Au, Ag | Denisová et al., 2024 |  | B291152 | B291152-4-1-14* | borehole | K15-339 |  | 165.25 | 165.3 | ore material | half core | core drilling | rock | polished slab from core | Yukon–Tanana and Slide Mountain terranes | Kudz Ze Kayah formation |  |  | acid volcanic rock, siliciclastic sedimentary rock |  | rock | greenschist | aresenopyrite | Assemblage 1 |  |  |  | chloritic |  | pyrite, arsenopyrite, pyrrhotite, galena, chalcopyrite, sulfosalts | cutting and polishing | EPMA | JEOL JXA-8230 SuperProbe electron probe microanalyzer (EPMA) equipped with five wavelength-dispersive spectrometers (WDS) and a tungsten filament electron gun. |  | sulfides were analyzed using an accelerating voltage of 25 kV, a 2-nA beam current, focused to 1 μm, with elemental counting times between 5 and 30 s |  | -99999 | 32.1122 |  |  | 421809.504 | 110.7623 | [20 empty] | 288.1873 | 29.9077 |  |  |  |  | 377.6247 | 37.1335 | [8 empty] | 345834.6928 | 39.3453 | [42 empty] | 447.2006 | 76.449 | [14 empty] | 205825.3611 | 27.8078 | 6986.0579 | 45.2396 | [36 empty] | 18443.9871 | 264.402 |  |  |  | 2024 | Denisová, N., Piercey, S. J., & Wälle, M. (2024). Mineralogy and mineral chemistry of the ABM replacement-style volcanogenic massive sulfide deposit, Finlayson Lake district, Yukon, Canada. Mineralium Deposita, 59(3), 473-503. https://doi.org/10.1007/s00126-023-01217-4 |  | CAN | CA-YT | -130.6 | 61.4667 | [8 empty] | spot with likely inclusion; Only analyses +/-2% of 100% were shown and they were normalized to 100% | 2025-04-30
| ABM |  | Volcanic basin hydrothermal | Volcanogenic massive sulfide (VMS) | Bimodal felsic VMS | Zn, Cu, Pb, Au, Ag |  | Zn, Cu, Pb, Au, Ag | Denisová et al., 2024 |  | B291152 | B291152-4-2-9 | borehole | K15-339 |  | 165.25 | 165.3 | ore material | half core | core drilling | rock | polished slab from core | Yukon–Tanana and Slide Mountain terranes | Kudz Ze Kayah formation |  |  | acid volcanic rock, siliciclastic sedimentary rock |  | rock | greenschist | aresenopyrite | Assemblage 1 |  |  |  | chloritic |  | pyrite, arsenopyrite, pyrrhotite, galena, chalcopyrite, sulfosalts | cutting and polishing | EPMA | JEOL JXA-8230 SuperProbe electron probe microanalyzer (EPMA) equipped with five wavelength-dispersive spectrometers (WDS) and a tungsten filament electron gun. |  | sulfides were analyzed using an accelerating voltage of 25 kV, a 2-nA beam current, focused to 1 μm, with elemental counting times between 5 and 30 s |  | -99999 | 32.1122 |  |  | 435466.3296 | 110.7623 | [20 empty] | 311.658 | 29.9077 |  |  |  |  | 502.6742 | 37.1335 | [8 empty] | 358899.3622 | 39.3453 | [42 empty] | 110.6751 | 76.449 | [14 empty] | 204749.2608 | 27.8078 | 281.4976 | 45.2396 | [36 empty] | -99999 | 264.402 |  |  |  | 2024 | Denisová, N., Piercey, S. J., & Wälle, M. (2024). Mineralogy and mineral chemistry of the ABM replacement-style volcanogenic massive sulfide deposit, Finlayson Lake district, Yukon, Canada. Mineralium Deposita, 59(3), 473-503. https://doi.org/10.1007/s00126-023-01217-4 |  | CAN | CA-YT | -130.6 | 61.4667 | [8 empty] | Only analyses +/-2% of 100% were shown and they were normalized to 100% | 2025-04-30
| ABM |  | Volcanic basin hydrothermal | Volcanogenic massive sulfide (VMS) | Bimodal felsic VMS | Zn, Cu, Pb, Au, Ag |  | Zn, Cu, Pb, Au, Ag | Denisová et al., 2024 |  | B291152 | B291152-2-1-2 | borehole | K15-339 |  | 165.25 | 165.3 | ore material | half core | core drilling | rock | polished slab from core | Yukon–Tanana and Slide Mountain terranes | Kudz Ze Kayah formation |  |  | acid volcanic rock, siliciclastic sedimentary rock |  | rock | greenschist | aresenopyrite | Assemblage 1 |  |  |  | chloritic |  | pyrite, arsenopyrite, pyrrhotite, galena, chalcopyrite, sulfosalts | cutting and polishing | EPMA | JEOL JXA-8230 SuperProbe electron probe microanalyzer (EPMA) equipped with five wavelength-dispersive spectrometers (WDS) and a tungsten filament electron gun. |  | sulfides were analyzed using an accelerating voltage of 25 kV, a 2-nA beam current, focused to 1 μm, with elemental counting times between 5 and 30 s |  | -99999 | 32.1122 |  |  | 421811.1587 | 110.7623 | [20 empty] | 221.9487 | 29.9077 |  |  |  |  | -99999 | 37.1335 | [8 empty] | 358215.1216 | 39.3453 | [42 empty] | 80.7371 | 76.449 | [14 empty] | 207471.602 | 27.8078 | 12166.8242 | 45.2396 | [36 empty] | -99999 | 264.402 |  |  |  | 2024 | Denisová, N., Piercey, S. J., & Wälle, M. (2024). Mineralogy and mineral chemistry of the ABM replacement-style volcanogenic massive sulfide deposit, Finlayson Lake district, Yukon, Canada. Mineralium Deposita, 59(3), 473-503. https://doi.org/10.1007/s00126-023-01217-4 |  | CAN | CA-YT | -130.6 | 61.4667 | [8 empty] | Only analyses +/-2% of 100% were shown and they were normalized to 100% | 2025-04-30
| ABM |  | Volcanic basin hydrothermal | Volcanogenic massive sulfide (VMS) | Bimodal felsic VMS | Zn, Cu, Pb, Au, Ag |  | Zn, Cu, Pb, Au, Ag | Denisová et al., 2024 |  | B291157 | B291157-2-1-1* | borehole | K15-339 |  | 171 | 171.05 | ore material | half core | core drilling | rock | polished slab from core | Yukon–Tanana and Slide Mountain terranes | Kudz Ze Kayah formation |  |  | acid volcanic rock, siliciclastic sedimentary rock |  | rock | greenschist | aresenopyrite | Assemblage 2 |  |  |  | chloritic |  | pyrite, arsenopyrite, pyrrhotite, galena, chalcopyrite, sulfosalts | cutting and polishing | EPMA | JEOL JXA-8230 SuperProbe electron probe microanalyzer (EPMA) equipped with five wavelength-dispersive spectrometers (WDS) and a tungsten filament electron gun. |  | sulfides were analyzed using an accelerating voltage of 25 kV, a 2-nA beam current, focused to 1 μm, with elemental counting times between 5 and 30 s |  | -99999 | 32.1122 |  |  | 433739.7419 | 110.7623 | [20 empty] | 2295.0851 | 29.9077 |  |  |  |  | -99999 | 37.1335 | [8 empty] | 343997.9699 | 39.3453 | [42 empty] | 461.06 | 76.449 | [14 empty] | 200035.3086 | 27.8078 | 4286.1206 | 45.2396 | [36 empty] | 15261.3352 | 264.402 |  |  |  | 2024 | Denisová, N., Piercey, S. J., & Wälle, M. (2024). Mineralogy and mineral chemistry of the ABM replacement-style volcanogenic massive sulfide deposit, Finlayson Lake district, Yukon, Canada. Mineralium Deposita, 59(3), 473-503. https://doi.org/10.1007/s00126-023-01217-4 |  | CAN | CA-YT | -130.6 | 61.4667 | [8 empty] | spot with likely inclusion; Only analyses +/-2% of 100% were shown and they were normalized to 100% | 2025-04-30
| ABM |  | Volcanic basin hydrothermal | Volcanogenic massive sulfide (VMS) | Bimodal felsic VMS | Zn, Cu, Pb, Au, Ag |  | Zn, Cu, Pb, Au, Ag | Denisová et al., 2024 |  | B291157 | B291157-2-1-4 | borehole | K15-339 |  | 171 | 171.05 | ore material | half core | core drilling | rock | polished slab from core | Yukon–Tanana and Slide Mountain terranes | Kudz Ze Kayah formation |  |  | acid volcanic rock, siliciclastic sedimentary rock |  | rock | greenschist | aresenopyrite | Assemblage 2 |  |  |  | chloritic |  | pyrite, arsenopyrite, pyrrhotite, galena, chalcopyrite, sulfosalts | cutting and polishing | EPMA | JEOL JXA-8230 SuperProbe electron probe microanalyzer (EPMA) equipped with five wavelength-dispersive spectrometers (WDS) and a tungsten filament electron gun. |  | sulfides were analyzed using an accelerating voltage of 25 kV, a 2-nA beam current, focused to 1 μm, with elemental counting times between 5 and 30 s |  | -99999 | 32.1122 |  |  | 439353.2225 | 110.7623 | [20 empty] | 3533.5689 | 29.9077 |  |  |  |  | -99999 | 37.1335 | [8 empty] | 353034.7416 | 39.3453 | [42 empty] | 302.0509 | 76.449 | [14 empty] | 202208.7321 | 27.8078 | 1600.6764 | 45.2396 | [36 empty] | -99999 | 264.402 |  |  |  | 2024 | Denisová, N., Piercey, S. J., & Wälle, M. (2024). Mineralogy and mineral chemistry of the ABM replacement-style volcanogenic massive sulfide deposit, Finlayson Lake district, Yukon, Canada. Mineralium Deposita, 59(3), 473-503. https://doi.org/10.1007/s00126-023-01217-4 |  | CAN | CA-YT | -130.6 | 61.4667 | [8 empty] | Only analyses +/-2% of 100% were shown and they were normalized to 100% | 2025-04-30
| ABM |  | Volcanic basin hydrothermal | Volcanogenic massive sulfide (VMS) | Bimodal felsic VMS | Zn, Cu, Pb, Au, Ag |  | Zn, Cu, Pb, Au, Ag | Denisová et al., 2024 |  | Q930238 | Q930238-4-1-6* | borehole | K15-236 |  | 82.3 | 82.45 | ore material | half core | core drilling | rock | polished slab from core | Yukon–Tanana and Slide Mountain terranes | Kudz Ze Kayah formation |  |  | acid volcanic rock, siliciclastic sedimentary rock |  | rock | greenschist | aresenopyrite | Assemblage 2 |  |  |  | chloritic |  | pyrite, arsenopyrite, pyrrhotite, galena, chalcopyrite, sulfosalts | cutting and polishing | EPMA | JEOL JXA-8230 SuperProbe electron probe microanalyzer (EPMA) equipped with five wavelength-dispersive spectrometers (WDS) and a tungsten filament electron gun. |  | sulfides were analyzed using an accelerating voltage of 25 kV, a 2-nA beam current, focused to 1 μm, with elemental counting times between 5 and 30 s |  | -99999 | 32.1122 |  |  | 432781.1425 | 110.7623 | [20 empty] | 12780.8633 | 29.9077 |  |  |  |  | 1841.5653 | 37.1335 | [8 empty] | 345783.9161 | 39.3453 | [42 empty] | 600.5705 | 76.449 | [14 empty] | 201591.3558 | 27.8078 | -99999 | 45.2396 | [36 empty] | 4663.9643 | 264.402 |  |  |  | 2024 | Denisová, N., Piercey, S. J., & Wälle, M. (2024). Mineralogy and mineral chemistry of the ABM replacement-style volcanogenic massive sulfide deposit, Finlayson Lake district, Yukon, Canada. Mineralium Deposita, 59(3), 473-503. https://doi.org/10.1007/s00126-023-01217-4 |  | CAN | CA-YT | -130.6 | 61.4667 | [8 empty] | spot with likely inclusion; Only analyses +/-2% of 100% were shown and they were normalized to 100% | 2025-04-30
| ABM |  | Volcanic basin hydrothermal | Volcanogenic massive sulfide (VMS) | Bimodal felsic VMS | Zn, Cu, Pb, Au, Ag |  | Zn, Cu, Pb, Au, Ag | Denisová et al., 2024 |  | Q930238 | Q930238-4-1-1 | borehole | K15-236 |  | 82.3 | 82.45 | ore material | half core | core drilling | rock | polished slab from core | Yukon–Tanana and Slide Mountain terranes | Kudz Ze Kayah formation |  |  | acid volcanic rock, siliciclastic sedimentary rock |  | rock | greenschist | aresenopyrite | Assemblage 2 |  |  |  | chloritic |  | pyrite, arsenopyrite, pyrrhotite, galena, chalcopyrite, sulfosalts | cutting and polishing | EPMA | JEOL JXA-8230 SuperProbe electron probe microanalyzer (EPMA) equipped with five wavelength-dispersive spectrometers (WDS) and a tungsten filament electron gun. |  | sulfides were analyzed using an accelerating voltage of 25 kV, a 2-nA beam current, focused to 1 μm, with elemental counting times between 5 and 30 s |  | -99999 | 32.1122 |  |  | 428017.6869 | 110.7623 | [20 empty] | 302.0114 | 29.9077 |  |  |  |  | -99999 | 37.1335 | [8 empty] | 363168.7093 | 39.3453 | [42 empty] | 412.8238 | 76.449 | [14 empty] | 208105.9937 | 27.8078 | -99999 | 45.2396 | [36 empty] | -99999 | 264.402 |  |  |  | 2024 | Denisová, N., Piercey, S. J., & Wälle, M. (2024). Mineralogy and mineral chemistry of the ABM replacement-style volcanogenic massive sulfide deposit, Finlayson Lake district, Yukon, Canada. Mineralium Deposita, 59(3), 473-503. https://doi.org/10.1007/s00126-023-01217-4 |  | CAN | CA-YT | -130.6 | 61.4667 | [8 empty] | Only analyses +/-2% of 100% were shown and they were normalized to 100% | 2025-04-30
| ABM |  | Volcanic basin hydrothermal | Volcanogenic massive sulfide (VMS) | Bimodal felsic VMS | Zn, Cu, Pb, Au, Ag |  | Zn, Cu, Pb, Au, Ag | Denisová et al., 2024 |  | Q930238 | Q930238-3-1-2 | borehole | K15-236 |  | 82.3 | 82.45 | ore material | half core | core drilling | rock | polished slab from core | Yukon–Tanana and Slide Mountain terranes | Kudz Ze Kayah formation |  |  | acid volcanic rock, siliciclastic sedimentary rock |  | rock | greenschist | aresenopyrite | Assemblage 2 |  |  |  | chloritic |  | pyrite, arsenopyrite, pyrrhotite, galena, chalcopyrite, sulfosalts | cutting and polishing | EPMA | JEOL JXA-8230 SuperProbe electron probe microanalyzer (EPMA) equipped with five wavelength-dispersive spectrometers (WDS) and a tungsten filament electron gun. |  | sulfides were analyzed using an accelerating voltage of 25 kV, a 2-nA beam current, focused to 1 μm, with elemental counting times between 5 and 30 s |  | -99999 | 32.1122 |  |  | 422266.1485 | 110.7623 | [20 empty] | 21706.4749 | 29.9077 |  |  |  |  | 443.6065 | 37.1335 | [8 empty] | 342877.5853 | 39.3453 | [42 empty] | 272.3257 | 76.449 | [14 empty] | 212608.5017 | 27.8078 | -99999 | 45.2396 | [36 empty] | -99999 | 264.402 |  |  |  | 2024 | Denisová, N., Piercey, S. J., & Wälle, M. (2024). Mineralogy and mineral chemistry of the ABM replacement-style volcanogenic massive sulfide deposit, Finlayson Lake district, Yukon, Canada. Mineralium Deposita, 59(3), 473-503. https://doi.org/10.1007/s00126-023-01217-4 |  | CAN | CA-YT | -130.6 | 61.4667 | [8 empty] | Only analyses +/-2% of 100% were shown and they were normalized to 100% | 2025-04-30
| ABM |  | Volcanic basin hydrothermal | Volcanogenic massive sulfide (VMS) | Bimodal felsic VMS | Zn, Cu, Pb, Au, Ag |  | Zn, Cu, Pb, Au, Ag | Denisová et al., 2024 |  | Q930238 | Q930238-4-2-10 | borehole | K15-236 |  | 82.3 | 82.45 | ore material | half core | core drilling | rock | polished slab from core | Yukon–Tanana and Slide Mountain terranes | Kudz Ze Kayah formation |  |  | acid volcanic rock, siliciclastic sedimentary rock |  | rock | greenschist | aresenopyrite | Assemblage 2 |  |  |  | chloritic |  | pyrite, arsenopyrite, pyrrhotite, galena, chalcopyrite, sulfosalts | cutting and polishing | EPMA | JEOL JXA-8230 SuperProbe electron probe microanalyzer (EPMA) equipped with five wavelength-dispersive spectrometers (WDS) and a tungsten filament electron gun. |  | sulfides were analyzed using an accelerating voltage of 25 kV, a 2-nA beam current, focused to 1 μm, with elemental counting times between 5 and 30 s |  | -99999 | 32.1122 |  |  | 415093.7589 | 110.7623 | [20 empty] | 22692.8583 | 29.9077 |  |  |  |  | 575.3972 | 37.1335 | [8 empty] | 342815.6051 | 39.3453 | [42 empty] | 60.5932 | 76.449 | [14 empty] | 218802.361 | 27.8078 | -99999 | 45.2396 | [36 empty] | -99999 | 264.402 |  |  |  | 2024 | Denisová, N., Piercey, S. J., & Wälle, M. (2024). Mineralogy and mineral chemistry of the ABM replacement-style volcanogenic massive sulfide deposit, Finlayson Lake district, Yukon, Canada. Mineralium Deposita, 59(3), 473-503. https://doi.org/10.1007/s00126-023-01217-4 |  | CAN | CA-YT | -130.6 | 61.4667 | [8 empty] | Only analyses +/-2% of 100% were shown and they were normalized to 100% | 2025-04-30
| ABM |  | Volcanic basin hydrothermal | Volcanogenic massive sulfide (VMS) | Bimodal felsic VMS | Zn, Cu, Pb, Au, Ag |  | Zn, Cu, Pb, Au, Ag | Denisová et al., 2024 |  | Q930238 | Q930238-3-1-1 | borehole | K15-236 |  | 82.3 | 82.45 | ore material | half core | core drilling | rock | polished slab from core | Yukon–Tanana and Slide Mountain terranes | Kudz Ze Kayah formation |  |  | acid volcanic rock, siliciclastic sedimentary rock |  | rock | greenschist | aresenopyrite | Assemblage 2 |  |  |  | chloritic |  | pyrite, arsenopyrite, pyrrhotite, galena, chalcopyrite, sulfosalts | cutting and polishing | EPMA | JEOL JXA-8230 SuperProbe electron probe microanalyzer (EPMA) equipped with five wavelength-dispersive spectrometers (WDS) and a tungsten filament electron gun. |  | sulfides were analyzed using an accelerating voltage of 25 kV, a 2-nA beam current, focused to 1 μm, with elemental counting times between 5 and 30 s |  | -99999 | 32.1122 |  |  | 430884.5814 | 110.7623 | [20 empty] | 748.7984 | 29.9077 |  |  |  |  | 91.0701 | 37.1335 | [8 empty] | 360941.0487 | 39.3453 | [42 empty] | -99999 | 76.449 | [14 empty] | 207376.6763 | 27.8078 | -99999 | 45.2396 | [36 empty] | -99999 | 264.402 |  |  |  | 2024 | Denisová, N., Piercey, S. J., & Wälle, M. (2024). Mineralogy and mineral chemistry of the ABM replacement-style volcanogenic massive sulfide deposit, Finlayson Lake district, Yukon, Canada. Mineralium Deposita, 59(3), 473-503. https://doi.org/10.1007/s00126-023-01217-4 |  | CAN | CA-YT | -130.6 | 61.4667 | [8 empty] | Only analyses +/-2% of 100% were shown and they were normalized to 100% | 2025-04-30
| ABM |  | Volcanic basin hydrothermal | Volcanogenic massive sulfide (VMS) | Bimodal felsic VMS | Zn, Cu, Pb, Au, Ag |  | Zn, Cu, Pb, Au, Ag | Denisová et al., 2024 |  | Q930238 | Q930238-4-1-12 | borehole | K15-236 |  | 82.3 | 82.45 | ore material | half core | core drilling | rock | polished slab from core | Yukon–Tanana and Slide Mountain terranes | Kudz Ze Kayah formation |  |  | acid volcanic rock, siliciclastic sedimentary rock |  | rock | greenschist | aresenopyrite | Assemblage 2 |  |  |  | chloritic |  | pyrite, arsenopyrite, pyrrhotite, galena, chalcopyrite, sulfosalts | cutting and polishing | EPMA | JEOL JXA-8230 SuperProbe electron probe microanalyzer (EPMA) equipped with five wavelength-dispersive spectrometers (WDS) and a tungsten filament electron gun. |  | sulfides were analyzed using an accelerating voltage of 25 kV, a 2-nA beam current, focused to 1 μm, with elemental counting times between 5 and 30 s |  | -99999 | 32.1122 |  |  | 418725.7584 | 110.7623 | [20 empty] | 4681.9224 | 29.9077 |  |  |  |  | 353.925 | 37.1335 | [8 empty] | 359527.1569 | 39.3453 | [42 empty] | -99999 | 76.449 | [14 empty] | 217330.1929 | 27.8078 | -99999 | 45.2396 | [36 empty] | -99999 | 264.402 |  |  |  | 2024 | Denisová, N., Piercey, S. J., & Wälle, M. (2024). Mineralogy and mineral chemistry of the ABM replacement-style volcanogenic massive sulfide deposit, Finlayson Lake district, Yukon, Canada. Mineralium Deposita, 59(3), 473-503. https://doi.org/10.1007/s00126-023-01217-4 |  | CAN | CA-YT | -130.6 | 61.4667 | [8 empty] | Only analyses +/-2% of 100% were shown and they were normalized to 100% | 2025-04-30
| ABM |  | Volcanic basin hydrothermal | Volcanogenic massive sulfide (VMS) | Bimodal felsic VMS | Zn, Cu, Pb, Au, Ag |  | Zn, Cu, Pb, Au, Ag | Denisová et al., 2024 |  | Q930239 | Q930239-2-1-10 | borehole | K15-236 |  | 86.33 | 86.42 | ore material | half core | core drilling | rock | polished slab from core | Yukon–Tanana and Slide Mountain terranes | Kudz Ze Kayah formation |  |  | acid volcanic rock, siliciclastic sedimentary rock |  | rock | greenschist | aresenopyrite | Assemblage 1 |  |  |  | chloritic |  | pyrite, arsenopyrite, pyrrhotite, galena, chalcopyrite, sulfosalts | cutting and polishing | EPMA | JEOL JXA-8230 SuperProbe electron probe microanalyzer (EPMA) equipped with five wavelength-dispersive spectrometers (WDS) and a tungsten filament electron gun. |  | sulfides were analyzed using an accelerating voltage of 25 kV, a 2-nA beam current, focused to 1 μm, with elemental counting times between 5 and 30 s |  | -99999 | 32.1122 |  |  | 432320.6201 | 110.7623 | [20 empty] | 131.1105 | 29.9077 |  |  |  |  | -99999 | 37.1335 | [8 empty] | 359696.6326 | 39.3453 | [42 empty] | 1553.8761 | 76.449 | [14 empty] | 206499.0467 | 27.8078 | -99999 | 45.2396 | [36 empty] | -99999 | 264.402 |  |  |  | 2024 | Denisová, N., Piercey, S. J., & Wälle, M. (2024). Mineralogy and mineral chemistry of the ABM replacement-style volcanogenic massive sulfide deposit, Finlayson Lake district, Yukon, Canada. Mineralium Deposita, 59(3), 473-503. https://doi.org/10.1007/s00126-023-01217-4 |  | CAN | CA-YT | -130.6 | 61.4667 | [8 empty] | Only analyses +/-2% of 100% were shown and they were normalized to 100% | 2025-04-30
| ABM |  | Volcanic basin hydrothermal | Volcanogenic massive sulfide (VMS) | Bimodal felsic VMS | Zn, Cu, Pb, Au, Ag |  | Zn, Cu, Pb, Au, Ag | Denisová et al., 2024 |  | Q930239 | Q930239-9-1-1 | borehole | K15-236 |  | 86.33 | 86.42 | ore material | half core | core drilling | rock | polished slab from core | Yukon–Tanana and Slide Mountain terranes | Kudz Ze Kayah formation |  |  | acid volcanic rock, siliciclastic sedimentary rock |  | rock | greenschist | aresenopyrite | Assemblage 1 |  |  |  | chloritic |  | pyrite, arsenopyrite, pyrrhotite, galena, chalcopyrite, sulfosalts | cutting and polishing | EPMA | JEOL JXA-8230 SuperProbe electron probe microanalyzer (EPMA) equipped with five wavelength-dispersive spectrometers (WDS) and a tungsten filament electron gun. |  | sulfides were analyzed using an accelerating voltage of 25 kV, a 2-nA beam current, focused to 1 μm, with elemental counting times between 5 and 30 s |  | -99999 | 32.1122 |  |  | 437712.5142 | 110.7623 | [20 empty] | 250.6165 | 29.9077 |  |  |  |  | -99999 | 37.1335 | [8 empty] | 355835.3372 | 39.3453 | [42 empty] | 551.5278 | 76.449 | [14 empty] | 204904.0684 | 27.8078 | -99999 | 45.2396 | [36 empty] | 882.1701 | 264.402 |  |  |  | 2024 | Denisová, N., Piercey, S. J., & Wälle, M. (2024). Mineralogy and mineral chemistry of the ABM replacement-style volcanogenic massive sulfide deposit, Finlayson Lake district, Yukon, Canada. Mineralium Deposita, 59(3), 473-503. https://doi.org/10.1007/s00126-023-01217-4 |  | CAN | CA-YT | -130.6 | 61.4667 | [8 empty] | Only analyses +/-2% of 100% were shown and they were normalized to 100% | 2025-04-30
| ABM |  | Volcanic basin hydrothermal | Volcanogenic massive sulfide (VMS) | Bimodal felsic VMS | Zn, Cu, Pb, Au, Ag |  | Zn, Cu, Pb, Au, Ag | Denisová et al., 2024 |  | Q930239 | Q930239-3-6-20* | borehole | K15-236 |  | 86.33 | 86.42 | ore material | half core | core drilling | rock | polished slab from core | Yukon–Tanana and Slide Mountain terranes | Kudz Ze Kayah formation |  |  | acid volcanic rock, siliciclastic sedimentary rock |  | rock | greenschist | aresenopyrite | Assemblage 1 |  |  |  | chloritic |  | pyrite, arsenopyrite, pyrrhotite, galena, chalcopyrite, sulfosalts | cutting and polishing | EPMA | JEOL JXA-8230 SuperProbe electron probe microanalyzer (EPMA) equipped with five wavelength-dispersive spectrometers (WDS) and a tungsten filament electron gun. |  | sulfides were analyzed using an accelerating voltage of 25 kV, a 2-nA beam current, focused to 1 μm, with elemental counting times between 5 and 30 s |  | -99999 | 32.1122 |  |  | 424771.6277 | 110.7623 | [20 empty] | 176.7235 | 29.9077 |  |  |  |  | -99999 | 37.1335 | [8 empty] | 348763.9153 | 39.3453 | [42 empty] | 304.4888 | 76.449 | [14 empty] | 208190.1597 | 27.8078 | -99999 | 45.2396 | [36 empty] | 17976.712 | 264.402 |  |  |  | 2024 | Denisová, N., Piercey, S. J., & Wälle, M. (2024). Mineralogy and mineral chemistry of the ABM replacement-style volcanogenic massive sulfide deposit, Finlayson Lake district, Yukon, Canada. Mineralium Deposita, 59(3), 473-503. https://doi.org/10.1007/s00126-023-01217-4 |  | CAN | CA-YT | -130.6 | 61.4667 | [8 empty] | spot with likely inclusion; Only analyses +/-2% of 100% were shown and they were normalized to 100% | 2025-04-30
| ABM |  | Volcanic basin hydrothermal | Volcanogenic massive sulfide (VMS) | Bimodal felsic VMS | Zn, Cu, Pb, Au, Ag |  | Zn, Cu, Pb, Au, Ag | Denisová et al., 2024 |  | Q930239 | Q930239-3-6-15 | borehole | K15-236 |  | 86.33 | 86.42 | ore material | half core | core drilling | rock | polished slab from core | Yukon–Tanana and Slide Mountain terranes | Kudz Ze Kayah formation |  |  | acid volcanic rock, siliciclastic sedimentary rock |  | rock | greenschist | aresenopyrite | Assemblage 1 |  |  |  | chloritic |  | pyrite, arsenopyrite, pyrrhotite, galena, chalcopyrite, sulfosalts | cutting and polishing | EPMA | JEOL JXA-8230 SuperProbe electron probe microanalyzer (EPMA) equipped with five wavelength-dispersive spectrometers (WDS) and a tungsten filament electron gun. |  | sulfides were analyzed using an accelerating voltage of 25 kV, a 2-nA beam current, focused to 1 μm, with elemental counting times between 5 and 30 s |  | -99999 | 32.1122 |  |  | 434588.521 | 110.7623 | [20 empty] | 161.5525 | 29.9077 |  |  |  |  | -99999 | 37.1335 | [8 empty] | 357889.309 | 39.3453 | [42 empty] | 272.7163 | 76.449 | [14 empty] | 205787.6218 | 27.8078 | -99999 | 45.2396 | [36 empty] | 1453.9726 | 264.402 |  |  |  | 2024 | Denisová, N., Piercey, S. J., & Wälle, M. (2024). Mineralogy and mineral chemistry of the ABM replacement-style volcanogenic massive sulfide deposit, Finlayson Lake district, Yukon, Canada. Mineralium Deposita, 59(3), 473-503. https://doi.org/10.1007/s00126-023-01217-4 |  | CAN | CA-YT | -130.6 | 61.4667 | [8 empty] | Only analyses +/-2% of 100% were shown and they were normalized to 100% | 2025-04-30
| ABM |  | Volcanic basin hydrothermal | Volcanogenic massive sulfide (VMS) | Bimodal felsic VMS | Zn, Cu, Pb, Au, Ag |  | Zn, Cu, Pb, Au, Ag | Denisová et al., 2024 |  | Q930239 | Q930239-2-1-1 | borehole | K15-236 |  | 86.33 | 86.42 | ore material | half core | core drilling | rock | polished slab from core | Yukon–Tanana and Slide Mountain terranes | Kudz Ze Kayah formation |  |  | acid volcanic rock, siliciclastic sedimentary rock |  | rock | greenschist | aresenopyrite | Assemblage 1 |  |  |  | chloritic |  | pyrite, arsenopyrite, pyrrhotite, galena, chalcopyrite, sulfosalts | cutting and polishing | EPMA | JEOL JXA-8230 SuperProbe electron probe microanalyzer (EPMA) equipped with five wavelength-dispersive spectrometers (WDS) and a tungsten filament electron gun. |  | sulfides were analyzed using an accelerating voltage of 25 kV, a 2-nA beam current, focused to 1 μm, with elemental counting times between 5 and 30 s |  | -99999 | 32.1122 |  |  | 434309.869 | 110.7623 | [20 empty] | 230.6666 | 29.9077 |  |  |  |  | -99999 | 37.1335 | [8 empty] | 358124.9827 | 39.3453 | [42 empty] | 110.3277 | 76.449 | [14 empty] | 206938.0618 | 27.8078 | 140.4058 | 45.2396 | [36 empty] | 140.4058 | 264.402 |  |  |  | 2024 | Denisová, N., Piercey, S. J., & Wälle, M. (2024). Mineralogy and mineral chemistry of the ABM replacement-style volcanogenic massive sulfide deposit, Finlayson Lake district, Yukon, Canada. Mineralium Deposita, 59(3), 473-503. https://doi.org/10.1007/s00126-023-01217-4 |  | CAN | CA-YT | -130.6 | 61.4667 | [8 empty] | Only analyses +/-2% of 100% were shown and they were normalized to 100% | 2025-04-30
| ABM |  | Volcanic basin hydrothermal | Volcanogenic massive sulfide (VMS) | Bimodal felsic VMS | Zn, Cu, Pb, Au, Ag |  | Zn, Cu, Pb, Au, Ag | Denisová et al., 2024 |  | B232695 | B232695-1-1-19 | borehole | K15-319 |  | 188 | 188.05 | ore material | half core | core drilling | rock | polished slab from core | Yukon–Tanana and Slide Mountain terranes | Kudz Ze Kayah formation |  |  | acid volcanic rock, siliciclastic sedimentary rock |  | rock | greenschist | pyrrhotite | Assemblage 1 |  |  |  | chloritic |  | pyrite, arsenopyrite, pyrrhotite, galena, chalcopyrite, sulfosalts | cutting and polishing | EPMA | JEOL JXA-8230 SuperProbe electron probe microanalyzer (EPMA) equipped with five wavelength-dispersive spectrometers (WDS) and a tungsten filament electron gun. |  | sulfides were analyzed using an accelerating voltage of 25 kV, a 2-nA beam current, focused to 1 μm, with elemental counting times between 5 and 30 s |  | 40 | 29.1604 |  |  | -99999 | 81.6875 | [20 empty] | 837.9833 | 26.9248 |  |  |  |  | 177.4553 | 32.8256 | [8 empty] | 601553.7309 | 36.461 | [42 empty] | 1114.0249 | 75.0211 | [14 empty] | 396277.3712 | 32.8011 | -99999 | 36.432 | [36 empty] | -99999 | 210.495 |  |  |  | 2024 | Denisová, N., Piercey, S. J., & Wälle, M. (2024). Mineralogy and mineral chemistry of the ABM replacement-style volcanogenic massive sulfide deposit, Finlayson Lake district, Yukon, Canada. Mineralium Deposita, 59(3), 473-503. https://doi.org/10.1007/s00126-023-01217-4 |  | CAN | CA-YT | -130.6 | 61.4667 | [8 empty] | Only analyses +/-2% of 100% were shown and they were normalized to 100% | 2025-04-30
| ABM |  | Volcanic basin hydrothermal | Volcanogenic massive sulfide (VMS) | Bimodal felsic VMS | Zn, Cu, Pb, Au, Ag |  | Zn, Cu, Pb, Au, Ag | Denisová et al., 2024 |  | B264518 | B264518-4-1-5 | borehole | K15-200 |  | 151.12 | 151.2 | ore material | half core | core drilling | rock | polished slab from core | Yukon–Tanana and Slide Mountain terranes | Kudz Ze Kayah formation |  |  | acid volcanic rock, siliciclastic sedimentary rock |  | rock | greenschist | pyrrhotite | Assemblage 3 |  |  |  | chloritic |  | pyrite, arsenopyrite, pyrrhotite, galena, chalcopyrite, sulfosalts | cutting and polishing | EPMA | JEOL JXA-8230 SuperProbe electron probe microanalyzer (EPMA) equipped with five wavelength-dispersive spectrometers (WDS) and a tungsten filament electron gun. |  | sulfides were analyzed using an accelerating voltage of 25 kV, a 2-nA beam current, focused to 1 μm, with elemental counting times between 5 and 30 s |  | -99999 | 29.1604 |  |  | -99999 | 81.6875 | [20 empty] | 741.1068 | 26.9248 |  |  |  |  | -99999 | 32.8256 | [8 empty] | 597154.1532 | 36.461 | [42 empty] | 1274.7035 | 75.0211 | [14 empty] | 397608.6926 | 32.8011 | -99999 | 36.432 | [36 empty] | 3221.344 | 210.495 |  |  |  | 2024 | Denisová, N., Piercey, S. J., & Wälle, M. (2024). Mineralogy and mineral chemistry of the ABM replacement-style volcanogenic massive sulfide deposit, Finlayson Lake district, Yukon, Canada. Mineralium Deposita, 59(3), 473-503. https://doi.org/10.1007/s00126-023-01217-4 |  | CAN | CA-YT | -130.6 | 61.4667 | [8 empty] | Only analyses +/-2% of 100% were shown and they were normalized to 100% | 2025-04-30
| ABM |  | Volcanic basin hydrothermal | Volcanogenic massive sulfide (VMS) | Bimodal felsic VMS | Zn, Cu, Pb, Au, Ag |  | Zn, Cu, Pb, Au, Ag | Denisová et al., 2024 |  | B264518 | B264518-6-1-17 | borehole | K15-200 |  | 151.12 | 151.2 | ore material | half core | core drilling | rock | polished slab from core | Yukon–Tanana and Slide Mountain terranes | Kudz Ze Kayah formation |  |  | acid volcanic rock, siliciclastic sedimentary rock |  | rock | greenschist | pyrrhotite | Assemblage 3 |  |  |  | chloritic |  | pyrite, arsenopyrite, pyrrhotite, galena, chalcopyrite, sulfosalts | cutting and polishing | EPMA | JEOL JXA-8230 SuperProbe electron probe microanalyzer (EPMA) equipped with five wavelength-dispersive spectrometers (WDS) and a tungsten filament electron gun. |  | sulfides were analyzed using an accelerating voltage of 25 kV, a 2-nA beam current, focused to 1 μm, with elemental counting times between 5 and 30 s |  | -99999 | 29.1604 |  |  | -99999 | 81.6875 | [20 empty] | 798.3155 | 26.9248 |  |  |  |  | -99999 | 32.8256 | [8 empty] | 596271.8537 | 36.461 | [42 empty] | 1067.7471 | 75.0211 | [14 empty] | 400594.7577 | 32.8011 | -99999 | 36.432 | [36 empty] | 1207.4523 | 210.495 |  |  |  | 2024 | Denisová, N., Piercey, S. J., & Wälle, M. (2024). Mineralogy and mineral chemistry of the ABM replacement-style volcanogenic massive sulfide deposit, Finlayson Lake district, Yukon, Canada. Mineralium Deposita, 59(3), 473-503. https://doi.org/10.1007/s00126-023-01217-4 |  | CAN | CA-YT | -130.6 | 61.4667 | [8 empty] | Only analyses +/-2% of 100% were shown and they were normalized to 100% | 2025-04-30
| ABM |  | Volcanic basin hydrothermal | Volcanogenic massive sulfide (VMS) | Bimodal felsic VMS | Zn, Cu, Pb, Au, Ag |  | Zn, Cu, Pb, Au, Ag | Denisová et al., 2024 |  | B264518 | B264518-2-2-17 | borehole | K15-200 |  | 151.12 | 151.2 | ore material | half core | core drilling | rock | polished slab from core | Yukon–Tanana and Slide Mountain terranes | Kudz Ze Kayah formation |  |  | acid volcanic rock, siliciclastic sedimentary rock |  | rock | greenschist | pyrrhotite | Assemblage 3 |  |  |  | chloritic |  | pyrite, arsenopyrite, pyrrhotite, galena, chalcopyrite, sulfosalts | cutting and polishing | EPMA | JEOL JXA-8230 SuperProbe electron probe microanalyzer (EPMA) equipped with five wavelength-dispersive spectrometers (WDS) and a tungsten filament electron gun. |  | sulfides were analyzed using an accelerating voltage of 25 kV, a 2-nA beam current, focused to 1 μm, with elemental counting times between 5 and 30 s |  | -99999 | 29.1604 |  |  | -99999 | 81.6875 | [20 empty] | 832.7798 | 26.9248 |  |  |  |  | -99999 | 32.8256 | [8 empty] | 597618.6368 | 36.461 | [42 empty] | 822.8657 | 75.0211 | [14 empty] | 399714.4851 | 32.8011 | -99999 | 36.432 | [36 empty] | 961.6624 | 210.495 |  |  |  | 2024 | Denisová, N., Piercey, S. J., & Wälle, M. (2024). Mineralogy and mineral chemistry of the ABM replacement-style volcanogenic massive sulfide deposit, Finlayson Lake district, Yukon, Canada. Mineralium Deposita, 59(3), 473-503. https://doi.org/10.1007/s00126-023-01217-4 |  | CAN | CA-YT | -130.6 | 61.4667 | [8 empty] | Only analyses +/-2% of 100% were shown and they were normalized to 100% | 2025-04-30
| ABM |  | Volcanic basin hydrothermal | Volcanogenic massive sulfide (VMS) | Bimodal felsic VMS | Zn, Cu, Pb, Au, Ag |  | Zn, Cu, Pb, Au, Ag | Denisová et al., 2024 |  | B264518 | B264518-6-1-14 | borehole | K15-200 |  | 151.12 | 151.2 | ore material | half core | core drilling | rock | polished slab from core | Yukon–Tanana and Slide Mountain terranes | Kudz Ze Kayah formation |  |  | acid volcanic rock, siliciclastic sedimentary rock |  | rock | greenschist | pyrrhotite | Assemblage 3 |  |  |  | chloritic |  | pyrite, arsenopyrite, pyrrhotite, galena, chalcopyrite, sulfosalts | cutting and polishing | EPMA | JEOL JXA-8230 SuperProbe electron probe microanalyzer (EPMA) equipped with five wavelength-dispersive spectrometers (WDS) and a tungsten filament electron gun. |  | sulfides were analyzed using an accelerating voltage of 25 kV, a 2-nA beam current, focused to 1 μm, with elemental counting times between 5 and 30 s |  | -99999 | 29.1604 |  |  | -99999 | 81.6875 | [20 empty] | 883.2345 | 26.9248 |  |  |  |  | 89.3158 | 32.8256 | [8 empty] | 600500.1615 | 36.461 | [42 empty] | 1061.8661 | 75.0211 | [14 empty] | 396750.8953 | 32.8011 | -99999 | 36.432 | [36 empty] | 704.6028 | 210.495 |  |  |  | 2024 | Denisová, N., Piercey, S. J., & Wälle, M. (2024). Mineralogy and mineral chemistry of the ABM replacement-style volcanogenic massive sulfide deposit, Finlayson Lake district, Yukon, Canada. Mineralium Deposita, 59(3), 473-503. https://doi.org/10.1007/s00126-023-01217-4 |  | CAN | CA-YT | -130.6 | 61.4667 | [8 empty] | Only analyses +/-2% of 100% were shown and they were normalized to 100% | 2025-04-30
| ABM |  | Volcanic basin hydrothermal | Volcanogenic massive sulfide (VMS) | Bimodal felsic VMS | Zn, Cu, Pb, Au, Ag |  | Zn, Cu, Pb, Au, Ag | Denisová et al., 2024 |  | B264518 | B264518-9-1-11 | borehole | K15-200 |  | 151.12 | 151.2 | ore material | half core | core drilling | rock | polished slab from core | Yukon–Tanana and Slide Mountain terranes | Kudz Ze Kayah formation |  |  | acid volcanic rock, siliciclastic sedimentary rock |  | rock | greenschist | pyrrhotite | Assemblage 3 |  |  |  | chloritic |  | pyrite, arsenopyrite, pyrrhotite, galena, chalcopyrite, sulfosalts | cutting and polishing | EPMA | JEOL JXA-8230 SuperProbe electron probe microanalyzer (EPMA) equipped with five wavelength-dispersive spectrometers (WDS) and a tungsten filament electron gun. |  | sulfides were analyzed using an accelerating voltage of 25 kV, a 2-nA beam current, focused to 1 μm, with elemental counting times between 5 and 30 s |  | -99999 | 29.1604 |  |  | -99999 | 81.6875 | [20 empty] | 936.227 | 26.9248 |  |  |  |  | -99999 | 32.8256 | [8 empty] | 599255.0076 | 36.461 | [42 empty] | 1075.6651 | 75.0211 | [14 empty] | 398205.2276 | 32.8011 | -99999 | 36.432 | [36 empty] | 488.0332 | 210.495 |  |  |  | 2024 | Denisová, N., Piercey, S. J., & Wälle, M. (2024). Mineralogy and mineral chemistry of the ABM replacement-style volcanogenic massive sulfide deposit, Finlayson Lake district, Yukon, Canada. Mineralium Deposita, 59(3), 473-503. https://doi.org/10.1007/s00126-023-01217-4 |  | CAN | CA-YT | -130.6 | 61.4667 | [8 empty] | Only analyses +/-2% of 100% were shown and they were normalized to 100% | 2025-04-30
| ABM |  | Volcanic basin hydrothermal | Volcanogenic massive sulfide (VMS) | Bimodal felsic VMS | Zn, Cu, Pb, Au, Ag |  | Zn, Cu, Pb, Au, Ag | Denisová et al., 2024 |  | B264518 | B264518-3-2-4 | borehole | K15-200 |  | 151.12 | 151.2 | ore material | half core | core drilling | rock | polished slab from core | Yukon–Tanana and Slide Mountain terranes | Kudz Ze Kayah formation |  |  | acid volcanic rock, siliciclastic sedimentary rock |  | rock | greenschist | pyrrhotite | Assemblage 3 |  |  |  | chloritic |  | pyrite, arsenopyrite, pyrrhotite, galena, chalcopyrite, sulfosalts | cutting and polishing | EPMA | JEOL JXA-8230 SuperProbe electron probe microanalyzer (EPMA) equipped with five wavelength-dispersive spectrometers (WDS) and a tungsten filament electron gun. |  | sulfides were analyzed using an accelerating voltage of 25 kV, a 2-nA beam current, focused to 1 μm, with elemental counting times between 5 and 30 s |  | -99999 | 29.1604 |  |  | -99999 | 81.6875 | [20 empty] | 831.6749 | 26.9248 |  |  |  |  | 1316.8186 | 32.8256 | [8 empty] | 597954.4799 | 36.461 | [42 empty] | 1227.7106 | 75.0211 | [14 empty] | 398580.2079 | 32.8011 | 90 | 36.432 | [36 empty] | -99999 | 210.495 |  |  |  | 2024 | Denisová, N., Piercey, S. J., & Wälle, M. (2024). Mineralogy and mineral chemistry of the ABM replacement-style volcanogenic massive sulfide deposit, Finlayson Lake district, Yukon, Canada. Mineralium Deposita, 59(3), 473-503. https://doi.org/10.1007/s00126-023-01217-4 |  | CAN | CA-YT | -130.6 | 61.4667 | [8 empty] | Only analyses +/-2% of 100% were shown and they were normalized to 100% | 2025-04-30
| ABM |  | Volcanic basin hydrothermal | Volcanogenic massive sulfide (VMS) | Bimodal felsic VMS | Zn, Cu, Pb, Au, Ag |  | Zn, Cu, Pb, Au, Ag | Denisová et al., 2024 |  | B264518 | B264518-9-1-17 | borehole | K15-200 |  | 151.12 | 151.2 | ore material | half core | core drilling | rock | polished slab from core | Yukon–Tanana and Slide Mountain terranes | Kudz Ze Kayah formation |  |  | acid volcanic rock, siliciclastic sedimentary rock |  | rock | greenschist | pyrrhotite | Assemblage 3 |  |  |  | chloritic |  | pyrite, arsenopyrite, pyrrhotite, galena, chalcopyrite, sulfosalts | cutting and polishing | EPMA | JEOL JXA-8230 SuperProbe electron probe microanalyzer (EPMA) equipped with five wavelength-dispersive spectrometers (WDS) and a tungsten filament electron gun. |  | sulfides were analyzed using an accelerating voltage of 25 kV, a 2-nA beam current, focused to 1 μm, with elemental counting times between 5 and 30 s |  | -99999 | 29.1604 |  |  | -99999 | 81.6875 | [20 empty] | -99999 | 26.9248 |  |  |  |  | 380.6738 | 32.8256 | [8 empty] | 602606.604 | 36.461 | [42 empty] | 220.3901 | 75.0211 | [14 empty] | 396792.3321 | 32.8011 | -99999 | 36.432 | [36 empty] | -99999 | 210.495 |  |  |  | 2024 | Denisová, N., Piercey, S. J., & Wälle, M. (2024). Mineralogy and mineral chemistry of the ABM replacement-style volcanogenic massive sulfide deposit, Finlayson Lake district, Yukon, Canada. Mineralium Deposita, 59(3), 473-503. https://doi.org/10.1007/s00126-023-01217-4 |  | CAN | CA-YT | -130.6 | 61.4667 | [8 empty] | Only analyses +/-2% of 100% were shown and they were normalized to 100% | 2025-04-30
| ABM |  | Volcanic basin hydrothermal | Volcanogenic massive sulfide (VMS) | Bimodal felsic VMS | Zn, Cu, Pb, Au, Ag |  | Zn, Cu, Pb, Au, Ag | Denisová et al., 2024 |  | B264518 | B264518-6-1-5 | borehole | K15-200 |  | 151.12 | 151.2 | ore material | half core | core drilling | rock | polished slab from core | Yukon–Tanana and Slide Mountain terranes | Kudz Ze Kayah formation |  |  | acid volcanic rock, siliciclastic sedimentary rock |  | rock | greenschist | pyrrhotite | Assemblage 3 |  |  |  | chloritic |  | pyrite, arsenopyrite, pyrrhotite, galena, chalcopyrite, sulfosalts | cutting and polishing | EPMA | JEOL JXA-8230 SuperProbe electron probe microanalyzer (EPMA) equipped with five wavelength-dispersive spectrometers (WDS) and a tungsten filament electron gun. |  | sulfides were analyzed using an accelerating voltage of 25 kV, a 2-nA beam current, focused to 1 μm, with elemental counting times between 5 and 30 s |  | -99999 | 29.1604 |  |  | -99999 | 81.6875 | [20 empty] | 822.3032 | 26.9248 |  |  |  |  | 198.1454 | 32.8256 | [8 empty] | 600221.9312 | 36.461 | [42 empty] | 1198.7794 | 75.0211 | [14 empty] | 397558.8408 | 32.8011 | -99999 | 36.432 | [36 empty] | -99999 | 210.495 |  |  |  | 2024 | Denisová, N., Piercey, S. J., & Wälle, M. (2024). Mineralogy and mineral chemistry of the ABM replacement-style volcanogenic massive sulfide deposit, Finlayson Lake district, Yukon, Canada. Mineralium Deposita, 59(3), 473-503. https://doi.org/10.1007/s00126-023-01217-4 |  | CAN | CA-YT | -130.6 | 61.4667 | [8 empty] | Only analyses +/-2% of 100% were shown and they were normalized to 100% | 2025-04-30
| ABM |  | Volcanic basin hydrothermal | Volcanogenic massive sulfide (VMS) | Bimodal felsic VMS | Zn, Cu, Pb, Au, Ag |  | Zn, Cu, Pb, Au, Ag | Denisová et al., 2024 |  | B264518 | B264518-1-1-17 | borehole | K15-200 |  | 151.12 | 151.2 | ore material | half core | core drilling | rock | polished slab from core | Yukon–Tanana and Slide Mountain terranes | Kudz Ze Kayah formation |  |  | acid volcanic rock, siliciclastic sedimentary rock |  | rock | greenschist | pyrrhotite | Assemblage 3 |  |  |  | chloritic |  | pyrite, arsenopyrite, pyrrhotite, galena, chalcopyrite, sulfosalts | cutting and polishing | EPMA | JEOL JXA-8230 SuperProbe electron probe microanalyzer (EPMA) equipped with five wavelength-dispersive spectrometers (WDS) and a tungsten filament electron gun. |  | sulfides were analyzed using an accelerating voltage of 25 kV, a 2-nA beam current, focused to 1 μm, with elemental counting times between 5 and 30 s |  | -99999 | 29.1604 |  |  | -99999 | 81.6875 | [20 empty] | 934.1758 | 26.9248 |  |  |  |  | -99999 | 32.8256 | [8 empty] | 596054.3624 | 36.461 | [42 empty] | 2400.7312 | 75.0211 | [14 empty] | 400460.0571 | 32.8011 | 150 | 36.432 | [36 empty] | -99999 | 210.495 |  |  |  | 2024 | Denisová, N., Piercey, S. J., & Wälle, M. (2024). Mineralogy and mineral chemistry of the ABM replacement-style volcanogenic massive sulfide deposit, Finlayson Lake district, Yukon, Canada. Mineralium Deposita, 59(3), 473-503. https://doi.org/10.1007/s00126-023-01217-4 |  | CAN | CA-YT | -130.6 | 61.4667 | [8 empty] | Only analyses +/-2% of 100% were shown and they were normalized to 100% | 2025-04-30
| ABM |  | Volcanic basin hydrothermal | Volcanogenic massive sulfide (VMS) | Bimodal felsic VMS | Zn, Cu, Pb, Au, Ag |  | Zn, Cu, Pb, Au, Ag | Denisová et al., 2024 |  | B264518 | B264518-9-1-6 | borehole | K15-200 |  | 151.12 | 151.2 | ore material | half core | core drilling | rock | polished slab from core | Yukon–Tanana and Slide Mountain terranes | Kudz Ze Kayah formation |  |  | acid volcanic rock, siliciclastic sedimentary rock |  | rock | greenschist | pyrrhotite | Assemblage 3 |  |  |  | chloritic |  | pyrite, arsenopyrite, pyrrhotite, galena, chalcopyrite, sulfosalts | cutting and polishing | EPMA | JEOL JXA-8230 SuperProbe electron probe microanalyzer (EPMA) equipped with five wavelength-dispersive spectrometers (WDS) and a tungsten filament electron gun. |  | sulfides were analyzed using an accelerating voltage of 25 kV, a 2-nA beam current, focused to 1 μm, with elemental counting times between 5 and 30 s |  | -99999 | 29.1604 |  |  | -99999 | 81.6875 | [20 empty] | 942.3388 | 26.9248 |  |  |  |  | -99999 | 32.8256 | [8 empty] | 601876.7452 | 36.461 | [42 empty] | 1358.9517 | 75.0211 | [14 empty] | 395772.3675 | 32.8011 | -99999 | 36.432 | [36 empty] | -99999 | 210.495 |  |  |  | 2024 | Denisová, N., Piercey, S. J., & Wälle, M. (2024). Mineralogy and mineral chemistry of the ABM replacement-style volcanogenic massive sulfide deposit, Finlayson Lake district, Yukon, Canada. Mineralium Deposita, 59(3), 473-503. https://doi.org/10.1007/s00126-023-01217-4 |  | CAN | CA-YT | -130.6 | 61.4667 | [8 empty] | Only analyses +/-2% of 100% were shown and they were normalized to 100% | 2025-04-30
| ABM |  | Volcanic basin hydrothermal | Volcanogenic massive sulfide (VMS) | Bimodal felsic VMS | Zn, Cu, Pb, Au, Ag |  | Zn, Cu, Pb, Au, Ag | Denisová et al., 2024 |  | B264518 | B264518-9-1-9 | borehole | K15-200 |  | 151.12 | 151.2 | ore material | half core | core drilling | rock | polished slab from core | Yukon–Tanana and Slide Mountain terranes | Kudz Ze Kayah formation |  |  | acid volcanic rock, siliciclastic sedimentary rock |  | rock | greenschist | pyrrhotite | Assemblage 3 |  |  |  | chloritic |  | pyrite, arsenopyrite, pyrrhotite, galena, chalcopyrite, sulfosalts | cutting and polishing | EPMA | JEOL JXA-8230 SuperProbe electron probe microanalyzer (EPMA) equipped with five wavelength-dispersive spectrometers (WDS) and a tungsten filament electron gun. |  | sulfides were analyzed using an accelerating voltage of 25 kV, a 2-nA beam current, focused to 1 μm, with elemental counting times between 5 and 30 s |  | -99999 | 29.1604 |  |  | -99999 | 81.6875 | [20 empty] | 993.542 | 26.9248 |  |  |  |  | -99999 | 32.8256 | [8 empty] | 601291.6107 | 36.461 | [42 empty] | 1112.7671 | 75.0211 | [14 empty] | 396602.0802 | 32.8011 | -99999 | 36.432 | [36 empty] | -99999 | 210.495 |  |  |  | 2024 | Denisová, N., Piercey, S. J., & Wälle, M. (2024). Mineralogy and mineral chemistry of the ABM replacement-style volcanogenic massive sulfide deposit, Finlayson Lake district, Yukon, Canada. Mineralium Deposita, 59(3), 473-503. https://doi.org/10.1007/s00126-023-01217-4 |  | CAN | CA-YT | -130.6 | 61.4667 | [8 empty] | Only analyses +/-2% of 100% were shown and they were normalized to 100% | 2025-04-30
| ABM |  | Volcanic basin hydrothermal | Volcanogenic massive sulfide (VMS) | Bimodal felsic VMS | Zn, Cu, Pb, Au, Ag |  | Zn, Cu, Pb, Au, Ag | Denisová et al., 2024 |  | B264518 | B264518-7-1-13 | borehole | K15-200 |  | 151.12 | 151.2 | ore material | half core | core drilling | rock | polished slab from core | Yukon–Tanana and Slide Mountain terranes | Kudz Ze Kayah formation |  |  | acid volcanic rock, siliciclastic sedimentary rock |  | rock | greenschist | pyrrhotite | Assemblage 3 |  |  |  | chloritic |  | pyrite, arsenopyrite, pyrrhotite, galena, chalcopyrite, sulfosalts | cutting and polishing | EPMA | JEOL JXA-8230 SuperProbe electron probe microanalyzer (EPMA) equipped with five wavelength-dispersive spectrometers (WDS) and a tungsten filament electron gun. |  | sulfides were analyzed using an accelerating voltage of 25 kV, a 2-nA beam current, focused to 1 μm, with elemental counting times between 5 and 30 s |  | -99999 | 29.1604 |  |  | 120 | 81.6875 | [20 empty] | 921.1113 | 26.9248 |  |  |  |  | -99999 | 32.8256 | [8 empty] | 599692.9662 | 36.461 | [42 empty] | 1059.7732 | 75.0211 | [14 empty] | 398177.583 | 32.8011 | -99999 | 36.432 | [36 empty] | -99999 | 210.495 |  |  |  | 2024 | Denisová, N., Piercey, S. J., & Wälle, M. (2024). Mineralogy and mineral chemistry of the ABM replacement-style volcanogenic massive sulfide deposit, Finlayson Lake district, Yukon, Canada. Mineralium Deposita, 59(3), 473-503. https://doi.org/10.1007/s00126-023-01217-4 |  | CAN | CA-YT | -130.6 | 61.4667 | [8 empty] | Only analyses +/-2% of 100% were shown and they were normalized to 100% | 2025-04-30
| ABM |  | Volcanic basin hydrothermal | Volcanogenic massive sulfide (VMS) | Bimodal felsic VMS | Zn, Cu, Pb, Au, Ag |  | Zn, Cu, Pb, Au, Ag | Denisová et al., 2024 |  | B264518 | B264518-1-1-12 | borehole | K15-200 |  | 151.12 | 151.2 | ore material | half core | core drilling | rock | polished slab from core | Yukon–Tanana and Slide Mountain terranes | Kudz Ze Kayah formation |  |  | acid volcanic rock, siliciclastic sedimentary rock |  | rock | greenschist | pyrrhotite | Assemblage 3 |  |  |  | chloritic |  | pyrite, arsenopyrite, pyrrhotite, galena, chalcopyrite, sulfosalts | cutting and polishing | EPMA | JEOL JXA-8230 SuperProbe electron probe microanalyzer (EPMA) equipped with five wavelength-dispersive spectrometers (WDS) and a tungsten filament electron gun. |  | sulfides were analyzed using an accelerating voltage of 25 kV, a 2-nA beam current, focused to 1 μm, with elemental counting times between 5 and 30 s |  | -99999 | 29.1604 |  |  | 180 | 81.6875 | [20 empty] | 843.6222 | 26.9248 |  |  |  |  | -99999 | 32.8256 | [8 empty] | 598624.3841 | 36.461 | [42 empty] | 952.7969 | 75.0211 | [14 empty] | 399380.6975 | 32.8011 | -99999 | 36.432 | [36 empty] | -99999 | 210.495 |  |  |  | 2024 | Denisová, N., Piercey, S. J., & Wälle, M. (2024). Mineralogy and mineral chemistry of the ABM replacement-style volcanogenic massive sulfide deposit, Finlayson Lake district, Yukon, Canada. Mineralium Deposita, 59(3), 473-503. https://doi.org/10.1007/s00126-023-01217-4 |  | CAN | CA-YT | -130.6 | 61.4667 | [8 empty] | Only analyses +/-2% of 100% were shown and they were normalized to 100% | 2025-04-30
| ABM |  | Volcanic basin hydrothermal | Volcanogenic massive sulfide (VMS) | Bimodal felsic VMS | Zn, Cu, Pb, Au, Ag |  | Zn, Cu, Pb, Au, Ag | Denisová et al., 2024 |  | B264518 | B264518-2-1-9 | borehole | K15-200 |  | 151.12 | 151.2 | ore material | half core | core drilling | rock | polished slab from core | Yukon–Tanana and Slide Mountain terranes | Kudz Ze Kayah formation |  |  | acid volcanic rock, siliciclastic sedimentary rock |  | rock | greenschist | pyrrhotite | Assemblage 3 |  |  |  | chloritic |  | pyrite, arsenopyrite, pyrrhotite, galena, chalcopyrite, sulfosalts | cutting and polishing | EPMA | JEOL JXA-8230 SuperProbe electron probe microanalyzer (EPMA) equipped with five wavelength-dispersive spectrometers (WDS) and a tungsten filament electron gun. |  | sulfides were analyzed using an accelerating voltage of 25 kV, a 2-nA beam current, focused to 1 μm, with elemental counting times between 5 and 30 s |  | -99999 | 29.1604 |  |  | 150 | 81.6875 | [20 empty] | 902.4555 | 26.9248 |  |  |  |  | -99999 | 32.8256 | [8 empty] | 600618.825 | 36.461 | [42 empty] | 961.9581 | 75.0211 | [14 empty] | 397308.5025 | 32.8011 | 60 | 36.432 | [36 empty] | -99999 | 210.495 |  |  |  | 2024 | Denisová, N., Piercey, S. J., & Wälle, M. (2024). Mineralogy and mineral chemistry of the ABM replacement-style volcanogenic massive sulfide deposit, Finlayson Lake district, Yukon, Canada. Mineralium Deposita, 59(3), 473-503. https://doi.org/10.1007/s00126-023-01217-4 |  | CAN | CA-YT | -130.6 | 61.4667 | [8 empty] | Only analyses +/-2% of 100% were shown and they were normalized to 100% | 2025-04-30
| ABM |  | Volcanic basin hydrothermal | Volcanogenic massive sulfide (VMS) | Bimodal felsic VMS | Zn, Cu, Pb, Au, Ag |  | Zn, Cu, Pb, Au, Ag | Denisová et al., 2024 |  | B264518 | B264518-7-1-6 | borehole | K15-200 |  | 151.12 | 151.2 | ore material | half core | core drilling | rock | polished slab from core | Yukon–Tanana and Slide Mountain terranes | Kudz Ze Kayah formation |  |  | acid volcanic rock, siliciclastic sedimentary rock |  | rock | greenschist | pyrrhotite | Assemblage 3 |  |  |  | chloritic |  | pyrite, arsenopyrite, pyrrhotite, galena, chalcopyrite, sulfosalts | cutting and polishing | EPMA | JEOL JXA-8230 SuperProbe electron probe microanalyzer (EPMA) equipped with five wavelength-dispersive spectrometers (WDS) and a tungsten filament electron gun. |  | sulfides were analyzed using an accelerating voltage of 25 kV, a 2-nA beam current, focused to 1 μm, with elemental counting times between 5 and 30 s |  | -99999 | 29.1604 |  |  | -99999 | 81.6875 | [20 empty] | 774.8242 | 26.9248 |  |  |  |  | -99999 | 32.8256 | [8 empty] | 600508.6089 | 36.461 | [42 empty] | 933.7624 | 75.0211 | [14 empty] | 397782.8045 | 32.8011 | -99999 | 36.432 | [36 empty] | -99999 | 210.495 |  |  |  | 2024 | Denisová, N., Piercey, S. J., & Wälle, M. (2024). Mineralogy and mineral chemistry of the ABM replacement-style volcanogenic massive sulfide deposit, Finlayson Lake district, Yukon, Canada. Mineralium Deposita, 59(3), 473-503. https://doi.org/10.1007/s00126-023-01217-4 |  | CAN | CA-YT | -130.6 | 61.4667 | [8 empty] | Only analyses +/-2% of 100% were shown and they were normalized to 100% | 2025-04-30
| ABM |  | Volcanic basin hydrothermal | Volcanogenic massive sulfide (VMS) | Bimodal felsic VMS | Zn, Cu, Pb, Au, Ag |  | Zn, Cu, Pb, Au, Ag | Denisová et al., 2024 |  | B264518 | B264518-2-2-15 | borehole | K15-200 |  | 151.12 | 151.2 | ore material | half core | core drilling | rock | polished slab from core | Yukon–Tanana and Slide Mountain terranes | Kudz Ze Kayah formation |  |  | acid volcanic rock, siliciclastic sedimentary rock |  | rock | greenschist | pyrrhotite | Assemblage 3 |  |  |  | chloritic |  | pyrite, arsenopyrite, pyrrhotite, galena, chalcopyrite, sulfosalts | cutting and polishing | EPMA | JEOL JXA-8230 SuperProbe electron probe microanalyzer (EPMA) equipped with five wavelength-dispersive spectrometers (WDS) and a tungsten filament electron gun. |  | sulfides were analyzed using an accelerating voltage of 25 kV, a 2-nA beam current, focused to 1 μm, with elemental counting times between 5 and 30 s |  | -99999 | 29.1604 |  |  | -99999 | 81.6875 | [20 empty] | 931.5231 | 26.9248 |  |  |  |  | -99999 | 32.8256 | [8 empty] | 601506.3008 | 36.461 | [42 empty] | 872.0642 | 75.0211 | [14 empty] | 396670.2922 | 32.8011 | -99999 | 36.432 | [36 empty] | -99999 | 210.495 |  |  |  | 2024 | Denisová, N., Piercey, S. J., & Wälle, M. (2024). Mineralogy and mineral chemistry of the ABM replacement-style volcanogenic massive sulfide deposit, Finlayson Lake district, Yukon, Canada. Mineralium Deposita, 59(3), 473-503. https://doi.org/10.1007/s00126-023-01217-4 |  | CAN | CA-YT | -130.6 | 61.4667 | [8 empty] | Only analyses +/-2% of 100% were shown and they were normalized to 100% | 2025-04-30
| ABM |  | Volcanic basin hydrothermal | Volcanogenic massive sulfide (VMS) | Bimodal felsic VMS | Zn, Cu, Pb, Au, Ag |  | Zn, Cu, Pb, Au, Ag | Denisová et al., 2024 |  | B264518 | B264518-4-1-7 | borehole | K15-200 |  | 151.12 | 151.2 | ore material | half core | core drilling | rock | polished slab from core | Yukon–Tanana and Slide Mountain terranes | Kudz Ze Kayah formation |  |  | acid volcanic rock, siliciclastic sedimentary rock |  | rock | greenschist | pyrrhotite | Assemblage 3 |  |  |  | chloritic |  | pyrite, arsenopyrite, pyrrhotite, galena, chalcopyrite, sulfosalts | cutting and polishing | EPMA | JEOL JXA-8230 SuperProbe electron probe microanalyzer (EPMA) equipped with five wavelength-dispersive spectrometers (WDS) and a tungsten filament electron gun. |  | sulfides were analyzed using an accelerating voltage of 25 kV, a 2-nA beam current, focused to 1 μm, with elemental counting times between 5 and 30 s |  | -99999 | 29.1604 |  |  | -99999 | 81.6875 | [20 empty] | 912.9339 | 26.9248 |  |  |  |  | -99999 | 32.8256 | [8 empty] | 601762.3538 | 36.461 | [42 empty] | 1111.3978 | 75.0211 | [14 empty] | 396173.6216 | 32.8011 | -99999 | 36.432 | [36 empty] | -99999 | 210.495 |  |  |  | 2024 | Denisová, N., Piercey, S. J., & Wälle, M. (2024). Mineralogy and mineral chemistry of the ABM replacement-style volcanogenic massive sulfide deposit, Finlayson Lake district, Yukon, Canada. Mineralium Deposita, 59(3), 473-503. https://doi.org/10.1007/s00126-023-01217-4 |  | CAN | CA-YT | -130.6 | 61.4667 | [8 empty] | Only analyses +/-2% of 100% were shown and they were normalized to 100% | 2025-04-30
| ABM |  | Volcanic basin hydrothermal | Volcanogenic massive sulfide (VMS) | Bimodal felsic VMS | Zn, Cu, Pb, Au, Ag |  | Zn, Cu, Pb, Au, Ag | Denisová et al., 2024 |  | B264518 | B264518-2-1-8 | borehole | K15-200 |  | 151.12 | 151.2 | ore material | half core | core drilling | rock | polished slab from core | Yukon–Tanana and Slide Mountain terranes | Kudz Ze Kayah formation |  |  | acid volcanic rock, siliciclastic sedimentary rock |  | rock | greenschist | pyrrhotite | Assemblage 3 |  |  |  | chloritic |  | pyrite, arsenopyrite, pyrrhotite, galena, chalcopyrite, sulfosalts | cutting and polishing | EPMA | JEOL JXA-8230 SuperProbe electron probe microanalyzer (EPMA) equipped with five wavelength-dispersive spectrometers (WDS) and a tungsten filament electron gun. |  | sulfides were analyzed using an accelerating voltage of 25 kV, a 2-nA beam current, focused to 1 μm, with elemental counting times between 5 and 30 s |  | -99999 | 29.1604 |  |  | -99999 | 81.6875 | [20 empty] | 804.6012 | 26.9248 |  |  |  |  | -99999 | 32.8256 | [8 empty] | 598583.5073 | 36.461 | [42 empty] | 973.468 | 75.0211 | [14 empty] | 399638.4236 | 32.8011 | -99999 | 36.432 | [36 empty] | -99999 | 210.495 |  |  |  | 2024 | Denisová, N., Piercey, S. J., & Wälle, M. (2024). Mineralogy and mineral chemistry of the ABM replacement-style volcanogenic massive sulfide deposit, Finlayson Lake district, Yukon, Canada. Mineralium Deposita, 59(3), 473-503. https://doi.org/10.1007/s00126-023-01217-4 |  | CAN | CA-YT | -130.6 | 61.4667 | [8 empty] | Only analyses +/-2% of 100% were shown and they were normalized to 100% | 2025-04-30
| ABM |  | Volcanic basin hydrothermal | Volcanogenic massive sulfide (VMS) | Bimodal felsic VMS | Zn, Cu, Pb, Au, Ag |  | Zn, Cu, Pb, Au, Ag | Denisová et al., 2024 |  | B264518 | B264518-9-1-18 | borehole | K15-200 |  | 151.12 | 151.2 | ore material | half core | core drilling | rock | polished slab from core | Yukon–Tanana and Slide Mountain terranes | Kudz Ze Kayah formation |  |  | acid volcanic rock, siliciclastic sedimentary rock |  | rock | greenschist | pyrrhotite | Assemblage 3 |  |  |  | chloritic |  | pyrite, arsenopyrite, pyrrhotite, galena, chalcopyrite, sulfosalts | cutting and polishing | EPMA | JEOL JXA-8230 SuperProbe electron probe microanalyzer (EPMA) equipped with five wavelength-dispersive spectrometers (WDS) and a tungsten filament electron gun. |  | sulfides were analyzed using an accelerating voltage of 25 kV, a 2-nA beam current, focused to 1 μm, with elemental counting times between 5 and 30 s |  | -99999 | 29.1604 |  |  | -99999 | 81.6875 | [20 empty] | 910.855 | 26.9248 |  |  |  |  | 445.5269 | 32.8256 | [8 empty] | 600778.1846 | 36.461 | [42 empty] | 1049.4634 | 75.0211 | [14 empty] | 396707.0635 | 32.8011 | 70 | 36.432 | [36 empty] | -99999 | 210.495 |  |  |  | 2024 | Denisová, N., Piercey, S. J., & Wälle, M. (2024). Mineralogy and mineral chemistry of the ABM replacement-style volcanogenic massive sulfide deposit, Finlayson Lake district, Yukon, Canada. Mineralium Deposita, 59(3), 473-503. https://doi.org/10.1007/s00126-023-01217-4 |  | CAN | CA-YT | -130.6 | 61.4667 | [8 empty] | Only analyses +/-2% of 100% were shown and they were normalized to 100% | 2025-04-30
| ABM |  | Volcanic basin hydrothermal | Volcanogenic massive sulfide (VMS) | Bimodal felsic VMS | Zn, Cu, Pb, Au, Ag |  | Zn, Cu, Pb, Au, Ag | Denisová et al., 2024 |  | B264518 | B264518-1-1-4 | borehole | K15-200 |  | 151.12 | 151.2 | ore material | half core | core drilling | rock | polished slab from core | Yukon–Tanana and Slide Mountain terranes | Kudz Ze Kayah formation |  |  | acid volcanic rock, siliciclastic sedimentary rock |  | rock | greenschist | pyrrhotite | Assemblage 3 |  |  |  | chloritic |  | pyrite, arsenopyrite, pyrrhotite, galena, chalcopyrite, sulfosalts | cutting and polishing | EPMA | JEOL JXA-8230 SuperProbe electron probe microanalyzer (EPMA) equipped with five wavelength-dispersive spectrometers (WDS) and a tungsten filament electron gun. |  | sulfides were analyzed using an accelerating voltage of 25 kV, a 2-nA beam current, focused to 1 μm, with elemental counting times between 5 and 30 s |  | -99999 | 29.1604 |  |  | -99999 | 81.6875 | [20 empty] | 852.3882 | 26.9248 |  |  |  |  | 148.6724 | 32.8256 | [8 empty] | 600309.2463 | 36.461 | [42 empty] | 1219.1133 | 75.0211 | [14 empty] | 397430.9338 | 32.8011 | -99999 | 36.432 | [36 empty] | -99999 | 210.495 |  |  |  | 2024 | Denisová, N., Piercey, S. J., & Wälle, M. (2024). Mineralogy and mineral chemistry of the ABM replacement-style volcanogenic massive sulfide deposit, Finlayson Lake district, Yukon, Canada. Mineralium Deposita, 59(3), 473-503. https://doi.org/10.1007/s00126-023-01217-4 |  | CAN | CA-YT | -130.6 | 61.4667 | [8 empty] | Only analyses +/-2% of 100% were shown and they were normalized to 100% | 2025-04-30
| ABM |  | Volcanic basin hydrothermal | Volcanogenic massive sulfide (VMS) | Bimodal felsic VMS | Zn, Cu, Pb, Au, Ag |  | Zn, Cu, Pb, Au, Ag | Denisová et al., 2024 |  | B265159A | B265159A-1-1-13 | borehole | K15-292 |  | 239.65 | 239.71 | ore material | half core | core drilling | rock | polished slab from core | Yukon–Tanana and Slide Mountain terranes | Kudz Ze Kayah formation |  |  | acid volcanic rock, siliciclastic sedimentary rock |  | rock | greenschist | pyrrhotite | Assemblage 2 |  |  |  | chloritic |  | pyrite, arsenopyrite, pyrrhotite, galena, chalcopyrite, sulfosalts | cutting and polishing | EPMA | JEOL JXA-8230 SuperProbe electron probe microanalyzer (EPMA) equipped with five wavelength-dispersive spectrometers (WDS) and a tungsten filament electron gun. |  | sulfides were analyzed using an accelerating voltage of 25 kV, a 2-nA beam current, focused to 1 μm, with elemental counting times between 5 and 30 s |  | -99999 | 29.1604 |  |  | -99999 | 81.6875 | [20 empty] | 982.2403 | 26.9248 |  |  |  |  | 69.4513 | 32.8256 | [8 empty] | 596616.725 | 36.461 | [42 empty] | 1458.478 | 75.0211 | [14 empty] | 399136.822 | 32.8011 | -99999 | 36.432 | [36 empty] | 1736.2833 | 210.495 |  |  |  | 2024 | Denisová, N., Piercey, S. J., & Wälle, M. (2024). Mineralogy and mineral chemistry of the ABM replacement-style volcanogenic massive sulfide deposit, Finlayson Lake district, Yukon, Canada. Mineralium Deposita, 59(3), 473-503. https://doi.org/10.1007/s00126-023-01217-4 |  | CAN | CA-YT | -130.6 | 61.4667 | [8 empty] | Only analyses +/-2% of 100% were shown and they were normalized to 100% | 2025-04-30
| ABM |  | Volcanic basin hydrothermal | Volcanogenic massive sulfide (VMS) | Bimodal felsic VMS | Zn, Cu, Pb, Au, Ag |  | Zn, Cu, Pb, Au, Ag | Denisová et al., 2024 |  | B265159A | B265159A-4-1-5 | borehole | K15-292 |  | 239.65 | 239.71 | ore material | half core | core drilling | rock | polished slab from core | Yukon–Tanana and Slide Mountain terranes | Kudz Ze Kayah formation |  |  | acid volcanic rock, siliciclastic sedimentary rock |  | rock | greenschist | pyrrhotite | Assemblage 2 |  |  |  | chloritic |  | pyrite, arsenopyrite, pyrrhotite, galena, chalcopyrite, sulfosalts | cutting and polishing | EPMA | JEOL JXA-8230 SuperProbe electron probe microanalyzer (EPMA) equipped with five wavelength-dispersive spectrometers (WDS) and a tungsten filament electron gun. |  | sulfides were analyzed using an accelerating voltage of 25 kV, a 2-nA beam current, focused to 1 μm, with elemental counting times between 5 and 30 s |  | 120 | 29.1604 |  |  | 100 | 81.6875 | [20 empty] | 948.3261 | 26.9248 |  |  |  |  | 69.1488 | 32.8256 | [8 empty] | 599055.6375 | 36.461 | [42 empty] | 1254.5564 | 75.0211 | [14 empty] | 397486.9235 | 32.8011 | -99999 | 36.432 | [36 empty] | 948.3261 | 210.495 |  |  |  | 2024 | Denisová, N., Piercey, S. J., & Wälle, M. (2024). Mineralogy and mineral chemistry of the ABM replacement-style volcanogenic massive sulfide deposit, Finlayson Lake district, Yukon, Canada. Mineralium Deposita, 59(3), 473-503. https://doi.org/10.1007/s00126-023-01217-4 |  | CAN | CA-YT | -130.6 | 61.4667 | [8 empty] | Only analyses +/-2% of 100% were shown and they were normalized to 100% | 2025-04-30
| ABM |  | Volcanic basin hydrothermal | Volcanogenic massive sulfide (VMS) | Bimodal felsic VMS | Zn, Cu, Pb, Au, Ag |  | Zn, Cu, Pb, Au, Ag | Denisová et al., 2024 |  | B265159A | B265159A-1-1-15 | borehole | K15-292 |  | 239.65 | 239.71 | ore material | half core | core drilling | rock | polished slab from core | Yukon–Tanana and Slide Mountain terranes | Kudz Ze Kayah formation |  |  | acid volcanic rock, siliciclastic sedimentary rock |  | rock | greenschist | pyrrhotite | Assemblage 2 |  |  |  | chloritic |  | pyrite, arsenopyrite, pyrrhotite, galena, chalcopyrite, sulfosalts | cutting and polishing | EPMA | JEOL JXA-8230 SuperProbe electron probe microanalyzer (EPMA) equipped with five wavelength-dispersive spectrometers (WDS) and a tungsten filament electron gun. |  | sulfides were analyzed using an accelerating voltage of 25 kV, a 2-nA beam current, focused to 1 μm, with elemental counting times between 5 and 30 s |  | 30 | 29.1604 |  |  | -99999 | 81.6875 | [20 empty] | 934.4958 | 26.9248 |  |  |  |  | 5577.1503 | 32.8256 | [8 empty] | 595492.5471 | 36.461 | [42 empty] | 1998.2304 | 75.0211 | [14 empty] | 395838.5133 | 32.8011 | 90 | 36.432 | [36 empty] | -99999 | 210.495 |  |  |  | 2024 | Denisová, N., Piercey, S. J., & Wälle, M. (2024). Mineralogy and mineral chemistry of the ABM replacement-style volcanogenic massive sulfide deposit, Finlayson Lake district, Yukon, Canada. Mineralium Deposita, 59(3), 473-503. https://doi.org/10.1007/s00126-023-01217-4 |  | CAN | CA-YT | -130.6 | 61.4667 | [8 empty] | Only analyses +/-2% of 100% were shown and they were normalized to 100% | 2025-04-30
| ABM |  | Volcanic basin hydrothermal | Volcanogenic massive sulfide (VMS) | Bimodal felsic VMS | Zn, Cu, Pb, Au, Ag |  | Zn, Cu, Pb, Au, Ag | Denisová et al., 2024 |  | B265159A | B265159A-4-1-1 | borehole | K15-292 |  | 239.65 | 239.71 | ore material | half core | core drilling | rock | polished slab from core | Yukon–Tanana and Slide Mountain terranes | Kudz Ze Kayah formation |  |  | acid volcanic rock, siliciclastic sedimentary rock |  | rock | greenschist | pyrrhotite | Assemblage 2 |  |  |  | chloritic |  | pyrite, arsenopyrite, pyrrhotite, galena, chalcopyrite, sulfosalts | cutting and polishing | EPMA | JEOL JXA-8230 SuperProbe electron probe microanalyzer (EPMA) equipped with five wavelength-dispersive spectrometers (WDS) and a tungsten filament electron gun. |  | sulfides were analyzed using an accelerating voltage of 25 kV, a 2-nA beam current, focused to 1 μm, with elemental counting times between 5 and 30 s |  | -99999 | 29.1604 |  |  | -99999 | 81.6875 | [20 empty] | 856.4287 | 26.9248 |  |  |  |  | 408.2974 | 32.8256 | [8 empty] | 597568.1404 | 36.461 | [42 empty] | 1314.5184 | 75.0211 | [14 empty] | 399852.6151 | 32.8011 | -99999 | 36.432 | [36 empty] | -99999 | 210.495 |  |  |  | 2024 | Denisová, N., Piercey, S. J., & Wälle, M. (2024). Mineralogy and mineral chemistry of the ABM replacement-style volcanogenic massive sulfide deposit, Finlayson Lake district, Yukon, Canada. Mineralium Deposita, 59(3), 473-503. https://doi.org/10.1007/s00126-023-01217-4 |  | CAN | CA-YT | -130.6 | 61.4667 | [8 empty] | Only analyses +/-2% of 100% were shown and they were normalized to 100% | 2025-04-30
| ABM |  | Volcanic basin hydrothermal | Volcanogenic massive sulfide (VMS) | Bimodal felsic VMS | Zn, Cu, Pb, Au, Ag |  | Zn, Cu, Pb, Au, Ag | Denisová et al., 2024 |  | B265159A | B265159A-3-3-13 | borehole | K15-292 |  | 239.65 | 239.71 | ore material | half core | core drilling | rock | polished slab from core | Yukon–Tanana and Slide Mountain terranes | Kudz Ze Kayah formation |  |  | acid volcanic rock, siliciclastic sedimentary rock |  | rock | greenschist | pyrrhotite | Assemblage 2 |  |  |  | chloritic |  | pyrite, arsenopyrite, pyrrhotite, galena, chalcopyrite, sulfosalts | cutting and polishing | EPMA | JEOL JXA-8230 SuperProbe electron probe microanalyzer (EPMA) equipped with five wavelength-dispersive spectrometers (WDS) and a tungsten filament electron gun. |  | sulfides were analyzed using an accelerating voltage of 25 kV, a 2-nA beam current, focused to 1 μm, with elemental counting times between 5 and 30 s |  | 120 | 29.1604 |  |  | -99999 | 81.6875 | [20 empty] | 922.7838 | 26.9248 |  |  |  |  | 228.2154 | 32.8256 | [8 empty] | 598092.9138 | 36.461 | [42 empty] | 1746.3436 | 75.0211 | [14 empty] | 398890.6745 | 32.8011 | -99999 | 36.432 | [36 empty] | -99999 | 210.495 |  |  |  | 2024 | Denisová, N., Piercey, S. J., & Wälle, M. (2024). Mineralogy and mineral chemistry of the ABM replacement-style volcanogenic massive sulfide deposit, Finlayson Lake district, Yukon, Canada. Mineralium Deposita, 59(3), 473-503. https://doi.org/10.1007/s00126-023-01217-4 |  | CAN | CA-YT | -130.6 | 61.4667 | [8 empty] | Only analyses +/-2% of 100% were shown and they were normalized to 100% | 2025-04-30
| ABM |  | Volcanic basin hydrothermal | Volcanogenic massive sulfide (VMS) | Bimodal felsic VMS | Zn, Cu, Pb, Au, Ag |  | Zn, Cu, Pb, Au, Ag | Denisová et al., 2024 |  | B265159A | B265159A-1-1-5 | borehole | K15-292 |  | 239.65 | 239.71 | ore material | half core | core drilling | rock | polished slab from core | Yukon–Tanana and Slide Mountain terranes | Kudz Ze Kayah formation |  |  | acid volcanic rock, siliciclastic sedimentary rock |  | rock | greenschist | pyrrhotite | Assemblage 2 |  |  |  | chloritic |  | pyrite, arsenopyrite, pyrrhotite, galena, chalcopyrite, sulfosalts | cutting and polishing | EPMA | JEOL JXA-8230 SuperProbe electron probe microanalyzer (EPMA) equipped with five wavelength-dispersive spectrometers (WDS) and a tungsten filament electron gun. |  | sulfides were analyzed using an accelerating voltage of 25 kV, a 2-nA beam current, focused to 1 μm, with elemental counting times between 5 and 30 s |  | 170 | 29.1604 |  |  | 90 | 81.6875 | [20 empty] | 962.6645 | 26.9248 |  |  |  |  | 218.3363 | 32.8256 | [8 empty] | 599382.708 | 36.461 | [42 empty] | 1300.0933 | 75.0211 | [14 empty] | 397878.1642 | 32.8011 | -99999 | 36.432 | [36 empty] | -99999 | 210.495 |  |  |  | 2024 | Denisová, N., Piercey, S. J., & Wälle, M. (2024). Mineralogy and mineral chemistry of the ABM replacement-style volcanogenic massive sulfide deposit, Finlayson Lake district, Yukon, Canada. Mineralium Deposita, 59(3), 473-503. https://doi.org/10.1007/s00126-023-01217-4 |  | CAN | CA-YT | -130.6 | 61.4667 | [8 empty] | Only analyses +/-2% of 100% were shown and they were normalized to 100% | 2025-04-30
| ABM |  | Volcanic basin hydrothermal | Volcanogenic massive sulfide (VMS) | Bimodal felsic VMS | Zn, Cu, Pb, Au, Ag |  | Zn, Cu, Pb, Au, Ag | Denisová et al., 2024 |  | B265159A | B265159A-3-3-11 | borehole | K15-292 |  | 239.65 | 239.71 | ore material | half core | core drilling | rock | polished slab from core | Yukon–Tanana and Slide Mountain terranes | Kudz Ze Kayah formation |  |  | acid volcanic rock, siliciclastic sedimentary rock |  | rock | greenschist | pyrrhotite | Assemblage 2 |  |  |  | chloritic |  | pyrite, arsenopyrite, pyrrhotite, galena, chalcopyrite, sulfosalts | cutting and polishing | EPMA | JEOL JXA-8230 SuperProbe electron probe microanalyzer (EPMA) equipped with five wavelength-dispersive spectrometers (WDS) and a tungsten filament electron gun. |  | sulfides were analyzed using an accelerating voltage of 25 kV, a 2-nA beam current, focused to 1 μm, with elemental counting times between 5 and 30 s |  | 40 | 29.1604 |  |  | -99999 | 81.6875 | [20 empty] | 871.5287 | 26.9248 |  |  |  |  | -99999 | 32.8256 | [8 empty] | 600800.2175 | 36.461 | [42 empty] | 1069.6034 | 75.0211 | [14 empty] | 397219.0354 | 32.8011 | -99999 | 36.432 | [36 empty] | -99999 | 210.495 |  |  |  | 2024 | Denisová, N., Piercey, S. J., & Wälle, M. (2024). Mineralogy and mineral chemistry of the ABM replacement-style volcanogenic massive sulfide deposit, Finlayson Lake district, Yukon, Canada. Mineralium Deposita, 59(3), 473-503. https://doi.org/10.1007/s00126-023-01217-4 |  | CAN | CA-YT | -130.6 | 61.4667 | [8 empty] | Only analyses +/-2% of 100% were shown and they were normalized to 100% | 2025-04-30
| ABM |  | Volcanic basin hydrothermal | Volcanogenic massive sulfide (VMS) | Bimodal felsic VMS | Zn, Cu, Pb, Au, Ag |  | Zn, Cu, Pb, Au, Ag | Denisová et al., 2024 |  | B265159A | B265159A-4-1-12 | borehole | K15-292 |  | 239.65 | 239.71 | ore material | half core | core drilling | rock | polished slab from core | Yukon–Tanana and Slide Mountain terranes | Kudz Ze Kayah formation |  |  | acid volcanic rock, siliciclastic sedimentary rock |  | rock | greenschist | pyrrhotite | Assemblage 2 |  |  |  | chloritic |  | pyrite, arsenopyrite, pyrrhotite, galena, chalcopyrite, sulfosalts | cutting and polishing | EPMA | JEOL JXA-8230 SuperProbe electron probe microanalyzer (EPMA) equipped with five wavelength-dispersive spectrometers (WDS) and a tungsten filament electron gun. |  | sulfides were analyzed using an accelerating voltage of 25 kV, a 2-nA beam current, focused to 1 μm, with elemental counting times between 5 and 30 s |  | -99999 | 29.1604 |  |  | -99999 | 81.6875 | [20 empty] | 882.079 | 26.9248 |  |  |  |  | 79.288 | 32.8256 | [8 empty] | 600418.2601 | 36.461 | [42 empty] | 1536.2049 | 75.0211 | [14 empty] | 396885.948 | 32.8011 | -99999 | 36.432 | [36 empty] | 188.309 | 210.495 |  |  |  | 2024 | Denisová, N., Piercey, S. J., & Wälle, M. (2024). Mineralogy and mineral chemistry of the ABM replacement-style volcanogenic massive sulfide deposit, Finlayson Lake district, Yukon, Canada. Mineralium Deposita, 59(3), 473-503. https://doi.org/10.1007/s00126-023-01217-4 |  | CAN | CA-YT | -130.6 | 61.4667 | [8 empty] | Only analyses +/-2% of 100% were shown and they were normalized to 100% | 2025-04-30
| ABM |  | Volcanic basin hydrothermal | Volcanogenic massive sulfide (VMS) | Bimodal felsic VMS | Zn, Cu, Pb, Au, Ag |  | Zn, Cu, Pb, Au, Ag | Denisová et al., 2024 |  | B266575 | B266575-2-1-13 | borehole | K15-231 |  | 63.09 | 63.14 | ore material | half core | core drilling | rock | polished slab from core | Yukon–Tanana and Slide Mountain terranes | Kudz Ze Kayah formation |  |  | acid volcanic rock, siliciclastic sedimentary rock |  | rock | greenschist | pyrrhotite | Assemblage 2 |  |  |  | chloritic |  | pyrite, arsenopyrite, pyrrhotite, galena, chalcopyrite, sulfosalts | cutting and polishing | EPMA | JEOL JXA-8230 SuperProbe electron probe microanalyzer (EPMA) equipped with five wavelength-dispersive spectrometers (WDS) and a tungsten filament electron gun. |  | sulfides were analyzed using an accelerating voltage of 25 kV, a 2-nA beam current, focused to 1 μm, with elemental counting times between 5 and 30 s |  | -99999 | 29.1604 |  |  | 170 | 81.6875 | [20 empty] | 934.8118 | 26.9248 |  |  |  |  | -99999 | 32.8256 | [8 empty] | 596529.2687 | 36.461 | [42 empty] | 1531.5002 | 75.0211 | [14 empty] | 400835.3577 | 32.8011 | -99999 | 36.432 | [36 empty] | -99999 | 210.495 |  |  |  | 2024 | Denisová, N., Piercey, S. J., & Wälle, M. (2024). Mineralogy and mineral chemistry of the ABM replacement-style volcanogenic massive sulfide deposit, Finlayson Lake district, Yukon, Canada. Mineralium Deposita, 59(3), 473-503. https://doi.org/10.1007/s00126-023-01217-4 |  | CAN | CA-YT | -130.6 | 61.4667 | [8 empty] | Only analyses +/-2% of 100% were shown and they were normalized to 100% | 2025-04-30
| ABM |  | Volcanic basin hydrothermal | Volcanogenic massive sulfide (VMS) | Bimodal felsic VMS | Zn, Cu, Pb, Au, Ag |  | Zn, Cu, Pb, Au, Ag | Denisová et al., 2024 |  | B266575 | B2665575-5-1-25 | borehole | K15-231 |  | 63.09 | 63.14 | ore material | half core | core drilling | rock | polished slab from core | Yukon–Tanana and Slide Mountain terranes | Kudz Ze Kayah formation |  |  | acid volcanic rock, siliciclastic sedimentary rock |  | rock | greenschist | pyrrhotite | Assemblage 2 |  |  |  | chloritic |  | pyrite, arsenopyrite, pyrrhotite, galena, chalcopyrite, sulfosalts | cutting and polishing | EPMA | JEOL JXA-8230 SuperProbe electron probe microanalyzer (EPMA) equipped with five wavelength-dispersive spectrometers (WDS) and a tungsten filament electron gun. |  | sulfides were analyzed using an accelerating voltage of 25 kV, a 2-nA beam current, focused to 1 μm, with elemental counting times between 5 and 30 s |  | -99999 | 29.1604 |  |  | -99999 | 81.6875 | [20 empty] | 863.3779 | 26.9248 |  |  |  |  | -99999 | 32.8256 | [8 empty] | 597953.7096 | 36.461 | [42 empty] | 1171.0183 | 75.0211 | [14 empty] | 400011.8943 | 32.8011 | -99999 | 36.432 | [36 empty] | -99999 | 210.495 |  |  |  | 2024 | Denisová, N., Piercey, S. J., & Wälle, M. (2024). Mineralogy and mineral chemistry of the ABM replacement-style volcanogenic massive sulfide deposit, Finlayson Lake district, Yukon, Canada. Mineralium Deposita, 59(3), 473-503. https://doi.org/10.1007/s00126-023-01217-4 |  | CAN | CA-YT | -130.6 | 61.4667 | [8 empty] | Only analyses +/-2% of 100% were shown and they were normalized to 100% | 2025-04-30
| ABM |  | Volcanic basin hydrothermal | Volcanogenic massive sulfide (VMS) | Bimodal felsic VMS | Zn, Cu, Pb, Au, Ag |  | Zn, Cu, Pb, Au, Ag | Denisová et al., 2024 |  | B266575 | B266575-4-1-13 | borehole | K15-231 |  | 63.09 | 63.14 | ore material | half core | core drilling | rock | polished slab from core | Yukon–Tanana and Slide Mountain terranes | Kudz Ze Kayah formation |  |  | acid volcanic rock, siliciclastic sedimentary rock |  | rock | greenschist | pyrrhotite | Assemblage 2 |  |  |  | chloritic |  | pyrite, arsenopyrite, pyrrhotite, galena, chalcopyrite, sulfosalts | cutting and polishing | EPMA | JEOL JXA-8230 SuperProbe electron probe microanalyzer (EPMA) equipped with five wavelength-dispersive spectrometers (WDS) and a tungsten filament electron gun. |  | sulfides were analyzed using an accelerating voltage of 25 kV, a 2-nA beam current, focused to 1 μm, with elemental counting times between 5 and 30 s |  | -99999 | 29.1604 |  |  | -99999 | 81.6875 | [20 empty] | 873.7093 | 26.9248 |  |  |  |  | -99999 | 32.8256 | [8 empty] | 599712.0757 | 36.461 | [42 empty] | 1092.1366 | 75.0211 | [14 empty] | 398322.0784 | 32.8011 | -99999 | 36.432 | [36 empty] | -99999 | 210.495 |  |  |  | 2024 | Denisová, N., Piercey, S. J., & Wälle, M. (2024). Mineralogy and mineral chemistry of the ABM replacement-style volcanogenic massive sulfide deposit, Finlayson Lake district, Yukon, Canada. Mineralium Deposita, 59(3), 473-503. https://doi.org/10.1007/s00126-023-01217-4 |  | CAN | CA-YT | -130.6 | 61.4667 | [8 empty] | Only analyses +/-2% of 100% were shown and they were normalized to 100% | 2025-04-30
| ABM |  | Volcanic basin hydrothermal | Volcanogenic massive sulfide (VMS) | Bimodal felsic VMS | Zn, Cu, Pb, Au, Ag |  | Zn, Cu, Pb, Au, Ag | Denisová et al., 2024 |  | B266575 | B266575-1-1-10 | borehole | K15-231 |  | 63.09 | 63.14 | ore material | half core | core drilling | rock | polished slab from core | Yukon–Tanana and Slide Mountain terranes | Kudz Ze Kayah formation |  |  | acid volcanic rock, siliciclastic sedimentary rock |  | rock | greenschist | pyrrhotite | Assemblage 2 |  |  |  | chloritic |  | pyrite, arsenopyrite, pyrrhotite, galena, chalcopyrite, sulfosalts | cutting and polishing | EPMA | JEOL JXA-8230 SuperProbe electron probe microanalyzer (EPMA) equipped with five wavelength-dispersive spectrometers (WDS) and a tungsten filament electron gun. |  | sulfides were analyzed using an accelerating voltage of 25 kV, a 2-nA beam current, focused to 1 μm, with elemental counting times between 5 and 30 s |  | -99999 | 29.1604 |  |  | 160 | 81.6875 | [20 empty] | 844.5012 | 26.9248 |  |  |  |  | -99999 | 32.8256 | [8 empty] | 590085.1605 | 36.461 | [42 empty] | 1739.2703 | 75.0211 | [14 empty] | 406838.4423 | 32.8011 | -99999 | 36.432 | [36 empty] | 331.7683 | 210.495 |  |  |  | 2024 | Denisová, N., Piercey, S. J., & Wälle, M. (2024). Mineralogy and mineral chemistry of the ABM replacement-style volcanogenic massive sulfide deposit, Finlayson Lake district, Yukon, Canada. Mineralium Deposita, 59(3), 473-503. https://doi.org/10.1007/s00126-023-01217-4 |  | CAN | CA-YT | -130.6 | 61.4667 | [8 empty] | Only analyses +/-2% of 100% were shown and they were normalized to 100% | 2025-04-30
| ABM |  | Volcanic basin hydrothermal | Volcanogenic massive sulfide (VMS) | Bimodal felsic VMS | Zn, Cu, Pb, Au, Ag |  | Zn, Cu, Pb, Au, Ag | Denisová et al., 2024 |  | B266575 | B266575-4-1-6 | borehole | K15-231 |  | 63.09 | 63.14 | ore material | half core | core drilling | rock | polished slab from core | Yukon–Tanana and Slide Mountain terranes | Kudz Ze Kayah formation |  |  | acid volcanic rock, siliciclastic sedimentary rock |  | rock | greenschist | pyrrhotite | Assemblage 2 |  |  |  | chloritic |  | pyrite, arsenopyrite, pyrrhotite, galena, chalcopyrite, sulfosalts | cutting and polishing | EPMA | JEOL JXA-8230 SuperProbe electron probe microanalyzer (EPMA) equipped with five wavelength-dispersive spectrometers (WDS) and a tungsten filament electron gun. |  | sulfides were analyzed using an accelerating voltage of 25 kV, a 2-nA beam current, focused to 1 μm, with elemental counting times between 5 and 30 s |  | -99999 | 29.1604 |  |  | -99999 | 81.6875 | [20 empty] | 841.7508 | 26.9248 |  |  |  |  | -99999 | 32.8256 | [8 empty] | 596771.6381 | 36.461 | [42 empty] | 1445.8308 | 75.0211 | [14 empty] | 400782.333 | 32.8011 | -99999 | 36.432 | [36 empty] | 158.4472 | 210.495 |  |  |  | 2024 | Denisová, N., Piercey, S. J., & Wälle, M. (2024). Mineralogy and mineral chemistry of the ABM replacement-style volcanogenic massive sulfide deposit, Finlayson Lake district, Yukon, Canada. Mineralium Deposita, 59(3), 473-503. https://doi.org/10.1007/s00126-023-01217-4 |  | CAN | CA-YT | -130.6 | 61.4667 | [8 empty] | Only analyses +/-2% of 100% were shown and they were normalized to 100% | 2025-04-30
| ABM |  | Volcanic basin hydrothermal | Volcanogenic massive sulfide (VMS) | Bimodal felsic VMS | Zn, Cu, Pb, Au, Ag |  | Zn, Cu, Pb, Au, Ag | Denisová et al., 2024 |  | B291157 | B291157-6-1-34 | borehole | K15-339 |  | 171 | 171.05 | ore material | half core | core drilling | rock | polished slab from core | Yukon–Tanana and Slide Mountain terranes | Kudz Ze Kayah formation |  |  | acid volcanic rock, siliciclastic sedimentary rock |  | rock | greenschist | pyrrhotite | Assemblage 2 |  |  |  | chloritic |  | pyrite, arsenopyrite, pyrrhotite, galena, chalcopyrite, sulfosalts | cutting and polishing | EPMA | JEOL JXA-8230 SuperProbe electron probe microanalyzer (EPMA) equipped with five wavelength-dispersive spectrometers (WDS) and a tungsten filament electron gun. |  | sulfides were analyzed using an accelerating voltage of 25 kV, a 2-nA beam current, focused to 1 μm, with elemental counting times between 5 and 30 s |  | 50 | 29.1604 |  |  | -99999 | 81.6875 | [20 empty] | 882.595 | 26.9248 |  |  |  |  | 238.0032 | 32.8256 | [8 empty] | 600481.9379 | 36.461 | [42 empty] | 1249.5166 | 75.0211 | [14 empty] | 396156.2675 | 32.8011 | -99999 | 36.432 | [36 empty] | 942.0958 | 210.495 |  |  |  | 2024 | Denisová, N., Piercey, S. J., & Wälle, M. (2024). Mineralogy and mineral chemistry of the ABM replacement-style volcanogenic massive sulfide deposit, Finlayson Lake district, Yukon, Canada. Mineralium Deposita, 59(3), 473-503. https://doi.org/10.1007/s00126-023-01217-4 |  | CAN | CA-YT | -130.6 | 61.4667 | [8 empty] | Only analyses +/-2% of 100% were shown and they were normalized to 100% | 2025-04-30
| ABM |  | Volcanic basin hydrothermal | Volcanogenic massive sulfide (VMS) | Bimodal felsic VMS | Zn, Cu, Pb, Au, Ag |  | Zn, Cu, Pb, Au, Ag | Denisová et al., 2024 |  | B291157 | B291157-4-1-14 | borehole | K15-339 |  | 171 | 171.05 | ore material | half core | core drilling | rock | polished slab from core | Yukon–Tanana and Slide Mountain terranes | Kudz Ze Kayah formation |  |  | acid volcanic rock, siliciclastic sedimentary rock |  | rock | greenschist | pyrrhotite | Assemblage 2 |  |  |  | chloritic |  | pyrite, arsenopyrite, pyrrhotite, galena, chalcopyrite, sulfosalts | cutting and polishing | EPMA | JEOL JXA-8230 SuperProbe electron probe microanalyzer (EPMA) equipped with five wavelength-dispersive spectrometers (WDS) and a tungsten filament electron gun. |  | sulfides were analyzed using an accelerating voltage of 25 kV, a 2-nA beam current, focused to 1 μm, with elemental counting times between 5 and 30 s |  | -99999 | 29.1604 |  |  | 110 | 81.6875 | [20 empty] | 960.9574 | 26.9248 |  |  |  |  | -99999 | 32.8256 | [8 empty] | 598666.5524 | 36.461 | [42 empty] | 1337.415 | 75.0211 | [14 empty] | 398827.0329 | 32.8011 | 100 | 36.432 | [36 empty] | -99999 | 210.495 |  |  |  | 2024 | Denisová, N., Piercey, S. J., & Wälle, M. (2024). Mineralogy and mineral chemistry of the ABM replacement-style volcanogenic massive sulfide deposit, Finlayson Lake district, Yukon, Canada. Mineralium Deposita, 59(3), 473-503. https://doi.org/10.1007/s00126-023-01217-4 |  | CAN | CA-YT | -130.6 | 61.4667 | [8 empty] | Only analyses +/-2% of 100% were shown and they were normalized to 100% | 2025-04-30
| ABM |  | Volcanic basin hydrothermal | Volcanogenic massive sulfide (VMS) | Bimodal felsic VMS | Zn, Cu, Pb, Au, Ag |  | Zn, Cu, Pb, Au, Ag | Denisová et al., 2024 |  | B291157 | B291157-5-1-6 | borehole | K15-339 |  | 171 | 171.05 | ore material | half core | core drilling | rock | polished slab from core | Yukon–Tanana and Slide Mountain terranes | Kudz Ze Kayah formation |  |  | acid volcanic rock, siliciclastic sedimentary rock |  | rock | greenschist | pyrrhotite | Assemblage 2 |  |  |  | chloritic |  | pyrite, arsenopyrite, pyrrhotite, galena, chalcopyrite, sulfosalts | cutting and polishing | EPMA | JEOL JXA-8230 SuperProbe electron probe microanalyzer (EPMA) equipped with five wavelength-dispersive spectrometers (WDS) and a tungsten filament electron gun. |  | sulfides were analyzed using an accelerating voltage of 25 kV, a 2-nA beam current, focused to 1 μm, with elemental counting times between 5 and 30 s |  | -99999 | 29.1604 |  |  | -99999 | 81.6875 | [20 empty] | 853.09 | 26.9248 |  |  |  |  | -99999 | 32.8256 | [8 empty] | 599394.8893 | 36.461 | [42 empty] | 1349.0726 | 75.0211 | [14 empty] | 398343.4302 | 32.8011 | -99999 | 36.432 | [36 empty] | -99999 | 210.495 |  |  |  | 2024 | Denisová, N., Piercey, S. J., & Wälle, M. (2024). Mineralogy and mineral chemistry of the ABM replacement-style volcanogenic massive sulfide deposit, Finlayson Lake district, Yukon, Canada. Mineralium Deposita, 59(3), 473-503. https://doi.org/10.1007/s00126-023-01217-4 |  | CAN | CA-YT | -130.6 | 61.4667 | [8 empty] | Only analyses +/-2% of 100% were shown and they were normalized to 100% | 2025-04-30
| ABM |  | Volcanic basin hydrothermal | Volcanogenic massive sulfide (VMS) | Bimodal felsic VMS | Zn, Cu, Pb, Au, Ag |  | Zn, Cu, Pb, Au, Ag | Denisová et al., 2024 |  | B291157 | B291157-5-1-17 | borehole | K15-339 |  | 171 | 171.05 | ore material | half core | core drilling | rock | polished slab from core | Yukon–Tanana and Slide Mountain terranes | Kudz Ze Kayah formation |  |  | acid volcanic rock, siliciclastic sedimentary rock |  | rock | greenschist | pyrrhotite | Assemblage 2 |  |  |  | chloritic |  | pyrite, arsenopyrite, pyrrhotite, galena, chalcopyrite, sulfosalts | cutting and polishing | EPMA | JEOL JXA-8230 SuperProbe electron probe microanalyzer (EPMA) equipped with five wavelength-dispersive spectrometers (WDS) and a tungsten filament electron gun. |  | sulfides were analyzed using an accelerating voltage of 25 kV, a 2-nA beam current, focused to 1 μm, with elemental counting times between 5 and 30 s |  | -99999 | 29.1604 |  |  | -99999 | 81.6875 | [20 empty] | 881.1271 | 26.9248 |  |  |  |  | 59.4018 | 32.8256 | [8 empty] | 600473.2433 | 36.461 | [42 empty] | 1059.3325 | 75.0211 | [14 empty] | 397477.3938 | 32.8011 | 50 | 36.432 | [36 empty] | -99999 | 210.495 |  |  |  | 2024 | Denisová, N., Piercey, S. J., & Wälle, M. (2024). Mineralogy and mineral chemistry of the ABM replacement-style volcanogenic massive sulfide deposit, Finlayson Lake district, Yukon, Canada. Mineralium Deposita, 59(3), 473-503. https://doi.org/10.1007/s00126-023-01217-4 |  | CAN | CA-YT | -130.6 | 61.4667 | [8 empty] | Only analyses +/-2% of 100% were shown and they were normalized to 100% | 2025-04-30
| ABM |  | Volcanic basin hydrothermal | Volcanogenic massive sulfide (VMS) | Bimodal felsic VMS | Zn, Cu, Pb, Au, Ag |  | Zn, Cu, Pb, Au, Ag | Denisová et al., 2024 |  | B291157 | B291157-4-1-5 | borehole | K15-339 |  | 171 | 171.05 | ore material | half core | core drilling | rock | polished slab from core | Yukon–Tanana and Slide Mountain terranes | Kudz Ze Kayah formation |  |  | acid volcanic rock, siliciclastic sedimentary rock |  | rock | greenschist | pyrrhotite | Assemblage 2 |  |  |  | chloritic |  | pyrite, arsenopyrite, pyrrhotite, galena, chalcopyrite, sulfosalts | cutting and polishing | EPMA | JEOL JXA-8230 SuperProbe electron probe microanalyzer (EPMA) equipped with five wavelength-dispersive spectrometers (WDS) and a tungsten filament electron gun. |  | sulfides were analyzed using an accelerating voltage of 25 kV, a 2-nA beam current, focused to 1 μm, with elemental counting times between 5 and 30 s |  | -99999 | 29.1604 |  |  | -99999 | 81.6875 | [20 empty] | -99999 | 26.9248 |  |  |  |  | 961.9528 | 32.8256 | [8 empty] | 598394.7412 | 36.461 | [42 empty] | 90.1831 | 75.0211 | [14 empty] | 400553.123 | 32.8011 | -99999 | 36.432 | [36 empty] | -99999 | 210.495 |  |  |  | 2024 | Denisová, N., Piercey, S. J., & Wälle, M. (2024). Mineralogy and mineral chemistry of the ABM replacement-style volcanogenic massive sulfide deposit, Finlayson Lake district, Yukon, Canada. Mineralium Deposita, 59(3), 473-503. https://doi.org/10.1007/s00126-023-01217-4 |  | CAN | CA-YT | -130.6 | 61.4667 | [8 empty] | Only analyses +/-2% of 100% were shown and they were normalized to 100% | 2025-04-30
| ABM |  | Volcanic basin hydrothermal | Volcanogenic massive sulfide (VMS) | Bimodal felsic VMS | Zn, Cu, Pb, Au, Ag |  | Zn, Cu, Pb, Au, Ag | Denisová et al., 2024 |  | B291157 | B291157-4-1-1* | borehole | K15-339 |  | 171 | 171.05 | ore material | half core | core drilling | rock | polished slab from core | Yukon–Tanana and Slide Mountain terranes | Kudz Ze Kayah formation |  |  | acid volcanic rock, siliciclastic sedimentary rock |  | rock | greenschist | pyrrhotite | Assemblage 2 |  |  |  | chloritic |  | pyrite, arsenopyrite, pyrrhotite, galena, chalcopyrite, sulfosalts | cutting and polishing | EPMA | JEOL JXA-8230 SuperProbe electron probe microanalyzer (EPMA) equipped with five wavelength-dispersive spectrometers (WDS) and a tungsten filament electron gun. |  | sulfides were analyzed using an accelerating voltage of 25 kV, a 2-nA beam current, focused to 1 μm, with elemental counting times between 5 and 30 s |  | 250 | 29.1604 |  |  | -99999 | 81.6875 | [20 empty] | 298.903 | 26.9248 |  |  |  |  | 239.1224 | 32.8256 | [8 empty] | 571502.5988 | 36.461 | [42 empty] | 7482.539 | 75.0211 | [14 empty] | 420227.7509 | 32.8011 | -99999 | 36.432 | [36 empty] | -99999 | 210.495 |  |  |  | 2024 | Denisová, N., Piercey, S. J., & Wälle, M. (2024). Mineralogy and mineral chemistry of the ABM replacement-style volcanogenic massive sulfide deposit, Finlayson Lake district, Yukon, Canada. Mineralium Deposita, 59(3), 473-503. https://doi.org/10.1007/s00126-023-01217-4 |  | CAN | CA-YT | -130.6 | 61.4667 | [8 empty] | spot with likely inclusion; Only analyses +/-2% of 100% were shown and they were normalized to 100% | 2025-04-30
| ABM |  | Volcanic basin hydrothermal | Volcanogenic massive sulfide (VMS) | Bimodal felsic VMS | Zn, Cu, Pb, Au, Ag |  | Zn, Cu, Pb, Au, Ag | Denisová et al., 2024 |  | Q721151 | Q721151-6-1-15 | borehole | K15-204 |  | 112.53 | 112.62 | ore material | half core | core drilling | rock | polished slab from core | Yukon–Tanana and Slide Mountain terranes | Kudz Ze Kayah formation |  |  | acid volcanic rock, siliciclastic sedimentary rock |  | rock | greenschist | pyrrhotite | Assemblage 2 |  |  |  | chloritic |  | pyrite, arsenopyrite, pyrrhotite, galena, chalcopyrite, sulfosalts | cutting and polishing | EPMA | JEOL JXA-8230 SuperProbe electron probe microanalyzer (EPMA) equipped with five wavelength-dispersive spectrometers (WDS) and a tungsten filament electron gun. |  | sulfides were analyzed using an accelerating voltage of 25 kV, a 2-nA beam current, focused to 1 μm, with elemental counting times between 5 and 30 s |  | -99999 | 29.1604 |  |  | -99999 | 81.6875 | [20 empty] | 4128.9504 | 26.9248 |  |  |  |  | -99999 | 32.8256 | [8 empty] | 594151.971 | 36.461 | [42 empty] | 1429.252 | 75.0211 | [14 empty] | 399138.4848 | 32.8011 | -99999 | 36.432 | [36 empty] | 1151.3419 | 210.495 |  |  |  | 2024 | Denisová, N., Piercey, S. J., & Wälle, M. (2024). Mineralogy and mineral chemistry of the ABM replacement-style volcanogenic massive sulfide deposit, Finlayson Lake district, Yukon, Canada. Mineralium Deposita, 59(3), 473-503. https://doi.org/10.1007/s00126-023-01217-4 |  | CAN | CA-YT | -130.6 | 61.4667 | [8 empty] | Only analyses +/-2% of 100% were shown and they were normalized to 100% | 2025-04-30
| ABM |  | Volcanic basin hydrothermal | Volcanogenic massive sulfide (VMS) | Bimodal felsic VMS | Zn, Cu, Pb, Au, Ag |  | Zn, Cu, Pb, Au, Ag | Denisová et al., 2024 |  | Q721151 | Q721151-3-1-17 | borehole | K15-204 |  | 112.53 | 112.62 | ore material | half core | core drilling | rock | polished slab from core | Yukon–Tanana and Slide Mountain terranes | Kudz Ze Kayah formation |  |  | acid volcanic rock, siliciclastic sedimentary rock |  | rock | greenschist | pyrrhotite | Assemblage 2 |  |  |  | chloritic |  | pyrite, arsenopyrite, pyrrhotite, galena, chalcopyrite, sulfosalts | cutting and polishing | EPMA | JEOL JXA-8230 SuperProbe electron probe microanalyzer (EPMA) equipped with five wavelength-dispersive spectrometers (WDS) and a tungsten filament electron gun. |  | sulfides were analyzed using an accelerating voltage of 25 kV, a 2-nA beam current, focused to 1 μm, with elemental counting times between 5 and 30 s |  | -99999 | 29.1604 |  |  | 130 | 81.6875 | [20 empty] | 4704.6937 | 26.9248 |  |  |  |  | 198.0924 | 32.8256 | [8 empty] | 596376.9018 | 36.461 | [42 empty] | 1356.9327 | 75.0211 | [14 empty] | 396471.9638 | 32.8011 | -99999 | 36.432 | [36 empty] | 762.6556 | 210.495 |  |  |  | 2024 | Denisová, N., Piercey, S. J., & Wälle, M. (2024). Mineralogy and mineral chemistry of the ABM replacement-style volcanogenic massive sulfide deposit, Finlayson Lake district, Yukon, Canada. Mineralium Deposita, 59(3), 473-503. https://doi.org/10.1007/s00126-023-01217-4 |  | CAN | CA-YT | -130.6 | 61.4667 | [8 empty] | Only analyses +/-2% of 100% were shown and they were normalized to 100% | 2025-04-30
| ABM |  | Volcanic basin hydrothermal | Volcanogenic massive sulfide (VMS) | Bimodal felsic VMS | Zn, Cu, Pb, Au, Ag |  | Zn, Cu, Pb, Au, Ag | Denisová et al., 2024 |  | Q721151 | Q721151-1-1-13 | borehole | K15-204 |  | 112.53 | 112.62 | ore material | half core | core drilling | rock | polished slab from core | Yukon–Tanana and Slide Mountain terranes | Kudz Ze Kayah formation |  |  | acid volcanic rock, siliciclastic sedimentary rock |  | rock | greenschist | pyrrhotite | Assemblage 2 |  |  |  | chloritic |  | pyrite, arsenopyrite, pyrrhotite, galena, chalcopyrite, sulfosalts | cutting and polishing | EPMA | JEOL JXA-8230 SuperProbe electron probe microanalyzer (EPMA) equipped with five wavelength-dispersive spectrometers (WDS) and a tungsten filament electron gun. |  | sulfides were analyzed using an accelerating voltage of 25 kV, a 2-nA beam current, focused to 1 μm, with elemental counting times between 5 and 30 s |  | -99999 | 29.1604 |  |  | -99999 | 81.6875 | [20 empty] | 4280.8809 | 26.9248 |  |  |  |  | 1805.0719 | 32.8256 | [8 empty] | 594756.4214 | 36.461 | [42 empty] | 1341.4743 | 75.0211 | [14 empty] | 397303.2348 | 32.8011 | -99999 | 36.432 | [36 empty] | 512.9166 | 210.495 |  |  |  | 2024 | Denisová, N., Piercey, S. J., & Wälle, M. (2024). Mineralogy and mineral chemistry of the ABM replacement-style volcanogenic massive sulfide deposit, Finlayson Lake district, Yukon, Canada. Mineralium Deposita, 59(3), 473-503. https://doi.org/10.1007/s00126-023-01217-4 |  | CAN | CA-YT | -130.6 | 61.4667 | [8 empty] | Only analyses +/-2% of 100% were shown and they were normalized to 100% | 2025-04-30
| ABM |  | Volcanic basin hydrothermal | Volcanogenic massive sulfide (VMS) | Bimodal felsic VMS | Zn, Cu, Pb, Au, Ag |  | Zn, Cu, Pb, Au, Ag | Denisová et al., 2024 |  | Q721151 | Q721151-2-1-12 | borehole | K15-204 |  | 112.53 | 112.62 | ore material | half core | core drilling | rock | polished slab from core | Yukon–Tanana and Slide Mountain terranes | Kudz Ze Kayah formation |  |  | acid volcanic rock, siliciclastic sedimentary rock |  | rock | greenschist | pyrrhotite | Assemblage 2 |  |  |  | chloritic |  | pyrite, arsenopyrite, pyrrhotite, galena, chalcopyrite, sulfosalts | cutting and polishing | EPMA | JEOL JXA-8230 SuperProbe electron probe microanalyzer (EPMA) equipped with five wavelength-dispersive spectrometers (WDS) and a tungsten filament electron gun. |  | sulfides were analyzed using an accelerating voltage of 25 kV, a 2-nA beam current, focused to 1 μm, with elemental counting times between 5 and 30 s |  | -99999 | 29.1604 |  |  | -99999 | 81.6875 | [20 empty] | 3971.2555 | 26.9248 |  |  |  |  | 746.4766 | 32.8256 | [8 empty] | 595429.5765 | 36.461 | [42 empty] | 975.3961 | 75.0211 | [14 empty] | 398877.2953 | 32.8011 | -99999 | 36.432 | [36 empty] | -99999 | 210.495 |  |  |  | 2024 | Denisová, N., Piercey, S. J., & Wälle, M. (2024). Mineralogy and mineral chemistry of the ABM replacement-style volcanogenic massive sulfide deposit, Finlayson Lake district, Yukon, Canada. Mineralium Deposita, 59(3), 473-503. https://doi.org/10.1007/s00126-023-01217-4 |  | CAN | CA-YT | -130.6 | 61.4667 | [8 empty] | Only analyses +/-2% of 100% were shown and they were normalized to 100% | 2025-04-30
| ABM |  | Volcanic basin hydrothermal | Volcanogenic massive sulfide (VMS) | Bimodal felsic VMS | Zn, Cu, Pb, Au, Ag |  | Zn, Cu, Pb, Au, Ag | Denisová et al., 2024 |  | Q721151 | Q721151-2-1-14 | borehole | K15-204 |  | 112.53 | 112.62 | ore material | half core | core drilling | rock | polished slab from core | Yukon–Tanana and Slide Mountain terranes | Kudz Ze Kayah formation |  |  | acid volcanic rock, siliciclastic sedimentary rock |  | rock | greenschist | pyrrhotite | Assemblage 2 |  |  |  | chloritic |  | pyrite, arsenopyrite, pyrrhotite, galena, chalcopyrite, sulfosalts | cutting and polishing | EPMA | JEOL JXA-8230 SuperProbe electron probe microanalyzer (EPMA) equipped with five wavelength-dispersive spectrometers (WDS) and a tungsten filament electron gun. |  | sulfides were analyzed using an accelerating voltage of 25 kV, a 2-nA beam current, focused to 1 μm, with elemental counting times between 5 and 30 s |  | 90 | 29.1604 |  |  | -99999 | 81.6875 | [20 empty] | 4308.7614 | 26.9248 |  |  |  |  | 416.9769 | 32.8256 | [8 empty] | 597418.7166 | 36.461 | [42 empty] | 1111.9385 | 75.0211 | [14 empty] | 396654.2544 | 32.8011 | -99999 | 36.432 | [36 empty] | -99999 | 210.495 |  |  |  | 2024 | Denisová, N., Piercey, S. J., & Wälle, M. (2024). Mineralogy and mineral chemistry of the ABM replacement-style volcanogenic massive sulfide deposit, Finlayson Lake district, Yukon, Canada. Mineralium Deposita, 59(3), 473-503. https://doi.org/10.1007/s00126-023-01217-4 |  | CAN | CA-YT | -130.6 | 61.4667 | [8 empty] | Only analyses +/-2% of 100% were shown and they were normalized to 100% | 2025-04-30
| ABM |  | Volcanic basin hydrothermal | Volcanogenic massive sulfide (VMS) | Bimodal felsic VMS | Zn, Cu, Pb, Au, Ag |  | Zn, Cu, Pb, Au, Ag | Denisová et al., 2024 |  | Q721151 | Q721151-3-1-11 | borehole | K15-204 |  | 112.53 | 112.62 | ore material | half core | core drilling | rock | polished slab from core | Yukon–Tanana and Slide Mountain terranes | Kudz Ze Kayah formation |  |  | acid volcanic rock, siliciclastic sedimentary rock |  | rock | greenschist | pyrrhotite | Assemblage 2 |  |  |  | chloritic |  | pyrite, arsenopyrite, pyrrhotite, galena, chalcopyrite, sulfosalts | cutting and polishing | EPMA | JEOL JXA-8230 SuperProbe electron probe microanalyzer (EPMA) equipped with five wavelength-dispersive spectrometers (WDS) and a tungsten filament electron gun. |  | sulfides were analyzed using an accelerating voltage of 25 kV, a 2-nA beam current, focused to 1 μm, with elemental counting times between 5 and 30 s |  | 160 | 29.1604 |  |  | -99999 | 81.6875 | [20 empty] | 4139.9215 | 26.9248 |  |  |  |  | 318.4555 | 32.8256 | [8 empty] | 596636.3119 | 36.461 | [42 empty] | 1293.7254 | 75.0211 | [14 empty] | 397452.3579 | 32.8011 | -99999 | 36.432 | [36 empty] | -99999 | 210.495 |  |  |  | 2024 | Denisová, N., Piercey, S. J., & Wälle, M. (2024). Mineralogy and mineral chemistry of the ABM replacement-style volcanogenic massive sulfide deposit, Finlayson Lake district, Yukon, Canada. Mineralium Deposita, 59(3), 473-503. https://doi.org/10.1007/s00126-023-01217-4 |  | CAN | CA-YT | -130.6 | 61.4667 | [8 empty] | Only analyses +/-2% of 100% were shown and they were normalized to 100% | 2025-04-30
| ABM |  | Volcanic basin hydrothermal | Volcanogenic massive sulfide (VMS) | Bimodal felsic VMS | Zn, Cu, Pb, Au, Ag |  | Zn, Cu, Pb, Au, Ag | Denisová et al., 2024 |  | Q721151 | Q721151-3-1-19 | borehole | K15-204 |  | 112.53 | 112.62 | ore material | half core | core drilling | rock | polished slab from core | Yukon–Tanana and Slide Mountain terranes | Kudz Ze Kayah formation |  |  | acid volcanic rock, siliciclastic sedimentary rock |  | rock | greenschist | pyrrhotite | Assemblage 2 |  |  |  | chloritic |  | pyrite, arsenopyrite, pyrrhotite, galena, chalcopyrite, sulfosalts | cutting and polishing | EPMA | JEOL JXA-8230 SuperProbe electron probe microanalyzer (EPMA) equipped with five wavelength-dispersive spectrometers (WDS) and a tungsten filament electron gun. |  | sulfides were analyzed using an accelerating voltage of 25 kV, a 2-nA beam current, focused to 1 μm, with elemental counting times between 5 and 30 s |  | 90 | 29.1604 |  |  | -99999 | 81.6875 | [20 empty] | 4363.8806 | 26.9248 |  |  |  |  | 167.8416 | 32.8256 | [8 empty] | 595087.1796 | 36.461 | [42 empty] | 1145.2718 | 75.0211 | [14 empty] | 399127.223 | 32.8011 | -99999 | 36.432 | [36 empty] | -99999 | 210.495 |  |  |  | 2024 | Denisová, N., Piercey, S. J., & Wälle, M. (2024). Mineralogy and mineral chemistry of the ABM replacement-style volcanogenic massive sulfide deposit, Finlayson Lake district, Yukon, Canada. Mineralium Deposita, 59(3), 473-503. https://doi.org/10.1007/s00126-023-01217-4 |  | CAN | CA-YT | -130.6 | 61.4667 | [8 empty] | Only analyses +/-2% of 100% were shown and they were normalized to 100% | 2025-04-30
| ABM |  | Volcanic basin hydrothermal | Volcanogenic massive sulfide (VMS) | Bimodal felsic VMS | Zn, Cu, Pb, Au, Ag |  | Zn, Cu, Pb, Au, Ag | Denisová et al., 2024 |  | Q721151 | Q721151-6-1-22 | borehole | K15-204 |  | 112.53 | 112.62 | ore material | half core | core drilling | rock | polished slab from core | Yukon–Tanana and Slide Mountain terranes | Kudz Ze Kayah formation |  |  | acid volcanic rock, siliciclastic sedimentary rock |  | rock | greenschist | pyrrhotite | Assemblage 2 |  |  |  | chloritic |  | pyrite, arsenopyrite, pyrrhotite, galena, chalcopyrite, sulfosalts | cutting and polishing | EPMA | JEOL JXA-8230 SuperProbe electron probe microanalyzer (EPMA) equipped with five wavelength-dispersive spectrometers (WDS) and a tungsten filament electron gun. |  | sulfides were analyzed using an accelerating voltage of 25 kV, a 2-nA beam current, focused to 1 μm, with elemental counting times between 5 and 30 s |  | -99999 | 29.1604 |  |  | -99999 | 81.6875 | [20 empty] | 3792.9072 | 26.9248 |  |  |  |  | 159.7014 | 32.8256 | [8 empty] | 593959.2859 | 36.461 | [42 empty] | 509.0481 | 75.0211 | [14 empty] | 401579.0575 | 32.8011 | -99999 | 36.432 | [36 empty] | -99999 | 210.495 |  |  |  | 2024 | Denisová, N., Piercey, S. J., & Wälle, M. (2024). Mineralogy and mineral chemistry of the ABM replacement-style volcanogenic massive sulfide deposit, Finlayson Lake district, Yukon, Canada. Mineralium Deposita, 59(3), 473-503. https://doi.org/10.1007/s00126-023-01217-4 |  | CAN | CA-YT | -130.6 | 61.4667 | [8 empty] | Only analyses +/-2% of 100% were shown and they were normalized to 100% | 2025-04-30
| ABM |  | Volcanic basin hydrothermal | Volcanogenic massive sulfide (VMS) | Bimodal felsic VMS | Zn, Cu, Pb, Au, Ag |  | Zn, Cu, Pb, Au, Ag | Denisová et al., 2024 |  | Q721151 | Q721151-2-1-15 | borehole | K15-204 |  | 112.53 | 112.62 | ore material | half core | core drilling | rock | polished slab from core | Yukon–Tanana and Slide Mountain terranes | Kudz Ze Kayah formation |  |  | acid volcanic rock, siliciclastic sedimentary rock |  | rock | greenschist | pyrrhotite | Assemblage 2 |  |  |  | chloritic |  | pyrite, arsenopyrite, pyrrhotite, galena, chalcopyrite, sulfosalts | cutting and polishing | EPMA | JEOL JXA-8230 SuperProbe electron probe microanalyzer (EPMA) equipped with five wavelength-dispersive spectrometers (WDS) and a tungsten filament electron gun. |  | sulfides were analyzed using an accelerating voltage of 25 kV, a 2-nA beam current, focused to 1 μm, with elemental counting times between 5 and 30 s |  | 30 | 29.1604 |  |  | -99999 | 81.6875 | [20 empty] | 4458.1244 | 26.9248 |  |  |  |  | 99.2901 | 32.8256 | [8 empty] | 597339.0219 | 36.461 | [42 empty] | 1399.9901 | 75.0211 | [14 empty] | 396673.7865 | 32.8011 | -99999 | 36.432 | [36 empty] | -99999 | 210.495 |  |  |  | 2024 | Denisová, N., Piercey, S. J., & Wälle, M. (2024). Mineralogy and mineral chemistry of the ABM replacement-style volcanogenic massive sulfide deposit, Finlayson Lake district, Yukon, Canada. Mineralium Deposita, 59(3), 473-503. https://doi.org/10.1007/s00126-023-01217-4 |  | CAN | CA-YT | -130.6 | 61.4667 | [8 empty] | Only analyses +/-2% of 100% were shown and they were normalized to 100% | 2025-04-30
| ABM |  | Volcanic basin hydrothermal | Volcanogenic massive sulfide (VMS) | Bimodal felsic VMS | Zn, Cu, Pb, Au, Ag |  | Zn, Cu, Pb, Au, Ag | Denisová et al., 2024 |  | Q721151 | Q721151-6-1-20 | borehole | K15-204 |  | 112.53 | 112.62 | ore material | half core | core drilling | rock | polished slab from core | Yukon–Tanana and Slide Mountain terranes | Kudz Ze Kayah formation |  |  | acid volcanic rock, siliciclastic sedimentary rock |  | rock | greenschist | pyrrhotite | Assemblage 2 |  |  |  | chloritic |  | pyrite, arsenopyrite, pyrrhotite, galena, chalcopyrite, sulfosalts | cutting and polishing | EPMA | JEOL JXA-8230 SuperProbe electron probe microanalyzer (EPMA) equipped with five wavelength-dispersive spectrometers (WDS) and a tungsten filament electron gun. |  | sulfides were analyzed using an accelerating voltage of 25 kV, a 2-nA beam current, focused to 1 μm, with elemental counting times between 5 and 30 s |  | 170 | 29.1604 |  |  | 100 | 81.6875 | [20 empty] | 3707.4249 | 26.9248 |  |  |  |  | -99999 | 32.8256 | [8 empty] | 587581.6346 | 36.461 | [42 empty] | 6249.372 | 75.0211 | [14 empty] | 402190.2935 | 32.8011 | -99999 | 36.432 | [36 empty] | -99999 | 210.495 |  |  |  | 2024 | Denisová, N., Piercey, S. J., & Wälle, M. (2024). Mineralogy and mineral chemistry of the ABM replacement-style volcanogenic massive sulfide deposit, Finlayson Lake district, Yukon, Canada. Mineralium Deposita, 59(3), 473-503. https://doi.org/10.1007/s00126-023-01217-4 |  | CAN | CA-YT | -130.6 | 61.4667 | [8 empty] | Only analyses +/-2% of 100% were shown and they were normalized to 100% | 2025-04-30
| ABM |  | Volcanic basin hydrothermal | Volcanogenic massive sulfide (VMS) | Bimodal felsic VMS | Zn, Cu, Pb, Au, Ag |  | Zn, Cu, Pb, Au, Ag | Denisová et al., 2024 |  | Q721151 | Q721151-6-1-21 | borehole | K15-204 |  | 112.53 | 112.62 | ore material | half core | core drilling | rock | polished slab from core | Yukon–Tanana and Slide Mountain terranes | Kudz Ze Kayah formation |  |  | acid volcanic rock, siliciclastic sedimentary rock |  | rock | greenschist | pyrrhotite | Assemblage 2 |  |  |  | chloritic |  | pyrite, arsenopyrite, pyrrhotite, galena, chalcopyrite, sulfosalts | cutting and polishing | EPMA | JEOL JXA-8230 SuperProbe electron probe microanalyzer (EPMA) equipped with five wavelength-dispersive spectrometers (WDS) and a tungsten filament electron gun. |  | sulfides were analyzed using an accelerating voltage of 25 kV, a 2-nA beam current, focused to 1 μm, with elemental counting times between 5 and 30 s |  | 30 | 29.1604 |  |  | -99999 | 81.6875 | [20 empty] | 3861.275 | 26.9248 |  |  |  |  | -99999 | 32.8256 | [8 empty] | 596010.3513 | 36.461 | [42 empty] | 601.7571 | 75.0211 | [14 empty] | 399456.4116 | 32.8011 | -99999 | 36.432 | [36 empty] | -99999 | 210.495 |  |  |  | 2024 | Denisová, N., Piercey, S. J., & Wälle, M. (2024). Mineralogy and mineral chemistry of the ABM replacement-style volcanogenic massive sulfide deposit, Finlayson Lake district, Yukon, Canada. Mineralium Deposita, 59(3), 473-503. https://doi.org/10.1007/s00126-023-01217-4 |  | CAN | CA-YT | -130.6 | 61.4667 | [8 empty] | Only analyses +/-2% of 100% were shown and they were normalized to 100% | 2025-04-30
| ABM |  | Volcanic basin hydrothermal | Volcanogenic massive sulfide (VMS) | Bimodal felsic VMS | Zn, Cu, Pb, Au, Ag |  | Zn, Cu, Pb, Au, Ag | Denisová et al., 2024 |  | Q721151 | Q721151-6-1-14 | borehole | K15-204 |  | 112.53 | 112.62 | ore material | half core | core drilling | rock | polished slab from core | Yukon–Tanana and Slide Mountain terranes | Kudz Ze Kayah formation |  |  | acid volcanic rock, siliciclastic sedimentary rock |  | rock | greenschist | pyrrhotite | Assemblage 2 |  |  |  | chloritic |  | pyrite, arsenopyrite, pyrrhotite, galena, chalcopyrite, sulfosalts | cutting and polishing | EPMA | JEOL JXA-8230 SuperProbe electron probe microanalyzer (EPMA) equipped with five wavelength-dispersive spectrometers (WDS) and a tungsten filament electron gun. |  | sulfides were analyzed using an accelerating voltage of 25 kV, a 2-nA beam current, focused to 1 μm, with elemental counting times between 5 and 30 s |  | -99999 | 29.1604 |  |  | -99999 | 81.6875 | [20 empty] | 4374.5919 | 26.9248 |  |  |  |  | -99999 | 32.8256 | [8 empty] | 597705.8175 | 36.461 | [42 empty] | 1227.261 | 75.0211 | [14 empty] | 396672.535 | 32.8011 | -99999 | 36.432 | [36 empty] | -99999 | 210.495 |  |  |  | 2024 | Denisová, N., Piercey, S. J., & Wälle, M. (2024). Mineralogy and mineral chemistry of the ABM replacement-style volcanogenic massive sulfide deposit, Finlayson Lake district, Yukon, Canada. Mineralium Deposita, 59(3), 473-503. https://doi.org/10.1007/s00126-023-01217-4 |  | CAN | CA-YT | -130.6 | 61.4667 | [8 empty] | Only analyses +/-2% of 100% were shown and they were normalized to 100% | 2025-04-30
| ABM |  | Volcanic basin hydrothermal | Volcanogenic massive sulfide (VMS) | Bimodal felsic VMS | Zn, Cu, Pb, Au, Ag |  | Zn, Cu, Pb, Au, Ag | Denisová et al., 2024 |  | Q721151 | Q721151-6-1-18 | borehole | K15-204 |  | 112.53 | 112.62 | ore material | half core | core drilling | rock | polished slab from core | Yukon–Tanana and Slide Mountain terranes | Kudz Ze Kayah formation |  |  | acid volcanic rock, siliciclastic sedimentary rock |  | rock | greenschist | pyrrhotite | Assemblage 2 |  |  |  | chloritic |  | pyrite, arsenopyrite, pyrrhotite, galena, chalcopyrite, sulfosalts | cutting and polishing | EPMA | JEOL JXA-8230 SuperProbe electron probe microanalyzer (EPMA) equipped with five wavelength-dispersive spectrometers (WDS) and a tungsten filament electron gun. |  | sulfides were analyzed using an accelerating voltage of 25 kV, a 2-nA beam current, focused to 1 μm, with elemental counting times between 5 and 30 s |  | -99999 | 29.1604 |  |  | 300 | 81.6875 | [20 empty] | 4213.3581 | 26.9248 |  |  |  |  | 197.8102 | 32.8256 | [8 empty] | 597199.0127 | 36.461 | [42 empty] | 1008.8322 | 75.0211 | [14 empty] | 397005.1473 | 32.8011 | -99999 | 36.432 | [36 empty] | 79.1241 | 210.495 |  |  |  | 2024 | Denisová, N., Piercey, S. J., & Wälle, M. (2024). Mineralogy and mineral chemistry of the ABM replacement-style volcanogenic massive sulfide deposit, Finlayson Lake district, Yukon, Canada. Mineralium Deposita, 59(3), 473-503. https://doi.org/10.1007/s00126-023-01217-4 |  | CAN | CA-YT | -130.6 | 61.4667 | [8 empty] | Only analyses +/-2% of 100% were shown and they were normalized to 100% | 2025-04-30
| ABM |  | Volcanic basin hydrothermal | Volcanogenic massive sulfide (VMS) | Bimodal felsic VMS | Zn, Cu, Pb, Au, Ag |  | Zn, Cu, Pb, Au, Ag | Denisová et al., 2024 |  | Q721165 | Q721165-7-1-16 | borehole | K16-350 |  | 110.1 | 110.18 | ore material | half core | core drilling | rock | polished slab from core | Yukon–Tanana and Slide Mountain terranes | Kudz Ze Kayah formation |  |  | acid volcanic rock, siliciclastic sedimentary rock |  | rock | greenschist | pyrrhotite | Assemblage 3 |  |  |  | chloritic |  | pyrite, arsenopyrite, pyrrhotite, galena, chalcopyrite, sulfosalts | cutting and polishing | EPMA | JEOL JXA-8230 SuperProbe electron probe microanalyzer (EPMA) equipped with five wavelength-dispersive spectrometers (WDS) and a tungsten filament electron gun. |  | sulfides were analyzed using an accelerating voltage of 25 kV, a 2-nA beam current, focused to 1 μm, with elemental counting times between 5 and 30 s |  | -99999 | 29.1604 |  |  | 80 | 81.6875 | [20 empty] | 822.6455 | 26.9248 |  |  |  |  | 158.5823 | 32.8256 | [8 empty] | 601046.6405 | 36.461 | [42 empty] | 1080.3417 | 75.0211 | [14 empty] | 396812.4988 | 32.8011 | -99999 | 36.432 | [36 empty] | -99999 | 210.495 |  |  |  | 2024 | Denisová, N., Piercey, S. J., & Wälle, M. (2024). Mineralogy and mineral chemistry of the ABM replacement-style volcanogenic massive sulfide deposit, Finlayson Lake district, Yukon, Canada. Mineralium Deposita, 59(3), 473-503. https://doi.org/10.1007/s00126-023-01217-4 |  | CAN | CA-YT | -130.6 | 61.4667 | [8 empty] | Only analyses +/-2% of 100% were shown and they were normalized to 100% | 2025-04-30
| ABM |  | Volcanic basin hydrothermal | Volcanogenic massive sulfide (VMS) | Bimodal felsic VMS | Zn, Cu, Pb, Au, Ag |  | Zn, Cu, Pb, Au, Ag | Denisová et al., 2024 |  | Q721165 | Q721165-7-1-1 | borehole | K16-350 |  | 110.1 | 110.18 | ore material | half core | core drilling | rock | polished slab from core | Yukon–Tanana and Slide Mountain terranes | Kudz Ze Kayah formation |  |  | acid volcanic rock, siliciclastic sedimentary rock |  | rock | greenschist | pyrrhotite | Assemblage 3 |  |  |  | chloritic |  | pyrite, arsenopyrite, pyrrhotite, galena, chalcopyrite, sulfosalts | cutting and polishing | EPMA | JEOL JXA-8230 SuperProbe electron probe microanalyzer (EPMA) equipped with five wavelength-dispersive spectrometers (WDS) and a tungsten filament electron gun. |  | sulfides were analyzed using an accelerating voltage of 25 kV, a 2-nA beam current, focused to 1 μm, with elemental counting times between 5 and 30 s |  | -99999 | 29.1604 |  |  | -99999 | 81.6875 | [20 empty] | 896.7627 | 26.9248 |  |  |  |  | 119.5684 | 32.8256 | [8 empty] | 601458.7369 | 36.461 | [42 empty] | 1225.5757 | 75.0211 | [14 empty] | 396299.3562 | 32.8011 | -99999 | 36.432 | [36 empty] | -99999 | 210.495 |  |  |  | 2024 | Denisová, N., Piercey, S. J., & Wälle, M. (2024). Mineralogy and mineral chemistry of the ABM replacement-style volcanogenic massive sulfide deposit, Finlayson Lake district, Yukon, Canada. Mineralium Deposita, 59(3), 473-503. https://doi.org/10.1007/s00126-023-01217-4 |  | CAN | CA-YT | -130.6 | 61.4667 | [8 empty] | Only analyses +/-2% of 100% were shown and they were normalized to 100% | 2025-04-30
| ABM |  | Volcanic basin hydrothermal | Volcanogenic massive sulfide (VMS) | Bimodal felsic VMS | Zn, Cu, Pb, Au, Ag |  | Zn, Cu, Pb, Au, Ag | Denisová et al., 2024 |  | Q930238 | Q930238-5-1-23 | borehole | K15-236 |  | 82.3 | 82.45 | ore material | half core | core drilling | rock | polished slab from core | Yukon–Tanana and Slide Mountain terranes | Kudz Ze Kayah formation |  |  | acid volcanic rock, siliciclastic sedimentary rock |  | rock | greenschist | pyrrhotite | Assemblage 2 |  |  |  | chloritic |  | pyrite, arsenopyrite, pyrrhotite, galena, chalcopyrite, sulfosalts | cutting and polishing | EPMA | JEOL JXA-8230 SuperProbe electron probe microanalyzer (EPMA) equipped with five wavelength-dispersive spectrometers (WDS) and a tungsten filament electron gun. |  | sulfides were analyzed using an accelerating voltage of 25 kV, a 2-nA beam current, focused to 1 μm, with elemental counting times between 5 and 30 s |  | 40 | 29.1604 |  |  | 210 | 81.6875 | [20 empty] | 921.6128 | 26.9248 |  |  |  |  | -99999 | 32.8256 | [8 empty] | 587247.7004 | 36.461 | [42 empty] | 6942.149 | 75.0211 | [14 empty] | 398507.3705 | 32.8011 | -99999 | 36.432 | [36 empty] | 6100.6765 | 210.495 |  |  |  | 2024 | Denisová, N., Piercey, S. J., & Wälle, M. (2024). Mineralogy and mineral chemistry of the ABM replacement-style volcanogenic massive sulfide deposit, Finlayson Lake district, Yukon, Canada. Mineralium Deposita, 59(3), 473-503. https://doi.org/10.1007/s00126-023-01217-4 |  | CAN | CA-YT | -130.6 | 61.4667 | [8 empty] | Only analyses +/-2% of 100% were shown and they were normalized to 100% | 2025-04-30
| ABM |  | Volcanic basin hydrothermal | Volcanogenic massive sulfide (VMS) | Bimodal felsic VMS | Zn, Cu, Pb, Au, Ag |  | Zn, Cu, Pb, Au, Ag | Denisová et al., 2024 |  | Q930238 | Q930238-1-1-15 | borehole | K15-236 |  | 82.3 | 82.45 | ore material | half core | core drilling | rock | polished slab from core | Yukon–Tanana and Slide Mountain terranes | Kudz Ze Kayah formation |  |  | acid volcanic rock, siliciclastic sedimentary rock |  | rock | greenschist | pyrrhotite | Assemblage 2 |  |  |  | chloritic |  | pyrite, arsenopyrite, pyrrhotite, galena, chalcopyrite, sulfosalts | cutting and polishing | EPMA | JEOL JXA-8230 SuperProbe electron probe microanalyzer (EPMA) equipped with five wavelength-dispersive spectrometers (WDS) and a tungsten filament electron gun. |  | sulfides were analyzed using an accelerating voltage of 25 kV, a 2-nA beam current, focused to 1 μm, with elemental counting times between 5 and 30 s |  | -99999 | 29.1604 |  |  | -99999 | 81.6875 | [20 empty] | 944.3058 | 26.9248 |  |  |  |  | 99.4006 | 32.8256 | [8 empty] | 595687.9987 | 36.461 | [42 empty] | 1809.0911 | 75.0211 | [14 empty] | 400614.2986 | 32.8011 | 40 | 36.432 | [36 empty] | 805.145 | 210.495 |  |  |  | 2024 | Denisová, N., Piercey, S. J., & Wälle, M. (2024). Mineralogy and mineral chemistry of the ABM replacement-style volcanogenic massive sulfide deposit, Finlayson Lake district, Yukon, Canada. Mineralium Deposita, 59(3), 473-503. https://doi.org/10.1007/s00126-023-01217-4 |  | CAN | CA-YT | -130.6 | 61.4667 | [8 empty] | Only analyses +/-2% of 100% were shown and they were normalized to 100% | 2025-04-30
| ABM |  | Volcanic basin hydrothermal | Volcanogenic massive sulfide (VMS) | Bimodal felsic VMS | Zn, Cu, Pb, Au, Ag |  | Zn, Cu, Pb, Au, Ag | Denisová et al., 2024 |  | Q930238 | Q930238-1-1-24 | borehole | K15-236 |  | 82.3 | 82.45 | ore material | half core | core drilling | rock | polished slab from core | Yukon–Tanana and Slide Mountain terranes | Kudz Ze Kayah formation |  |  | acid volcanic rock, siliciclastic sedimentary rock |  | rock | greenschist | pyrrhotite | Assemblage 2 |  |  |  | chloritic |  | pyrite, arsenopyrite, pyrrhotite, galena, chalcopyrite, sulfosalts | cutting and polishing | EPMA | JEOL JXA-8230 SuperProbe electron probe microanalyzer (EPMA) equipped with five wavelength-dispersive spectrometers (WDS) and a tungsten filament electron gun. |  | sulfides were analyzed using an accelerating voltage of 25 kV, a 2-nA beam current, focused to 1 μm, with elemental counting times between 5 and 30 s |  | 140 | 29.1604 |  |  | -99999 | 81.6875 | [20 empty] | 1036.1146 | 26.9248 |  |  |  |  | 378.5803 | 32.8256 | [8 empty] | 597708.589 | 36.461 | [42 empty] | 1334.9938 | 75.0211 | [14 empty] | 398714.8231 | 32.8011 | 90 | 36.432 | [36 empty] | 597.7584 | 210.495 |  |  |  | 2024 | Denisová, N., Piercey, S. J., & Wälle, M. (2024). Mineralogy and mineral chemistry of the ABM replacement-style volcanogenic massive sulfide deposit, Finlayson Lake district, Yukon, Canada. Mineralium Deposita, 59(3), 473-503. https://doi.org/10.1007/s00126-023-01217-4 |  | CAN | CA-YT | -130.6 | 61.4667 | [8 empty] | Only analyses +/-2% of 100% were shown and they were normalized to 100% | 2025-04-30
| ABM |  | Volcanic basin hydrothermal | Volcanogenic massive sulfide (VMS) | Bimodal felsic VMS | Zn, Cu, Pb, Au, Ag |  | Zn, Cu, Pb, Au, Ag | Denisová et al., 2024 |  | Q930238 | Q930238-4-2-11 | borehole | K15-236 |  | 82.3 | 82.45 | ore material | half core | core drilling | rock | polished slab from core | Yukon–Tanana and Slide Mountain terranes | Kudz Ze Kayah formation |  |  | acid volcanic rock, siliciclastic sedimentary rock |  | rock | greenschist | pyrrhotite | Assemblage 2 |  |  |  | chloritic |  | pyrite, arsenopyrite, pyrrhotite, galena, chalcopyrite, sulfosalts | cutting and polishing | EPMA | JEOL JXA-8230 SuperProbe electron probe microanalyzer (EPMA) equipped with five wavelength-dispersive spectrometers (WDS) and a tungsten filament electron gun. |  | sulfides were analyzed using an accelerating voltage of 25 kV, a 2-nA beam current, focused to 1 μm, with elemental counting times between 5 and 30 s |  | -99999 | 29.1604 |  |  | -99999 | 81.6875 | [20 empty] | 910.7288 | 26.9248 |  |  |  |  | 207.8837 | 32.8256 | [8 empty] | 599714.9132 | 36.461 | [42 empty] | 1385.8916 | 75.0211 | [14 empty] | 397780.5827 | 32.8011 | -99999 | 36.432 | [36 empty] | -99999 | 210.495 |  |  |  | 2024 | Denisová, N., Piercey, S. J., & Wälle, M. (2024). Mineralogy and mineral chemistry of the ABM replacement-style volcanogenic massive sulfide deposit, Finlayson Lake district, Yukon, Canada. Mineralium Deposita, 59(3), 473-503. https://doi.org/10.1007/s00126-023-01217-4 |  | CAN | CA-YT | -130.6 | 61.4667 | [8 empty] | Only analyses +/-2% of 100% were shown and they were normalized to 100% | 2025-04-30
| ABM |  | Volcanic basin hydrothermal | Volcanogenic massive sulfide (VMS) | Bimodal felsic VMS | Zn, Cu, Pb, Au, Ag |  | Zn, Cu, Pb, Au, Ag | Denisová et al., 2024 |  | Q930238 | Q930238-3-1-13 | borehole | K15-236 |  | 82.3 | 82.45 | ore material | half core | core drilling | rock | polished slab from core | Yukon–Tanana and Slide Mountain terranes | Kudz Ze Kayah formation |  |  | acid volcanic rock, siliciclastic sedimentary rock |  | rock | greenschist | pyrrhotite | Assemblage 2 |  |  |  | chloritic |  | pyrite, arsenopyrite, pyrrhotite, galena, chalcopyrite, sulfosalts | cutting and polishing | EPMA | JEOL JXA-8230 SuperProbe electron probe microanalyzer (EPMA) equipped with five wavelength-dispersive spectrometers (WDS) and a tungsten filament electron gun. |  | sulfides were analyzed using an accelerating voltage of 25 kV, a 2-nA beam current, focused to 1 μm, with elemental counting times between 5 and 30 s |  | -99999 | 29.1604 |  |  | -99999 | 81.6875 | [20 empty] | 916.5994 | 26.9248 |  |  |  |  | 109.5934 | 32.8256 | [8 empty] | 598489.5909 | 36.461 | [42 empty] | 3028.7632 | 75.0211 | [14 empty] | 397455.4531 | 32.8011 | -99999 | 36.432 | [36 empty] | -99999 | 210.495 |  |  |  | 2024 | Denisová, N., Piercey, S. J., & Wälle, M. (2024). Mineralogy and mineral chemistry of the ABM replacement-style volcanogenic massive sulfide deposit, Finlayson Lake district, Yukon, Canada. Mineralium Deposita, 59(3), 473-503. https://doi.org/10.1007/s00126-023-01217-4 |  | CAN | CA-YT | -130.6 | 61.4667 | [8 empty] | Only analyses +/-2% of 100% were shown and they were normalized to 100% | 2025-04-30
| ABM |  | Volcanic basin hydrothermal | Volcanogenic massive sulfide (VMS) | Bimodal felsic VMS | Zn, Cu, Pb, Au, Ag |  | Zn, Cu, Pb, Au, Ag | Denisová et al., 2024 |  | Q930238 | Q930238-3-2-13 | borehole | K15-236 |  | 82.3 | 82.45 | ore material | half core | core drilling | rock | polished slab from core | Yukon–Tanana and Slide Mountain terranes | Kudz Ze Kayah formation |  |  | acid volcanic rock, siliciclastic sedimentary rock |  | rock | greenschist | pyrrhotite | Assemblage 2 |  |  |  | chloritic |  | pyrite, arsenopyrite, pyrrhotite, galena, chalcopyrite, sulfosalts | cutting and polishing | EPMA | JEOL JXA-8230 SuperProbe electron probe microanalyzer (EPMA) equipped with five wavelength-dispersive spectrometers (WDS) and a tungsten filament electron gun. |  | sulfides were analyzed using an accelerating voltage of 25 kV, a 2-nA beam current, focused to 1 μm, with elemental counting times between 5 and 30 s |  | 50 | 29.1604 |  |  | 220 | 81.6875 | [20 empty] | 1014.9052 | 26.9248 |  |  |  |  | -99999 | 32.8256 | [8 empty] | 598206.9938 | 36.461 | [42 empty] | 1472.6076 | 75.0211 | [14 empty] | 399036.8421 | 32.8011 | -99999 | 36.432 | [36 empty] | -99999 | 210.495 |  |  |  | 2024 | Denisová, N., Piercey, S. J., & Wälle, M. (2024). Mineralogy and mineral chemistry of the ABM replacement-style volcanogenic massive sulfide deposit, Finlayson Lake district, Yukon, Canada. Mineralium Deposita, 59(3), 473-503. https://doi.org/10.1007/s00126-023-01217-4 |  | CAN | CA-YT | -130.6 | 61.4667 | [8 empty] | Only analyses +/-2% of 100% were shown and they were normalized to 100% | 2025-04-30
| ABM |  | Volcanic basin hydrothermal | Volcanogenic massive sulfide (VMS) | Bimodal felsic VMS | Zn, Cu, Pb, Au, Ag |  | Zn, Cu, Pb, Au, Ag | Denisová et al., 2024 |  | Q930238 | Q930238-6-3 | borehole | K15-236 |  | 82.3 | 82.45 | ore material | half core | core drilling | rock | polished slab from core | Yukon–Tanana and Slide Mountain terranes | Kudz Ze Kayah formation |  |  | acid volcanic rock, siliciclastic sedimentary rock |  | rock | greenschist | pyrrhotite | Assemblage 2 |  |  |  | chloritic |  | pyrite, arsenopyrite, pyrrhotite, galena, chalcopyrite, sulfosalts | cutting and polishing | EPMA | JEOL JXA-8230 SuperProbe electron probe microanalyzer (EPMA) equipped with five wavelength-dispersive spectrometers (WDS) and a tungsten filament electron gun. |  | sulfides were analyzed using an accelerating voltage of 25 kV, a 2-nA beam current, focused to 1 μm, with elemental counting times between 5 and 30 s |  | -99999 | 29.1604 |  |  | -99999 | 81.6875 | [20 empty] | 972.0583 | 26.9248 |  |  |  |  | -99999 | 32.8256 | [8 empty] | 598629.2071 | 36.461 | [42 empty] | 1289.465 | 75.0211 | [14 empty] | 399109.2696 | 32.8011 | -99999 | 36.432 | [36 empty] | -99999 | 210.495 |  |  |  | 2024 | Denisová, N., Piercey, S. J., & Wälle, M. (2024). Mineralogy and mineral chemistry of the ABM replacement-style volcanogenic massive sulfide deposit, Finlayson Lake district, Yukon, Canada. Mineralium Deposita, 59(3), 473-503. https://doi.org/10.1007/s00126-023-01217-4 |  | CAN | CA-YT | -130.6 | 61.4667 | [8 empty] | Only analyses +/-2% of 100% were shown and they were normalized to 100% | 2025-04-30
| ABM |  | Volcanic basin hydrothermal | Volcanogenic massive sulfide (VMS) | Bimodal felsic VMS | Zn, Cu, Pb, Au, Ag |  | Zn, Cu, Pb, Au, Ag | Denisová et al., 2024 |  | Q930238 | Q930238-2-1-4 | borehole | K15-236 |  | 82.3 | 82.45 | ore material | half core | core drilling | rock | polished slab from core | Yukon–Tanana and Slide Mountain terranes | Kudz Ze Kayah formation |  |  | acid volcanic rock, siliciclastic sedimentary rock |  | rock | greenschist | pyrrhotite | Assemblage 2 |  |  |  | chloritic |  | pyrite, arsenopyrite, pyrrhotite, galena, chalcopyrite, sulfosalts | cutting and polishing | EPMA | JEOL JXA-8230 SuperProbe electron probe microanalyzer (EPMA) equipped with five wavelength-dispersive spectrometers (WDS) and a tungsten filament electron gun. |  | sulfides were analyzed using an accelerating voltage of 25 kV, a 2-nA beam current, focused to 1 μm, with elemental counting times between 5 and 30 s |  | 80 | 29.1604 |  |  | -99999 | 81.6875 | [20 empty] | 942.4322 | 26.9248 |  |  |  |  | -99999 | 32.8256 | [8 empty] | 598652.8169 | 36.461 | [42 empty] | 1180.5204 | 75.0211 | [14 empty] | 399144.8677 | 32.8011 | -99999 | 36.432 | [36 empty] | -99999 | 210.495 |  |  |  | 2024 | Denisová, N., Piercey, S. J., & Wälle, M. (2024). Mineralogy and mineral chemistry of the ABM replacement-style volcanogenic massive sulfide deposit, Finlayson Lake district, Yukon, Canada. Mineralium Deposita, 59(3), 473-503. https://doi.org/10.1007/s00126-023-01217-4 |  | CAN | CA-YT | -130.6 | 61.4667 | [8 empty] | Only analyses +/-2% of 100% were shown and they were normalized to 100% | 2025-04-30
| ABM |  | Volcanic basin hydrothermal | Volcanogenic massive sulfide (VMS) | Bimodal felsic VMS | Zn, Cu, Pb, Au, Ag |  | Zn, Cu, Pb, Au, Ag | Denisová et al., 2024 |  | Q930238 | Q930238-2-1-15 | borehole | K15-236 |  | 82.3 | 82.45 | ore material | half core | core drilling | rock | polished slab from core | Yukon–Tanana and Slide Mountain terranes | Kudz Ze Kayah formation |  |  | acid volcanic rock, siliciclastic sedimentary rock |  | rock | greenschist | pyrrhotite | Assemblage 2 |  |  |  | chloritic |  | pyrite, arsenopyrite, pyrrhotite, galena, chalcopyrite, sulfosalts | cutting and polishing | EPMA | JEOL JXA-8230 SuperProbe electron probe microanalyzer (EPMA) equipped with five wavelength-dispersive spectrometers (WDS) and a tungsten filament electron gun. |  | sulfides were analyzed using an accelerating voltage of 25 kV, a 2-nA beam current, focused to 1 μm, with elemental counting times between 5 and 30 s |  | 100 | 29.1604 |  |  | 110 | 81.6875 | [20 empty] | 862.5964 | 26.9248 |  |  |  |  | 70.2113 | 32.8256 | [8 empty] | 597528.5712 | 36.461 | [42 empty] | 2828.5138 | 75.0211 | [14 empty] | 398499.4732 | 32.8011 | -99999 | 36.432 | [36 empty] | -99999 | 210.495 |  |  |  | 2024 | Denisová, N., Piercey, S. J., & Wälle, M. (2024). Mineralogy and mineral chemistry of the ABM replacement-style volcanogenic massive sulfide deposit, Finlayson Lake district, Yukon, Canada. Mineralium Deposita, 59(3), 473-503. https://doi.org/10.1007/s00126-023-01217-4 |  | CAN | CA-YT | -130.6 | 61.4667 | [8 empty] | Only analyses +/-2% of 100% were shown and they were normalized to 100% | 2025-04-30
| ABM |  | Volcanic basin hydrothermal | Volcanogenic massive sulfide (VMS) | Bimodal felsic VMS | Zn, Cu, Pb, Au, Ag |  | Zn, Cu, Pb, Au, Ag | Denisová et al., 2024 |  | Q930238 | Q930238-1-3-17 | borehole | K15-236 |  | 82.3 | 82.45 | ore material | half core | core drilling | rock | polished slab from core | Yukon–Tanana and Slide Mountain terranes | Kudz Ze Kayah formation |  |  | acid volcanic rock, siliciclastic sedimentary rock |  | rock | greenschist | pyrrhotite | Assemblage 2 |  |  |  | chloritic |  | pyrite, arsenopyrite, pyrrhotite, galena, chalcopyrite, sulfosalts | cutting and polishing | EPMA | JEOL JXA-8230 SuperProbe electron probe microanalyzer (EPMA) equipped with five wavelength-dispersive spectrometers (WDS) and a tungsten filament electron gun. |  | sulfides were analyzed using an accelerating voltage of 25 kV, a 2-nA beam current, focused to 1 μm, with elemental counting times between 5 and 30 s |  | -99999 | 29.1604 |  |  | -99999 | 81.6875 | [20 empty] | 906.0135 | 26.9248 |  |  |  |  | 59.7372 | 32.8256 | [8 empty] | 600985.6555 | 36.461 | [42 empty] | 1065.3126 | 75.0211 | [14 empty] | 396923.544 | 32.8011 | -99999 | 36.432 | [36 empty] | -99999 | 210.495 |  |  |  | 2024 | Denisová, N., Piercey, S. J., & Wälle, M. (2024). Mineralogy and mineral chemistry of the ABM replacement-style volcanogenic massive sulfide deposit, Finlayson Lake district, Yukon, Canada. Mineralium Deposita, 59(3), 473-503. https://doi.org/10.1007/s00126-023-01217-4 |  | CAN | CA-YT | -130.6 | 61.4667 | [8 empty] | Only analyses +/-2% of 100% were shown and they were normalized to 100% | 2025-04-30
| ABM |  | Volcanic basin hydrothermal | Volcanogenic massive sulfide (VMS) | Bimodal felsic VMS | Zn, Cu, Pb, Au, Ag |  | Zn, Cu, Pb, Au, Ag | Denisová et al., 2024 |  | Q930238 | Q930238-5-1-24 | borehole | K15-236 |  | 82.3 | 82.45 | ore material | half core | core drilling | rock | polished slab from core | Yukon–Tanana and Slide Mountain terranes | Kudz Ze Kayah formation |  |  | acid volcanic rock, siliciclastic sedimentary rock |  | rock | greenschist | pyrrhotite | Assemblage 2 |  |  |  | chloritic |  | pyrite, arsenopyrite, pyrrhotite, galena, chalcopyrite, sulfosalts | cutting and polishing | EPMA | JEOL JXA-8230 SuperProbe electron probe microanalyzer (EPMA) equipped with five wavelength-dispersive spectrometers (WDS) and a tungsten filament electron gun. |  | sulfides were analyzed using an accelerating voltage of 25 kV, a 2-nA beam current, focused to 1 μm, with elemental counting times between 5 and 30 s |  | -99999 | 29.1604 |  |  | -99999 | 81.6875 | [20 empty] | 1042.8888 | 26.9248 |  |  |  |  | -99999 | 32.8256 | [8 empty] | 594085.625 | 36.461 | [42 empty] | 2366.5554 | 75.0211 | [14 empty] | 402464.8196 | 32.8011 | -99999 | 36.432 | [36 empty] | -99999 | 210.495 |  |  |  | 2024 | Denisová, N., Piercey, S. J., & Wälle, M. (2024). Mineralogy and mineral chemistry of the ABM replacement-style volcanogenic massive sulfide deposit, Finlayson Lake district, Yukon, Canada. Mineralium Deposita, 59(3), 473-503. https://doi.org/10.1007/s00126-023-01217-4 |  | CAN | CA-YT | -130.6 | 61.4667 | [8 empty] | Only analyses +/-2% of 100% were shown and they were normalized to 100% | 2025-04-30
| ABM |  | Volcanic basin hydrothermal | Volcanogenic massive sulfide (VMS) | Bimodal felsic VMS | Zn, Cu, Pb, Au, Ag |  | Zn, Cu, Pb, Au, Ag | Denisová et al., 2024 |  | Q930238 | Q930238-1-3-23 | borehole | K15-236 |  | 82.3 | 82.45 | ore material | half core | core drilling | rock | polished slab from core | Yukon–Tanana and Slide Mountain terranes | Kudz Ze Kayah formation |  |  | acid volcanic rock, siliciclastic sedimentary rock |  | rock | greenschist | pyrrhotite | Assemblage 2 |  |  |  | chloritic |  | pyrite, arsenopyrite, pyrrhotite, galena, chalcopyrite, sulfosalts | cutting and polishing | EPMA | JEOL JXA-8230 SuperProbe electron probe microanalyzer (EPMA) equipped with five wavelength-dispersive spectrometers (WDS) and a tungsten filament electron gun. |  | sulfides were analyzed using an accelerating voltage of 25 kV, a 2-nA beam current, focused to 1 μm, with elemental counting times between 5 and 30 s |  | 90 | 29.1604 |  |  | -99999 | 81.6875 | [20 empty] | 843.7395 | 26.9248 |  |  |  |  | -99999 | 32.8256 | [8 empty] | 598955.7415 | 36.461 | [42 empty] | 2163.9435 | 75.0211 | [14 empty] | 397927.3857 | 32.8011 | -99999 | 36.432 | [36 empty] | -99999 | 210.495 |  |  |  | 2024 | Denisová, N., Piercey, S. J., & Wälle, M. (2024). Mineralogy and mineral chemistry of the ABM replacement-style volcanogenic massive sulfide deposit, Finlayson Lake district, Yukon, Canada. Mineralium Deposita, 59(3), 473-503. https://doi.org/10.1007/s00126-023-01217-4 |  | CAN | CA-YT | -130.6 | 61.4667 | [8 empty] | Only analyses +/-2% of 100% were shown and they were normalized to 100% | 2025-04-30
| ABM |  | Volcanic basin hydrothermal | Volcanogenic massive sulfide (VMS) | Bimodal felsic VMS | Zn, Cu, Pb, Au, Ag |  | Zn, Cu, Pb, Au, Ag | Denisová et al., 2024 |  | Q930238 | Q930238-3-1-11 | borehole | K15-236 |  | 82.3 | 82.45 | ore material | half core | core drilling | rock | polished slab from core | Yukon–Tanana and Slide Mountain terranes | Kudz Ze Kayah formation |  |  | acid volcanic rock, siliciclastic sedimentary rock |  | rock | greenschist | pyrrhotite | Assemblage 2 |  |  |  | chloritic |  | pyrite, arsenopyrite, pyrrhotite, galena, chalcopyrite, sulfosalts | cutting and polishing | EPMA | JEOL JXA-8230 SuperProbe electron probe microanalyzer (EPMA) equipped with five wavelength-dispersive spectrometers (WDS) and a tungsten filament electron gun. |  | sulfides were analyzed using an accelerating voltage of 25 kV, a 2-nA beam current, focused to 1 μm, with elemental counting times between 5 and 30 s |  | -99999 | 29.1604 |  |  | -99999 | 81.6875 | [20 empty] | 923.361 | 26.9248 |  |  |  |  | 436.859 | 32.8256 | [8 empty] | 598030.1756 | 36.461 | [42 empty] | 1121.9333 | 75.0211 | [14 empty] | 399299.0275 | 32.8011 | -99999 | 36.432 | [36 empty] | 188.6436 | 210.495 |  |  |  | 2024 | Denisová, N., Piercey, S. J., & Wälle, M. (2024). Mineralogy and mineral chemistry of the ABM replacement-style volcanogenic massive sulfide deposit, Finlayson Lake district, Yukon, Canada. Mineralium Deposita, 59(3), 473-503. https://doi.org/10.1007/s00126-023-01217-4 |  | CAN | CA-YT | -130.6 | 61.4667 | [8 empty] | Only analyses +/-2% of 100% were shown and they were normalized to 100% | 2025-04-30
| ABM |  | Volcanic basin hydrothermal | Volcanogenic massive sulfide (VMS) | Bimodal felsic VMS | Zn, Cu, Pb, Au, Ag |  | Zn, Cu, Pb, Au, Ag | Denisová et al., 2024 |  | Q930238 | Q930238-5-1-19 | borehole | K15-236 |  | 82.3 | 82.45 | ore material | half core | core drilling | rock | polished slab from core | Yukon–Tanana and Slide Mountain terranes | Kudz Ze Kayah formation |  |  | acid volcanic rock, siliciclastic sedimentary rock |  | rock | greenschist | pyrrhotite | Assemblage 2 |  |  |  | chloritic |  | pyrite, arsenopyrite, pyrrhotite, galena, chalcopyrite, sulfosalts | cutting and polishing | EPMA | JEOL JXA-8230 SuperProbe electron probe microanalyzer (EPMA) equipped with five wavelength-dispersive spectrometers (WDS) and a tungsten filament electron gun. |  | sulfides were analyzed using an accelerating voltage of 25 kV, a 2-nA beam current, focused to 1 μm, with elemental counting times between 5 and 30 s |  | -99999 | 29.1604 |  |  | -99999 | 81.6875 | [20 empty] | 883.9275 | 26.9248 |  |  |  |  | -99999 | 32.8256 | [8 empty] | 599650.4042 | 36.461 | [42 empty] | 3188.0979 | 75.0211 | [14 empty] | 396188.1845 | 32.8011 | -99999 | 36.432 | [36 empty] | 89.3859 | 210.495 |  |  |  | 2024 | Denisová, N., Piercey, S. J., & Wälle, M. (2024). Mineralogy and mineral chemistry of the ABM replacement-style volcanogenic massive sulfide deposit, Finlayson Lake district, Yukon, Canada. Mineralium Deposita, 59(3), 473-503. https://doi.org/10.1007/s00126-023-01217-4 |  | CAN | CA-YT | -130.6 | 61.4667 | [8 empty] | Only analyses +/-2% of 100% were shown and they were normalized to 100% | 2025-04-30
| ABM |  | Volcanic basin hydrothermal | Volcanogenic massive sulfide (VMS) | Bimodal felsic VMS | Zn, Cu, Pb, Au, Ag |  | Zn, Cu, Pb, Au, Ag | Denisová et al., 2024 |  | Q930238 | Q930238-3-2-10 | borehole | K15-236 |  | 82.3 | 82.45 | ore material | half core | core drilling | rock | polished slab from core | Yukon–Tanana and Slide Mountain terranes | Kudz Ze Kayah formation |  |  | acid volcanic rock, siliciclastic sedimentary rock |  | rock | greenschist | pyrrhotite | Assemblage 2 |  |  |  | chloritic |  | pyrite, arsenopyrite, pyrrhotite, galena, chalcopyrite, sulfosalts | cutting and polishing | EPMA | JEOL JXA-8230 SuperProbe electron probe microanalyzer (EPMA) equipped with five wavelength-dispersive spectrometers (WDS) and a tungsten filament electron gun. |  | sulfides were analyzed using an accelerating voltage of 25 kV, a 2-nA beam current, focused to 1 μm, with elemental counting times between 5 and 30 s |  | -99999 | 29.1604 |  |  | 120 | 81.6875 | [20 empty] | 1065.4293 | 26.9248 |  |  |  |  | -99999 | 32.8256 | [8 empty] | 596102.725 | 36.461 | [42 empty] | 1433.8487 | 75.0211 | [14 empty] | 401198.8513 | 32.8011 | -99999 | 36.432 | [36 empty] | 59.7437 | 210.495 |  |  |  | 2024 | Denisová, N., Piercey, S. J., & Wälle, M. (2024). Mineralogy and mineral chemistry of the ABM replacement-style volcanogenic massive sulfide deposit, Finlayson Lake district, Yukon, Canada. Mineralium Deposita, 59(3), 473-503. https://doi.org/10.1007/s00126-023-01217-4 |  | CAN | CA-YT | -130.6 | 61.4667 | [8 empty] | Only analyses +/-2% of 100% were shown and they were normalized to 100% | 2025-04-30
| ABM |  | Volcanic basin hydrothermal | Volcanogenic massive sulfide (VMS) | Bimodal felsic VMS | Zn, Cu, Pb, Au, Ag |  | Zn, Cu, Pb, Au, Ag | Denisová et al., 2024 |  | Q930271 | Q930721-1-1-17 | borehole | K15-286 |  | 127.08 | 127.15 | ore material | half core | core drilling | rock | polished slab from core | Yukon–Tanana and Slide Mountain terranes | Kudz Ze Kayah formation |  |  | acid volcanic rock, siliciclastic sedimentary rock |  | rock | greenschist | pyrrhotite | Assemblage 3 |  |  |  | chloritic |  | pyrite, arsenopyrite, pyrrhotite, galena, chalcopyrite, sulfosalts | cutting and polishing | EPMA | JEOL JXA-8230 SuperProbe electron probe microanalyzer (EPMA) equipped with five wavelength-dispersive spectrometers (WDS) and a tungsten filament electron gun. |  | sulfides were analyzed using an accelerating voltage of 25 kV, a 2-nA beam current, focused to 1 μm, with elemental counting times between 5 and 30 s |  | -99999 | 29.1604 |  |  | -99999 | 81.6875 | [20 empty] | 1166.2437 | 26.9248 |  |  |  |  | 1685.6631 | 32.8256 | [8 empty] | 592804.5641 | 36.461 | [42 empty] | 1440.6539 | 75.0211 | [14 empty] | 398335.9045 | 32.8011 | -99999 | 36.432 | [36 empty] | 4566.9707 | 210.495 |  |  |  | 2024 | Denisová, N., Piercey, S. J., & Wälle, M. (2024). Mineralogy and mineral chemistry of the ABM replacement-style volcanogenic massive sulfide deposit, Finlayson Lake district, Yukon, Canada. Mineralium Deposita, 59(3), 473-503. https://doi.org/10.1007/s00126-023-01217-4 |  | CAN | CA-YT | -130.6 | 61.4667 | [8 empty] | Only analyses +/-2% of 100% were shown and they were normalized to 100% | 2025-04-30
| ABM |  | Volcanic basin hydrothermal | Volcanogenic massive sulfide (VMS) | Bimodal felsic VMS | Zn, Cu, Pb, Au, Ag |  | Zn, Cu, Pb, Au, Ag | Denisová et al., 2024 |  | Q930271 | Q930721-6-1-20 | borehole | K15-286 |  | 127.08 | 127.15 | ore material | half core | core drilling | rock | polished slab from core | Yukon–Tanana and Slide Mountain terranes | Kudz Ze Kayah formation |  |  | acid volcanic rock, siliciclastic sedimentary rock |  | rock | greenschist | pyrrhotite | Assemblage 3 |  |  |  | chloritic |  | pyrite, arsenopyrite, pyrrhotite, galena, chalcopyrite, sulfosalts | cutting and polishing | EPMA | JEOL JXA-8230 SuperProbe electron probe microanalyzer (EPMA) equipped with five wavelength-dispersive spectrometers (WDS) and a tungsten filament electron gun. |  | sulfides were analyzed using an accelerating voltage of 25 kV, a 2-nA beam current, focused to 1 μm, with elemental counting times between 5 and 30 s |  | 30 | 29.1604 |  |  | 80 | 81.6875 | [20 empty] | 1300.8033 | 26.9248 |  |  |  |  | 357.4727 | 32.8256 | [8 empty] | 595400.5114 | 36.461 | [42 empty] | 1509.329 | 75.0211 | [14 empty] | 398016.0336 | 32.8011 | -99999 | 36.432 | [36 empty] | 3306.6223 | 210.495 |  |  |  | 2024 | Denisová, N., Piercey, S. J., & Wälle, M. (2024). Mineralogy and mineral chemistry of the ABM replacement-style volcanogenic massive sulfide deposit, Finlayson Lake district, Yukon, Canada. Mineralium Deposita, 59(3), 473-503. https://doi.org/10.1007/s00126-023-01217-4 |  | CAN | CA-YT | -130.6 | 61.4667 | [8 empty] | Only analyses +/-2% of 100% were shown and they were normalized to 100% | 2025-04-30
| ABM |  | Volcanic basin hydrothermal | Volcanogenic massive sulfide (VMS) | Bimodal felsic VMS | Zn, Cu, Pb, Au, Ag |  | Zn, Cu, Pb, Au, Ag | Denisová et al., 2024 |  | Q930271 | Q930721-1-1-16* | borehole | K15-286 |  | 127.08 | 127.15 | ore material | half core | core drilling | rock | polished slab from core | Yukon–Tanana and Slide Mountain terranes | Kudz Ze Kayah formation |  |  | acid volcanic rock, siliciclastic sedimentary rock |  | rock | greenschist | pyrrhotite | Assemblage 3 |  |  |  | chloritic |  | pyrite, arsenopyrite, pyrrhotite, galena, chalcopyrite, sulfosalts | cutting and polishing | EPMA | JEOL JXA-8230 SuperProbe electron probe microanalyzer (EPMA) equipped with five wavelength-dispersive spectrometers (WDS) and a tungsten filament electron gun. |  | sulfides were analyzed using an accelerating voltage of 25 kV, a 2-nA beam current, focused to 1 μm, with elemental counting times between 5 and 30 s |  | 170 | 29.1604 |  |  | -99999 | 81.6875 | [20 empty] | 1108.7682 | 26.9248 |  |  |  |  | 247.4929 | 32.8256 | [8 empty] | 517220.5406 | 36.461 | [42 empty] | 1455.2582 | 75.0211 | [14 empty] | 476879.2286 | 32.8011 | 60 | 36.432 | [36 empty] | 2861.0179 | 210.495 |  |  |  | 2024 | Denisová, N., Piercey, S. J., & Wälle, M. (2024). Mineralogy and mineral chemistry of the ABM replacement-style volcanogenic massive sulfide deposit, Finlayson Lake district, Yukon, Canada. Mineralium Deposita, 59(3), 473-503. https://doi.org/10.1007/s00126-023-01217-4 |  | CAN | CA-YT | -130.6 | 61.4667 | [8 empty] | spot with likely inclusion; Only analyses +/-2% of 100% were shown and they were normalized to 100% | 2025-04-30
| ABM |  | Volcanic basin hydrothermal | Volcanogenic massive sulfide (VMS) | Bimodal felsic VMS | Zn, Cu, Pb, Au, Ag |  | Zn, Cu, Pb, Au, Ag | Denisová et al., 2024 |  | Q930271 | Q930721-5-1-18 | borehole | K15-286 |  | 127.08 | 127.15 | ore material | half core | core drilling | rock | polished slab from core | Yukon–Tanana and Slide Mountain terranes | Kudz Ze Kayah formation |  |  | acid volcanic rock, siliciclastic sedimentary rock |  | rock | greenschist | pyrrhotite | Assemblage 3 |  |  |  | chloritic |  | pyrite, arsenopyrite, pyrrhotite, galena, chalcopyrite, sulfosalts | cutting and polishing | EPMA | JEOL JXA-8230 SuperProbe electron probe microanalyzer (EPMA) equipped with five wavelength-dispersive spectrometers (WDS) and a tungsten filament electron gun. |  | sulfides were analyzed using an accelerating voltage of 25 kV, a 2-nA beam current, focused to 1 μm, with elemental counting times between 5 and 30 s |  | 150 | 29.1604 |  |  | -99999 | 81.6875 | [20 empty] | 1167.7388 | 26.9248 |  |  |  |  | 2424.5424 | 32.8256 | [8 empty] | 598060.3603 | 36.461 | [42 empty] | 2899.5549 | 75.0211 | [14 empty] | 395299.3623 | 32.8011 | -99999 | 36.432 | [36 empty] | -99999 | 210.495 |  |  |  | 2024 | Denisová, N., Piercey, S. J., & Wälle, M. (2024). Mineralogy and mineral chemistry of the ABM replacement-style volcanogenic massive sulfide deposit, Finlayson Lake district, Yukon, Canada. Mineralium Deposita, 59(3), 473-503. https://doi.org/10.1007/s00126-023-01217-4 |  | CAN | CA-YT | -130.6 | 61.4667 | [8 empty] | Only analyses +/-2% of 100% were shown and they were normalized to 100% | 2025-04-30
| ABM |  | Volcanic basin hydrothermal | Volcanogenic massive sulfide (VMS) | Bimodal felsic VMS | Zn, Cu, Pb, Au, Ag |  | Zn, Cu, Pb, Au, Ag | Denisová et al., 2024 |  | Q930271 | Q930721-7-1-4 | borehole | K15-286 |  | 127.08 | 127.15 | ore material | half core | core drilling | rock | polished slab from core | Yukon–Tanana and Slide Mountain terranes | Kudz Ze Kayah formation |  |  | acid volcanic rock, siliciclastic sedimentary rock |  | rock | greenschist | pyrrhotite | Assemblage 3 |  |  |  | chloritic |  | pyrite, arsenopyrite, pyrrhotite, galena, chalcopyrite, sulfosalts | cutting and polishing | EPMA | JEOL JXA-8230 SuperProbe electron probe microanalyzer (EPMA) equipped with five wavelength-dispersive spectrometers (WDS) and a tungsten filament electron gun. |  | sulfides were analyzed using an accelerating voltage of 25 kV, a 2-nA beam current, focused to 1 μm, with elemental counting times between 5 and 30 s |  | -99999 | 29.1604 |  |  | -99999 | 81.6875 | [20 empty] | 1207.4068 | 26.9248 |  |  |  |  | 376.0775 | 32.8256 | [8 empty] | 597597.0576 | 36.461 | [42 empty] | 1039.1615 | 75.0211 | [14 empty] | 399780.2966 | 32.8011 | -99999 | 36.432 | [36 empty] | -99999 | 210.495 |  |  |  | 2024 | Denisová, N., Piercey, S. J., & Wälle, M. (2024). Mineralogy and mineral chemistry of the ABM replacement-style volcanogenic massive sulfide deposit, Finlayson Lake district, Yukon, Canada. Mineralium Deposita, 59(3), 473-503. https://doi.org/10.1007/s00126-023-01217-4 |  | CAN | CA-YT | -130.6 | 61.4667 | [8 empty] | Only analyses +/-2% of 100% were shown and they were normalized to 100% | 2025-04-30
| ABM |  | Volcanic basin hydrothermal | Volcanogenic massive sulfide (VMS) | Bimodal felsic VMS | Zn, Cu, Pb, Au, Ag |  | Zn, Cu, Pb, Au, Ag | Denisová et al., 2024 |  | Q930271 | Q930721-6-1-17 | borehole | K15-286 |  | 127.08 | 127.15 | ore material | half core | core drilling | rock | polished slab from core | Yukon–Tanana and Slide Mountain terranes | Kudz Ze Kayah formation |  |  | acid volcanic rock, siliciclastic sedimentary rock |  | rock | greenschist | pyrrhotite | Assemblage 3 |  |  |  | chloritic |  | pyrite, arsenopyrite, pyrrhotite, galena, chalcopyrite, sulfosalts | cutting and polishing | EPMA | JEOL JXA-8230 SuperProbe electron probe microanalyzer (EPMA) equipped with five wavelength-dispersive spectrometers (WDS) and a tungsten filament electron gun. |  | sulfides were analyzed using an accelerating voltage of 25 kV, a 2-nA beam current, focused to 1 μm, with elemental counting times between 5 and 30 s |  | -99999 | 29.1604 |  |  | -99999 | 81.6875 | [20 empty] | 1261.0091 | 26.9248 |  |  |  |  | 258.1593 | 32.8256 | [8 empty] | 601908.3907 | 36.461 | [42 empty] | 1181.5754 | 75.0211 | [14 empty] | 395380.9363 | 32.8011 | -99999 | 36.432 | [36 empty] | -99999 | 210.495 |  |  |  | 2024 | Denisová, N., Piercey, S. J., & Wälle, M. (2024). Mineralogy and mineral chemistry of the ABM replacement-style volcanogenic massive sulfide deposit, Finlayson Lake district, Yukon, Canada. Mineralium Deposita, 59(3), 473-503. https://doi.org/10.1007/s00126-023-01217-4 |  | CAN | CA-YT | -130.6 | 61.4667 | [8 empty] | Only analyses +/-2% of 100% were shown and they were normalized to 100% | 2025-04-30
| ABM |  | Volcanic basin hydrothermal | Volcanogenic massive sulfide (VMS) | Bimodal felsic VMS | Zn, Cu, Pb, Au, Ag |  | Zn, Cu, Pb, Au, Ag | Denisová et al., 2024 |  | Q930271 | Q930721-5-1-19 | borehole | K15-286 |  | 127.08 | 127.15 | ore material | half core | core drilling | rock | polished slab from core | Yukon–Tanana and Slide Mountain terranes | Kudz Ze Kayah formation |  |  | acid volcanic rock, siliciclastic sedimentary rock |  | rock | greenschist | pyrrhotite | Assemblage 3 |  |  |  | chloritic |  | pyrite, arsenopyrite, pyrrhotite, galena, chalcopyrite, sulfosalts | cutting and polishing | EPMA | JEOL JXA-8230 SuperProbe electron probe microanalyzer (EPMA) equipped with five wavelength-dispersive spectrometers (WDS) and a tungsten filament electron gun. |  | sulfides were analyzed using an accelerating voltage of 25 kV, a 2-nA beam current, focused to 1 μm, with elemental counting times between 5 and 30 s |  | -99999 | 29.1604 |  |  | -99999 | 81.6875 | [20 empty] | 1269.2873 | 26.9248 |  |  |  |  | 59.4978 | 32.8256 | [8 empty] | 598528.4329 | 36.461 | [42 empty] | 1189.9567 | 75.0211 | [14 empty] | 398942.909 | 32.8011 | -99999 | 36.432 | [36 empty] | -99999 | 210.495 |  |  |  | 2024 | Denisová, N., Piercey, S. J., & Wälle, M. (2024). Mineralogy and mineral chemistry of the ABM replacement-style volcanogenic massive sulfide deposit, Finlayson Lake district, Yukon, Canada. Mineralium Deposita, 59(3), 473-503. https://doi.org/10.1007/s00126-023-01217-4 |  | CAN | CA-YT | -130.6 | 61.4667 | [8 empty] | Only analyses +/-2% of 100% were shown and they were normalized to 100% | 2025-04-30
| ABM |  | Volcanic basin hydrothermal | Volcanogenic massive sulfide (VMS) | Bimodal felsic VMS | Zn, Cu, Pb, Au, Ag |  | Zn, Cu, Pb, Au, Ag | Denisová et al., 2024 |  | Q930271 | Q930721-7-1-6 | borehole | K15-286 |  | 127.08 | 127.15 | ore material | half core | core drilling | rock | polished slab from core | Yukon–Tanana and Slide Mountain terranes | Kudz Ze Kayah formation |  |  | acid volcanic rock, siliciclastic sedimentary rock |  | rock | greenschist | pyrrhotite | Assemblage 3 |  |  |  | chloritic |  | pyrite, arsenopyrite, pyrrhotite, galena, chalcopyrite, sulfosalts | cutting and polishing | EPMA | JEOL JXA-8230 SuperProbe electron probe microanalyzer (EPMA) equipped with five wavelength-dispersive spectrometers (WDS) and a tungsten filament electron gun. |  | sulfides were analyzed using an accelerating voltage of 25 kV, a 2-nA beam current, focused to 1 μm, with elemental counting times between 5 and 30 s |  | -99999 | 29.1604 |  |  | -99999 | 81.6875 | [20 empty] | 1247.6483 | 26.9248 |  |  |  |  | -99999 | 32.8256 | [8 empty] | 600188.1232 | 36.461 | [42 empty] | 970.3931 | 75.0211 | [14 empty] | 397148.2468 | 32.8011 | -99999 | 36.432 | [36 empty] | 445.5887 | 210.495 |  |  |  | 2024 | Denisová, N., Piercey, S. J., & Wälle, M. (2024). Mineralogy and mineral chemistry of the ABM replacement-style volcanogenic massive sulfide deposit, Finlayson Lake district, Yukon, Canada. Mineralium Deposita, 59(3), 473-503. https://doi.org/10.1007/s00126-023-01217-4 |  | CAN | CA-YT | -130.6 | 61.4667 | [8 empty] | Only analyses +/-2% of 100% were shown and they were normalized to 100% | 2025-04-30
| ABM |  | Volcanic basin hydrothermal | Volcanogenic massive sulfide (VMS) | Bimodal felsic VMS | Zn, Cu, Pb, Au, Ag |  | Zn, Cu, Pb, Au, Ag | Denisová et al., 2024 |  | Q930271 | Q930721-7-1-5 | borehole | K15-286 |  | 127.08 | 127.15 | ore material | half core | core drilling | rock | polished slab from core | Yukon–Tanana and Slide Mountain terranes | Kudz Ze Kayah formation |  |  | acid volcanic rock, siliciclastic sedimentary rock |  | rock | greenschist | pyrrhotite | Assemblage 3 |  |  |  | chloritic |  | pyrite, arsenopyrite, pyrrhotite, galena, chalcopyrite, sulfosalts | cutting and polishing | EPMA | JEOL JXA-8230 SuperProbe electron probe microanalyzer (EPMA) equipped with five wavelength-dispersive spectrometers (WDS) and a tungsten filament electron gun. |  | sulfides were analyzed using an accelerating voltage of 25 kV, a 2-nA beam current, focused to 1 μm, with elemental counting times between 5 and 30 s |  | -99999 | 29.1604 |  |  | -99999 | 81.6875 | [20 empty] | 1206.3204 | 26.9248 |  |  |  |  | 524.0572 | 32.8256 | [8 empty] | 596436.4184 | 36.461 | [42 empty] | 1641.3866 | 75.0211 | [14 empty] | 400003.9479 | 32.8011 | -99999 | 36.432 | [36 empty] | 187.8696 | 210.495 |  |  |  | 2024 | Denisová, N., Piercey, S. J., & Wälle, M. (2024). Mineralogy and mineral chemistry of the ABM replacement-style volcanogenic massive sulfide deposit, Finlayson Lake district, Yukon, Canada. Mineralium Deposita, 59(3), 473-503. https://doi.org/10.1007/s00126-023-01217-4 |  | CAN | CA-YT | -130.6 | 61.4667 | [8 empty] | Only analyses +/-2% of 100% were shown and they were normalized to 100% | 2025-04-30
| ABM |  | Volcanic basin hydrothermal | Volcanogenic massive sulfide (VMS) | Bimodal felsic VMS | Zn, Cu, Pb, Au, Ag |  | Zn, Cu, Pb, Au, Ag | Denisová et al., 2024 |  | A348395 | A348395-1-1-10 | borehole | K15-290 |  | 78.92 | 79 | ore material | half core | core drilling | rock | polished slab from core | Yukon–Tanana and Slide Mountain terranes | Kudz Ze Kayah formation |  |  | acid volcanic rock, siliciclastic sedimentary rock |  | rock | greenschist | sphalerite | Assemblage 1 |  |  |  | chloritic |  | pyrite, arsenopyrite, pyrrhotite, galena, chalcopyrite, sulfosalts | cutting and polishing | EPMA | JEOL JXA-8230 SuperProbe electron probe microanalyzer (EPMA) equipped with five wavelength-dispersive spectrometers (WDS) and a tungsten filament electron gun. |  | sulfides were analyzed using an accelerating voltage of 25 kV, a 2-nA beam current, focused to 1 μm, with elemental counting times between 5 and 30 s | [21 empty] | 3561.1971 | 31.3057 | [20 empty] | 25107.433 | 36.3942 | [8 empty] | -99999 | 85.6009 | [16 empty] | -99999 | 149.0348 | [30 empty] | 326476.2155 | 30.0697 | [38 empty] | 644855.1544 | 293.5845 |  |  |  | 2024 | Denisová, N., Piercey, S. J., & Wälle, M. (2024). Mineralogy and mineral chemistry of the ABM replacement-style volcanogenic massive sulfide deposit, Finlayson Lake district, Yukon, Canada. Mineralium Deposita, 59(3), 473-503. https://doi.org/10.1007/s00126-023-01217-4 |  | CAN | CA-YT | -130.6 | 61.4667 | [8 empty] | Only analyses +/-2% of 100% were shown and they were normalized to 100% | 2025-04-30
| ABM |  | Volcanic basin hydrothermal | Volcanogenic massive sulfide (VMS) | Bimodal felsic VMS | Zn, Cu, Pb, Au, Ag |  | Zn, Cu, Pb, Au, Ag | Denisová et al., 2024 |  | A348395 | A348395-1-1-11 | borehole | K15-290 |  | 78.92 | 79 | ore material | half core | core drilling | rock | polished slab from core | Yukon–Tanana and Slide Mountain terranes | Kudz Ze Kayah formation |  |  | acid volcanic rock, siliciclastic sedimentary rock |  | rock | greenschist | sphalerite | Assemblage 1 |  |  |  | chloritic |  | pyrite, arsenopyrite, pyrrhotite, galena, chalcopyrite, sulfosalts | cutting and polishing | EPMA | JEOL JXA-8230 SuperProbe electron probe microanalyzer (EPMA) equipped with five wavelength-dispersive spectrometers (WDS) and a tungsten filament electron gun. |  | sulfides were analyzed using an accelerating voltage of 25 kV, a 2-nA beam current, focused to 1 μm, with elemental counting times between 5 and 30 s | [21 empty] | 3419.5803 | 31.3057 | [20 empty] | 24757.3683 | 36.3942 | [8 empty] | -99999 | 85.6009 | [16 empty] | 240 | 149.0348 | [30 empty] | 325502.5633 | 30.0697 | [38 empty] | 646083.2918 | 293.5845 |  |  |  | 2024 | Denisová, N., Piercey, S. J., & Wälle, M. (2024). Mineralogy and mineral chemistry of the ABM replacement-style volcanogenic massive sulfide deposit, Finlayson Lake district, Yukon, Canada. Mineralium Deposita, 59(3), 473-503. https://doi.org/10.1007/s00126-023-01217-4 |  | CAN | CA-YT | -130.6 | 61.4667 | [8 empty] | Only analyses +/-2% of 100% were shown and they were normalized to 100% | 2025-04-30
| ABM |  | Volcanic basin hydrothermal | Volcanogenic massive sulfide (VMS) | Bimodal felsic VMS | Zn, Cu, Pb, Au, Ag |  | Zn, Cu, Pb, Au, Ag | Denisová et al., 2024 |  | A348395 | A348395-2-1-15 | borehole | K15-290 |  | 78.92 | 79 | ore material | half core | core drilling | rock | polished slab from core | Yukon–Tanana and Slide Mountain terranes | Kudz Ze Kayah formation |  |  | acid volcanic rock, siliciclastic sedimentary rock |  | rock | greenschist | sphalerite | Assemblage 1 |  |  |  | chloritic |  | pyrite, arsenopyrite, pyrrhotite, galena, chalcopyrite, sulfosalts | cutting and polishing | EPMA | JEOL JXA-8230 SuperProbe electron probe microanalyzer (EPMA) equipped with five wavelength-dispersive spectrometers (WDS) and a tungsten filament electron gun. |  | sulfides were analyzed using an accelerating voltage of 25 kV, a 2-nA beam current, focused to 1 μm, with elemental counting times between 5 and 30 s | [21 empty] | 3825.3237 | 31.3057 | [20 empty] | 29867.7252 | 36.3942 | [8 empty] | -99999 | 85.6009 | [16 empty] | -99999 | 149.0348 | [30 empty] | 328524.8264 | 30.0697 | [38 empty] | 637782.1247 | 293.5845 |  |  |  | 2024 | Denisová, N., Piercey, S. J., & Wälle, M. (2024). Mineralogy and mineral chemistry of the ABM replacement-style volcanogenic massive sulfide deposit, Finlayson Lake district, Yukon, Canada. Mineralium Deposita, 59(3), 473-503. https://doi.org/10.1007/s00126-023-01217-4 |  | CAN | CA-YT | -130.6 | 61.4667 | [8 empty] | Only analyses +/-2% of 100% were shown and they were normalized to 100% | 2025-04-30
| ABM |  | Volcanic basin hydrothermal | Volcanogenic massive sulfide (VMS) | Bimodal felsic VMS | Zn, Cu, Pb, Au, Ag |  | Zn, Cu, Pb, Au, Ag | Denisová et al., 2024 |  | A348395 | A348395-2-1-17 | borehole | K15-290 |  | 78.92 | 79 | ore material | half core | core drilling | rock | polished slab from core | Yukon–Tanana and Slide Mountain terranes | Kudz Ze Kayah formation |  |  | acid volcanic rock, siliciclastic sedimentary rock |  | rock | greenschist | sphalerite | Assemblage 1 |  |  |  | chloritic |  | pyrite, arsenopyrite, pyrrhotite, galena, chalcopyrite, sulfosalts | cutting and polishing | EPMA | JEOL JXA-8230 SuperProbe electron probe microanalyzer (EPMA) equipped with five wavelength-dispersive spectrometers (WDS) and a tungsten filament electron gun. |  | sulfides were analyzed using an accelerating voltage of 25 kV, a 2-nA beam current, focused to 1 μm, with elemental counting times between 5 and 30 s | [21 empty] | 3306.6361 | 31.3057 | [20 empty] | 22433.6456 | 36.3942 | [8 empty] | -99999 | 85.6009 | [16 empty] | -99999 | 149.0348 | [30 empty] | 326852.0676 | 30.0697 | [38 empty] | 647407.6507 | 293.5845 |  |  |  | 2024 | Denisová, N., Piercey, S. J., & Wälle, M. (2024). Mineralogy and mineral chemistry of the ABM replacement-style volcanogenic massive sulfide deposit, Finlayson Lake district, Yukon, Canada. Mineralium Deposita, 59(3), 473-503. https://doi.org/10.1007/s00126-023-01217-4 |  | CAN | CA-YT | -130.6 | 61.4667 | [8 empty] | Only analyses +/-2% of 100% were shown and they were normalized to 100% | 2025-04-30
| ABM |  | Volcanic basin hydrothermal | Volcanogenic massive sulfide (VMS) | Bimodal felsic VMS | Zn, Cu, Pb, Au, Ag |  | Zn, Cu, Pb, Au, Ag | Denisová et al., 2024 |  | A348395 | A348395-2-2-13 | borehole | K15-290 |  | 78.92 | 79 | ore material | half core | core drilling | rock | polished slab from core | Yukon–Tanana and Slide Mountain terranes | Kudz Ze Kayah formation |  |  | acid volcanic rock, siliciclastic sedimentary rock |  | rock | greenschist | sphalerite | Assemblage 1 |  |  |  | chloritic |  | pyrite, arsenopyrite, pyrrhotite, galena, chalcopyrite, sulfosalts | cutting and polishing | EPMA | JEOL JXA-8230 SuperProbe electron probe microanalyzer (EPMA) equipped with five wavelength-dispersive spectrometers (WDS) and a tungsten filament electron gun. |  | sulfides were analyzed using an accelerating voltage of 25 kV, a 2-nA beam current, focused to 1 μm, with elemental counting times between 5 and 30 s | [21 empty] | 3822.197 | 31.3057 | [20 empty] | 24985.8434 | 36.3942 | [8 empty] | -99999 | 85.6009 | [16 empty] | 250 | 149.0348 | [30 empty] | 326686.609 | 30.0697 | [38 empty] | 644252.5597 | 293.5845 |  |  |  | 2024 | Denisová, N., Piercey, S. J., & Wälle, M. (2024). Mineralogy and mineral chemistry of the ABM replacement-style volcanogenic massive sulfide deposit, Finlayson Lake district, Yukon, Canada. Mineralium Deposita, 59(3), 473-503. https://doi.org/10.1007/s00126-023-01217-4 |  | CAN | CA-YT | -130.6 | 61.4667 | [8 empty] | Only analyses +/-2% of 100% were shown and they were normalized to 100% | 2025-04-30
| ABM |  | Volcanic basin hydrothermal | Volcanogenic massive sulfide (VMS) | Bimodal felsic VMS | Zn, Cu, Pb, Au, Ag |  | Zn, Cu, Pb, Au, Ag | Denisová et al., 2024 |  | A348395 | A348395-2-2-16 | borehole | K15-290 |  | 78.92 | 79 | ore material | half core | core drilling | rock | polished slab from core | Yukon–Tanana and Slide Mountain terranes | Kudz Ze Kayah formation |  |  | acid volcanic rock, siliciclastic sedimentary rock |  | rock | greenschist | sphalerite | Assemblage 1 |  |  |  | chloritic |  | pyrite, arsenopyrite, pyrrhotite, galena, chalcopyrite, sulfosalts | cutting and polishing | EPMA | JEOL JXA-8230 SuperProbe electron probe microanalyzer (EPMA) equipped with five wavelength-dispersive spectrometers (WDS) and a tungsten filament electron gun. |  | sulfides were analyzed using an accelerating voltage of 25 kV, a 2-nA beam current, focused to 1 μm, with elemental counting times between 5 and 30 s | [21 empty] | 3418.5102 | 31.3057 | [20 empty] | 38622.107 | 36.3942 | [8 empty] | -99999 | 85.6009 | [16 empty] | -99999 | 149.0348 | [30 empty] | 327440.8584 | 30.0697 | [38 empty] | 630518.5244 | 293.5845 |  |  |  | 2024 | Denisová, N., Piercey, S. J., & Wälle, M. (2024). Mineralogy and mineral chemistry of the ABM replacement-style volcanogenic massive sulfide deposit, Finlayson Lake district, Yukon, Canada. Mineralium Deposita, 59(3), 473-503. https://doi.org/10.1007/s00126-023-01217-4 |  | CAN | CA-YT | -130.6 | 61.4667 | [8 empty] | Only analyses +/-2% of 100% were shown and they were normalized to 100% | 2025-04-30
| ABM |  | Volcanic basin hydrothermal | Volcanogenic massive sulfide (VMS) | Bimodal felsic VMS | Zn, Cu, Pb, Au, Ag |  | Zn, Cu, Pb, Au, Ag | Denisová et al., 2024 |  | A348395 | A348395-3-1-22 | borehole | K15-290 |  | 78.92 | 79 | ore material | half core | core drilling | rock | polished slab from core | Yukon–Tanana and Slide Mountain terranes | Kudz Ze Kayah formation |  |  | acid volcanic rock, siliciclastic sedimentary rock |  | rock | greenschist | sphalerite | Assemblage 1 |  |  |  | chloritic |  | pyrite, arsenopyrite, pyrrhotite, galena, chalcopyrite, sulfosalts | cutting and polishing | EPMA | JEOL JXA-8230 SuperProbe electron probe microanalyzer (EPMA) equipped with five wavelength-dispersive spectrometers (WDS) and a tungsten filament electron gun. |  | sulfides were analyzed using an accelerating voltage of 25 kV, a 2-nA beam current, focused to 1 μm, with elemental counting times between 5 and 30 s | [21 empty] | 3657.0702 | 31.3057 | [20 empty] | 14846.9096 | 36.3942 | [8 empty] | -99999 | 85.6009 | [16 empty] | -99999 | 149.0348 | [30 empty] | 327118.9644 | 30.0697 | [38 empty] | 654377.0559 | 293.5845 |  |  |  | 2024 | Denisová, N., Piercey, S. J., & Wälle, M. (2024). Mineralogy and mineral chemistry of the ABM replacement-style volcanogenic massive sulfide deposit, Finlayson Lake district, Yukon, Canada. Mineralium Deposita, 59(3), 473-503. https://doi.org/10.1007/s00126-023-01217-4 |  | CAN | CA-YT | -130.6 | 61.4667 | [8 empty] | Only analyses +/-2% of 100% were shown and they were normalized to 100% | 2025-04-30
| ABM |  | Volcanic basin hydrothermal | Volcanogenic massive sulfide (VMS) | Bimodal felsic VMS | Zn, Cu, Pb, Au, Ag |  | Zn, Cu, Pb, Au, Ag | Denisová et al., 2024 |  | A348395 | A348395-4-1-10 | borehole | K15-290 |  | 78.92 | 79 | ore material | half core | core drilling | rock | polished slab from core | Yukon–Tanana and Slide Mountain terranes | Kudz Ze Kayah formation |  |  | acid volcanic rock, siliciclastic sedimentary rock |  | rock | greenschist | sphalerite | Assemblage 1 |  |  |  | chloritic |  | pyrite, arsenopyrite, pyrrhotite, galena, chalcopyrite, sulfosalts | cutting and polishing | EPMA | JEOL JXA-8230 SuperProbe electron probe microanalyzer (EPMA) equipped with five wavelength-dispersive spectrometers (WDS) and a tungsten filament electron gun. |  | sulfides were analyzed using an accelerating voltage of 25 kV, a 2-nA beam current, focused to 1 μm, with elemental counting times between 5 and 30 s | [21 empty] | 3376.7874 | 31.3057 | [20 empty] | 24890.0281 | 36.3942 | [8 empty] | -99999 | 85.6009 | [16 empty] | -99999 | 149.0348 | [30 empty] | 326416.0911 | 30.0697 | [38 empty] | 645287.033 | 293.5845 |  |  |  | 2024 | Denisová, N., Piercey, S. J., & Wälle, M. (2024). Mineralogy and mineral chemistry of the ABM replacement-style volcanogenic massive sulfide deposit, Finlayson Lake district, Yukon, Canada. Mineralium Deposita, 59(3), 473-503. https://doi.org/10.1007/s00126-023-01217-4 |  | CAN | CA-YT | -130.6 | 61.4667 | [8 empty] | Only analyses +/-2% of 100% were shown and they were normalized to 100% | 2025-04-30
| ABM |  | Volcanic basin hydrothermal | Volcanogenic massive sulfide (VMS) | Bimodal felsic VMS | Zn, Cu, Pb, Au, Ag |  | Zn, Cu, Pb, Au, Ag | Denisová et al., 2024 |  | A348395 | A348395-4-1-8 | borehole | K15-290 |  | 78.92 | 79 | ore material | half core | core drilling | rock | polished slab from core | Yukon–Tanana and Slide Mountain terranes | Kudz Ze Kayah formation |  |  | acid volcanic rock, siliciclastic sedimentary rock |  | rock | greenschist | sphalerite | Assemblage 1 |  |  |  | chloritic |  | pyrite, arsenopyrite, pyrrhotite, galena, chalcopyrite, sulfosalts | cutting and polishing | EPMA | JEOL JXA-8230 SuperProbe electron probe microanalyzer (EPMA) equipped with five wavelength-dispersive spectrometers (WDS) and a tungsten filament electron gun. |  | sulfides were analyzed using an accelerating voltage of 25 kV, a 2-nA beam current, focused to 1 μm, with elemental counting times between 5 and 30 s | [21 empty] | 3327.5043 | 31.3057 | [20 empty] | 18306.27 | 36.3942 | [8 empty] | 119.9101 | 85.6009 | [16 empty] | -99999 | 149.0348 | [30 empty] | 328653.4951 | 30.0697 | [38 empty] | 649592.8205 | 293.5845 |  |  |  | 2024 | Denisová, N., Piercey, S. J., & Wälle, M. (2024). Mineralogy and mineral chemistry of the ABM replacement-style volcanogenic massive sulfide deposit, Finlayson Lake district, Yukon, Canada. Mineralium Deposita, 59(3), 473-503. https://doi.org/10.1007/s00126-023-01217-4 |  | CAN | CA-YT | -130.6 | 61.4667 | [8 empty] | Only analyses +/-2% of 100% were shown and they were normalized to 100% | 2025-04-30
| ABM |  | Volcanic basin hydrothermal | Volcanogenic massive sulfide (VMS) | Bimodal felsic VMS | Zn, Cu, Pb, Au, Ag |  | Zn, Cu, Pb, Au, Ag | Denisová et al., 2024 |  | A348395 | A348395-8-1-12 | borehole | K15-290 |  | 78.92 | 79 | ore material | half core | core drilling | rock | polished slab from core | Yukon–Tanana and Slide Mountain terranes | Kudz Ze Kayah formation |  |  | acid volcanic rock, siliciclastic sedimentary rock |  | rock | greenschist | sphalerite | Assemblage 1 |  |  |  | chloritic |  | pyrite, arsenopyrite, pyrrhotite, galena, chalcopyrite, sulfosalts | cutting and polishing | EPMA | JEOL JXA-8230 SuperProbe electron probe microanalyzer (EPMA) equipped with five wavelength-dispersive spectrometers (WDS) and a tungsten filament electron gun. |  | sulfides were analyzed using an accelerating voltage of 25 kV, a 2-nA beam current, focused to 1 μm, with elemental counting times between 5 and 30 s | [21 empty] | 3385.8588 | 31.3057 | [20 empty] | 17395.9667 | 36.3942 | [8 empty] | -99999 | 85.6009 | [16 empty] | -99999 | 149.0348 | [30 empty] | 328041.0529 | 30.0697 | [38 empty] | 651177.1216 | 293.5845 |  |  |  | 2024 | Denisová, N., Piercey, S. J., & Wälle, M. (2024). Mineralogy and mineral chemistry of the ABM replacement-style volcanogenic massive sulfide deposit, Finlayson Lake district, Yukon, Canada. Mineralium Deposita, 59(3), 473-503. https://doi.org/10.1007/s00126-023-01217-4 |  | CAN | CA-YT | -130.6 | 61.4667 | [8 empty] | Only analyses +/-2% of 100% were shown and they were normalized to 100% | 2025-04-30
| ABM |  | Volcanic basin hydrothermal | Volcanogenic massive sulfide (VMS) | Bimodal felsic VMS | Zn, Cu, Pb, Au, Ag |  | Zn, Cu, Pb, Au, Ag | Denisová et al., 2024 |  | A348395 | A348395-8-1-2 | borehole | K15-290 |  | 78.92 | 79 | ore material | half core | core drilling | rock | polished slab from core | Yukon–Tanana and Slide Mountain terranes | Kudz Ze Kayah formation |  |  | acid volcanic rock, siliciclastic sedimentary rock |  | rock | greenschist | sphalerite | Assemblage 1 |  |  |  | chloritic |  | pyrite, arsenopyrite, pyrrhotite, galena, chalcopyrite, sulfosalts | cutting and polishing | EPMA | JEOL JXA-8230 SuperProbe electron probe microanalyzer (EPMA) equipped with five wavelength-dispersive spectrometers (WDS) and a tungsten filament electron gun. |  | sulfides were analyzed using an accelerating voltage of 25 kV, a 2-nA beam current, focused to 1 μm, with elemental counting times between 5 and 30 s | [21 empty] | 3484.6666 | 31.3057 | [20 empty] | 18148.063 | 36.3942 | [8 empty] | -99999 | 85.6009 | [16 empty] | -99999 | 149.0348 | [30 empty] | 328789.6982 | 30.0697 | [38 empty] | 649577.5722 | 293.5845 |  |  |  | 2024 | Denisová, N., Piercey, S. J., & Wälle, M. (2024). Mineralogy and mineral chemistry of the ABM replacement-style volcanogenic massive sulfide deposit, Finlayson Lake district, Yukon, Canada. Mineralium Deposita, 59(3), 473-503. https://doi.org/10.1007/s00126-023-01217-4 |  | CAN | CA-YT | -130.6 | 61.4667 | [8 empty] | Only analyses +/-2% of 100% were shown and they were normalized to 100% | 2025-04-30
| ABM |  | Volcanic basin hydrothermal | Volcanogenic massive sulfide (VMS) | Bimodal felsic VMS | Zn, Cu, Pb, Au, Ag |  | Zn, Cu, Pb, Au, Ag | Denisová et al., 2024 |  | A348395 | A348395-8-3-15 | borehole | K15-290 |  | 78.92 | 79 | ore material | half core | core drilling | rock | polished slab from core | Yukon–Tanana and Slide Mountain terranes | Kudz Ze Kayah formation |  |  | acid volcanic rock, siliciclastic sedimentary rock |  | rock | greenschist | sphalerite | Assemblage 1 |  |  |  | chloritic |  | pyrite, arsenopyrite, pyrrhotite, galena, chalcopyrite, sulfosalts | cutting and polishing | EPMA | JEOL JXA-8230 SuperProbe electron probe microanalyzer (EPMA) equipped with five wavelength-dispersive spectrometers (WDS) and a tungsten filament electron gun. |  | sulfides were analyzed using an accelerating voltage of 25 kV, a 2-nA beam current, focused to 1 μm, with elemental counting times between 5 and 30 s | [21 empty] | 3583.7668 | 31.3057 | [20 empty] | 23408.649 | 36.3942 | [8 empty] | -99999 | 85.6009 | [16 empty] | -99999 | 149.0348 | [30 empty] | 326926.8855 | 30.0697 | [38 empty] | 646080.6987 | 293.5845 |  |  |  | 2024 | Denisová, N., Piercey, S. J., & Wälle, M. (2024). Mineralogy and mineral chemistry of the ABM replacement-style volcanogenic massive sulfide deposit, Finlayson Lake district, Yukon, Canada. Mineralium Deposita, 59(3), 473-503. https://doi.org/10.1007/s00126-023-01217-4 |  | CAN | CA-YT | -130.6 | 61.4667 | [8 empty] | Only analyses +/-2% of 100% were shown and they were normalized to 100% | 2025-04-30
| ABM |  | Volcanic basin hydrothermal | Volcanogenic massive sulfide (VMS) | Bimodal felsic VMS | Zn, Cu, Pb, Au, Ag |  | Zn, Cu, Pb, Au, Ag | Denisová et al., 2024 |  | A348395 | A348395-8-3-7 | borehole | K15-290 |  | 78.92 | 79 | ore material | half core | core drilling | rock | polished slab from core | Yukon–Tanana and Slide Mountain terranes | Kudz Ze Kayah formation |  |  | acid volcanic rock, siliciclastic sedimentary rock |  | rock | greenschist | sphalerite | Assemblage 1 |  |  |  | chloritic |  | pyrite, arsenopyrite, pyrrhotite, galena, chalcopyrite, sulfosalts | cutting and polishing | EPMA | JEOL JXA-8230 SuperProbe electron probe microanalyzer (EPMA) equipped with five wavelength-dispersive spectrometers (WDS) and a tungsten filament electron gun. |  | sulfides were analyzed using an accelerating voltage of 25 kV, a 2-nA beam current, focused to 1 μm, with elemental counting times between 5 and 30 s | [21 empty] | 3913.2657 | 31.3057 | [20 empty] | 20007.8253 | 36.3942 | [8 empty] | -99999 | 85.6009 | [16 empty] | -99999 | 149.0348 | [30 empty] | 329085.5952 | 30.0697 | [38 empty] | 646993.3138 | 293.5845 |  |  |  | 2024 | Denisová, N., Piercey, S. J., & Wälle, M. (2024). Mineralogy and mineral chemistry of the ABM replacement-style volcanogenic massive sulfide deposit, Finlayson Lake district, Yukon, Canada. Mineralium Deposita, 59(3), 473-503. https://doi.org/10.1007/s00126-023-01217-4 |  | CAN | CA-YT | -130.6 | 61.4667 | [8 empty] | Only analyses +/-2% of 100% were shown and they were normalized to 100% | 2025-04-30
| ABM |  | Volcanic basin hydrothermal | Volcanogenic massive sulfide (VMS) | Bimodal felsic VMS | Zn, Cu, Pb, Au, Ag |  | Zn, Cu, Pb, Au, Ag | Denisová et al., 2024 |  | A348395 | A348395-1-1-12 | borehole | K15-290 |  | 78.92 | 79 | ore material | half core | core drilling | rock | polished slab from core | Yukon–Tanana and Slide Mountain terranes | Kudz Ze Kayah formation |  |  | acid volcanic rock, siliciclastic sedimentary rock |  | rock | greenschist | sphalerite | Assemblage 1 |  |  |  | chloritic |  | pyrite, arsenopyrite, pyrrhotite, galena, chalcopyrite, sulfosalts | cutting and polishing | EPMA | JEOL JXA-8230 SuperProbe electron probe microanalyzer (EPMA) equipped with five wavelength-dispersive spectrometers (WDS) and a tungsten filament electron gun. |  | sulfides were analyzed using an accelerating voltage of 25 kV, a 2-nA beam current, focused to 1 μm, with elemental counting times between 5 and 30 s | [21 empty] | -99999 | 31.3057 | [20 empty] | 35697.2581 | 36.3942 | [8 empty] | -99999 | 85.6009 | [16 empty] | -99999 | 149.0348 | [30 empty] | 332352.7325 | 30.0697 | [38 empty] | 631950.0095 | 293.5845 |  |  |  | 2024 | Denisová, N., Piercey, S. J., & Wälle, M. (2024). Mineralogy and mineral chemistry of the ABM replacement-style volcanogenic massive sulfide deposit, Finlayson Lake district, Yukon, Canada. Mineralium Deposita, 59(3), 473-503. https://doi.org/10.1007/s00126-023-01217-4 |  | CAN | CA-YT | -130.6 | 61.4667 | [8 empty] | Only analyses +/-2% of 100% were shown and they were normalized to 100% | 2025-04-30
| ABM |  | Volcanic basin hydrothermal | Volcanogenic massive sulfide (VMS) | Bimodal felsic VMS | Zn, Cu, Pb, Au, Ag |  | Zn, Cu, Pb, Au, Ag | Denisová et al., 2024 |  | A348395 | A348395-1-1-2 | borehole | K15-290 |  | 78.92 | 79 | ore material | half core | core drilling | rock | polished slab from core | Yukon–Tanana and Slide Mountain terranes | Kudz Ze Kayah formation |  |  | acid volcanic rock, siliciclastic sedimentary rock |  | rock | greenschist | sphalerite | Assemblage 1 |  |  |  | chloritic |  | pyrite, arsenopyrite, pyrrhotite, galena, chalcopyrite, sulfosalts | cutting and polishing | EPMA | JEOL JXA-8230 SuperProbe electron probe microanalyzer (EPMA) equipped with five wavelength-dispersive spectrometers (WDS) and a tungsten filament electron gun. |  | sulfides were analyzed using an accelerating voltage of 25 kV, a 2-nA beam current, focused to 1 μm, with elemental counting times between 5 and 30 s | [21 empty] | -99999 | 31.3057 | [20 empty] | 36060.5628 | 36.3942 | [8 empty] | -99999 | 85.6009 | [16 empty] | -99999 | 149.0348 | [30 empty] | 332044.5991 | 30.0697 | [38 empty] | 631894.8381 | 293.5845 |  |  |  | 2024 | Denisová, N., Piercey, S. J., & Wälle, M. (2024). Mineralogy and mineral chemistry of the ABM replacement-style volcanogenic massive sulfide deposit, Finlayson Lake district, Yukon, Canada. Mineralium Deposita, 59(3), 473-503. https://doi.org/10.1007/s00126-023-01217-4 |  | CAN | CA-YT | -130.6 | 61.4667 | [8 empty] | Only analyses +/-2% of 100% were shown and they were normalized to 100% | 2025-04-30
| ABM |  | Volcanic basin hydrothermal | Volcanogenic massive sulfide (VMS) | Bimodal felsic VMS | Zn, Cu, Pb, Au, Ag |  | Zn, Cu, Pb, Au, Ag | Denisová et al., 2024 |  | B233308 | B233308-1-1-10 | borehole | K15-321 |  | 237.89 | 237.96 | ore material | half core | core drilling | rock | polished slab from core | Yukon–Tanana and Slide Mountain terranes | Kudz Ze Kayah formation |  |  | acid volcanic rock, siliciclastic sedimentary rock |  | rock | greenschist | sphalerite | Assemblage 1 |  |  |  | chloritic |  | pyrite, arsenopyrite, pyrrhotite, galena, chalcopyrite, sulfosalts | cutting and polishing | EPMA | JEOL JXA-8230 SuperProbe electron probe microanalyzer (EPMA) equipped with five wavelength-dispersive spectrometers (WDS) and a tungsten filament electron gun. |  | sulfides were analyzed using an accelerating voltage of 25 kV, a 2-nA beam current, focused to 1 μm, with elemental counting times between 5 and 30 s | [21 empty] | 2884.7786 | 31.3057 | [20 empty] | 80524.2541 | 36.3942 | [8 empty] | -99999 | 85.6009 | [16 empty] | -99999 | 149.0348 | [30 empty] | 330132.475 | 30.0697 | [38 empty] | 586458.4924 | 293.5845 |  |  |  | 2024 | Denisová, N., Piercey, S. J., & Wälle, M. (2024). Mineralogy and mineral chemistry of the ABM replacement-style volcanogenic massive sulfide deposit, Finlayson Lake district, Yukon, Canada. Mineralium Deposita, 59(3), 473-503. https://doi.org/10.1007/s00126-023-01217-4 |  | CAN | CA-YT | -130.6 | 61.4667 | [8 empty] | Only analyses +/-2% of 100% were shown and they were normalized to 100% | 2025-04-30
| ABM |  | Volcanic basin hydrothermal | Volcanogenic massive sulfide (VMS) | Bimodal felsic VMS | Zn, Cu, Pb, Au, Ag |  | Zn, Cu, Pb, Au, Ag | Denisová et al., 2024 |  | B233308 | B233308-1-1-3 | borehole | K15-321 |  | 237.89 | 237.96 | ore material | half core | core drilling | rock | polished slab from core | Yukon–Tanana and Slide Mountain terranes | Kudz Ze Kayah formation |  |  | acid volcanic rock, siliciclastic sedimentary rock |  | rock | greenschist | sphalerite | Assemblage 1 |  |  |  | chloritic |  | pyrite, arsenopyrite, pyrrhotite, galena, chalcopyrite, sulfosalts | cutting and polishing | EPMA | JEOL JXA-8230 SuperProbe electron probe microanalyzer (EPMA) equipped with five wavelength-dispersive spectrometers (WDS) and a tungsten filament electron gun. |  | sulfides were analyzed using an accelerating voltage of 25 kV, a 2-nA beam current, focused to 1 μm, with elemental counting times between 5 and 30 s | [21 empty] | 2889.7125 | 31.3057 | [20 empty] | 81161.0713 | 36.3942 | [8 empty] | -99999 | 85.6009 | [16 empty] | 240 | 149.0348 | [30 empty] | 331111.2455 | 30.0697 | [38 empty] | 584598.822 | 293.5845 |  |  |  | 2024 | Denisová, N., Piercey, S. J., & Wälle, M. (2024). Mineralogy and mineral chemistry of the ABM replacement-style volcanogenic massive sulfide deposit, Finlayson Lake district, Yukon, Canada. Mineralium Deposita, 59(3), 473-503. https://doi.org/10.1007/s00126-023-01217-4 |  | CAN | CA-YT | -130.6 | 61.4667 | [8 empty] | Only analyses +/-2% of 100% were shown and they were normalized to 100% | 2025-04-30
| ABM |  | Volcanic basin hydrothermal | Volcanogenic massive sulfide (VMS) | Bimodal felsic VMS | Zn, Cu, Pb, Au, Ag |  | Zn, Cu, Pb, Au, Ag | Denisová et al., 2024 |  | B233308 | B233308-2-1-14 | borehole | K15-321 |  | 237.89 | 237.96 | ore material | half core | core drilling | rock | polished slab from core | Yukon–Tanana and Slide Mountain terranes | Kudz Ze Kayah formation |  |  | acid volcanic rock, siliciclastic sedimentary rock |  | rock | greenschist | sphalerite | Assemblage 1 |  |  |  | chloritic |  | pyrite, arsenopyrite, pyrrhotite, galena, chalcopyrite, sulfosalts | cutting and polishing | EPMA | JEOL JXA-8230 SuperProbe electron probe microanalyzer (EPMA) equipped with five wavelength-dispersive spectrometers (WDS) and a tungsten filament electron gun. |  | sulfides were analyzed using an accelerating voltage of 25 kV, a 2-nA beam current, focused to 1 μm, with elemental counting times between 5 and 30 s | [21 empty] | 2643.0502 | 31.3057 | [20 empty] | 81766.9015 | 36.3942 | [8 empty] | -99999 | 85.6009 | [16 empty] | -99999 | 149.0348 | [30 empty] | 331949.3485 | 30.0697 | [38 empty] | 583640.6998 | 293.5845 |  |  |  | 2024 | Denisová, N., Piercey, S. J., & Wälle, M. (2024). Mineralogy and mineral chemistry of the ABM replacement-style volcanogenic massive sulfide deposit, Finlayson Lake district, Yukon, Canada. Mineralium Deposita, 59(3), 473-503. https://doi.org/10.1007/s00126-023-01217-4 |  | CAN | CA-YT | -130.6 | 61.4667 | [8 empty] | Only analyses +/-2% of 100% were shown and they were normalized to 100% | 2025-04-30
| ABM |  | Volcanic basin hydrothermal | Volcanogenic massive sulfide (VMS) | Bimodal felsic VMS | Zn, Cu, Pb, Au, Ag |  | Zn, Cu, Pb, Au, Ag | Denisová et al., 2024 |  | B233308 | B233308-2-1-5 | borehole | K15-321 |  | 237.89 | 237.96 | ore material | half core | core drilling | rock | polished slab from core | Yukon–Tanana and Slide Mountain terranes | Kudz Ze Kayah formation |  |  | acid volcanic rock, siliciclastic sedimentary rock |  | rock | greenschist | sphalerite | Assemblage 1 |  |  |  | chloritic |  | pyrite, arsenopyrite, pyrrhotite, galena, chalcopyrite, sulfosalts | cutting and polishing | EPMA | JEOL JXA-8230 SuperProbe electron probe microanalyzer (EPMA) equipped with five wavelength-dispersive spectrometers (WDS) and a tungsten filament electron gun. |  | sulfides were analyzed using an accelerating voltage of 25 kV, a 2-nA beam current, focused to 1 μm, with elemental counting times between 5 and 30 s | [21 empty] | 2710.9689 | 31.3057 | [20 empty] | 92719.1082 | 36.3942 | [8 empty] | -99999 | 85.6009 | [16 empty] | -99999 | 149.0348 | [30 empty] | 350022.841 | 30.0697 | [38 empty] | 554547.0819 | 293.5845 |  |  |  | 2024 | Denisová, N., Piercey, S. J., & Wälle, M. (2024). Mineralogy and mineral chemistry of the ABM replacement-style volcanogenic massive sulfide deposit, Finlayson Lake district, Yukon, Canada. Mineralium Deposita, 59(3), 473-503. https://doi.org/10.1007/s00126-023-01217-4 |  | CAN | CA-YT | -130.6 | 61.4667 | [8 empty] | Only analyses +/-2% of 100% were shown and they were normalized to 100% | 2025-04-30
| ABM |  | Volcanic basin hydrothermal | Volcanogenic massive sulfide (VMS) | Bimodal felsic VMS | Zn, Cu, Pb, Au, Ag |  | Zn, Cu, Pb, Au, Ag | Denisová et al., 2024 |  | B233308 | B233308-3-1-12 | borehole | K15-321 |  | 237.89 | 237.96 | ore material | half core | core drilling | rock | polished slab from core | Yukon–Tanana and Slide Mountain terranes | Kudz Ze Kayah formation |  |  | acid volcanic rock, siliciclastic sedimentary rock |  | rock | greenschist | sphalerite | Assemblage 1 |  |  |  | chloritic |  | pyrite, arsenopyrite, pyrrhotite, galena, chalcopyrite, sulfosalts | cutting and polishing | EPMA | JEOL JXA-8230 SuperProbe electron probe microanalyzer (EPMA) equipped with five wavelength-dispersive spectrometers (WDS) and a tungsten filament electron gun. |  | sulfides were analyzed using an accelerating voltage of 25 kV, a 2-nA beam current, focused to 1 μm, with elemental counting times between 5 and 30 s | [21 empty] | 2838.569 | 31.3057 | [20 empty] | 79350.9017 | 36.3942 | [8 empty] | -99999 | 85.6009 | [16 empty] | -99999 | 149.0348 | [30 empty] | 329680.9086 | 30.0697 | [38 empty] | 588089.9205 | 293.5845 |  |  |  | 2024 | Denisová, N., Piercey, S. J., & Wälle, M. (2024). Mineralogy and mineral chemistry of the ABM replacement-style volcanogenic massive sulfide deposit, Finlayson Lake district, Yukon, Canada. Mineralium Deposita, 59(3), 473-503. https://doi.org/10.1007/s00126-023-01217-4 |  | CAN | CA-YT | -130.6 | 61.4667 | [8 empty] | Only analyses +/-2% of 100% were shown and they were normalized to 100% | 2025-04-30
| ABM |  | Volcanic basin hydrothermal | Volcanogenic massive sulfide (VMS) | Bimodal felsic VMS | Zn, Cu, Pb, Au, Ag |  | Zn, Cu, Pb, Au, Ag | Denisová et al., 2024 |  | B233308 | B233308-3-1-14 | borehole | K15-321 |  | 237.89 | 237.96 | ore material | half core | core drilling | rock | polished slab from core | Yukon–Tanana and Slide Mountain terranes | Kudz Ze Kayah formation |  |  | acid volcanic rock, siliciclastic sedimentary rock |  | rock | greenschist | sphalerite | Assemblage 1 |  |  |  | chloritic |  | pyrite, arsenopyrite, pyrrhotite, galena, chalcopyrite, sulfosalts | cutting and polishing | EPMA | JEOL JXA-8230 SuperProbe electron probe microanalyzer (EPMA) equipped with five wavelength-dispersive spectrometers (WDS) and a tungsten filament electron gun. |  | sulfides were analyzed using an accelerating voltage of 25 kV, a 2-nA beam current, focused to 1 μm, with elemental counting times between 5 and 30 s | [21 empty] | 2938.7318 | 31.3057 | [20 empty] | 80701.339 | 36.3942 | [8 empty] | -99999 | 85.6009 | [16 empty] | -99999 | 149.0348 | [30 empty] | 331245.5585 | 30.0697 | [38 empty] | 585114.3707 | 293.5845 |  |  |  | 2024 | Denisová, N., Piercey, S. J., & Wälle, M. (2024). Mineralogy and mineral chemistry of the ABM replacement-style volcanogenic massive sulfide deposit, Finlayson Lake district, Yukon, Canada. Mineralium Deposita, 59(3), 473-503. https://doi.org/10.1007/s00126-023-01217-4 |  | CAN | CA-YT | -130.6 | 61.4667 | [8 empty] | Only analyses +/-2% of 100% were shown and they were normalized to 100% | 2025-04-30
| ABM |  | Volcanic basin hydrothermal | Volcanogenic massive sulfide (VMS) | Bimodal felsic VMS | Zn, Cu, Pb, Au, Ag |  | Zn, Cu, Pb, Au, Ag | Denisová et al., 2024 |  | B233308 | B233308-3-1-6 | borehole | K15-321 |  | 237.89 | 237.96 | ore material | half core | core drilling | rock | polished slab from core | Yukon–Tanana and Slide Mountain terranes | Kudz Ze Kayah formation |  |  | acid volcanic rock, siliciclastic sedimentary rock |  | rock | greenschist | sphalerite | Assemblage 1 |  |  |  | chloritic |  | pyrite, arsenopyrite, pyrrhotite, galena, chalcopyrite, sulfosalts | cutting and polishing | EPMA | JEOL JXA-8230 SuperProbe electron probe microanalyzer (EPMA) equipped with five wavelength-dispersive spectrometers (WDS) and a tungsten filament electron gun. |  | sulfides were analyzed using an accelerating voltage of 25 kV, a 2-nA beam current, focused to 1 μm, with elemental counting times between 5 and 30 s | [21 empty] | 2564.0514 | 31.3057 | [20 empty] | 80489.3534 | 36.3942 | [8 empty] | -99999 | 85.6009 | [16 empty] | -99999 | 149.0348 | [30 empty] | 327244.5426 | 30.0697 | [38 empty] | 589702.0526 | 293.5845 |  |  |  | 2024 | Denisová, N., Piercey, S. J., & Wälle, M. (2024). Mineralogy and mineral chemistry of the ABM replacement-style volcanogenic massive sulfide deposit, Finlayson Lake district, Yukon, Canada. Mineralium Deposita, 59(3), 473-503. https://doi.org/10.1007/s00126-023-01217-4 |  | CAN | CA-YT | -130.6 | 61.4667 | [8 empty] | Only analyses +/-2% of 100% were shown and they were normalized to 100% | 2025-04-30
| ABM |  | Volcanic basin hydrothermal | Volcanogenic massive sulfide (VMS) | Bimodal felsic VMS | Zn, Cu, Pb, Au, Ag |  | Zn, Cu, Pb, Au, Ag | Denisová et al., 2024 |  | B233308 | B233308-4-1-3 | borehole | K15-321 |  | 237.89 | 237.96 | ore material | half core | core drilling | rock | polished slab from core | Yukon–Tanana and Slide Mountain terranes | Kudz Ze Kayah formation |  |  | acid volcanic rock, siliciclastic sedimentary rock |  | rock | greenschist | sphalerite | Assemblage 1 |  |  |  | chloritic |  | pyrite, arsenopyrite, pyrrhotite, galena, chalcopyrite, sulfosalts | cutting and polishing | EPMA | JEOL JXA-8230 SuperProbe electron probe microanalyzer (EPMA) equipped with five wavelength-dispersive spectrometers (WDS) and a tungsten filament electron gun. |  | sulfides were analyzed using an accelerating voltage of 25 kV, a 2-nA beam current, focused to 1 μm, with elemental counting times between 5 and 30 s | [21 empty] | 2628.6292 | 31.3057 | [20 empty] | 84612.1031 | 36.3942 | [8 empty] | -99999 | 85.6009 | [16 empty] | -99999 | 149.0348 | [30 empty] | 329501.1491 | 30.0697 | [38 empty] | 583258.1187 | 293.5845 |  |  |  | 2024 | Denisová, N., Piercey, S. J., & Wälle, M. (2024). Mineralogy and mineral chemistry of the ABM replacement-style volcanogenic massive sulfide deposit, Finlayson Lake district, Yukon, Canada. Mineralium Deposita, 59(3), 473-503. https://doi.org/10.1007/s00126-023-01217-4 |  | CAN | CA-YT | -130.6 | 61.4667 | [8 empty] | Only analyses +/-2% of 100% were shown and they were normalized to 100% | 2025-04-30
| ABM |  | Volcanic basin hydrothermal | Volcanogenic massive sulfide (VMS) | Bimodal felsic VMS | Zn, Cu, Pb, Au, Ag |  | Zn, Cu, Pb, Au, Ag | Denisová et al., 2024 |  | B233308 | B233308-4-1-5 | borehole | K15-321 |  | 237.89 | 237.96 | ore material | half core | core drilling | rock | polished slab from core | Yukon–Tanana and Slide Mountain terranes | Kudz Ze Kayah formation |  |  | acid volcanic rock, siliciclastic sedimentary rock |  | rock | greenschist | sphalerite | Assemblage 1 |  |  |  | chloritic |  | pyrite, arsenopyrite, pyrrhotite, galena, chalcopyrite, sulfosalts | cutting and polishing | EPMA | JEOL JXA-8230 SuperProbe electron probe microanalyzer (EPMA) equipped with five wavelength-dispersive spectrometers (WDS) and a tungsten filament electron gun. |  | sulfides were analyzed using an accelerating voltage of 25 kV, a 2-nA beam current, focused to 1 μm, with elemental counting times between 5 and 30 s | [21 empty] | 2739.9171 | 31.3057 | [20 empty] | 81629.6003 | 36.3942 | [8 empty] | -99999 | 85.6009 | [16 empty] | -99999 | 149.0348 | [30 empty] | 330722.9375 | 30.0697 | [38 empty] | 584907.545 | 293.5845 |  |  |  | 2024 | Denisová, N., Piercey, S. J., & Wälle, M. (2024). Mineralogy and mineral chemistry of the ABM replacement-style volcanogenic massive sulfide deposit, Finlayson Lake district, Yukon, Canada. Mineralium Deposita, 59(3), 473-503. https://doi.org/10.1007/s00126-023-01217-4 |  | CAN | CA-YT | -130.6 | 61.4667 | [8 empty] | Only analyses +/-2% of 100% were shown and they were normalized to 100% | 2025-04-30
| ABM |  | Volcanic basin hydrothermal | Volcanogenic massive sulfide (VMS) | Bimodal felsic VMS | Zn, Cu, Pb, Au, Ag |  | Zn, Cu, Pb, Au, Ag | Denisová et al., 2024 |  | B233308 | B233308-4-1-9 | borehole | K15-321 |  | 237.89 | 237.96 | ore material | half core | core drilling | rock | polished slab from core | Yukon–Tanana and Slide Mountain terranes | Kudz Ze Kayah formation |  |  | acid volcanic rock, siliciclastic sedimentary rock |  | rock | greenschist | sphalerite | Assemblage 1 |  |  |  | chloritic |  | pyrite, arsenopyrite, pyrrhotite, galena, chalcopyrite, sulfosalts | cutting and polishing | EPMA | JEOL JXA-8230 SuperProbe electron probe microanalyzer (EPMA) equipped with five wavelength-dispersive spectrometers (WDS) and a tungsten filament electron gun. |  | sulfides were analyzed using an accelerating voltage of 25 kV, a 2-nA beam current, focused to 1 μm, with elemental counting times between 5 and 30 s | [21 empty] | 2759.7709 | 31.3057 | [20 empty] | 81760.6959 | 36.3942 | [8 empty] | -99999 | 85.6009 | [16 empty] | -99999 | 149.0348 | [30 empty] | 333257.2262 | 30.0697 | [38 empty] | 582142.8892 | 293.5845 |  |  |  | 2024 | Denisová, N., Piercey, S. J., & Wälle, M. (2024). Mineralogy and mineral chemistry of the ABM replacement-style volcanogenic massive sulfide deposit, Finlayson Lake district, Yukon, Canada. Mineralium Deposita, 59(3), 473-503. https://doi.org/10.1007/s00126-023-01217-4 |  | CAN | CA-YT | -130.6 | 61.4667 | [8 empty] | Only analyses +/-2% of 100% were shown and they were normalized to 100% | 2025-04-30
| ABM |  | Volcanic basin hydrothermal | Volcanogenic massive sulfide (VMS) | Bimodal felsic VMS | Zn, Cu, Pb, Au, Ag |  | Zn, Cu, Pb, Au, Ag | Denisová et al., 2024 |  | B233308 | B233308-5-1-14 | borehole | K15-321 |  | 237.89 | 237.96 | ore material | half core | core drilling | rock | polished slab from core | Yukon–Tanana and Slide Mountain terranes | Kudz Ze Kayah formation |  |  | acid volcanic rock, siliciclastic sedimentary rock |  | rock | greenschist | sphalerite | Assemblage 1 |  |  |  | chloritic |  | pyrite, arsenopyrite, pyrrhotite, galena, chalcopyrite, sulfosalts | cutting and polishing | EPMA | JEOL JXA-8230 SuperProbe electron probe microanalyzer (EPMA) equipped with five wavelength-dispersive spectrometers (WDS) and a tungsten filament electron gun. |  | sulfides were analyzed using an accelerating voltage of 25 kV, a 2-nA beam current, focused to 1 μm, with elemental counting times between 5 and 30 s | [21 empty] | 2933.7848 | 31.3057 | [20 empty] | 89114.9564 | 36.3942 | [8 empty] | 80.1033 | 85.6009 | [16 empty] | -99999 | 149.0348 | [30 empty] | 332238.5927 | 30.0697 | [38 empty] | 575632.5628 | 293.5845 |  |  |  | 2024 | Denisová, N., Piercey, S. J., & Wälle, M. (2024). Mineralogy and mineral chemistry of the ABM replacement-style volcanogenic massive sulfide deposit, Finlayson Lake district, Yukon, Canada. Mineralium Deposita, 59(3), 473-503. https://doi.org/10.1007/s00126-023-01217-4 |  | CAN | CA-YT | -130.6 | 61.4667 | [8 empty] | Only analyses +/-2% of 100% were shown and they were normalized to 100% | 2025-04-30
| ABM |  | Volcanic basin hydrothermal | Volcanogenic massive sulfide (VMS) | Bimodal felsic VMS | Zn, Cu, Pb, Au, Ag |  | Zn, Cu, Pb, Au, Ag | Denisová et al., 2024 |  | B233308 | B233308-5-1-2 | borehole | K15-321 |  | 237.89 | 237.96 | ore material | half core | core drilling | rock | polished slab from core | Yukon–Tanana and Slide Mountain terranes | Kudz Ze Kayah formation |  |  | acid volcanic rock, siliciclastic sedimentary rock |  | rock | greenschist | sphalerite | Assemblage 1 |  |  |  | chloritic |  | pyrite, arsenopyrite, pyrrhotite, galena, chalcopyrite, sulfosalts | cutting and polishing | EPMA | JEOL JXA-8230 SuperProbe electron probe microanalyzer (EPMA) equipped with five wavelength-dispersive spectrometers (WDS) and a tungsten filament electron gun. |  | sulfides were analyzed using an accelerating voltage of 25 kV, a 2-nA beam current, focused to 1 μm, with elemental counting times between 5 and 30 s | [21 empty] | 2495.6902 | 31.3057 | [20 empty] | 89173.3185 | 36.3942 | [8 empty] | -99999 | 85.6009 | [16 empty] | -99999 | 149.0348 | [30 empty] | 332317.6674 | 30.0697 | [38 empty] | 576013.324 | 293.5845 |  |  |  | 2024 | Denisová, N., Piercey, S. J., & Wälle, M. (2024). Mineralogy and mineral chemistry of the ABM replacement-style volcanogenic massive sulfide deposit, Finlayson Lake district, Yukon, Canada. Mineralium Deposita, 59(3), 473-503. https://doi.org/10.1007/s00126-023-01217-4 |  | CAN | CA-YT | -130.6 | 61.4667 | [8 empty] | Only analyses +/-2% of 100% were shown and they were normalized to 100% | 2025-04-30
| ABM |  | Volcanic basin hydrothermal | Volcanogenic massive sulfide (VMS) | Bimodal felsic VMS | Zn, Cu, Pb, Au, Ag |  | Zn, Cu, Pb, Au, Ag | Denisová et al., 2024 |  | B233308 | B233308-5-1-5 | borehole | K15-321 |  | 237.89 | 237.96 | ore material | half core | core drilling | rock | polished slab from core | Yukon–Tanana and Slide Mountain terranes | Kudz Ze Kayah formation |  |  | acid volcanic rock, siliciclastic sedimentary rock |  | rock | greenschist | sphalerite | Assemblage 1 |  |  |  | chloritic |  | pyrite, arsenopyrite, pyrrhotite, galena, chalcopyrite, sulfosalts | cutting and polishing | EPMA | JEOL JXA-8230 SuperProbe electron probe microanalyzer (EPMA) equipped with five wavelength-dispersive spectrometers (WDS) and a tungsten filament electron gun. |  | sulfides were analyzed using an accelerating voltage of 25 kV, a 2-nA beam current, focused to 1 μm, with elemental counting times between 5 and 30 s | [21 empty] | 3067.8195 | 31.3057 | [20 empty] | 89185.1884 | 36.3942 | [8 empty] | 397.1287 | 85.6009 | [16 empty] | -99999 | 149.0348 | [30 empty] | 330649.4106 | 30.0697 | [38 empty] | 576660.7399 | 293.5845 |  |  |  | 2024 | Denisová, N., Piercey, S. J., & Wälle, M. (2024). Mineralogy and mineral chemistry of the ABM replacement-style volcanogenic massive sulfide deposit, Finlayson Lake district, Yukon, Canada. Mineralium Deposita, 59(3), 473-503. https://doi.org/10.1007/s00126-023-01217-4 |  | CAN | CA-YT | -130.6 | 61.4667 | [8 empty] | Only analyses +/-2% of 100% were shown and they were normalized to 100% | 2025-04-30
| ABM |  | Volcanic basin hydrothermal | Volcanogenic massive sulfide (VMS) | Bimodal felsic VMS | Zn, Cu, Pb, Au, Ag |  | Zn, Cu, Pb, Au, Ag | Denisová et al., 2024 |  | B233308 | B233308-7-1-12 | borehole | K15-321 |  | 237.89 | 237.96 | ore material | half core | core drilling | rock | polished slab from core | Yukon–Tanana and Slide Mountain terranes | Kudz Ze Kayah formation |  |  | acid volcanic rock, siliciclastic sedimentary rock |  | rock | greenschist | sphalerite | Assemblage 1 |  |  |  | chloritic |  | pyrite, arsenopyrite, pyrrhotite, galena, chalcopyrite, sulfosalts | cutting and polishing | EPMA | JEOL JXA-8230 SuperProbe electron probe microanalyzer (EPMA) equipped with five wavelength-dispersive spectrometers (WDS) and a tungsten filament electron gun. |  | sulfides were analyzed using an accelerating voltage of 25 kV, a 2-nA beam current, focused to 1 μm, with elemental counting times between 5 and 30 s | [21 empty] | 2830.3855 | 31.3057 | [20 empty] | 82826.0191 | 36.3942 | [8 empty] | 148.9677 | 85.6009 | [16 empty] | -99999 | 149.0348 | [30 empty] | 331750.9611 | 30.0697 | [38 empty] | 582443.6667 | 293.5845 |  |  |  | 2024 | Denisová, N., Piercey, S. J., & Wälle, M. (2024). Mineralogy and mineral chemistry of the ABM replacement-style volcanogenic massive sulfide deposit, Finlayson Lake district, Yukon, Canada. Mineralium Deposita, 59(3), 473-503. https://doi.org/10.1007/s00126-023-01217-4 |  | CAN | CA-YT | -130.6 | 61.4667 | [8 empty] | Only analyses +/-2% of 100% were shown and they were normalized to 100% | 2025-04-30
| ABM |  | Volcanic basin hydrothermal | Volcanogenic massive sulfide (VMS) | Bimodal felsic VMS | Zn, Cu, Pb, Au, Ag |  | Zn, Cu, Pb, Au, Ag | Denisová et al., 2024 |  | B233308 | B233308-7-1-5 | borehole | K15-321 |  | 237.89 | 237.96 | ore material | half core | core drilling | rock | polished slab from core | Yukon–Tanana and Slide Mountain terranes | Kudz Ze Kayah formation |  |  | acid volcanic rock, siliciclastic sedimentary rock |  | rock | greenschist | sphalerite | Assemblage 1 |  |  |  | chloritic |  | pyrite, arsenopyrite, pyrrhotite, galena, chalcopyrite, sulfosalts | cutting and polishing | EPMA | JEOL JXA-8230 SuperProbe electron probe microanalyzer (EPMA) equipped with five wavelength-dispersive spectrometers (WDS) and a tungsten filament electron gun. |  | sulfides were analyzed using an accelerating voltage of 25 kV, a 2-nA beam current, focused to 1 μm, with elemental counting times between 5 and 30 s | [21 empty] | 2715.0304 | 31.3057 | [20 empty] | 81618.7505 | 36.3942 | [8 empty] | -99999 | 85.6009 | [16 empty] | -99999 | 149.0348 | [30 empty] | 330236.5583 | 30.0697 | [38 empty] | 585429.6608 | 293.5845 |  |  |  | 2024 | Denisová, N., Piercey, S. J., & Wälle, M. (2024). Mineralogy and mineral chemistry of the ABM replacement-style volcanogenic massive sulfide deposit, Finlayson Lake district, Yukon, Canada. Mineralium Deposita, 59(3), 473-503. https://doi.org/10.1007/s00126-023-01217-4 |  | CAN | CA-YT | -130.6 | 61.4667 | [8 empty] | Only analyses +/-2% of 100% were shown and they were normalized to 100% | 2025-04-30
| ABM |  | Volcanic basin hydrothermal | Volcanogenic massive sulfide (VMS) | Bimodal felsic VMS | Zn, Cu, Pb, Au, Ag |  | Zn, Cu, Pb, Au, Ag | Denisová et al., 2024 |  | B265159A | B265159A-1-1-14 | borehole | K15-292 |  | 239.65 | 239.71 | ore material | half core | core drilling | rock | polished slab from core | Yukon–Tanana and Slide Mountain terranes | Kudz Ze Kayah formation |  |  | acid volcanic rock, siliciclastic sedimentary rock |  | rock | greenschist | sphalerite | Assemblage 2 |  |  |  | chloritic |  | pyrite, arsenopyrite, pyrrhotite, galena, chalcopyrite, sulfosalts | cutting and polishing | EPMA | JEOL JXA-8230 SuperProbe electron probe microanalyzer (EPMA) equipped with five wavelength-dispersive spectrometers (WDS) and a tungsten filament electron gun. |  | sulfides were analyzed using an accelerating voltage of 25 kV, a 2-nA beam current, focused to 1 μm, with elemental counting times between 5 and 30 s | [21 empty] | 3127.8951 | 31.3057 | [20 empty] | 89513.5827 | 36.3942 | [8 empty] | 318.7664 | 85.6009 | [16 empty] | -99999 | 149.0348 | [30 empty] | 332044.9865 | 30.0697 | [38 empty] | 574994.7693 | 293.5845 |  |  |  | 2024 | Denisová, N., Piercey, S. J., & Wälle, M. (2024). Mineralogy and mineral chemistry of the ABM replacement-style volcanogenic massive sulfide deposit, Finlayson Lake district, Yukon, Canada. Mineralium Deposita, 59(3), 473-503. https://doi.org/10.1007/s00126-023-01217-4 |  | CAN | CA-YT | -130.6 | 61.4667 | [8 empty] | Only analyses +/-2% of 100% were shown and they were normalized to 100% | 2025-04-30
| ABM |  | Volcanic basin hydrothermal | Volcanogenic massive sulfide (VMS) | Bimodal felsic VMS | Zn, Cu, Pb, Au, Ag |  | Zn, Cu, Pb, Au, Ag | Denisová et al., 2024 |  | B265159A | B265159A-1-1-16 | borehole | K15-292 |  | 239.65 | 239.71 | ore material | half core | core drilling | rock | polished slab from core | Yukon–Tanana and Slide Mountain terranes | Kudz Ze Kayah formation |  |  | acid volcanic rock, siliciclastic sedimentary rock |  | rock | greenschist | sphalerite | Assemblage 2 |  |  |  | chloritic |  | pyrite, arsenopyrite, pyrrhotite, galena, chalcopyrite, sulfosalts | cutting and polishing | EPMA | JEOL JXA-8230 SuperProbe electron probe microanalyzer (EPMA) equipped with five wavelength-dispersive spectrometers (WDS) and a tungsten filament electron gun. |  | sulfides were analyzed using an accelerating voltage of 25 kV, a 2-nA beam current, focused to 1 μm, with elemental counting times between 5 and 30 s | [21 empty] | 3150.1817 | 31.3057 | [20 empty] | 92510.6647 | 36.3942 | [8 empty] | 227.1291 | 85.6009 | [16 empty] | -99999 | 149.0348 | [30 empty] | 325485.8468 | 30.0697 | [38 empty] | 578626.1777 | 293.5845 |  |  |  | 2024 | Denisová, N., Piercey, S. J., & Wälle, M. (2024). Mineralogy and mineral chemistry of the ABM replacement-style volcanogenic massive sulfide deposit, Finlayson Lake district, Yukon, Canada. Mineralium Deposita, 59(3), 473-503. https://doi.org/10.1007/s00126-023-01217-4 |  | CAN | CA-YT | -130.6 | 61.4667 | [8 empty] | Only analyses +/-2% of 100% were shown and they were normalized to 100% | 2025-04-30
| ABM |  | Volcanic basin hydrothermal | Volcanogenic massive sulfide (VMS) | Bimodal felsic VMS | Zn, Cu, Pb, Au, Ag |  | Zn, Cu, Pb, Au, Ag | Denisová et al., 2024 |  | B265159A | B265159A-1-1-7 | borehole | K15-292 |  | 239.65 | 239.71 | ore material | half core | core drilling | rock | polished slab from core | Yukon–Tanana and Slide Mountain terranes | Kudz Ze Kayah formation |  |  | acid volcanic rock, siliciclastic sedimentary rock |  | rock | greenschist | sphalerite | Assemblage 2 |  |  |  | chloritic |  | pyrite, arsenopyrite, pyrrhotite, galena, chalcopyrite, sulfosalts | cutting and polishing | EPMA | JEOL JXA-8230 SuperProbe electron probe microanalyzer (EPMA) equipped with five wavelength-dispersive spectrometers (WDS) and a tungsten filament electron gun. |  | sulfides were analyzed using an accelerating voltage of 25 kV, a 2-nA beam current, focused to 1 μm, with elemental counting times between 5 and 30 s | [21 empty] | 3276.6266 | 31.3057 | [20 empty] | 96351.0782 | 36.3942 | [8 empty] | -99999 | 85.6009 | [16 empty] | -99999 | 149.0348 | [30 empty] | 334063.7275 | 30.0697 | [38 empty] | 566267.9903 | 293.5845 |  |  |  | 2024 | Denisová, N., Piercey, S. J., & Wälle, M. (2024). Mineralogy and mineral chemistry of the ABM replacement-style volcanogenic massive sulfide deposit, Finlayson Lake district, Yukon, Canada. Mineralium Deposita, 59(3), 473-503. https://doi.org/10.1007/s00126-023-01217-4 |  | CAN | CA-YT | -130.6 | 61.4667 | [8 empty] | Only analyses +/-2% of 100% were shown and they were normalized to 100% | 2025-04-30
| ABM |  | Volcanic basin hydrothermal | Volcanogenic massive sulfide (VMS) | Bimodal felsic VMS | Zn, Cu, Pb, Au, Ag |  | Zn, Cu, Pb, Au, Ag | Denisová et al., 2024 |  | B265159A | B265159A-3-2-12 | borehole | K15-292 |  | 239.65 | 239.71 | ore material | half core | core drilling | rock | polished slab from core | Yukon–Tanana and Slide Mountain terranes | Kudz Ze Kayah formation |  |  | acid volcanic rock, siliciclastic sedimentary rock |  | rock | greenschist | sphalerite | Assemblage 2 |  |  |  | chloritic |  | pyrite, arsenopyrite, pyrrhotite, galena, chalcopyrite, sulfosalts | cutting and polishing | EPMA | JEOL JXA-8230 SuperProbe electron probe microanalyzer (EPMA) equipped with five wavelength-dispersive spectrometers (WDS) and a tungsten filament electron gun. |  | sulfides were analyzed using an accelerating voltage of 25 kV, a 2-nA beam current, focused to 1 μm, with elemental counting times between 5 and 30 s | [21 empty] | 3113.6064 | 31.3057 | [20 empty] | 92765.3833 | 36.3942 | [8 empty] | -99999 | 85.6009 | [16 empty] | -99999 | 149.0348 | [30 empty] | 336108.7952 | 30.0697 | [38 empty] | 568012.2151 | 293.5845 |  |  |  | 2024 | Denisová, N., Piercey, S. J., & Wälle, M. (2024). Mineralogy and mineral chemistry of the ABM replacement-style volcanogenic massive sulfide deposit, Finlayson Lake district, Yukon, Canada. Mineralium Deposita, 59(3), 473-503. https://doi.org/10.1007/s00126-023-01217-4 |  | CAN | CA-YT | -130.6 | 61.4667 | [8 empty] | Only analyses +/-2% of 100% were shown and they were normalized to 100% | 2025-04-30
| ABM |  | Volcanic basin hydrothermal | Volcanogenic massive sulfide (VMS) | Bimodal felsic VMS | Zn, Cu, Pb, Au, Ag |  | Zn, Cu, Pb, Au, Ag | Denisová et al., 2024 |  | B265159A | B265159A-4-1-3 | borehole | K15-292 |  | 239.65 | 239.71 | ore material | half core | core drilling | rock | polished slab from core | Yukon–Tanana and Slide Mountain terranes | Kudz Ze Kayah formation |  |  | acid volcanic rock, siliciclastic sedimentary rock |  | rock | greenschist | sphalerite | Assemblage 2 |  |  |  | chloritic |  | pyrite, arsenopyrite, pyrrhotite, galena, chalcopyrite, sulfosalts | cutting and polishing | EPMA | JEOL JXA-8230 SuperProbe electron probe microanalyzer (EPMA) equipped with five wavelength-dispersive spectrometers (WDS) and a tungsten filament electron gun. |  | sulfides were analyzed using an accelerating voltage of 25 kV, a 2-nA beam current, focused to 1 μm, with elemental counting times between 5 and 30 s | [21 empty] | 3197.0585 | 31.3057 | [20 empty] | 85541.3019 | 36.3942 | [8 empty] | 279.7426 | 85.6009 | [16 empty] | -99999 | 149.0348 | [30 empty] | 331674.8668 | 30.0697 | [38 empty] | 579307.0301 | 293.5845 |  |  |  | 2024 | Denisová, N., Piercey, S. J., & Wälle, M. (2024). Mineralogy and mineral chemistry of the ABM replacement-style volcanogenic massive sulfide deposit, Finlayson Lake district, Yukon, Canada. Mineralium Deposita, 59(3), 473-503. https://doi.org/10.1007/s00126-023-01217-4 |  | CAN | CA-YT | -130.6 | 61.4667 | [8 empty] | Only analyses +/-2% of 100% were shown and they were normalized to 100% | 2025-04-30
| ABM |  | Volcanic basin hydrothermal | Volcanogenic massive sulfide (VMS) | Bimodal felsic VMS | Zn, Cu, Pb, Au, Ag |  | Zn, Cu, Pb, Au, Ag | Denisová et al., 2024 |  | B265159A | B265159A-4-1-7 | borehole | K15-292 |  | 239.65 | 239.71 | ore material | half core | core drilling | rock | polished slab from core | Yukon–Tanana and Slide Mountain terranes | Kudz Ze Kayah formation |  |  | acid volcanic rock, siliciclastic sedimentary rock |  | rock | greenschist | sphalerite | Assemblage 2 |  |  |  | chloritic |  | pyrite, arsenopyrite, pyrrhotite, galena, chalcopyrite, sulfosalts | cutting and polishing | EPMA | JEOL JXA-8230 SuperProbe electron probe microanalyzer (EPMA) equipped with five wavelength-dispersive spectrometers (WDS) and a tungsten filament electron gun. |  | sulfides were analyzed using an accelerating voltage of 25 kV, a 2-nA beam current, focused to 1 μm, with elemental counting times between 5 and 30 s | [21 empty] | 3109.9067 | 31.3057 | [20 empty] | 104176.88 | 36.3942 | [8 empty] | 389.9883 | 85.6009 | [16 empty] | -99999 | 149.0348 | [30 empty] | 330300.0832 | 30.0697 | [38 empty] | 562023.1418 | 293.5845 |  |  |  | 2024 | Denisová, N., Piercey, S. J., & Wälle, M. (2024). Mineralogy and mineral chemistry of the ABM replacement-style volcanogenic massive sulfide deposit, Finlayson Lake district, Yukon, Canada. Mineralium Deposita, 59(3), 473-503. https://doi.org/10.1007/s00126-023-01217-4 |  | CAN | CA-YT | -130.6 | 61.4667 | [8 empty] | Only analyses +/-2% of 100% were shown and they were normalized to 100% | 2025-04-30
| ABM |  | Volcanic basin hydrothermal | Volcanogenic massive sulfide (VMS) | Bimodal felsic VMS | Zn, Cu, Pb, Au, Ag |  | Zn, Cu, Pb, Au, Ag | Denisová et al., 2024 |  | B266585 | B266585-1-1-3 | borehole | K15-231 |  | 71 | 71.06 | ore material | half core | core drilling | rock | polished slab from core | Yukon–Tanana and Slide Mountain terranes | Kudz Ze Kayah formation |  |  | acid volcanic rock, siliciclastic sedimentary rock |  | rock | greenschist | sphalerite | Assemblage 1 |  |  |  | chloritic |  | pyrite, arsenopyrite, pyrrhotite, galena, chalcopyrite, sulfosalts | cutting and polishing | EPMA | JEOL JXA-8230 SuperProbe electron probe microanalyzer (EPMA) equipped with five wavelength-dispersive spectrometers (WDS) and a tungsten filament electron gun. |  | sulfides were analyzed using an accelerating voltage of 25 kV, a 2-nA beam current, focused to 1 μm, with elemental counting times between 5 and 30 s | [21 empty] | 3924.8527 | 31.3057 | [20 empty] | 36090.4823 | 36.3942 | [8 empty] | 1483.1705 | 85.6009 | [16 empty] | -99999 | 149.0348 | [30 empty] | 329284.0568 | 30.0697 | [38 empty] | 629217.4376 | 293.5845 |  |  |  | 2024 | Denisová, N., Piercey, S. J., & Wälle, M. (2024). Mineralogy and mineral chemistry of the ABM replacement-style volcanogenic massive sulfide deposit, Finlayson Lake district, Yukon, Canada. Mineralium Deposita, 59(3), 473-503. https://doi.org/10.1007/s00126-023-01217-4 |  | CAN | CA-YT | -130.6 | 61.4667 | [8 empty] | Only analyses +/-2% of 100% were shown and they were normalized to 100% | 2025-04-30
| ABM |  | Volcanic basin hydrothermal | Volcanogenic massive sulfide (VMS) | Bimodal felsic VMS | Zn, Cu, Pb, Au, Ag |  | Zn, Cu, Pb, Au, Ag | Denisová et al., 2024 |  | B266585 | B266585-2-1-13 | borehole | K15-231 |  | 71 | 71.06 | ore material | half core | core drilling | rock | polished slab from core | Yukon–Tanana and Slide Mountain terranes | Kudz Ze Kayah formation |  |  | acid volcanic rock, siliciclastic sedimentary rock |  | rock | greenschist | sphalerite | Assemblage 1 |  |  |  | chloritic |  | pyrite, arsenopyrite, pyrrhotite, galena, chalcopyrite, sulfosalts | cutting and polishing | EPMA | JEOL JXA-8230 SuperProbe electron probe microanalyzer (EPMA) equipped with five wavelength-dispersive spectrometers (WDS) and a tungsten filament electron gun. |  | sulfides were analyzed using an accelerating voltage of 25 kV, a 2-nA beam current, focused to 1 μm, with elemental counting times between 5 and 30 s | [21 empty] | 3962.0364 | 31.3057 | [20 empty] | 37424.7761 | 36.3942 | [8 empty] | 1307.3722 | 85.6009 | [16 empty] | -99999 | 149.0348 | [30 empty] | 329767.1595 | 30.0697 | [38 empty] | 627538.6558 | 293.5845 |  |  |  | 2024 | Denisová, N., Piercey, S. J., & Wälle, M. (2024). Mineralogy and mineral chemistry of the ABM replacement-style volcanogenic massive sulfide deposit, Finlayson Lake district, Yukon, Canada. Mineralium Deposita, 59(3), 473-503. https://doi.org/10.1007/s00126-023-01217-4 |  | CAN | CA-YT | -130.6 | 61.4667 | [8 empty] | Only analyses +/-2% of 100% were shown and they were normalized to 100% | 2025-04-30
| ABM |  | Volcanic basin hydrothermal | Volcanogenic massive sulfide (VMS) | Bimodal felsic VMS | Zn, Cu, Pb, Au, Ag |  | Zn, Cu, Pb, Au, Ag | Denisová et al., 2024 |  | B266585 | B266585-2-1-14 | borehole | K15-231 |  | 71 | 71.06 | ore material | half core | core drilling | rock | polished slab from core | Yukon–Tanana and Slide Mountain terranes | Kudz Ze Kayah formation |  |  | acid volcanic rock, siliciclastic sedimentary rock |  | rock | greenschist | sphalerite | Assemblage 1 |  |  |  | chloritic |  | pyrite, arsenopyrite, pyrrhotite, galena, chalcopyrite, sulfosalts | cutting and polishing | EPMA | JEOL JXA-8230 SuperProbe electron probe microanalyzer (EPMA) equipped with five wavelength-dispersive spectrometers (WDS) and a tungsten filament electron gun. |  | sulfides were analyzed using an accelerating voltage of 25 kV, a 2-nA beam current, focused to 1 μm, with elemental counting times between 5 and 30 s | [21 empty] | 3741.7962 | 31.3057 | [20 empty] | 42020.1677 | 36.3942 | [8 empty] | 1790.8597 | 85.6009 | [16 empty] | -99999 | 149.0348 | [30 empty] | 328997.9075 | 30.0697 | [38 empty] | 623399.2449 | 293.5845 |  |  |  | 2024 | Denisová, N., Piercey, S. J., & Wälle, M. (2024). Mineralogy and mineral chemistry of the ABM replacement-style volcanogenic massive sulfide deposit, Finlayson Lake district, Yukon, Canada. Mineralium Deposita, 59(3), 473-503. https://doi.org/10.1007/s00126-023-01217-4 |  | CAN | CA-YT | -130.6 | 61.4667 | [8 empty] | Only analyses +/-2% of 100% were shown and they were normalized to 100% | 2025-04-30
| ABM |  | Volcanic basin hydrothermal | Volcanogenic massive sulfide (VMS) | Bimodal felsic VMS | Zn, Cu, Pb, Au, Ag |  | Zn, Cu, Pb, Au, Ag | Denisová et al., 2024 |  | B266585 | B266585-2-1-5 | borehole | K15-231 |  | 71 | 71.06 | ore material | half core | core drilling | rock | polished slab from core | Yukon–Tanana and Slide Mountain terranes | Kudz Ze Kayah formation |  |  | acid volcanic rock, siliciclastic sedimentary rock |  | rock | greenschist | sphalerite | Assemblage 1 |  |  |  | chloritic |  | pyrite, arsenopyrite, pyrrhotite, galena, chalcopyrite, sulfosalts | cutting and polishing | EPMA | JEOL JXA-8230 SuperProbe electron probe microanalyzer (EPMA) equipped with five wavelength-dispersive spectrometers (WDS) and a tungsten filament electron gun. |  | sulfides were analyzed using an accelerating voltage of 25 kV, a 2-nA beam current, focused to 1 μm, with elemental counting times between 5 and 30 s | [21 empty] | 3891.0116 | 31.3057 | [20 empty] | 39468.8281 | 36.3942 | [8 empty] | 1267.0731 | 85.6009 | [16 empty] | -99999 | 149.0348 | [30 empty] | 329608.5933 | 30.0697 | [38 empty] | 625764.4939 | 293.5845 |  |  |  | 2024 | Denisová, N., Piercey, S. J., & Wälle, M. (2024). Mineralogy and mineral chemistry of the ABM replacement-style volcanogenic massive sulfide deposit, Finlayson Lake district, Yukon, Canada. Mineralium Deposita, 59(3), 473-503. https://doi.org/10.1007/s00126-023-01217-4 |  | CAN | CA-YT | -130.6 | 61.4667 | [8 empty] | Only analyses +/-2% of 100% were shown and they were normalized to 100% | 2025-04-30
| ABM |  | Volcanic basin hydrothermal | Volcanogenic massive sulfide (VMS) | Bimodal felsic VMS | Zn, Cu, Pb, Au, Ag |  | Zn, Cu, Pb, Au, Ag | Denisová et al., 2024 |  | B266585 | B266585-6-1-10 | borehole | K15-231 |  | 71 | 71.06 | ore material | half core | core drilling | rock | polished slab from core | Yukon–Tanana and Slide Mountain terranes | Kudz Ze Kayah formation |  |  | acid volcanic rock, siliciclastic sedimentary rock |  | rock | greenschist | sphalerite | Assemblage 1 |  |  |  | chloritic |  | pyrite, arsenopyrite, pyrrhotite, galena, chalcopyrite, sulfosalts | cutting and polishing | EPMA | JEOL JXA-8230 SuperProbe electron probe microanalyzer (EPMA) equipped with five wavelength-dispersive spectrometers (WDS) and a tungsten filament electron gun. |  | sulfides were analyzed using an accelerating voltage of 25 kV, a 2-nA beam current, focused to 1 μm, with elemental counting times between 5 and 30 s | [21 empty] | 3341.0128 | 31.3057 | [20 empty] | 41418.5827 | 36.3942 | [8 empty] | 1146.9148 | 85.6009 | [16 empty] | -99999 | 149.0348 | [30 empty] | 326741.076 | 30.0697 | [38 empty] | 627352.4137 | 293.5845 |  |  |  | 2024 | Denisová, N., Piercey, S. J., & Wälle, M. (2024). Mineralogy and mineral chemistry of the ABM replacement-style volcanogenic massive sulfide deposit, Finlayson Lake district, Yukon, Canada. Mineralium Deposita, 59(3), 473-503. https://doi.org/10.1007/s00126-023-01217-4 |  | CAN | CA-YT | -130.6 | 61.4667 | [8 empty] | Only analyses +/-2% of 100% were shown and they were normalized to 100% | 2025-04-30
| ABM |  | Volcanic basin hydrothermal | Volcanogenic massive sulfide (VMS) | Bimodal felsic VMS | Zn, Cu, Pb, Au, Ag |  | Zn, Cu, Pb, Au, Ag | Denisová et al., 2024 |  | B266585 | B266585-6-1-11 | borehole | K15-231 |  | 71 | 71.06 | ore material | half core | core drilling | rock | polished slab from core | Yukon–Tanana and Slide Mountain terranes | Kudz Ze Kayah formation |  |  | acid volcanic rock, siliciclastic sedimentary rock |  | rock | greenschist | sphalerite | Assemblage 1 |  |  |  | chloritic |  | pyrite, arsenopyrite, pyrrhotite, galena, chalcopyrite, sulfosalts | cutting and polishing | EPMA | JEOL JXA-8230 SuperProbe electron probe microanalyzer (EPMA) equipped with five wavelength-dispersive spectrometers (WDS) and a tungsten filament electron gun. |  | sulfides were analyzed using an accelerating voltage of 25 kV, a 2-nA beam current, focused to 1 μm, with elemental counting times between 5 and 30 s | [21 empty] | 3152.3468 | 31.3057 | [20 empty] | 38027.0468 | 36.3942 | [8 empty] | 1501.591 | 85.6009 | [16 empty] | -99999 | 149.0348 | [30 empty] | 328550.1292 | 30.0697 | [38 empty] | 628768.8861 | 293.5845 |  |  |  | 2024 | Denisová, N., Piercey, S. J., & Wälle, M. (2024). Mineralogy and mineral chemistry of the ABM replacement-style volcanogenic massive sulfide deposit, Finlayson Lake district, Yukon, Canada. Mineralium Deposita, 59(3), 473-503. https://doi.org/10.1007/s00126-023-01217-4 |  | CAN | CA-YT | -130.6 | 61.4667 | [8 empty] | Only analyses +/-2% of 100% were shown and they were normalized to 100% | 2025-04-30
| ABM |  | Volcanic basin hydrothermal | Volcanogenic massive sulfide (VMS) | Bimodal felsic VMS | Zn, Cu, Pb, Au, Ag |  | Zn, Cu, Pb, Au, Ag | Denisová et al., 2024 |  | B266585 | B266585-7-1-14 | borehole | K15-231 |  | 71 | 71.06 | ore material | half core | core drilling | rock | polished slab from core | Yukon–Tanana and Slide Mountain terranes | Kudz Ze Kayah formation |  |  | acid volcanic rock, siliciclastic sedimentary rock |  | rock | greenschist | sphalerite | Assemblage 1 |  |  |  | chloritic |  | pyrite, arsenopyrite, pyrrhotite, galena, chalcopyrite, sulfosalts | cutting and polishing | EPMA | JEOL JXA-8230 SuperProbe electron probe microanalyzer (EPMA) equipped with five wavelength-dispersive spectrometers (WDS) and a tungsten filament electron gun. |  | sulfides were analyzed using an accelerating voltage of 25 kV, a 2-nA beam current, focused to 1 μm, with elemental counting times between 5 and 30 s | [21 empty] | 3644.3441 | 31.3057 | [20 empty] | 33201.7892 | 36.3942 | [8 empty] | 1510.0875 | 85.6009 | [16 empty] | 550 | 149.0348 | [30 empty] | 329511.1271 | 30.0697 | [38 empty] | 631578.9534 | 293.5845 |  |  |  | 2024 | Denisová, N., Piercey, S. J., & Wälle, M. (2024). Mineralogy and mineral chemistry of the ABM replacement-style volcanogenic massive sulfide deposit, Finlayson Lake district, Yukon, Canada. Mineralium Deposita, 59(3), 473-503. https://doi.org/10.1007/s00126-023-01217-4 |  | CAN | CA-YT | -130.6 | 61.4667 | [8 empty] | Only analyses +/-2% of 100% were shown and they were normalized to 100% | 2025-04-30
| ABM |  | Volcanic basin hydrothermal | Volcanogenic massive sulfide (VMS) | Bimodal felsic VMS | Zn, Cu, Pb, Au, Ag |  | Zn, Cu, Pb, Au, Ag | Denisová et al., 2024 |  | B266585 | B266585-7-1-20 | borehole | K15-231 |  | 71 | 71.06 | ore material | half core | core drilling | rock | polished slab from core | Yukon–Tanana and Slide Mountain terranes | Kudz Ze Kayah formation |  |  | acid volcanic rock, siliciclastic sedimentary rock |  | rock | greenschist | sphalerite | Assemblage 1 |  |  |  | chloritic |  | pyrite, arsenopyrite, pyrrhotite, galena, chalcopyrite, sulfosalts | cutting and polishing | EPMA | JEOL JXA-8230 SuperProbe electron probe microanalyzer (EPMA) equipped with five wavelength-dispersive spectrometers (WDS) and a tungsten filament electron gun. |  | sulfides were analyzed using an accelerating voltage of 25 kV, a 2-nA beam current, focused to 1 μm, with elemental counting times between 5 and 30 s | [21 empty] | 3630.9226 | 31.3057 | [20 empty] | 32149.6263 | 36.3942 | [8 empty] | 1496.2594 | 85.6009 | [16 empty] | -99999 | 149.0348 | [30 empty] | 328249.3897 | 30.0697 | [38 empty] | 634473.802 | 293.5845 |  |  |  | 2024 | Denisová, N., Piercey, S. J., & Wälle, M. (2024). Mineralogy and mineral chemistry of the ABM replacement-style volcanogenic massive sulfide deposit, Finlayson Lake district, Yukon, Canada. Mineralium Deposita, 59(3), 473-503. https://doi.org/10.1007/s00126-023-01217-4 |  | CAN | CA-YT | -130.6 | 61.4667 | [8 empty] | Only analyses +/-2% of 100% were shown and they were normalized to 100% | 2025-04-30
| ABM |  | Volcanic basin hydrothermal | Volcanogenic massive sulfide (VMS) | Bimodal felsic VMS | Zn, Cu, Pb, Au, Ag |  | Zn, Cu, Pb, Au, Ag | Denisová et al., 2024 |  | B266585 | B266585-8-1-23 | borehole | K15-231 |  | 71 | 71.06 | ore material | half core | core drilling | rock | polished slab from core | Yukon–Tanana and Slide Mountain terranes | Kudz Ze Kayah formation |  |  | acid volcanic rock, siliciclastic sedimentary rock |  | rock | greenschist | sphalerite | Assemblage 1 |  |  |  | chloritic |  | pyrite, arsenopyrite, pyrrhotite, galena, chalcopyrite, sulfosalts | cutting and polishing | EPMA | JEOL JXA-8230 SuperProbe electron probe microanalyzer (EPMA) equipped with five wavelength-dispersive spectrometers (WDS) and a tungsten filament electron gun. |  | sulfides were analyzed using an accelerating voltage of 25 kV, a 2-nA beam current, focused to 1 μm, with elemental counting times between 5 and 30 s | [21 empty] | 3530.6871 | 31.3057 | [20 empty] | 37574.4692 | 36.3942 | [8 empty] | 1680.806 | 85.6009 | [16 empty] | -99999 | 149.0348 | [30 empty] | 329756.219 | 30.0697 | [38 empty] | 627457.8188 | 293.5845 |  |  |  | 2024 | Denisová, N., Piercey, S. J., & Wälle, M. (2024). Mineralogy and mineral chemistry of the ABM replacement-style volcanogenic massive sulfide deposit, Finlayson Lake district, Yukon, Canada. Mineralium Deposita, 59(3), 473-503. https://doi.org/10.1007/s00126-023-01217-4 |  | CAN | CA-YT | -130.6 | 61.4667 | [8 empty] | Only analyses +/-2% of 100% were shown and they were normalized to 100% | 2025-04-30
| ABM |  | Volcanic basin hydrothermal | Volcanogenic massive sulfide (VMS) | Bimodal felsic VMS | Zn, Cu, Pb, Au, Ag |  | Zn, Cu, Pb, Au, Ag | Denisová et al., 2024 |  | B266585 | B266585-8-1-24 | borehole | K15-231 |  | 71 | 71.06 | ore material | half core | core drilling | rock | polished slab from core | Yukon–Tanana and Slide Mountain terranes | Kudz Ze Kayah formation |  |  | acid volcanic rock, siliciclastic sedimentary rock |  | rock | greenschist | sphalerite | Assemblage 1 |  |  |  | chloritic |  | pyrite, arsenopyrite, pyrrhotite, galena, chalcopyrite, sulfosalts | cutting and polishing | EPMA | JEOL JXA-8230 SuperProbe electron probe microanalyzer (EPMA) equipped with five wavelength-dispersive spectrometers (WDS) and a tungsten filament electron gun. |  | sulfides were analyzed using an accelerating voltage of 25 kV, a 2-nA beam current, focused to 1 μm, with elemental counting times between 5 and 30 s | [21 empty] | 3815.3339 | 31.3057 | [20 empty] | 37086.2531 | 36.3942 | [8 empty] | 1550.294 | 85.6009 | [16 empty] | -99999 | 149.0348 | [30 empty] | 331309.8923 | 30.0697 | [38 empty] | 626238.2268 | 293.5845 |  |  |  | 2024 | Denisová, N., Piercey, S. J., & Wälle, M. (2024). Mineralogy and mineral chemistry of the ABM replacement-style volcanogenic massive sulfide deposit, Finlayson Lake district, Yukon, Canada. Mineralium Deposita, 59(3), 473-503. https://doi.org/10.1007/s00126-023-01217-4 |  | CAN | CA-YT | -130.6 | 61.4667 | [8 empty] | Only analyses +/-2% of 100% were shown and they were normalized to 100% | 2025-04-30
| ABM |  | Volcanic basin hydrothermal | Volcanogenic massive sulfide (VMS) | Bimodal felsic VMS | Zn, Cu, Pb, Au, Ag |  | Zn, Cu, Pb, Au, Ag | Denisová et al., 2024 |  | B266585 | B266585-8-3-19 | borehole | K15-231 |  | 71 | 71.06 | ore material | half core | core drilling | rock | polished slab from core | Yukon–Tanana and Slide Mountain terranes | Kudz Ze Kayah formation |  |  | acid volcanic rock, siliciclastic sedimentary rock |  | rock | greenschist | sphalerite | Assemblage 1 |  |  |  | chloritic |  | pyrite, arsenopyrite, pyrrhotite, galena, chalcopyrite, sulfosalts | cutting and polishing | EPMA | JEOL JXA-8230 SuperProbe electron probe microanalyzer (EPMA) equipped with five wavelength-dispersive spectrometers (WDS) and a tungsten filament electron gun. |  | sulfides were analyzed using an accelerating voltage of 25 kV, a 2-nA beam current, focused to 1 μm, with elemental counting times between 5 and 30 s | [21 empty] | 3849.4871 | 31.3057 | [20 empty] | 34111.293 | 36.3942 | [8 empty] | 1773.5857 | 85.6009 | [16 empty] | 380 | 149.0348 | [30 empty] | 331368.2807 | 30.0697 | [38 empty] | 628514.4202 | 293.5845 |  |  |  | 2024 | Denisová, N., Piercey, S. J., & Wälle, M. (2024). Mineralogy and mineral chemistry of the ABM replacement-style volcanogenic massive sulfide deposit, Finlayson Lake district, Yukon, Canada. Mineralium Deposita, 59(3), 473-503. https://doi.org/10.1007/s00126-023-01217-4 |  | CAN | CA-YT | -130.6 | 61.4667 | [8 empty] | Only analyses +/-2% of 100% were shown and they were normalized to 100% | 2025-04-30
| ABM |  | Volcanic basin hydrothermal | Volcanogenic massive sulfide (VMS) | Bimodal felsic VMS | Zn, Cu, Pb, Au, Ag |  | Zn, Cu, Pb, Au, Ag | Denisová et al., 2024 |  | B264518 | B264518-7-1-5 | borehole | K15-200 |  | 151.12 | 151.2 | ore material | half core | core drilling | rock | polished slab from core | Yukon–Tanana and Slide Mountain terranes | Kudz Ze Kayah formation |  |  | acid volcanic rock, siliciclastic sedimentary rock |  | rock | greenschist | sphalerite | Assemblage 3 |  |  |  | chloritic |  | pyrite, arsenopyrite, pyrrhotite, galena, chalcopyrite, sulfosalts | cutting and polishing | EPMA | JEOL JXA-8230 SuperProbe electron probe microanalyzer (EPMA) equipped with five wavelength-dispersive spectrometers (WDS) and a tungsten filament electron gun. |  | sulfides were analyzed using an accelerating voltage of 25 kV, a 2-nA beam current, focused to 1 μm, with elemental counting times between 5 and 30 s | [21 empty] | -99999 | 31.3057 | [20 empty] | 114246.4668 | 36.3942 | [8 empty] | -99999 | 85.6009 | [16 empty] | -99999 | 149.0348 | [30 empty] | 336877.9863 | 30.0697 | [38 empty] | 548875.5469 | 293.5845 |  |  |  | 2024 | Denisová, N., Piercey, S. J., & Wälle, M. (2024). Mineralogy and mineral chemistry of the ABM replacement-style volcanogenic massive sulfide deposit, Finlayson Lake district, Yukon, Canada. Mineralium Deposita, 59(3), 473-503. https://doi.org/10.1007/s00126-023-01217-4 |  | CAN | CA-YT | -130.6 | 61.4667 | [8 empty] | Only analyses +/-2% of 100% were shown and they were normalized to 100% | 2025-04-30
| ABM |  | Volcanic basin hydrothermal | Volcanogenic massive sulfide (VMS) | Bimodal felsic VMS | Zn, Cu, Pb, Au, Ag |  | Zn, Cu, Pb, Au, Ag | Denisová et al., 2024 |  | Q721151 | Q721151-3-1-10 | borehole | K15-204 |  | 112.53 | 112.62 | ore material | half core | core drilling | rock | polished slab from core | Yukon–Tanana and Slide Mountain terranes | Kudz Ze Kayah formation |  |  | acid volcanic rock, siliciclastic sedimentary rock |  | rock | greenschist | sphalerite | Assemblage 2 |  |  |  | chloritic |  | pyrite, arsenopyrite, pyrrhotite, galena, chalcopyrite, sulfosalts | cutting and polishing | EPMA | JEOL JXA-8230 SuperProbe electron probe microanalyzer (EPMA) equipped with five wavelength-dispersive spectrometers (WDS) and a tungsten filament electron gun. |  | sulfides were analyzed using an accelerating voltage of 25 kV, a 2-nA beam current, focused to 1 μm, with elemental counting times between 5 and 30 s | [21 empty] | 4631.6382 | 31.3057 | [20 empty] | 103853.6402 | 36.3942 | [8 empty] | -99999 | 85.6009 | [16 empty] | -99999 | 149.0348 | [30 empty] | 332822.0806 | 30.0697 | [38 empty] | 558692.6409 | 293.5845 |  |  |  | 2024 | Denisová, N., Piercey, S. J., & Wälle, M. (2024). Mineralogy and mineral chemistry of the ABM replacement-style volcanogenic massive sulfide deposit, Finlayson Lake district, Yukon, Canada. Mineralium Deposita, 59(3), 473-503. https://doi.org/10.1007/s00126-023-01217-4 |  | CAN | CA-YT | -130.6 | 61.4667 | [8 empty] | Only analyses +/-2% of 100% were shown and they were normalized to 100% | 2025-04-30
| ABM |  | Volcanic basin hydrothermal | Volcanogenic massive sulfide (VMS) | Bimodal felsic VMS | Zn, Cu, Pb, Au, Ag |  | Zn, Cu, Pb, Au, Ag | Denisová et al., 2024 |  | Q930271 | Q930721-1-1-8 | borehole | K15-286 |  | 127.08 | 127.15 | ore material | half core | core drilling | rock | polished slab from core | Yukon–Tanana and Slide Mountain terranes | Kudz Ze Kayah formation |  |  | acid volcanic rock, siliciclastic sedimentary rock |  | rock | greenschist | sphalerite | Assemblage 3 |  |  |  | chloritic |  | pyrite, arsenopyrite, pyrrhotite, galena, chalcopyrite, sulfosalts | cutting and polishing | EPMA | JEOL JXA-8230 SuperProbe electron probe microanalyzer (EPMA) equipped with five wavelength-dispersive spectrometers (WDS) and a tungsten filament electron gun. |  | sulfides were analyzed using an accelerating voltage of 25 kV, a 2-nA beam current, focused to 1 μm, with elemental counting times between 5 and 30 s | [21 empty] | 4519.3672 | 31.3057 | [20 empty] | 98576.2016 | 36.3942 | [8 empty] | 199.972 | 85.6009 | [16 empty] | 990 | 149.0348 | [30 empty] | 333753.2858 | 30.0697 | [38 empty] | 561961.312 | 293.5845 |  |  |  | 2024 | Denisová, N., Piercey, S. J., & Wälle, M. (2024). Mineralogy and mineral chemistry of the ABM replacement-style volcanogenic massive sulfide deposit, Finlayson Lake district, Yukon, Canada. Mineralium Deposita, 59(3), 473-503. https://doi.org/10.1007/s00126-023-01217-4 |  | CAN | CA-YT | -130.6 | 61.4667 | [8 empty] | Only analyses +/-2% of 100% were shown and they were normalized to 100% | 2025-04-30
| ABM |  | Volcanic basin hydrothermal | Volcanogenic massive sulfide (VMS) | Bimodal felsic VMS | Zn, Cu, Pb, Au, Ag |  | Zn, Cu, Pb, Au, Ag | Denisová et al., 2024 |  | Q930271 | Q930721-5-1-12 | borehole | K15-286 |  | 127.08 | 127.15 | ore material | half core | core drilling | rock | polished slab from core | Yukon–Tanana and Slide Mountain terranes | Kudz Ze Kayah formation |  |  | acid volcanic rock, siliciclastic sedimentary rock |  | rock | greenschist | sphalerite | Assemblage 3 |  |  |  | chloritic |  | pyrite, arsenopyrite, pyrrhotite, galena, chalcopyrite, sulfosalts | cutting and polishing | EPMA | JEOL JXA-8230 SuperProbe electron probe microanalyzer (EPMA) equipped with five wavelength-dispersive spectrometers (WDS) and a tungsten filament electron gun. |  | sulfides were analyzed using an accelerating voltage of 25 kV, a 2-nA beam current, focused to 1 μm, with elemental counting times between 5 and 30 s | [21 empty] | 4603.9037 | 31.3057 | [20 empty] | 104615.9435 | 36.3942 | [8 empty] | 200.6058 | 85.6009 | [16 empty] | 1490 | 149.0348 | [30 empty] | 333928.4632 | 30.0697 | [38 empty] | 555156.5703 | 293.5845 |  |  |  | 2024 | Denisová, N., Piercey, S. J., & Wälle, M. (2024). Mineralogy and mineral chemistry of the ABM replacement-style volcanogenic massive sulfide deposit, Finlayson Lake district, Yukon, Canada. Mineralium Deposita, 59(3), 473-503. https://doi.org/10.1007/s00126-023-01217-4 |  | CAN | CA-YT | -130.6 | 61.4667 | [8 empty] | Only analyses +/-2% of 100% were shown and they were normalized to 100% | 2025-04-30
| ABM |  | Volcanic basin hydrothermal | Volcanogenic massive sulfide (VMS) | Bimodal felsic VMS | Zn, Cu, Pb, Au, Ag |  | Zn, Cu, Pb, Au, Ag | Denisová et al., 2024 |  | Q930271 | Q930721-5-1-17 | borehole | K15-286 |  | 127.08 | 127.15 | ore material | half core | core drilling | rock | polished slab from core | Yukon–Tanana and Slide Mountain terranes | Kudz Ze Kayah formation |  |  | acid volcanic rock, siliciclastic sedimentary rock |  | rock | greenschist | sphalerite | Assemblage 3 |  |  |  | chloritic |  | pyrite, arsenopyrite, pyrrhotite, galena, chalcopyrite, sulfosalts | cutting and polishing | EPMA | JEOL JXA-8230 SuperProbe electron probe microanalyzer (EPMA) equipped with five wavelength-dispersive spectrometers (WDS) and a tungsten filament electron gun. |  | sulfides were analyzed using an accelerating voltage of 25 kV, a 2-nA beam current, focused to 1 μm, with elemental counting times between 5 and 30 s | [21 empty] | 4482.0219 | 31.3057 | [20 empty] | 99762.425 | 36.3942 | [8 empty] | -99999 | 85.6009 | [16 empty] | 1480 | 149.0348 | [30 empty] | 334614.378 | 30.0697 | [38 empty] | 559663.8048 | 293.5845 |  |  |  | 2024 | Denisová, N., Piercey, S. J., & Wälle, M. (2024). Mineralogy and mineral chemistry of the ABM replacement-style volcanogenic massive sulfide deposit, Finlayson Lake district, Yukon, Canada. Mineralium Deposita, 59(3), 473-503. https://doi.org/10.1007/s00126-023-01217-4 |  | CAN | CA-YT | -130.6 | 61.4667 | [8 empty] | Only analyses +/-2% of 100% were shown and they were normalized to 100% | 2025-04-30
| ABM |  | Volcanic basin hydrothermal | Volcanogenic massive sulfide (VMS) | Bimodal felsic VMS | Zn, Cu, Pb, Au, Ag |  | Zn, Cu, Pb, Au, Ag | Denisová et al., 2024 |  | Q930271 | Q930721-5-1-3 | borehole | K15-286 |  | 127.08 | 127.15 | ore material | half core | core drilling | rock | polished slab from core | Yukon–Tanana and Slide Mountain terranes | Kudz Ze Kayah formation |  |  | acid volcanic rock, siliciclastic sedimentary rock |  | rock | greenschist | sphalerite | Assemblage 3 |  |  |  | chloritic |  | pyrite, arsenopyrite, pyrrhotite, galena, chalcopyrite, sulfosalts | cutting and polishing | EPMA | JEOL JXA-8230 SuperProbe electron probe microanalyzer (EPMA) equipped with five wavelength-dispersive spectrometers (WDS) and a tungsten filament electron gun. |  | sulfides were analyzed using an accelerating voltage of 25 kV, a 2-nA beam current, focused to 1 μm, with elemental counting times between 5 and 30 s | [21 empty] | 4504.7756 | 31.3057 | [20 empty] | 101703.5873 | 36.3942 | [8 empty] | -99999 | 85.6009 | [16 empty] | 1000 | 149.0348 | [30 empty] | 334988.7583 | 30.0697 | [38 empty] | 557779.5221 | 293.5845 |  |  |  | 2024 | Denisová, N., Piercey, S. J., & Wälle, M. (2024). Mineralogy and mineral chemistry of the ABM replacement-style volcanogenic massive sulfide deposit, Finlayson Lake district, Yukon, Canada. Mineralium Deposita, 59(3), 473-503. https://doi.org/10.1007/s00126-023-01217-4 |  | CAN | CA-YT | -130.6 | 61.4667 | [8 empty] | Only analyses +/-2% of 100% were shown and they were normalized to 100% | 2025-04-30
| ABM |  | Volcanic basin hydrothermal | Volcanogenic massive sulfide (VMS) | Bimodal felsic VMS | Zn, Cu, Pb, Au, Ag |  | Zn, Cu, Pb, Au, Ag | Denisová et al., 2024 |  | B264518 | B264518-1-1-16 | borehole | K15-200 |  | 151.12 | 151.2 | ore material | half core | core drilling | rock | polished slab from core | Yukon–Tanana and Slide Mountain terranes | Kudz Ze Kayah formation |  |  | acid volcanic rock, siliciclastic sedimentary rock |  | rock | greenschist | sphalerite | Assemblage 3 |  |  |  | chloritic |  | pyrite, arsenopyrite, pyrrhotite, galena, chalcopyrite, sulfosalts | cutting and polishing | EPMA | JEOL JXA-8230 SuperProbe electron probe microanalyzer (EPMA) equipped with five wavelength-dispersive spectrometers (WDS) and a tungsten filament electron gun. |  | sulfides were analyzed using an accelerating voltage of 25 kV, a 2-nA beam current, focused to 1 μm, with elemental counting times between 5 and 30 s | [21 empty] | 3936.0615 | 31.3057 | [20 empty] | 115177.3714 | 36.3942 | [8 empty] | -99999 | 85.6009 | [16 empty] | 460 | 149.0348 | [30 empty] | 331180.0257 | 30.0697 | [38 empty] | 549245.8319 | 293.5845 |  |  |  | 2024 | Denisová, N., Piercey, S. J., & Wälle, M. (2024). Mineralogy and mineral chemistry of the ABM replacement-style volcanogenic massive sulfide deposit, Finlayson Lake district, Yukon, Canada. Mineralium Deposita, 59(3), 473-503. https://doi.org/10.1007/s00126-023-01217-4 |  | CAN | CA-YT | -130.6 | 61.4667 | [8 empty] | Only analyses +/-2% of 100% were shown and they were normalized to 100% | 2025-04-30
| ABM |  | Volcanic basin hydrothermal | Volcanogenic massive sulfide (VMS) | Bimodal felsic VMS | Zn, Cu, Pb, Au, Ag |  | Zn, Cu, Pb, Au, Ag | Denisová et al., 2024 |  | B264518 | B264518-1-1-3 | borehole | K15-200 |  | 151.12 | 151.2 | ore material | half core | core drilling | rock | polished slab from core | Yukon–Tanana and Slide Mountain terranes | Kudz Ze Kayah formation |  |  | acid volcanic rock, siliciclastic sedimentary rock |  | rock | greenschist | sphalerite | Assemblage 3 |  |  |  | chloritic |  | pyrite, arsenopyrite, pyrrhotite, galena, chalcopyrite, sulfosalts | cutting and polishing | EPMA | JEOL JXA-8230 SuperProbe electron probe microanalyzer (EPMA) equipped with five wavelength-dispersive spectrometers (WDS) and a tungsten filament electron gun. |  | sulfides were analyzed using an accelerating voltage of 25 kV, a 2-nA beam current, focused to 1 μm, with elemental counting times between 5 and 30 s | [21 empty] | 3927.6981 | 31.3057 | [20 empty] | 110546.669 | 36.3942 | [8 empty] | -99999 | 85.6009 | [16 empty] | -99999 | 149.0348 | [30 empty] | 332561.8329 | 30.0697 | [38 empty] | 552883.6429 | 293.5845 |  |  |  | 2024 | Denisová, N., Piercey, S. J., & Wälle, M. (2024). Mineralogy and mineral chemistry of the ABM replacement-style volcanogenic massive sulfide deposit, Finlayson Lake district, Yukon, Canada. Mineralium Deposita, 59(3), 473-503. https://doi.org/10.1007/s00126-023-01217-4 |  | CAN | CA-YT | -130.6 | 61.4667 | [8 empty] | Only analyses +/-2% of 100% were shown and they were normalized to 100% | 2025-04-30
| ABM |  | Volcanic basin hydrothermal | Volcanogenic massive sulfide (VMS) | Bimodal felsic VMS | Zn, Cu, Pb, Au, Ag |  | Zn, Cu, Pb, Au, Ag | Denisová et al., 2024 |  | B264518 | B264518-1-1-8 | borehole | K15-200 |  | 151.12 | 151.2 | ore material | half core | core drilling | rock | polished slab from core | Yukon–Tanana and Slide Mountain terranes | Kudz Ze Kayah formation |  |  | acid volcanic rock, siliciclastic sedimentary rock |  | rock | greenschist | sphalerite | Assemblage 3 |  |  |  | chloritic |  | pyrite, arsenopyrite, pyrrhotite, galena, chalcopyrite, sulfosalts | cutting and polishing | EPMA | JEOL JXA-8230 SuperProbe electron probe microanalyzer (EPMA) equipped with five wavelength-dispersive spectrometers (WDS) and a tungsten filament electron gun. |  | sulfides were analyzed using an accelerating voltage of 25 kV, a 2-nA beam current, focused to 1 μm, with elemental counting times between 5 and 30 s | [21 empty] | 4221.7364 | 31.3057 | [20 empty] | 122951.8013 | 36.3942 | [8 empty] | -99999 | 85.6009 | [16 empty] | 220 | 149.0348 | [30 empty] | 329114.9324 | 30.0697 | [38 empty] | 543490.9166 | 293.5845 |  |  |  | 2024 | Denisová, N., Piercey, S. J., & Wälle, M. (2024). Mineralogy and mineral chemistry of the ABM replacement-style volcanogenic massive sulfide deposit, Finlayson Lake district, Yukon, Canada. Mineralium Deposita, 59(3), 473-503. https://doi.org/10.1007/s00126-023-01217-4 |  | CAN | CA-YT | -130.6 | 61.4667 | [8 empty] | Only analyses +/-2% of 100% were shown and they were normalized to 100% | 2025-04-30
| ABM |  | Volcanic basin hydrothermal | Volcanogenic massive sulfide (VMS) | Bimodal felsic VMS | Zn, Cu, Pb, Au, Ag |  | Zn, Cu, Pb, Au, Ag | Denisová et al., 2024 |  | B264518 | B264518-2-1-5 | borehole | K15-200 |  | 151.12 | 151.2 | ore material | half core | core drilling | rock | polished slab from core | Yukon–Tanana and Slide Mountain terranes | Kudz Ze Kayah formation |  |  | acid volcanic rock, siliciclastic sedimentary rock |  | rock | greenschist | sphalerite | Assemblage 3 |  |  |  | chloritic |  | pyrite, arsenopyrite, pyrrhotite, galena, chalcopyrite, sulfosalts | cutting and polishing | EPMA | JEOL JXA-8230 SuperProbe electron probe microanalyzer (EPMA) equipped with five wavelength-dispersive spectrometers (WDS) and a tungsten filament electron gun. |  | sulfides were analyzed using an accelerating voltage of 25 kV, a 2-nA beam current, focused to 1 μm, with elemental counting times between 5 and 30 s | [21 empty] | 3922.3237 | 31.3057 | [20 empty] | 105983.8201 | 36.3942 | [8 empty] | -99999 | 85.6009 | [16 empty] | 340 | 149.0348 | [30 empty] | 336194.8476 | 30.0697 | [38 empty] | 553554.4117 | 293.5845 |  |  |  | 2024 | Denisová, N., Piercey, S. J., & Wälle, M. (2024). Mineralogy and mineral chemistry of the ABM replacement-style volcanogenic massive sulfide deposit, Finlayson Lake district, Yukon, Canada. Mineralium Deposita, 59(3), 473-503. https://doi.org/10.1007/s00126-023-01217-4 |  | CAN | CA-YT | -130.6 | 61.4667 | [8 empty] | Only analyses +/-2% of 100% were shown and they were normalized to 100% | 2025-04-30
| ABM |  | Volcanic basin hydrothermal | Volcanogenic massive sulfide (VMS) | Bimodal felsic VMS | Zn, Cu, Pb, Au, Ag |  | Zn, Cu, Pb, Au, Ag | Denisová et al., 2024 |  | B264518 | B264518-2-1-6 | borehole | K15-200 |  | 151.12 | 151.2 | ore material | half core | core drilling | rock | polished slab from core | Yukon–Tanana and Slide Mountain terranes | Kudz Ze Kayah formation |  |  | acid volcanic rock, siliciclastic sedimentary rock |  | rock | greenschist | sphalerite | Assemblage 3 |  |  |  | chloritic |  | pyrite, arsenopyrite, pyrrhotite, galena, chalcopyrite, sulfosalts | cutting and polishing | EPMA | JEOL JXA-8230 SuperProbe electron probe microanalyzer (EPMA) equipped with five wavelength-dispersive spectrometers (WDS) and a tungsten filament electron gun. |  | sulfides were analyzed using an accelerating voltage of 25 kV, a 2-nA beam current, focused to 1 μm, with elemental counting times between 5 and 30 s | [21 empty] | 3797.6454 | 31.3057 | [20 empty] | 123343.5277 | 36.3942 | [8 empty] | -99999 | 85.6009 | [16 empty] | 960 | 149.0348 | [30 empty] | 338570.0718 | 30.0697 | [38 empty] | 533329.3498 | 293.5845 |  |  |  | 2024 | Denisová, N., Piercey, S. J., & Wälle, M. (2024). Mineralogy and mineral chemistry of the ABM replacement-style volcanogenic massive sulfide deposit, Finlayson Lake district, Yukon, Canada. Mineralium Deposita, 59(3), 473-503. https://doi.org/10.1007/s00126-023-01217-4 |  | CAN | CA-YT | -130.6 | 61.4667 | [8 empty] | Only analyses +/-2% of 100% were shown and they were normalized to 100% | 2025-04-30
| ABM |  | Volcanic basin hydrothermal | Volcanogenic massive sulfide (VMS) | Bimodal felsic VMS | Zn, Cu, Pb, Au, Ag |  | Zn, Cu, Pb, Au, Ag | Denisová et al., 2024 |  | B264518 | B264518-2-2-16 | borehole | K15-200 |  | 151.12 | 151.2 | ore material | half core | core drilling | rock | polished slab from core | Yukon–Tanana and Slide Mountain terranes | Kudz Ze Kayah formation |  |  | acid volcanic rock, siliciclastic sedimentary rock |  | rock | greenschist | sphalerite | Assemblage 3 |  |  |  | chloritic |  | pyrite, arsenopyrite, pyrrhotite, galena, chalcopyrite, sulfosalts | cutting and polishing | EPMA | JEOL JXA-8230 SuperProbe electron probe microanalyzer (EPMA) equipped with five wavelength-dispersive spectrometers (WDS) and a tungsten filament electron gun. |  | sulfides were analyzed using an accelerating voltage of 25 kV, a 2-nA beam current, focused to 1 μm, with elemental counting times between 5 and 30 s | [21 empty] | 3945.9875 | 31.3057 | [20 empty] | 108267.3981 | 36.3942 | [8 empty] | -99999 | 85.6009 | [16 empty] | -99999 | 149.0348 | [30 empty] | 333763.9208 | 30.0697 | [38 empty] | 554022.6936 | 293.5845 |  |  |  | 2024 | Denisová, N., Piercey, S. J., & Wälle, M. (2024). Mineralogy and mineral chemistry of the ABM replacement-style volcanogenic massive sulfide deposit, Finlayson Lake district, Yukon, Canada. Mineralium Deposita, 59(3), 473-503. https://doi.org/10.1007/s00126-023-01217-4 |  | CAN | CA-YT | -130.6 | 61.4667 | [8 empty] | Only analyses +/-2% of 100% were shown and they were normalized to 100% | 2025-04-30
| ABM |  | Volcanic basin hydrothermal | Volcanogenic massive sulfide (VMS) | Bimodal felsic VMS | Zn, Cu, Pb, Au, Ag |  | Zn, Cu, Pb, Au, Ag | Denisová et al., 2024 |  | B264518 | B264518-2-2-6 | borehole | K15-200 |  | 151.12 | 151.2 | ore material | half core | core drilling | rock | polished slab from core | Yukon–Tanana and Slide Mountain terranes | Kudz Ze Kayah formation |  |  | acid volcanic rock, siliciclastic sedimentary rock |  | rock | greenschist | sphalerite | Assemblage 3 |  |  |  | chloritic |  | pyrite, arsenopyrite, pyrrhotite, galena, chalcopyrite, sulfosalts | cutting and polishing | EPMA | JEOL JXA-8230 SuperProbe electron probe microanalyzer (EPMA) equipped with five wavelength-dispersive spectrometers (WDS) and a tungsten filament electron gun. |  | sulfides were analyzed using an accelerating voltage of 25 kV, a 2-nA beam current, focused to 1 μm, with elemental counting times between 5 and 30 s | [21 empty] | 4114.1195 | 31.3057 | [20 empty] | 113372.3808 | 36.3942 | [8 empty] | 448.2697 | 85.6009 | [16 empty] | -99999 | 149.0348 | [30 empty] | 332835.2509 | 30.0697 | [38 empty] | 549140.3252 | 293.5845 |  |  |  | 2024 | Denisová, N., Piercey, S. J., & Wälle, M. (2024). Mineralogy and mineral chemistry of the ABM replacement-style volcanogenic massive sulfide deposit, Finlayson Lake district, Yukon, Canada. Mineralium Deposita, 59(3), 473-503. https://doi.org/10.1007/s00126-023-01217-4 |  | CAN | CA-YT | -130.6 | 61.4667 | [8 empty] | Only analyses +/-2% of 100% were shown and they were normalized to 100% | 2025-04-30
| ABM |  | Volcanic basin hydrothermal | Volcanogenic massive sulfide (VMS) | Bimodal felsic VMS | Zn, Cu, Pb, Au, Ag |  | Zn, Cu, Pb, Au, Ag | Denisová et al., 2024 |  | B264518 | B264518-2-2-7 | borehole | K15-200 |  | 151.12 | 151.2 | ore material | half core | core drilling | rock | polished slab from core | Yukon–Tanana and Slide Mountain terranes | Kudz Ze Kayah formation |  |  | acid volcanic rock, siliciclastic sedimentary rock |  | rock | greenschist | sphalerite | Assemblage 3 |  |  |  | chloritic |  | pyrite, arsenopyrite, pyrrhotite, galena, chalcopyrite, sulfosalts | cutting and polishing | EPMA | JEOL JXA-8230 SuperProbe electron probe microanalyzer (EPMA) equipped with five wavelength-dispersive spectrometers (WDS) and a tungsten filament electron gun. |  | sulfides were analyzed using an accelerating voltage of 25 kV, a 2-nA beam current, focused to 1 μm, with elemental counting times between 5 and 30 s | [21 empty] | 4159.0386 | 31.3057 | [20 empty] | 127298.4137 | 36.3942 | [8 empty] | -99999 | 85.6009 | [16 empty] | 550 | 149.0348 | [30 empty] | 330335.1213 | 30.0697 | [38 empty] | 537660.1845 | 293.5845 |  |  |  | 2024 | Denisová, N., Piercey, S. J., & Wälle, M. (2024). Mineralogy and mineral chemistry of the ABM replacement-style volcanogenic massive sulfide deposit, Finlayson Lake district, Yukon, Canada. Mineralium Deposita, 59(3), 473-503. https://doi.org/10.1007/s00126-023-01217-4 |  | CAN | CA-YT | -130.6 | 61.4667 | [8 empty] | Only analyses +/-2% of 100% were shown and they were normalized to 100% | 2025-04-30
| ABM |  | Volcanic basin hydrothermal | Volcanogenic massive sulfide (VMS) | Bimodal felsic VMS | Zn, Cu, Pb, Au, Ag |  | Zn, Cu, Pb, Au, Ag | Denisová et al., 2024 |  | B264518 | B264518-3-2-17 | borehole | K15-200 |  | 151.12 | 151.2 | ore material | half core | core drilling | rock | polished slab from core | Yukon–Tanana and Slide Mountain terranes | Kudz Ze Kayah formation |  |  | acid volcanic rock, siliciclastic sedimentary rock |  | rock | greenschist | sphalerite | Assemblage 3 |  |  |  | chloritic |  | pyrite, arsenopyrite, pyrrhotite, galena, chalcopyrite, sulfosalts | cutting and polishing | EPMA | JEOL JXA-8230 SuperProbe electron probe microanalyzer (EPMA) equipped with five wavelength-dispersive spectrometers (WDS) and a tungsten filament electron gun. |  | sulfides were analyzed using an accelerating voltage of 25 kV, a 2-nA beam current, focused to 1 μm, with elemental counting times between 5 and 30 s | [21 empty] | 3901.3012 | 31.3057 | [20 empty] | 103847.0052 | 36.3942 | [8 empty] | -99999 | 85.6009 | [16 empty] | -99999 | 149.0348 | [30 empty] | 336627.9892 | 30.0697 | [38 empty] | 555533.2104 | 293.5845 |  |  |  | 2024 | Denisová, N., Piercey, S. J., & Wälle, M. (2024). Mineralogy and mineral chemistry of the ABM replacement-style volcanogenic massive sulfide deposit, Finlayson Lake district, Yukon, Canada. Mineralium Deposita, 59(3), 473-503. https://doi.org/10.1007/s00126-023-01217-4 |  | CAN | CA-YT | -130.6 | 61.4667 | [8 empty] | Only analyses +/-2% of 100% were shown and they were normalized to 100% | 2025-04-30
| ABM |  | Volcanic basin hydrothermal | Volcanogenic massive sulfide (VMS) | Bimodal felsic VMS | Zn, Cu, Pb, Au, Ag |  | Zn, Cu, Pb, Au, Ag | Denisová et al., 2024 |  | B264518 | B264518-4-1-10 | borehole | K15-200 |  | 151.12 | 151.2 | ore material | half core | core drilling | rock | polished slab from core | Yukon–Tanana and Slide Mountain terranes | Kudz Ze Kayah formation |  |  | acid volcanic rock, siliciclastic sedimentary rock |  | rock | greenschist | sphalerite | Assemblage 3 |  |  |  | chloritic |  | pyrite, arsenopyrite, pyrrhotite, galena, chalcopyrite, sulfosalts | cutting and polishing | EPMA | JEOL JXA-8230 SuperProbe electron probe microanalyzer (EPMA) equipped with five wavelength-dispersive spectrometers (WDS) and a tungsten filament electron gun. |  | sulfides were analyzed using an accelerating voltage of 25 kV, a 2-nA beam current, focused to 1 μm, with elemental counting times between 5 and 30 s | [21 empty] | 3722.3762 | 31.3057 | [20 empty] | 100708.6799 | 36.3942 | [8 empty] | -99999 | 85.6009 | [16 empty] | 460 | 149.0348 | [30 empty] | 337427.2527 | 30.0697 | [38 empty] | 557671.2811 | 293.5845 |  |  |  | 2024 | Denisová, N., Piercey, S. J., & Wälle, M. (2024). Mineralogy and mineral chemistry of the ABM replacement-style volcanogenic massive sulfide deposit, Finlayson Lake district, Yukon, Canada. Mineralium Deposita, 59(3), 473-503. https://doi.org/10.1007/s00126-023-01217-4 |  | CAN | CA-YT | -130.6 | 61.4667 | [8 empty] | Only analyses +/-2% of 100% were shown and they were normalized to 100% | 2025-04-30
| ABM |  | Volcanic basin hydrothermal | Volcanogenic massive sulfide (VMS) | Bimodal felsic VMS | Zn, Cu, Pb, Au, Ag |  | Zn, Cu, Pb, Au, Ag | Denisová et al., 2024 |  | B264518 | B264518-4-1-11 | borehole | K15-200 |  | 151.12 | 151.2 | ore material | half core | core drilling | rock | polished slab from core | Yukon–Tanana and Slide Mountain terranes | Kudz Ze Kayah formation |  |  | acid volcanic rock, siliciclastic sedimentary rock |  | rock | greenschist | sphalerite | Assemblage 3 |  |  |  | chloritic |  | pyrite, arsenopyrite, pyrrhotite, galena, chalcopyrite, sulfosalts | cutting and polishing | EPMA | JEOL JXA-8230 SuperProbe electron probe microanalyzer (EPMA) equipped with five wavelength-dispersive spectrometers (WDS) and a tungsten filament electron gun. |  | sulfides were analyzed using an accelerating voltage of 25 kV, a 2-nA beam current, focused to 1 μm, with elemental counting times between 5 and 30 s | [21 empty] | 3638.5012 | 31.3057 | [20 empty] | 94641.5747 | 36.3942 | [8 empty] | -99999 | 85.6009 | [16 empty] | 260 | 149.0348 | [30 empty] | 336850.2121 | 30.0697 | [38 empty] | 564606.1994 | 293.5845 |  |  |  | 2024 | Denisová, N., Piercey, S. J., & Wälle, M. (2024). Mineralogy and mineral chemistry of the ABM replacement-style volcanogenic massive sulfide deposit, Finlayson Lake district, Yukon, Canada. Mineralium Deposita, 59(3), 473-503. https://doi.org/10.1007/s00126-023-01217-4 |  | CAN | CA-YT | -130.6 | 61.4667 | [8 empty] | Only analyses +/-2% of 100% were shown and they were normalized to 100% | 2025-04-30
| ABM |  | Volcanic basin hydrothermal | Volcanogenic massive sulfide (VMS) | Bimodal felsic VMS | Zn, Cu, Pb, Au, Ag |  | Zn, Cu, Pb, Au, Ag | Denisová et al., 2024 |  | B264518 | B264518-6-1-15 | borehole | K15-200 |  | 151.12 | 151.2 | ore material | half core | core drilling | rock | polished slab from core | Yukon–Tanana and Slide Mountain terranes | Kudz Ze Kayah formation |  |  | acid volcanic rock, siliciclastic sedimentary rock |  | rock | greenschist | sphalerite | Assemblage 3 |  |  |  | chloritic |  | pyrite, arsenopyrite, pyrrhotite, galena, chalcopyrite, sulfosalts | cutting and polishing | EPMA | JEOL JXA-8230 SuperProbe electron probe microanalyzer (EPMA) equipped with five wavelength-dispersive spectrometers (WDS) and a tungsten filament electron gun. |  | sulfides were analyzed using an accelerating voltage of 25 kV, a 2-nA beam current, focused to 1 μm, with elemental counting times between 5 and 30 s | [21 empty] | 3812.5976 | 31.3057 | [20 empty] | 100842.2025 | 36.3942 | [8 empty] | -99999 | 85.6009 | [16 empty] | 740 | 149.0348 | [30 empty] | 335135.4203 | 30.0697 | [38 empty] | 559463.398 | 293.5845 |  |  |  | 2024 | Denisová, N., Piercey, S. J., & Wälle, M. (2024). Mineralogy and mineral chemistry of the ABM replacement-style volcanogenic massive sulfide deposit, Finlayson Lake district, Yukon, Canada. Mineralium Deposita, 59(3), 473-503. https://doi.org/10.1007/s00126-023-01217-4 |  | CAN | CA-YT | -130.6 | 61.4667 | [8 empty] | Only analyses +/-2% of 100% were shown and they were normalized to 100% | 2025-04-30
| ABM |  | Volcanic basin hydrothermal | Volcanogenic massive sulfide (VMS) | Bimodal felsic VMS | Zn, Cu, Pb, Au, Ag |  | Zn, Cu, Pb, Au, Ag | Denisová et al., 2024 |  | B264518 | B264518-6-1-16 | borehole | K15-200 |  | 151.12 | 151.2 | ore material | half core | core drilling | rock | polished slab from core | Yukon–Tanana and Slide Mountain terranes | Kudz Ze Kayah formation |  |  | acid volcanic rock, siliciclastic sedimentary rock |  | rock | greenschist | sphalerite | Assemblage 3 |  |  |  | chloritic |  | pyrite, arsenopyrite, pyrrhotite, galena, chalcopyrite, sulfosalts | cutting and polishing | EPMA | JEOL JXA-8230 SuperProbe electron probe microanalyzer (EPMA) equipped with five wavelength-dispersive spectrometers (WDS) and a tungsten filament electron gun. |  | sulfides were analyzed using an accelerating voltage of 25 kV, a 2-nA beam current, focused to 1 μm, with elemental counting times between 5 and 30 s | [21 empty] | 3693.5279 | 31.3057 | [20 empty] | 106820.4482 | 36.3942 | [8 empty] | 291.8591 | 85.6009 | [16 empty] | 560 | 149.0348 | [30 empty] | 336785.3254 | 30.0697 | [38 empty] | 551845.2493 | 293.5845 |  |  |  | 2024 | Denisová, N., Piercey, S. J., & Wälle, M. (2024). Mineralogy and mineral chemistry of the ABM replacement-style volcanogenic massive sulfide deposit, Finlayson Lake district, Yukon, Canada. Mineralium Deposita, 59(3), 473-503. https://doi.org/10.1007/s00126-023-01217-4 |  | CAN | CA-YT | -130.6 | 61.4667 | [8 empty] | Only analyses +/-2% of 100% were shown and they were normalized to 100% | 2025-04-30
| ABM |  | Volcanic basin hydrothermal | Volcanogenic massive sulfide (VMS) | Bimodal felsic VMS | Zn, Cu, Pb, Au, Ag |  | Zn, Cu, Pb, Au, Ag | Denisová et al., 2024 |  | B232695 | B232695-2-1-16 | borehole | K15-319 |  | 188 | 188.05 | ore material | half core | core drilling | rock | polished slab from core | Yukon–Tanana and Slide Mountain terranes | Kudz Ze Kayah formation |  |  | acid volcanic rock, siliciclastic sedimentary rock |  | rock | greenschist | sphalerite | Assemblage 1 |  |  |  | chloritic |  | pyrite, arsenopyrite, pyrrhotite, galena, chalcopyrite, sulfosalts | cutting and polishing | EPMA | JEOL JXA-8230 SuperProbe electron probe microanalyzer (EPMA) equipped with five wavelength-dispersive spectrometers (WDS) and a tungsten filament electron gun. |  | sulfides were analyzed using an accelerating voltage of 25 kV, a 2-nA beam current, focused to 1 μm, with elemental counting times between 5 and 30 s | [21 empty] | 2883.5466 | 31.3057 | [20 empty] | 89419.9835 | 36.3942 | [8 empty] | -99999 | 85.6009 | [16 empty] | -99999 | 149.0348 | [30 empty] | 335382.5347 | 30.0697 | [38 empty] | 572313.9352 | 293.5845 |  |  |  | 2024 | Denisová, N., Piercey, S. J., & Wälle, M. (2024). Mineralogy and mineral chemistry of the ABM replacement-style volcanogenic massive sulfide deposit, Finlayson Lake district, Yukon, Canada. Mineralium Deposita, 59(3), 473-503. https://doi.org/10.1007/s00126-023-01217-4 |  | CAN | CA-YT | -130.6 | 61.4667 | [8 empty] | Only analyses +/-2% of 100% were shown and they were normalized to 100% | 2025-04-30
| ABM |  | Volcanic basin hydrothermal | Volcanogenic massive sulfide (VMS) | Bimodal felsic VMS | Zn, Cu, Pb, Au, Ag |  | Zn, Cu, Pb, Au, Ag | Denisová et al., 2024 |  | B232695 | B232695-2-1-3 | borehole | K15-319 |  | 188 | 188.05 | ore material | half core | core drilling | rock | polished slab from core | Yukon–Tanana and Slide Mountain terranes | Kudz Ze Kayah formation |  |  | acid volcanic rock, siliciclastic sedimentary rock |  | rock | greenschist | sphalerite | Assemblage 1 |  |  |  | chloritic |  | pyrite, arsenopyrite, pyrrhotite, galena, chalcopyrite, sulfosalts | cutting and polishing | EPMA | JEOL JXA-8230 SuperProbe electron probe microanalyzer (EPMA) equipped with five wavelength-dispersive spectrometers (WDS) and a tungsten filament electron gun. |  | sulfides were analyzed using an accelerating voltage of 25 kV, a 2-nA beam current, focused to 1 μm, with elemental counting times between 5 and 30 s | [21 empty] | 2811.4034 | 31.3057 | [20 empty] | 91400.9519 | 36.3942 | [8 empty] | -99999 | 85.6009 | [16 empty] | -99999 | 149.0348 | [30 empty] | 335143.5553 | 30.0697 | [38 empty] | 570644.0894 | 293.5845 |  |  |  | 2024 | Denisová, N., Piercey, S. J., & Wälle, M. (2024). Mineralogy and mineral chemistry of the ABM replacement-style volcanogenic massive sulfide deposit, Finlayson Lake district, Yukon, Canada. Mineralium Deposita, 59(3), 473-503. https://doi.org/10.1007/s00126-023-01217-4 |  | CAN | CA-YT | -130.6 | 61.4667 | [8 empty] | Only analyses +/-2% of 100% were shown and they were normalized to 100% | 2025-04-30
| ABM |  | Volcanic basin hydrothermal | Volcanogenic massive sulfide (VMS) | Bimodal felsic VMS | Zn, Cu, Pb, Au, Ag |  | Zn, Cu, Pb, Au, Ag | Denisová et al., 2024 |  | B232695 | B232695-3-1-18 | borehole | K15-319 |  | 188 | 188.05 | ore material | half core | core drilling | rock | polished slab from core | Yukon–Tanana and Slide Mountain terranes | Kudz Ze Kayah formation |  |  | acid volcanic rock, siliciclastic sedimentary rock |  | rock | greenschist | sphalerite | Assemblage 1 |  |  |  | chloritic |  | pyrite, arsenopyrite, pyrrhotite, galena, chalcopyrite, sulfosalts | cutting and polishing | EPMA | JEOL JXA-8230 SuperProbe electron probe microanalyzer (EPMA) equipped with five wavelength-dispersive spectrometers (WDS) and a tungsten filament electron gun. |  | sulfides were analyzed using an accelerating voltage of 25 kV, a 2-nA beam current, focused to 1 μm, with elemental counting times between 5 and 30 s | [21 empty] | 2950.1189 | 31.3057 | [20 empty] | 77917.2553 | 36.3942 | [8 empty] | -99999 | 85.6009 | [16 empty] | -99999 | 149.0348 | [30 empty] | 335360.3021 | 30.0697 | [38 empty] | 583772.3237 | 293.5845 |  |  |  | 2024 | Denisová, N., Piercey, S. J., & Wälle, M. (2024). Mineralogy and mineral chemistry of the ABM replacement-style volcanogenic massive sulfide deposit, Finlayson Lake district, Yukon, Canada. Mineralium Deposita, 59(3), 473-503. https://doi.org/10.1007/s00126-023-01217-4 |  | CAN | CA-YT | -130.6 | 61.4667 | [8 empty] | Only analyses +/-2% of 100% were shown and they were normalized to 100% | 2025-04-30
| ABM |  | Volcanic basin hydrothermal | Volcanogenic massive sulfide (VMS) | Bimodal felsic VMS | Zn, Cu, Pb, Au, Ag |  | Zn, Cu, Pb, Au, Ag | Denisová et al., 2024 |  | B232695 | B232695-3-1-21 | borehole | K15-319 |  | 188 | 188.05 | ore material | half core | core drilling | rock | polished slab from core | Yukon–Tanana and Slide Mountain terranes | Kudz Ze Kayah formation |  |  | acid volcanic rock, siliciclastic sedimentary rock |  | rock | greenschist | sphalerite | Assemblage 1 |  |  |  | chloritic |  | pyrite, arsenopyrite, pyrrhotite, galena, chalcopyrite, sulfosalts | cutting and polishing | EPMA | JEOL JXA-8230 SuperProbe electron probe microanalyzer (EPMA) equipped with five wavelength-dispersive spectrometers (WDS) and a tungsten filament electron gun. |  | sulfides were analyzed using an accelerating voltage of 25 kV, a 2-nA beam current, focused to 1 μm, with elemental counting times between 5 and 30 s | [21 empty] | 3211.037 | 31.3057 | [20 empty] | 88956.863 | 36.3942 | [8 empty] | 91.1651 | 85.6009 | [16 empty] | -99999 | 149.0348 | [30 empty] | 335649.6118 | 30.0697 | [38 empty] | 572091.3231 | 293.5845 |  |  |  | 2024 | Denisová, N., Piercey, S. J., & Wälle, M. (2024). Mineralogy and mineral chemistry of the ABM replacement-style volcanogenic massive sulfide deposit, Finlayson Lake district, Yukon, Canada. Mineralium Deposita, 59(3), 473-503. https://doi.org/10.1007/s00126-023-01217-4 |  | CAN | CA-YT | -130.6 | 61.4667 | [8 empty] | Only analyses +/-2% of 100% were shown and they were normalized to 100% | 2025-04-30
| ABM |  | Volcanic basin hydrothermal | Volcanogenic massive sulfide (VMS) | Bimodal felsic VMS | Zn, Cu, Pb, Au, Ag |  | Zn, Cu, Pb, Au, Ag | Denisová et al., 2024 |  | B232695 | B232695-5-1-21 | borehole | K15-319 |  | 188 | 188.05 | ore material | half core | core drilling | rock | polished slab from core | Yukon–Tanana and Slide Mountain terranes | Kudz Ze Kayah formation |  |  | acid volcanic rock, siliciclastic sedimentary rock |  | rock | greenschist | sphalerite | Assemblage 1 |  |  |  | chloritic |  | pyrite, arsenopyrite, pyrrhotite, galena, chalcopyrite, sulfosalts | cutting and polishing | EPMA | JEOL JXA-8230 SuperProbe electron probe microanalyzer (EPMA) equipped with five wavelength-dispersive spectrometers (WDS) and a tungsten filament electron gun. |  | sulfides were analyzed using an accelerating voltage of 25 kV, a 2-nA beam current, focused to 1 μm, with elemental counting times between 5 and 30 s | [21 empty] | 2846.0413 | 31.3057 | [20 empty] | 92980.7767 | 36.3942 | [8 empty] | -99999 | 85.6009 | [16 empty] | -99999 | 149.0348 | [30 empty] | 336317.315 | 30.0697 | [38 empty] | 567855.867 | 293.5845 |  |  |  | 2024 | Denisová, N., Piercey, S. J., & Wälle, M. (2024). Mineralogy and mineral chemistry of the ABM replacement-style volcanogenic massive sulfide deposit, Finlayson Lake district, Yukon, Canada. Mineralium Deposita, 59(3), 473-503. https://doi.org/10.1007/s00126-023-01217-4 |  | CAN | CA-YT | -130.6 | 61.4667 | [8 empty] | Only analyses +/-2% of 100% were shown and they were normalized to 100% | 2025-04-30
| ABM |  | Volcanic basin hydrothermal | Volcanogenic massive sulfide (VMS) | Bimodal felsic VMS | Zn, Cu, Pb, Au, Ag |  | Zn, Cu, Pb, Au, Ag | Denisová et al., 2024 |  | B232695 | B232695-7-1-11 | borehole | K15-319 |  | 188 | 188.05 | ore material | half core | core drilling | rock | polished slab from core | Yukon–Tanana and Slide Mountain terranes | Kudz Ze Kayah formation |  |  | acid volcanic rock, siliciclastic sedimentary rock |  | rock | greenschist | sphalerite | Assemblage 1 |  |  |  | chloritic |  | pyrite, arsenopyrite, pyrrhotite, galena, chalcopyrite, sulfosalts | cutting and polishing | EPMA | JEOL JXA-8230 SuperProbe electron probe microanalyzer (EPMA) equipped with five wavelength-dispersive spectrometers (WDS) and a tungsten filament electron gun. |  | sulfides were analyzed using an accelerating voltage of 25 kV, a 2-nA beam current, focused to 1 μm, with elemental counting times between 5 and 30 s | [21 empty] | 2708.3146 | 31.3057 | [20 empty] | 89464.652 | 36.3942 | [8 empty] | -99999 | 85.6009 | [16 empty] | -99999 | 149.0348 | [30 empty] | 335820.9669 | 30.0697 | [38 empty] | 572006.0664 | 293.5845 |  |  |  | 2024 | Denisová, N., Piercey, S. J., & Wälle, M. (2024). Mineralogy and mineral chemistry of the ABM replacement-style volcanogenic massive sulfide deposit, Finlayson Lake district, Yukon, Canada. Mineralium Deposita, 59(3), 473-503. https://doi.org/10.1007/s00126-023-01217-4 |  | CAN | CA-YT | -130.6 | 61.4667 | [8 empty] | Only analyses +/-2% of 100% were shown and they were normalized to 100% | 2025-04-30
| ABM |  | Volcanic basin hydrothermal | Volcanogenic massive sulfide (VMS) | Bimodal felsic VMS | Zn, Cu, Pb, Au, Ag |  | Zn, Cu, Pb, Au, Ag | Denisová et al., 2024 |  | B232695 | B232695-7-1-8 | borehole | K15-319 |  | 188 | 188.05 | ore material | half core | core drilling | rock | polished slab from core | Yukon–Tanana and Slide Mountain terranes | Kudz Ze Kayah formation |  |  | acid volcanic rock, siliciclastic sedimentary rock |  | rock | greenschist | sphalerite | Assemblage 1 |  |  |  | chloritic |  | pyrite, arsenopyrite, pyrrhotite, galena, chalcopyrite, sulfosalts | cutting and polishing | EPMA | JEOL JXA-8230 SuperProbe electron probe microanalyzer (EPMA) equipped with five wavelength-dispersive spectrometers (WDS) and a tungsten filament electron gun. |  | sulfides were analyzed using an accelerating voltage of 25 kV, a 2-nA beam current, focused to 1 μm, with elemental counting times between 5 and 30 s | [21 empty] | 2840.3102 | 31.3057 | [20 empty] | 89454.7213 | 36.3942 | [8 empty] | 321.1658 | 85.6009 | [16 empty] | -99999 | 149.0348 | [30 empty] | 334895.6699 | 30.0697 | [38 empty] | 572488.1327 | 293.5845 |  |  |  | 2024 | Denisová, N., Piercey, S. J., & Wälle, M. (2024). Mineralogy and mineral chemistry of the ABM replacement-style volcanogenic massive sulfide deposit, Finlayson Lake district, Yukon, Canada. Mineralium Deposita, 59(3), 473-503. https://doi.org/10.1007/s00126-023-01217-4 |  | CAN | CA-YT | -130.6 | 61.4667 | [8 empty] | Only analyses +/-2% of 100% were shown and they were normalized to 100% | 2025-04-30
| ABM |  | Volcanic basin hydrothermal | Volcanogenic massive sulfide (VMS) | Bimodal felsic VMS | Zn, Cu, Pb, Au, Ag |  | Zn, Cu, Pb, Au, Ag | Denisová et al., 2024 |  | B232695 | B232695-8-1-14 | borehole | K15-319 |  | 188 | 188.05 | ore material | half core | core drilling | rock | polished slab from core | Yukon–Tanana and Slide Mountain terranes | Kudz Ze Kayah formation |  |  | acid volcanic rock, siliciclastic sedimentary rock |  | rock | greenschist | sphalerite | Assemblage 1 |  |  |  | chloritic |  | pyrite, arsenopyrite, pyrrhotite, galena, chalcopyrite, sulfosalts | cutting and polishing | EPMA | JEOL JXA-8230 SuperProbe electron probe microanalyzer (EPMA) equipped with five wavelength-dispersive spectrometers (WDS) and a tungsten filament electron gun. |  | sulfides were analyzed using an accelerating voltage of 25 kV, a 2-nA beam current, focused to 1 μm, with elemental counting times between 5 and 30 s | [21 empty] | 2757.0582 | 31.3057 | [20 empty] | 86611.7272 | 36.3942 | [8 empty] | -99999 | 85.6009 | [16 empty] | -99999 | 149.0348 | [30 empty] | 334556.4607 | 30.0697 | [38 empty] | 576074.754 | 293.5845 |  |  |  | 2024 | Denisová, N., Piercey, S. J., & Wälle, M. (2024). Mineralogy and mineral chemistry of the ABM replacement-style volcanogenic massive sulfide deposit, Finlayson Lake district, Yukon, Canada. Mineralium Deposita, 59(3), 473-503. https://doi.org/10.1007/s00126-023-01217-4 |  | CAN | CA-YT | -130.6 | 61.4667 | [8 empty] | Only analyses +/-2% of 100% were shown and they were normalized to 100% | 2025-04-30
| ABM |  | Volcanic basin hydrothermal | Volcanogenic massive sulfide (VMS) | Bimodal felsic VMS | Zn, Cu, Pb, Au, Ag |  | Zn, Cu, Pb, Au, Ag | Denisová et al., 2024 |  | B232695 | B232695-9-1-14 | borehole | K15-319 |  | 188 | 188.05 | ore material | half core | core drilling | rock | polished slab from core | Yukon–Tanana and Slide Mountain terranes | Kudz Ze Kayah formation |  |  | acid volcanic rock, siliciclastic sedimentary rock |  | rock | greenschist | sphalerite | Assemblage 1 |  |  |  | chloritic |  | pyrite, arsenopyrite, pyrrhotite, galena, chalcopyrite, sulfosalts | cutting and polishing | EPMA | JEOL JXA-8230 SuperProbe electron probe microanalyzer (EPMA) equipped with five wavelength-dispersive spectrometers (WDS) and a tungsten filament electron gun. |  | sulfides were analyzed using an accelerating voltage of 25 kV, a 2-nA beam current, focused to 1 μm, with elemental counting times between 5 and 30 s | [21 empty] | 2886.4945 | 31.3057 | [20 empty] | 73174.6434 | 36.3942 | [8 empty] | -99999 | 85.6009 | [16 empty] | -99999 | 149.0348 | [30 empty] | 333951.3845 | 30.0697 | [38 empty] | 589987.4776 | 293.5845 |  |  |  | 2024 | Denisová, N., Piercey, S. J., & Wälle, M. (2024). Mineralogy and mineral chemistry of the ABM replacement-style volcanogenic massive sulfide deposit, Finlayson Lake district, Yukon, Canada. Mineralium Deposita, 59(3), 473-503. https://doi.org/10.1007/s00126-023-01217-4 |  | CAN | CA-YT | -130.6 | 61.4667 | [8 empty] | Only analyses +/-2% of 100% were shown and they were normalized to 100% | 2025-04-30
| ABM |  | Volcanic basin hydrothermal | Volcanogenic massive sulfide (VMS) | Bimodal felsic VMS | Zn, Cu, Pb, Au, Ag |  | Zn, Cu, Pb, Au, Ag | Denisová et al., 2024 |  | B232695 | B232695-9-1-6 | borehole | K15-319 |  | 188 | 188.05 | ore material | half core | core drilling | rock | polished slab from core | Yukon–Tanana and Slide Mountain terranes | Kudz Ze Kayah formation |  |  | acid volcanic rock, siliciclastic sedimentary rock |  | rock | greenschist | sphalerite | Assemblage 1 |  |  |  | chloritic |  | pyrite, arsenopyrite, pyrrhotite, galena, chalcopyrite, sulfosalts | cutting and polishing | EPMA | JEOL JXA-8230 SuperProbe electron probe microanalyzer (EPMA) equipped with five wavelength-dispersive spectrometers (WDS) and a tungsten filament electron gun. |  | sulfides were analyzed using an accelerating voltage of 25 kV, a 2-nA beam current, focused to 1 μm, with elemental counting times between 5 and 30 s | [21 empty] | 3046.0616 | 31.3057 | [20 empty] | 81993.1634 | 36.3942 | [8 empty] | -99999 | 85.6009 | [16 empty] | 420 | 149.0348 | [30 empty] | 337421.4646 | 30.0697 | [38 empty] | 577118.473 | 293.5845 |  |  |  | 2024 | Denisová, N., Piercey, S. J., & Wälle, M. (2024). Mineralogy and mineral chemistry of the ABM replacement-style volcanogenic massive sulfide deposit, Finlayson Lake district, Yukon, Canada. Mineralium Deposita, 59(3), 473-503. https://doi.org/10.1007/s00126-023-01217-4 |  | CAN | CA-YT | -130.6 | 61.4667 | [8 empty] | Only analyses +/-2% of 100% were shown and they were normalized to 100% | 2025-04-30
| ABM |  | Volcanic basin hydrothermal | Volcanogenic massive sulfide (VMS) | Bimodal felsic VMS | Zn, Cu, Pb, Au, Ag |  | Zn, Cu, Pb, Au, Ag | Denisová et al., 2024 |  | B232695 | B232695-9-1-9 | borehole | K15-319 |  | 188 | 188.05 | ore material | half core | core drilling | rock | polished slab from core | Yukon–Tanana and Slide Mountain terranes | Kudz Ze Kayah formation |  |  | acid volcanic rock, siliciclastic sedimentary rock |  | rock | greenschist | sphalerite | Assemblage 1 |  |  |  | chloritic |  | pyrite, arsenopyrite, pyrrhotite, galena, chalcopyrite, sulfosalts | cutting and polishing | EPMA | JEOL JXA-8230 SuperProbe electron probe microanalyzer (EPMA) equipped with five wavelength-dispersive spectrometers (WDS) and a tungsten filament electron gun. |  | sulfides were analyzed using an accelerating voltage of 25 kV, a 2-nA beam current, focused to 1 μm, with elemental counting times between 5 and 30 s | [21 empty] | 2961.2823 | 31.3057 | [20 empty] | 77133.8778 | 36.3942 | [8 empty] | -99999 | 85.6009 | [16 empty] | -99999 | 149.0348 | [30 empty] | 333048.9197 | 30.0697 | [38 empty] | 586855.9202 | 293.5845 |  |  |  | 2024 | Denisová, N., Piercey, S. J., & Wälle, M. (2024). Mineralogy and mineral chemistry of the ABM replacement-style volcanogenic massive sulfide deposit, Finlayson Lake district, Yukon, Canada. Mineralium Deposita, 59(3), 473-503. https://doi.org/10.1007/s00126-023-01217-4 |  | CAN | CA-YT | -130.6 | 61.4667 | [8 empty] | Only analyses +/-2% of 100% were shown and they were normalized to 100% | 2025-04-30
| ABM |  | Volcanic basin hydrothermal | Volcanogenic massive sulfide (VMS) | Bimodal felsic VMS | Zn, Cu, Pb, Au, Ag |  | Zn, Cu, Pb, Au, Ag | Denisová et al., 2024 |  | B266543 | B266543-2-1-12 | borehole | K15-229 |  | 63.58 | 63.63 | ore material | half core | core drilling | rock | polished slab from core | Yukon–Tanana and Slide Mountain terranes | Kudz Ze Kayah formation |  |  | acid volcanic rock, siliciclastic sedimentary rock |  | rock | greenschist | sphalerite | Assemblage 1 |  |  |  | chloritic |  | pyrite, arsenopyrite, pyrrhotite, galena, chalcopyrite, sulfosalts | cutting and polishing | EPMA | JEOL JXA-8230 SuperProbe electron probe microanalyzer (EPMA) equipped with five wavelength-dispersive spectrometers (WDS) and a tungsten filament electron gun. |  | sulfides were analyzed using an accelerating voltage of 25 kV, a 2-nA beam current, focused to 1 μm, with elemental counting times between 5 and 30 s | [21 empty] | 5617.1274 | 31.3057 | [20 empty] | 24959.408 | 36.3942 | [8 empty] | 80.6769 | 85.6009 | [16 empty] | -99999 | 149.0348 | [30 empty] | 331854.2653 | 30.0697 | [38 empty] | 637488.5224 | 293.5845 |  |  |  | 2024 | Denisová, N., Piercey, S. J., & Wälle, M. (2024). Mineralogy and mineral chemistry of the ABM replacement-style volcanogenic massive sulfide deposit, Finlayson Lake district, Yukon, Canada. Mineralium Deposita, 59(3), 473-503. https://doi.org/10.1007/s00126-023-01217-4 |  | CAN | CA-YT | -130.6 | 61.4667 | [8 empty] | Only analyses +/-2% of 100% were shown and they were normalized to 100% | 2025-04-30
| ABM |  | Volcanic basin hydrothermal | Volcanogenic massive sulfide (VMS) | Bimodal felsic VMS | Zn, Cu, Pb, Au, Ag |  | Zn, Cu, Pb, Au, Ag | Denisová et al., 2024 |  | B266543 | B266543-2-1-2 | borehole | K15-229 |  | 63.58 | 63.63 | ore material | half core | core drilling | rock | polished slab from core | Yukon–Tanana and Slide Mountain terranes | Kudz Ze Kayah formation |  |  | acid volcanic rock, siliciclastic sedimentary rock |  | rock | greenschist | sphalerite | Assemblage 1 |  |  |  | chloritic |  | pyrite, arsenopyrite, pyrrhotite, galena, chalcopyrite, sulfosalts | cutting and polishing | EPMA | JEOL JXA-8230 SuperProbe electron probe microanalyzer (EPMA) equipped with five wavelength-dispersive spectrometers (WDS) and a tungsten filament electron gun. |  | sulfides were analyzed using an accelerating voltage of 25 kV, a 2-nA beam current, focused to 1 μm, with elemental counting times between 5 and 30 s | [21 empty] | 5473.0812 | 31.3057 | [20 empty] | 28238.6622 | 36.3942 | [8 empty] | 213.2369 | 85.6009 | [16 empty] | -99999 | 149.0348 | [30 empty] | 328770.7274 | 30.0697 | [38 empty] | 637304.2922 | 293.5845 |  |  |  | 2024 | Denisová, N., Piercey, S. J., & Wälle, M. (2024). Mineralogy and mineral chemistry of the ABM replacement-style volcanogenic massive sulfide deposit, Finlayson Lake district, Yukon, Canada. Mineralium Deposita, 59(3), 473-503. https://doi.org/10.1007/s00126-023-01217-4 |  | CAN | CA-YT | -130.6 | 61.4667 | [8 empty] | Only analyses +/-2% of 100% were shown and they were normalized to 100% | 2025-04-30
| ABM |  | Volcanic basin hydrothermal | Volcanogenic massive sulfide (VMS) | Bimodal felsic VMS | Zn, Cu, Pb, Au, Ag |  | Zn, Cu, Pb, Au, Ag | Denisová et al., 2024 |  | B266543 | B266543-2-1-4 | borehole | K15-229 |  | 63.58 | 63.63 | ore material | half core | core drilling | rock | polished slab from core | Yukon–Tanana and Slide Mountain terranes | Kudz Ze Kayah formation |  |  | acid volcanic rock, siliciclastic sedimentary rock |  | rock | greenschist | sphalerite | Assemblage 1 |  |  |  | chloritic |  | pyrite, arsenopyrite, pyrrhotite, galena, chalcopyrite, sulfosalts | cutting and polishing | EPMA | JEOL JXA-8230 SuperProbe electron probe microanalyzer (EPMA) equipped with five wavelength-dispersive spectrometers (WDS) and a tungsten filament electron gun. |  | sulfides were analyzed using an accelerating voltage of 25 kV, a 2-nA beam current, focused to 1 μm, with elemental counting times between 5 and 30 s | [21 empty] | 5699.0691 | 31.3057 | [20 empty] | 24904.4289 | 36.3942 | [8 empty] | -99999 | 85.6009 | [16 empty] | 230 | 149.0348 | [30 empty] | 332401.9766 | 30.0697 | [38 empty] | 636762.5279 | 293.5845 |  |  |  | 2024 | Denisová, N., Piercey, S. J., & Wälle, M. (2024). Mineralogy and mineral chemistry of the ABM replacement-style volcanogenic massive sulfide deposit, Finlayson Lake district, Yukon, Canada. Mineralium Deposita, 59(3), 473-503. https://doi.org/10.1007/s00126-023-01217-4 |  | CAN | CA-YT | -130.6 | 61.4667 | [8 empty] | Only analyses +/-2% of 100% were shown and they were normalized to 100% | 2025-04-30
| ABM |  | Volcanic basin hydrothermal | Volcanogenic massive sulfide (VMS) | Bimodal felsic VMS | Zn, Cu, Pb, Au, Ag |  | Zn, Cu, Pb, Au, Ag | Denisová et al., 2024 |  | B266543 | B266543-3-1-2 | borehole | K15-229 |  | 63.58 | 63.63 | ore material | half core | core drilling | rock | polished slab from core | Yukon–Tanana and Slide Mountain terranes | Kudz Ze Kayah formation |  |  | acid volcanic rock, siliciclastic sedimentary rock |  | rock | greenschist | sphalerite | Assemblage 1 |  |  |  | chloritic |  | pyrite, arsenopyrite, pyrrhotite, galena, chalcopyrite, sulfosalts | cutting and polishing | EPMA | JEOL JXA-8230 SuperProbe electron probe microanalyzer (EPMA) equipped with five wavelength-dispersive spectrometers (WDS) and a tungsten filament electron gun. |  | sulfides were analyzed using an accelerating voltage of 25 kV, a 2-nA beam current, focused to 1 μm, with elemental counting times between 5 and 30 s | [21 empty] | 5765.1726 | 31.3057 | [20 empty] | 26614.7023 | 36.3942 | [8 empty] | -99999 | 85.6009 | [16 empty] | -99999 | 149.0348 | [30 empty] | 330664.4641 | 30.0697 | [38 empty] | 636955.661 | 293.5845 |  |  |  | 2024 | Denisová, N., Piercey, S. J., & Wälle, M. (2024). Mineralogy and mineral chemistry of the ABM replacement-style volcanogenic massive sulfide deposit, Finlayson Lake district, Yukon, Canada. Mineralium Deposita, 59(3), 473-503. https://doi.org/10.1007/s00126-023-01217-4 |  | CAN | CA-YT | -130.6 | 61.4667 | [8 empty] | Only analyses +/-2% of 100% were shown and they were normalized to 100% | 2025-04-30
| ABM |  | Volcanic basin hydrothermal | Volcanogenic massive sulfide (VMS) | Bimodal felsic VMS | Zn, Cu, Pb, Au, Ag |  | Zn, Cu, Pb, Au, Ag | Denisová et al., 2024 |  | B266543 | B266543-3-2-15 | borehole | K15-229 |  | 63.58 | 63.63 | ore material | half core | core drilling | rock | polished slab from core | Yukon–Tanana and Slide Mountain terranes | Kudz Ze Kayah formation |  |  | acid volcanic rock, siliciclastic sedimentary rock |  | rock | greenschist | sphalerite | Assemblage 1 |  |  |  | chloritic |  | pyrite, arsenopyrite, pyrrhotite, galena, chalcopyrite, sulfosalts | cutting and polishing | EPMA | JEOL JXA-8230 SuperProbe electron probe microanalyzer (EPMA) equipped with five wavelength-dispersive spectrometers (WDS) and a tungsten filament electron gun. |  | sulfides were analyzed using an accelerating voltage of 25 kV, a 2-nA beam current, focused to 1 μm, with elemental counting times between 5 and 30 s | [21 empty] | 5549.5017 | 31.3057 | [20 empty] | 20613.8757 | 36.3942 | [8 empty] | -99999 | 85.6009 | [16 empty] | -99999 | 149.0348 | [30 empty] | 332082.1624 | 30.0697 | [38 empty] | 641754.4601 | 293.5845 |  |  |  | 2024 | Denisová, N., Piercey, S. J., & Wälle, M. (2024). Mineralogy and mineral chemistry of the ABM replacement-style volcanogenic massive sulfide deposit, Finlayson Lake district, Yukon, Canada. Mineralium Deposita, 59(3), 473-503. https://doi.org/10.1007/s00126-023-01217-4 |  | CAN | CA-YT | -130.6 | 61.4667 | [8 empty] | Only analyses +/-2% of 100% were shown and they were normalized to 100% | 2025-04-30
| ABM |  | Volcanic basin hydrothermal | Volcanogenic massive sulfide (VMS) | Bimodal felsic VMS | Zn, Cu, Pb, Au, Ag |  | Zn, Cu, Pb, Au, Ag | Denisová et al., 2024 |  | B266543 | B266543-3-2-9 | borehole | K15-229 |  | 63.58 | 63.63 | ore material | half core | core drilling | rock | polished slab from core | Yukon–Tanana and Slide Mountain terranes | Kudz Ze Kayah formation |  |  | acid volcanic rock, siliciclastic sedimentary rock |  | rock | greenschist | sphalerite | Assemblage 1 |  |  |  | chloritic |  | pyrite, arsenopyrite, pyrrhotite, galena, chalcopyrite, sulfosalts | cutting and polishing | EPMA | JEOL JXA-8230 SuperProbe electron probe microanalyzer (EPMA) equipped with five wavelength-dispersive spectrometers (WDS) and a tungsten filament electron gun. |  | sulfides were analyzed using an accelerating voltage of 25 kV, a 2-nA beam current, focused to 1 μm, with elemental counting times between 5 and 30 s | [21 empty] | 5672.0075 | 31.3057 | [20 empty] | 20148.1752 | 36.3942 | [8 empty] | -99999 | 85.6009 | [16 empty] | -99999 | 149.0348 | [30 empty] | 331666.8591 | 30.0697 | [38 empty] | 642512.9581 | 293.5845 |  |  |  | 2024 | Denisová, N., Piercey, S. J., & Wälle, M. (2024). Mineralogy and mineral chemistry of the ABM replacement-style volcanogenic massive sulfide deposit, Finlayson Lake district, Yukon, Canada. Mineralium Deposita, 59(3), 473-503. https://doi.org/10.1007/s00126-023-01217-4 |  | CAN | CA-YT | -130.6 | 61.4667 | [8 empty] | Only analyses +/-2% of 100% were shown and they were normalized to 100% | 2025-04-30
| ABM |  | Volcanic basin hydrothermal | Volcanogenic massive sulfide (VMS) | Bimodal felsic VMS | Zn, Cu, Pb, Au, Ag |  | Zn, Cu, Pb, Au, Ag | Denisová et al., 2024 |  | B266543 | B266543-6-1-7 | borehole | K15-229 |  | 63.58 | 63.63 | ore material | half core | core drilling | rock | polished slab from core | Yukon–Tanana and Slide Mountain terranes | Kudz Ze Kayah formation |  |  | acid volcanic rock, siliciclastic sedimentary rock |  | rock | greenschist | sphalerite | Assemblage 1 |  |  |  | chloritic |  | pyrite, arsenopyrite, pyrrhotite, galena, chalcopyrite, sulfosalts | cutting and polishing | EPMA | JEOL JXA-8230 SuperProbe electron probe microanalyzer (EPMA) equipped with five wavelength-dispersive spectrometers (WDS) and a tungsten filament electron gun. |  | sulfides were analyzed using an accelerating voltage of 25 kV, a 2-nA beam current, focused to 1 μm, with elemental counting times between 5 and 30 s | [21 empty] | 5436.9921 | 31.3057 | [20 empty] | 28882.1136 | 36.3942 | [8 empty] | 233.7398 | 85.6009 | [16 empty] | -99999 | 149.0348 | [30 empty] | 335091.4552 | 30.0697 | [38 empty] | 630335.3741 | 293.5845 |  |  |  | 2024 | Denisová, N., Piercey, S. J., & Wälle, M. (2024). Mineralogy and mineral chemistry of the ABM replacement-style volcanogenic massive sulfide deposit, Finlayson Lake district, Yukon, Canada. Mineralium Deposita, 59(3), 473-503. https://doi.org/10.1007/s00126-023-01217-4 |  | CAN | CA-YT | -130.6 | 61.4667 | [8 empty] | Only analyses +/-2% of 100% were shown and they were normalized to 100% | 2025-04-30
| ABM |  | Volcanic basin hydrothermal | Volcanogenic massive sulfide (VMS) | Bimodal felsic VMS | Zn, Cu, Pb, Au, Ag |  | Zn, Cu, Pb, Au, Ag | Denisová et al., 2024 |  | B266543 | B266543-6-1-9 | borehole | K15-229 |  | 63.58 | 63.63 | ore material | half core | core drilling | rock | polished slab from core | Yukon–Tanana and Slide Mountain terranes | Kudz Ze Kayah formation |  |  | acid volcanic rock, siliciclastic sedimentary rock |  | rock | greenschist | sphalerite | Assemblage 1 |  |  |  | chloritic |  | pyrite, arsenopyrite, pyrrhotite, galena, chalcopyrite, sulfosalts | cutting and polishing | EPMA | JEOL JXA-8230 SuperProbe electron probe microanalyzer (EPMA) equipped with five wavelength-dispersive spectrometers (WDS) and a tungsten filament electron gun. |  | sulfides were analyzed using an accelerating voltage of 25 kV, a 2-nA beam current, focused to 1 μm, with elemental counting times between 5 and 30 s | [21 empty] | 5471.7076 | 31.3057 | [20 empty] | 34960.3764 | 36.3942 | [8 empty] | -99999 | 85.6009 | [16 empty] | -99999 | 149.0348 | [30 empty] | 335520.6789 | 30.0697 | [38 empty] | 624047.2371 | 293.5845 |  |  |  | 2024 | Denisová, N., Piercey, S. J., & Wälle, M. (2024). Mineralogy and mineral chemistry of the ABM replacement-style volcanogenic massive sulfide deposit, Finlayson Lake district, Yukon, Canada. Mineralium Deposita, 59(3), 473-503. https://doi.org/10.1007/s00126-023-01217-4 |  | CAN | CA-YT | -130.6 | 61.4667 | [8 empty] | Only analyses +/-2% of 100% were shown and they were normalized to 100% | 2025-04-30
| ABM |  | Volcanic basin hydrothermal | Volcanogenic massive sulfide (VMS) | Bimodal felsic VMS | Zn, Cu, Pb, Au, Ag |  | Zn, Cu, Pb, Au, Ag | Denisová et al., 2024 |  | B266575 | B266575-10-14 | borehole | K15-231 |  | 63.09 | 63.14 | ore material | half core | core drilling | rock | polished slab from core | Yukon–Tanana and Slide Mountain terranes | Kudz Ze Kayah formation |  |  | acid volcanic rock, siliciclastic sedimentary rock |  | rock | greenschist | sphalerite | Assemblage 2 |  |  |  | chloritic |  | pyrite, arsenopyrite, pyrrhotite, galena, chalcopyrite, sulfosalts | cutting and polishing | EPMA | JEOL JXA-8230 SuperProbe electron probe microanalyzer (EPMA) equipped with five wavelength-dispersive spectrometers (WDS) and a tungsten filament electron gun. |  | sulfides were analyzed using an accelerating voltage of 25 kV, a 2-nA beam current, focused to 1 μm, with elemental counting times between 5 and 30 s | [21 empty] | 3989.3084 | 31.3057 | [20 empty] | 102857.833 | 36.3942 | [8 empty] | -99999 | 85.6009 | [16 empty] | -99999 | 149.0348 | [30 empty] | 333886.0219 | 30.0697 | [38 empty] | 559266.8366 | 293.5845 |  |  |  | 2024 | Denisová, N., Piercey, S. J., & Wälle, M. (2024). Mineralogy and mineral chemistry of the ABM replacement-style volcanogenic massive sulfide deposit, Finlayson Lake district, Yukon, Canada. Mineralium Deposita, 59(3), 473-503. https://doi.org/10.1007/s00126-023-01217-4 |  | CAN | CA-YT | -130.6 | 61.4667 | [8 empty] | Only analyses +/-2% of 100% were shown and they were normalized to 100% | 2025-04-30
| ABM |  | Volcanic basin hydrothermal | Volcanogenic massive sulfide (VMS) | Bimodal felsic VMS | Zn, Cu, Pb, Au, Ag |  | Zn, Cu, Pb, Au, Ag | Denisová et al., 2024 |  | B266575 | B266575-10-8 | borehole | K15-231 |  | 63.09 | 63.14 | ore material | half core | core drilling | rock | polished slab from core | Yukon–Tanana and Slide Mountain terranes | Kudz Ze Kayah formation |  |  | acid volcanic rock, siliciclastic sedimentary rock |  | rock | greenschist | sphalerite | Assemblage 2 |  |  |  | chloritic |  | pyrite, arsenopyrite, pyrrhotite, galena, chalcopyrite, sulfosalts | cutting and polishing | EPMA | JEOL JXA-8230 SuperProbe electron probe microanalyzer (EPMA) equipped with five wavelength-dispersive spectrometers (WDS) and a tungsten filament electron gun. |  | sulfides were analyzed using an accelerating voltage of 25 kV, a 2-nA beam current, focused to 1 μm, with elemental counting times between 5 and 30 s | [21 empty] | 4040.4244 | 31.3057 | [20 empty] | 102590.3232 | 36.3942 | [8 empty] | -99999 | 85.6009 | [16 empty] | -99999 | 149.0348 | [30 empty] | 337269.1172 | 30.0697 | [38 empty] | 556100.1351 | 293.5845 |  |  |  | 2024 | Denisová, N., Piercey, S. J., & Wälle, M. (2024). Mineralogy and mineral chemistry of the ABM replacement-style volcanogenic massive sulfide deposit, Finlayson Lake district, Yukon, Canada. Mineralium Deposita, 59(3), 473-503. https://doi.org/10.1007/s00126-023-01217-4 |  | CAN | CA-YT | -130.6 | 61.4667 | [8 empty] | Only analyses +/-2% of 100% were shown and they were normalized to 100% | 2025-04-30
| ABM |  | Volcanic basin hydrothermal | Volcanogenic massive sulfide (VMS) | Bimodal felsic VMS | Zn, Cu, Pb, Au, Ag |  | Zn, Cu, Pb, Au, Ag | Denisová et al., 2024 |  | B266575 | B266575-2-1-10 | borehole | K15-231 |  | 63.09 | 63.14 | ore material | half core | core drilling | rock | polished slab from core | Yukon–Tanana and Slide Mountain terranes | Kudz Ze Kayah formation |  |  | acid volcanic rock, siliciclastic sedimentary rock |  | rock | greenschist | sphalerite | Assemblage 2 |  |  |  | chloritic |  | pyrite, arsenopyrite, pyrrhotite, galena, chalcopyrite, sulfosalts | cutting and polishing | EPMA | JEOL JXA-8230 SuperProbe electron probe microanalyzer (EPMA) equipped with five wavelength-dispersive spectrometers (WDS) and a tungsten filament electron gun. |  | sulfides were analyzed using an accelerating voltage of 25 kV, a 2-nA beam current, focused to 1 μm, with elemental counting times between 5 and 30 s | [21 empty] | 3856.2223 | 31.3057 | [20 empty] | 108034.6348 | 36.3942 | [8 empty] | -99999 | 85.6009 | [16 empty] | -99999 | 149.0348 | [30 empty] | 338652.8345 | 30.0697 | [38 empty] | 549456.3084 | 293.5845 |  |  |  | 2024 | Denisová, N., Piercey, S. J., & Wälle, M. (2024). Mineralogy and mineral chemistry of the ABM replacement-style volcanogenic massive sulfide deposit, Finlayson Lake district, Yukon, Canada. Mineralium Deposita, 59(3), 473-503. https://doi.org/10.1007/s00126-023-01217-4 |  | CAN | CA-YT | -130.6 | 61.4667 | [8 empty] | Only analyses +/-2% of 100% were shown and they were normalized to 100% | 2025-04-30
| ABM |  | Volcanic basin hydrothermal | Volcanogenic massive sulfide (VMS) | Bimodal felsic VMS | Zn, Cu, Pb, Au, Ag |  | Zn, Cu, Pb, Au, Ag | Denisová et al., 2024 |  | B266575 | B266575-2-1-8 | borehole | K15-231 |  | 63.09 | 63.14 | ore material | half core | core drilling | rock | polished slab from core | Yukon–Tanana and Slide Mountain terranes | Kudz Ze Kayah formation |  |  | acid volcanic rock, siliciclastic sedimentary rock |  | rock | greenschist | sphalerite | Assemblage 2 |  |  |  | chloritic |  | pyrite, arsenopyrite, pyrrhotite, galena, chalcopyrite, sulfosalts | cutting and polishing | EPMA | JEOL JXA-8230 SuperProbe electron probe microanalyzer (EPMA) equipped with five wavelength-dispersive spectrometers (WDS) and a tungsten filament electron gun. |  | sulfides were analyzed using an accelerating voltage of 25 kV, a 2-nA beam current, focused to 1 μm, with elemental counting times between 5 and 30 s | [21 empty] | 3994.9961 | 31.3057 | [20 empty] | 100883.7398 | 36.3942 | [8 empty] | -99999 | 85.6009 | [16 empty] | -99999 | 149.0348 | [30 empty] | 336457.3781 | 30.0697 | [38 empty] | 558573.0907 | 293.5845 |  |  |  | 2024 | Denisová, N., Piercey, S. J., & Wälle, M. (2024). Mineralogy and mineral chemistry of the ABM replacement-style volcanogenic massive sulfide deposit, Finlayson Lake district, Yukon, Canada. Mineralium Deposita, 59(3), 473-503. https://doi.org/10.1007/s00126-023-01217-4 |  | CAN | CA-YT | -130.6 | 61.4667 | [8 empty] | Only analyses +/-2% of 100% were shown and they were normalized to 100% | 2025-04-30
| ABM |  | Volcanic basin hydrothermal | Volcanogenic massive sulfide (VMS) | Bimodal felsic VMS | Zn, Cu, Pb, Au, Ag |  | Zn, Cu, Pb, Au, Ag | Denisová et al., 2024 |  | B266575 | B266575-4-1-7 | borehole | K15-231 |  | 63.09 | 63.14 | ore material | half core | core drilling | rock | polished slab from core | Yukon–Tanana and Slide Mountain terranes | Kudz Ze Kayah formation |  |  | acid volcanic rock, siliciclastic sedimentary rock |  | rock | greenschist | sphalerite | Assemblage 2 |  |  |  | chloritic |  | pyrite, arsenopyrite, pyrrhotite, galena, chalcopyrite, sulfosalts | cutting and polishing | EPMA | JEOL JXA-8230 SuperProbe electron probe microanalyzer (EPMA) equipped with five wavelength-dispersive spectrometers (WDS) and a tungsten filament electron gun. |  | sulfides were analyzed using an accelerating voltage of 25 kV, a 2-nA beam current, focused to 1 μm, with elemental counting times between 5 and 30 s | [21 empty] | 4127.4239 | 31.3057 | [20 empty] | 106695.9328 | 36.3942 | [8 empty] | 50.5812 | 85.6009 | [16 empty] | -99999 | 149.0348 | [30 empty] | 336122.0511 | 30.0697 | [38 empty] | 553004.011 | 293.5845 |  |  |  | 2024 | Denisová, N., Piercey, S. J., & Wälle, M. (2024). Mineralogy and mineral chemistry of the ABM replacement-style volcanogenic massive sulfide deposit, Finlayson Lake district, Yukon, Canada. Mineralium Deposita, 59(3), 473-503. https://doi.org/10.1007/s00126-023-01217-4 |  | CAN | CA-YT | -130.6 | 61.4667 | [8 empty] | Only analyses +/-2% of 100% were shown and they were normalized to 100% | 2025-04-30
| ABM |  | Volcanic basin hydrothermal | Volcanogenic massive sulfide (VMS) | Bimodal felsic VMS | Zn, Cu, Pb, Au, Ag |  | Zn, Cu, Pb, Au, Ag | Denisová et al., 2024 |  | B266575 | B266575-5-1-11 | borehole | K15-231 |  | 63.09 | 63.14 | ore material | half core | core drilling | rock | polished slab from core | Yukon–Tanana and Slide Mountain terranes | Kudz Ze Kayah formation |  |  | acid volcanic rock, siliciclastic sedimentary rock |  | rock | greenschist | sphalerite | Assemblage 2 |  |  |  | chloritic |  | pyrite, arsenopyrite, pyrrhotite, galena, chalcopyrite, sulfosalts | cutting and polishing | EPMA | JEOL JXA-8230 SuperProbe electron probe microanalyzer (EPMA) equipped with five wavelength-dispersive spectrometers (WDS) and a tungsten filament electron gun. |  | sulfides were analyzed using an accelerating voltage of 25 kV, a 2-nA beam current, focused to 1 μm, with elemental counting times between 5 and 30 s | [21 empty] | 3950.7414 | 31.3057 | [20 empty] | 109967.3279 | 36.3942 | [8 empty] | -99999 | 85.6009 | [16 empty] | -99999 | 149.0348 | [30 empty] | 336044.2406 | 30.0697 | [38 empty] | 550037.6901 | 293.5845 |  |  |  | 2024 | Denisová, N., Piercey, S. J., & Wälle, M. (2024). Mineralogy and mineral chemistry of the ABM replacement-style volcanogenic massive sulfide deposit, Finlayson Lake district, Yukon, Canada. Mineralium Deposita, 59(3), 473-503. https://doi.org/10.1007/s00126-023-01217-4 |  | CAN | CA-YT | -130.6 | 61.4667 | [8 empty] | Only analyses +/-2% of 100% were shown and they were normalized to 100% | 2025-04-30
| ABM |  | Volcanic basin hydrothermal | Volcanogenic massive sulfide (VMS) | Bimodal felsic VMS | Zn, Cu, Pb, Au, Ag |  | Zn, Cu, Pb, Au, Ag | Denisová et al., 2024 |  | B291152 | B291152-1-1-6 | borehole | K15-339 |  | 165.25 | 165.3 | ore material | half core | core drilling | rock | polished slab from core | Yukon–Tanana and Slide Mountain terranes | Kudz Ze Kayah formation |  |  | acid volcanic rock, siliciclastic sedimentary rock |  | rock | greenschist | sphalerite | Assemblage 1 |  |  |  | chloritic |  | pyrite, arsenopyrite, pyrrhotite, galena, chalcopyrite, sulfosalts | cutting and polishing | EPMA | JEOL JXA-8230 SuperProbe electron probe microanalyzer (EPMA) equipped with five wavelength-dispersive spectrometers (WDS) and a tungsten filament electron gun. |  | sulfides were analyzed using an accelerating voltage of 25 kV, a 2-nA beam current, focused to 1 μm, with elemental counting times between 5 and 30 s | [21 empty] | 2847.7082 | 31.3057 | [20 empty] | 72818.5236 | 36.3942 | [8 empty] | -99999 | 85.6009 | [16 empty] | -99999 | 149.0348 | [30 empty] | 336423.3846 | 30.0697 | [38 empty] | 587910.3836 | 293.5845 |  |  |  | 2024 | Denisová, N., Piercey, S. J., & Wälle, M. (2024). Mineralogy and mineral chemistry of the ABM replacement-style volcanogenic massive sulfide deposit, Finlayson Lake district, Yukon, Canada. Mineralium Deposita, 59(3), 473-503. https://doi.org/10.1007/s00126-023-01217-4 |  | CAN | CA-YT | -130.6 | 61.4667 | [8 empty] | Only analyses +/-2% of 100% were shown and they were normalized to 100% | 2025-04-30
| ABM |  | Volcanic basin hydrothermal | Volcanogenic massive sulfide (VMS) | Bimodal felsic VMS | Zn, Cu, Pb, Au, Ag |  | Zn, Cu, Pb, Au, Ag | Denisová et al., 2024 |  | B291152 | B291152-3-1-10 | borehole | K15-339 |  | 165.25 | 165.3 | ore material | half core | core drilling | rock | polished slab from core | Yukon–Tanana and Slide Mountain terranes | Kudz Ze Kayah formation |  |  | acid volcanic rock, siliciclastic sedimentary rock |  | rock | greenschist | sphalerite | Assemblage 1 |  |  |  | chloritic |  | pyrite, arsenopyrite, pyrrhotite, galena, chalcopyrite, sulfosalts | cutting and polishing | EPMA | JEOL JXA-8230 SuperProbe electron probe microanalyzer (EPMA) equipped with five wavelength-dispersive spectrometers (WDS) and a tungsten filament electron gun. |  | sulfides were analyzed using an accelerating voltage of 25 kV, a 2-nA beam current, focused to 1 μm, with elemental counting times between 5 and 30 s | [21 empty] | 2583.7699 | 31.3057 | [20 empty] | 98284.5787 | 36.3942 | [8 empty] | -99999 | 85.6009 | [16 empty] | -99999 | 149.0348 | [30 empty] | 337673.3976 | 30.0697 | [38 empty] | 561458.2538 | 293.5845 |  |  |  | 2024 | Denisová, N., Piercey, S. J., & Wälle, M. (2024). Mineralogy and mineral chemistry of the ABM replacement-style volcanogenic massive sulfide deposit, Finlayson Lake district, Yukon, Canada. Mineralium Deposita, 59(3), 473-503. https://doi.org/10.1007/s00126-023-01217-4 |  | CAN | CA-YT | -130.6 | 61.4667 | [8 empty] | Only analyses +/-2% of 100% were shown and they were normalized to 100% | 2025-04-30
| ABM |  | Volcanic basin hydrothermal | Volcanogenic massive sulfide (VMS) | Bimodal felsic VMS | Zn, Cu, Pb, Au, Ag |  | Zn, Cu, Pb, Au, Ag | Denisová et al., 2024 |  | B291152 | B291152-3-1-8 | borehole | K15-339 |  | 165.25 | 165.3 | ore material | half core | core drilling | rock | polished slab from core | Yukon–Tanana and Slide Mountain terranes | Kudz Ze Kayah formation |  |  | acid volcanic rock, siliciclastic sedimentary rock |  | rock | greenschist | sphalerite | Assemblage 1 |  |  |  | chloritic |  | pyrite, arsenopyrite, pyrrhotite, galena, chalcopyrite, sulfosalts | cutting and polishing | EPMA | JEOL JXA-8230 SuperProbe electron probe microanalyzer (EPMA) equipped with five wavelength-dispersive spectrometers (WDS) and a tungsten filament electron gun. |  | sulfides were analyzed using an accelerating voltage of 25 kV, a 2-nA beam current, focused to 1 μm, with elemental counting times between 5 and 30 s | [21 empty] | 3011.2822 | 31.3057 | [20 empty] | 99046.7676 | 36.3942 | [8 empty] | -99999 | 85.6009 | [16 empty] | -99999 | 149.0348 | [30 empty] | 339064.2517 | 30.0697 | [38 empty] | 558877.6985 | 293.5845 |  |  |  | 2024 | Denisová, N., Piercey, S. J., & Wälle, M. (2024). Mineralogy and mineral chemistry of the ABM replacement-style volcanogenic massive sulfide deposit, Finlayson Lake district, Yukon, Canada. Mineralium Deposita, 59(3), 473-503. https://doi.org/10.1007/s00126-023-01217-4 |  | CAN | CA-YT | -130.6 | 61.4667 | [8 empty] | Only analyses +/-2% of 100% were shown and they were normalized to 100% | 2025-04-30
| ABM |  | Volcanic basin hydrothermal | Volcanogenic massive sulfide (VMS) | Bimodal felsic VMS | Zn, Cu, Pb, Au, Ag |  | Zn, Cu, Pb, Au, Ag | Denisová et al., 2024 |  | B291152 | B291152-4-1-12 | borehole | K15-339 |  | 165.25 | 165.3 | ore material | half core | core drilling | rock | polished slab from core | Yukon–Tanana and Slide Mountain terranes | Kudz Ze Kayah formation |  |  | acid volcanic rock, siliciclastic sedimentary rock |  | rock | greenschist | sphalerite | Assemblage 1 |  |  |  | chloritic |  | pyrite, arsenopyrite, pyrrhotite, galena, chalcopyrite, sulfosalts | cutting and polishing | EPMA | JEOL JXA-8230 SuperProbe electron probe microanalyzer (EPMA) equipped with five wavelength-dispersive spectrometers (WDS) and a tungsten filament electron gun. |  | sulfides were analyzed using an accelerating voltage of 25 kV, a 2-nA beam current, focused to 1 μm, with elemental counting times between 5 and 30 s | [21 empty] | 2808.2793 | 31.3057 | [20 empty] | 99986.8643 | 36.3942 | [8 empty] | -99999 | 85.6009 | [16 empty] | -99999 | 149.0348 | [30 empty] | 336700.584 | 30.0697 | [38 empty] | 560504.2724 | 293.5845 |  |  |  | 2024 | Denisová, N., Piercey, S. J., & Wälle, M. (2024). Mineralogy and mineral chemistry of the ABM replacement-style volcanogenic massive sulfide deposit, Finlayson Lake district, Yukon, Canada. Mineralium Deposita, 59(3), 473-503. https://doi.org/10.1007/s00126-023-01217-4 |  | CAN | CA-YT | -130.6 | 61.4667 | [8 empty] | Only analyses +/-2% of 100% were shown and they were normalized to 100% | 2025-04-30
| ABM |  | Volcanic basin hydrothermal | Volcanogenic massive sulfide (VMS) | Bimodal felsic VMS | Zn, Cu, Pb, Au, Ag |  | Zn, Cu, Pb, Au, Ag | Denisová et al., 2024 |  | B291152 | B291152-6-1-14 | borehole | K15-339 |  | 165.25 | 165.3 | ore material | half core | core drilling | rock | polished slab from core | Yukon–Tanana and Slide Mountain terranes | Kudz Ze Kayah formation |  |  | acid volcanic rock, siliciclastic sedimentary rock |  | rock | greenschist | sphalerite | Assemblage 1 |  |  |  | chloritic |  | pyrite, arsenopyrite, pyrrhotite, galena, chalcopyrite, sulfosalts | cutting and polishing | EPMA | JEOL JXA-8230 SuperProbe electron probe microanalyzer (EPMA) equipped with five wavelength-dispersive spectrometers (WDS) and a tungsten filament electron gun. |  | sulfides were analyzed using an accelerating voltage of 25 kV, a 2-nA beam current, focused to 1 μm, with elemental counting times between 5 and 30 s | [21 empty] | 3087.7901 | 31.3057 | [20 empty] | 100807.2634 | 36.3942 | [8 empty] | 332.997 | 85.6009 | [16 empty] | -99999 | 149.0348 | [30 empty] | 336750.7745 | 30.0697 | [38 empty] | 559021.175 | 293.5845 |  |  |  | 2024 | Denisová, N., Piercey, S. J., & Wälle, M. (2024). Mineralogy and mineral chemistry of the ABM replacement-style volcanogenic massive sulfide deposit, Finlayson Lake district, Yukon, Canada. Mineralium Deposita, 59(3), 473-503. https://doi.org/10.1007/s00126-023-01217-4 |  | CAN | CA-YT | -130.6 | 61.4667 | [8 empty] | Only analyses +/-2% of 100% were shown and they were normalized to 100% | 2025-04-30
| ABM |  | Volcanic basin hydrothermal | Volcanogenic massive sulfide (VMS) | Bimodal felsic VMS | Zn, Cu, Pb, Au, Ag |  | Zn, Cu, Pb, Au, Ag | Denisová et al., 2024 |  | B291152 | B291152-7-1-10 | borehole | K15-339 |  | 165.25 | 165.3 | ore material | half core | core drilling | rock | polished slab from core | Yukon–Tanana and Slide Mountain terranes | Kudz Ze Kayah formation |  |  | acid volcanic rock, siliciclastic sedimentary rock |  | rock | greenschist | sphalerite | Assemblage 1 |  |  |  | chloritic |  | pyrite, arsenopyrite, pyrrhotite, galena, chalcopyrite, sulfosalts | cutting and polishing | EPMA | JEOL JXA-8230 SuperProbe electron probe microanalyzer (EPMA) equipped with five wavelength-dispersive spectrometers (WDS) and a tungsten filament electron gun. |  | sulfides were analyzed using an accelerating voltage of 25 kV, a 2-nA beam current, focused to 1 μm, with elemental counting times between 5 and 30 s | [21 empty] | 2910.2847 | 31.3057 | [20 empty] | 101406.8013 | 36.3942 | [8 empty] | -99999 | 85.6009 | [16 empty] | -99999 | 149.0348 | [30 empty] | 336203.3497 | 30.0697 | [38 empty] | 559459.4239 | 293.5845 |  |  |  | 2024 | Denisová, N., Piercey, S. J., & Wälle, M. (2024). Mineralogy and mineral chemistry of the ABM replacement-style volcanogenic massive sulfide deposit, Finlayson Lake district, Yukon, Canada. Mineralium Deposita, 59(3), 473-503. https://doi.org/10.1007/s00126-023-01217-4 |  | CAN | CA-YT | -130.6 | 61.4667 | [8 empty] | Only analyses +/-2% of 100% were shown and they were normalized to 100% | 2025-04-30
| ABM |  | Volcanic basin hydrothermal | Volcanogenic massive sulfide (VMS) | Bimodal felsic VMS | Zn, Cu, Pb, Au, Ag |  | Zn, Cu, Pb, Au, Ag | Denisová et al., 2024 |  | B291152 | B291152-7-1-4 | borehole | K15-339 |  | 165.25 | 165.3 | ore material | half core | core drilling | rock | polished slab from core | Yukon–Tanana and Slide Mountain terranes | Kudz Ze Kayah formation |  |  | acid volcanic rock, siliciclastic sedimentary rock |  | rock | greenschist | sphalerite | Assemblage 1 |  |  |  | chloritic |  | pyrite, arsenopyrite, pyrrhotite, galena, chalcopyrite, sulfosalts | cutting and polishing | EPMA | JEOL JXA-8230 SuperProbe electron probe microanalyzer (EPMA) equipped with five wavelength-dispersive spectrometers (WDS) and a tungsten filament electron gun. |  | sulfides were analyzed using an accelerating voltage of 25 kV, a 2-nA beam current, focused to 1 μm, with elemental counting times between 5 and 30 s | [21 empty] | 3028.216 | 31.3057 | [20 empty] | 107689.0393 | 36.3942 | [8 empty] | -99999 | 85.6009 | [16 empty] | -99999 | 149.0348 | [30 empty] | 336456.082 | 30.0697 | [38 empty] | 552826.6626 | 293.5845 |  |  |  | 2024 | Denisová, N., Piercey, S. J., & Wälle, M. (2024). Mineralogy and mineral chemistry of the ABM replacement-style volcanogenic massive sulfide deposit, Finlayson Lake district, Yukon, Canada. Mineralium Deposita, 59(3), 473-503. https://doi.org/10.1007/s00126-023-01217-4 |  | CAN | CA-YT | -130.6 | 61.4667 | [8 empty] | Only analyses +/-2% of 100% were shown and they were normalized to 100% | 2025-04-30
| ABM |  | Volcanic basin hydrothermal | Volcanogenic massive sulfide (VMS) | Bimodal felsic VMS | Zn, Cu, Pb, Au, Ag |  | Zn, Cu, Pb, Au, Ag | Denisová et al., 2024 |  | B291157 | B291157-11-1-9 | borehole | K15-339 |  | 171 | 171.05 | ore material | half core | core drilling | rock | polished slab from core | Yukon–Tanana and Slide Mountain terranes | Kudz Ze Kayah formation |  |  | acid volcanic rock, siliciclastic sedimentary rock |  | rock | greenschist | sphalerite | Assemblage 2 |  |  |  | chloritic |  | pyrite, arsenopyrite, pyrrhotite, galena, chalcopyrite, sulfosalts | cutting and polishing | EPMA | JEOL JXA-8230 SuperProbe electron probe microanalyzer (EPMA) equipped with five wavelength-dispersive spectrometers (WDS) and a tungsten filament electron gun. |  | sulfides were analyzed using an accelerating voltage of 25 kV, a 2-nA beam current, focused to 1 μm, with elemental counting times between 5 and 30 s | [21 empty] | 3259.2355 | 31.3057 | [20 empty] | 90057.8208 | 36.3942 | [8 empty] | -99999 | 85.6009 | [16 empty] | -99999 | 149.0348 | [30 empty] | 336306.6572 | 30.0697 | [38 empty] | 570376.2865 | 293.5845 |  |  |  | 2024 | Denisová, N., Piercey, S. J., & Wälle, M. (2024). Mineralogy and mineral chemistry of the ABM replacement-style volcanogenic massive sulfide deposit, Finlayson Lake district, Yukon, Canada. Mineralium Deposita, 59(3), 473-503. https://doi.org/10.1007/s00126-023-01217-4 |  | CAN | CA-YT | -130.6 | 61.4667 | [8 empty] | Only analyses +/-2% of 100% were shown and they were normalized to 100% | 2025-04-30
| ABM |  | Volcanic basin hydrothermal | Volcanogenic massive sulfide (VMS) | Bimodal felsic VMS | Zn, Cu, Pb, Au, Ag |  | Zn, Cu, Pb, Au, Ag | Denisová et al., 2024 |  | B291157 | B291157-2-1-12 | borehole | K15-339 |  | 171 | 171.05 | ore material | half core | core drilling | rock | polished slab from core | Yukon–Tanana and Slide Mountain terranes | Kudz Ze Kayah formation |  |  | acid volcanic rock, siliciclastic sedimentary rock |  | rock | greenschist | sphalerite | Assemblage 2 |  |  |  | chloritic |  | pyrite, arsenopyrite, pyrrhotite, galena, chalcopyrite, sulfosalts | cutting and polishing | EPMA | JEOL JXA-8230 SuperProbe electron probe microanalyzer (EPMA) equipped with five wavelength-dispersive spectrometers (WDS) and a tungsten filament electron gun. |  | sulfides were analyzed using an accelerating voltage of 25 kV, a 2-nA beam current, focused to 1 μm, with elemental counting times between 5 and 30 s | [21 empty] | 3190.3366 | 31.3057 | [20 empty] | 82647.778 | 36.3942 | [8 empty] | -99999 | 85.6009 | [16 empty] | -99999 | 149.0348 | [30 empty] | 335236.1746 | 30.0697 | [38 empty] | 578905.6458 | 293.5845 |  |  |  | 2024 | Denisová, N., Piercey, S. J., & Wälle, M. (2024). Mineralogy and mineral chemistry of the ABM replacement-style volcanogenic massive sulfide deposit, Finlayson Lake district, Yukon, Canada. Mineralium Deposita, 59(3), 473-503. https://doi.org/10.1007/s00126-023-01217-4 |  | CAN | CA-YT | -130.6 | 61.4667 | [8 empty] | Only analyses +/-2% of 100% were shown and they were normalized to 100% | 2025-04-30
| ABM |  | Volcanic basin hydrothermal | Volcanogenic massive sulfide (VMS) | Bimodal felsic VMS | Zn, Cu, Pb, Au, Ag |  | Zn, Cu, Pb, Au, Ag | Denisová et al., 2024 |  | B291157 | B291157-2-1-16 | borehole | K15-339 |  | 171 | 171.05 | ore material | half core | core drilling | rock | polished slab from core | Yukon–Tanana and Slide Mountain terranes | Kudz Ze Kayah formation |  |  | acid volcanic rock, siliciclastic sedimentary rock |  | rock | greenschist | sphalerite | Assemblage 2 |  |  |  | chloritic |  | pyrite, arsenopyrite, pyrrhotite, galena, chalcopyrite, sulfosalts | cutting and polishing | EPMA | JEOL JXA-8230 SuperProbe electron probe microanalyzer (EPMA) equipped with five wavelength-dispersive spectrometers (WDS) and a tungsten filament electron gun. |  | sulfides were analyzed using an accelerating voltage of 25 kV, a 2-nA beam current, focused to 1 μm, with elemental counting times between 5 and 30 s | [21 empty] | 2998.4857 | 31.3057 | [20 empty] | 86554.9476 | 36.3942 | [8 empty] | -99999 | 85.6009 | [16 empty] | -99999 | 149.0348 | [30 empty] | 332811.866 | 30.0697 | [38 empty] | 577634.7007 | 293.5845 |  |  |  | 2024 | Denisová, N., Piercey, S. J., & Wälle, M. (2024). Mineralogy and mineral chemistry of the ABM replacement-style volcanogenic massive sulfide deposit, Finlayson Lake district, Yukon, Canada. Mineralium Deposita, 59(3), 473-503. https://doi.org/10.1007/s00126-023-01217-4 |  | CAN | CA-YT | -130.6 | 61.4667 | [8 empty] | Only analyses +/-2% of 100% were shown and they were normalized to 100% | 2025-04-30
| ABM |  | Volcanic basin hydrothermal | Volcanogenic massive sulfide (VMS) | Bimodal felsic VMS | Zn, Cu, Pb, Au, Ag |  | Zn, Cu, Pb, Au, Ag | Denisová et al., 2024 |  | B291157 | B291157-4-1-15 | borehole | K15-339 |  | 171 | 171.05 | ore material | half core | core drilling | rock | polished slab from core | Yukon–Tanana and Slide Mountain terranes | Kudz Ze Kayah formation |  |  | acid volcanic rock, siliciclastic sedimentary rock |  | rock | greenschist | sphalerite | Assemblage 2 |  |  |  | chloritic |  | pyrite, arsenopyrite, pyrrhotite, galena, chalcopyrite, sulfosalts | cutting and polishing | EPMA | JEOL JXA-8230 SuperProbe electron probe microanalyzer (EPMA) equipped with five wavelength-dispersive spectrometers (WDS) and a tungsten filament electron gun. |  | sulfides were analyzed using an accelerating voltage of 25 kV, a 2-nA beam current, focused to 1 μm, with elemental counting times between 5 and 30 s | [21 empty] | 3298.5101 | 31.3057 | [20 empty] | 89069.7985 | 36.3942 | [8 empty] | -99999 | 85.6009 | [16 empty] | 150 | 149.0348 | [30 empty] | 334302.519 | 30.0697 | [38 empty] | 573178.7843 | 293.5845 |  |  |  | 2024 | Denisová, N., Piercey, S. J., & Wälle, M. (2024). Mineralogy and mineral chemistry of the ABM replacement-style volcanogenic massive sulfide deposit, Finlayson Lake district, Yukon, Canada. Mineralium Deposita, 59(3), 473-503. https://doi.org/10.1007/s00126-023-01217-4 |  | CAN | CA-YT | -130.6 | 61.4667 | [8 empty] | Only analyses +/-2% of 100% were shown and they were normalized to 100% | 2025-04-30
| ABM |  | Volcanic basin hydrothermal | Volcanogenic massive sulfide (VMS) | Bimodal felsic VMS | Zn, Cu, Pb, Au, Ag |  | Zn, Cu, Pb, Au, Ag | Denisová et al., 2024 |  | B291157 | B291157-4-1-6 | borehole | K15-339 |  | 171 | 171.05 | ore material | half core | core drilling | rock | polished slab from core | Yukon–Tanana and Slide Mountain terranes | Kudz Ze Kayah formation |  |  | acid volcanic rock, siliciclastic sedimentary rock |  | rock | greenschist | sphalerite | Assemblage 2 |  |  |  | chloritic |  | pyrite, arsenopyrite, pyrrhotite, galena, chalcopyrite, sulfosalts | cutting and polishing | EPMA | JEOL JXA-8230 SuperProbe electron probe microanalyzer (EPMA) equipped with five wavelength-dispersive spectrometers (WDS) and a tungsten filament electron gun. |  | sulfides were analyzed using an accelerating voltage of 25 kV, a 2-nA beam current, focused to 1 μm, with elemental counting times between 5 and 30 s | [21 empty] | 3276.9033 | 31.3057 | [20 empty] | 92791.822 | 36.3942 | [8 empty] | 181.49 | 85.6009 | [16 empty] | -99999 | 149.0348 | [30 empty] | 335685.9763 | 30.0697 | [38 empty] | 568063.8084 | 293.5845 |  |  |  | 2024 | Denisová, N., Piercey, S. J., & Wälle, M. (2024). Mineralogy and mineral chemistry of the ABM replacement-style volcanogenic massive sulfide deposit, Finlayson Lake district, Yukon, Canada. Mineralium Deposita, 59(3), 473-503. https://doi.org/10.1007/s00126-023-01217-4 |  | CAN | CA-YT | -130.6 | 61.4667 | [8 empty] | Only analyses +/-2% of 100% were shown and they were normalized to 100% | 2025-04-30
| ABM |  | Volcanic basin hydrothermal | Volcanogenic massive sulfide (VMS) | Bimodal felsic VMS | Zn, Cu, Pb, Au, Ag |  | Zn, Cu, Pb, Au, Ag | Denisová et al., 2024 |  | B291157 | B291157-5-1-14 | borehole | K15-339 |  | 171 | 171.05 | ore material | half core | core drilling | rock | polished slab from core | Yukon–Tanana and Slide Mountain terranes | Kudz Ze Kayah formation |  |  | acid volcanic rock, siliciclastic sedimentary rock |  | rock | greenschist | sphalerite | Assemblage 2 |  |  |  | chloritic |  | pyrite, arsenopyrite, pyrrhotite, galena, chalcopyrite, sulfosalts | cutting and polishing | EPMA | JEOL JXA-8230 SuperProbe electron probe microanalyzer (EPMA) equipped with five wavelength-dispersive spectrometers (WDS) and a tungsten filament electron gun. |  | sulfides were analyzed using an accelerating voltage of 25 kV, a 2-nA beam current, focused to 1 μm, with elemental counting times between 5 and 30 s | [21 empty] | 3319.5189 | 31.3057 | [20 empty] | 88701.5628 | 36.3942 | [8 empty] | 90.5323 | 85.6009 | [16 empty] | -99999 | 149.0348 | [30 empty] | 336669.632 | 30.0697 | [38 empty] | 571218.754 | 293.5845 |  |  |  | 2024 | Denisová, N., Piercey, S. J., & Wälle, M. (2024). Mineralogy and mineral chemistry of the ABM replacement-style volcanogenic massive sulfide deposit, Finlayson Lake district, Yukon, Canada. Mineralium Deposita, 59(3), 473-503. https://doi.org/10.1007/s00126-023-01217-4 |  | CAN | CA-YT | -130.6 | 61.4667 | [8 empty] | Only analyses +/-2% of 100% were shown and they were normalized to 100% | 2025-04-30
| ABM |  | Volcanic basin hydrothermal | Volcanogenic massive sulfide (VMS) | Bimodal felsic VMS | Zn, Cu, Pb, Au, Ag |  | Zn, Cu, Pb, Au, Ag | Denisová et al., 2024 |  | B291157 | B291157-5-1-19 | borehole | K15-339 |  | 171 | 171.05 | ore material | half core | core drilling | rock | polished slab from core | Yukon–Tanana and Slide Mountain terranes | Kudz Ze Kayah formation |  |  | acid volcanic rock, siliciclastic sedimentary rock |  | rock | greenschist | sphalerite | Assemblage 2 |  |  |  | chloritic |  | pyrite, arsenopyrite, pyrrhotite, galena, chalcopyrite, sulfosalts | cutting and polishing | EPMA | JEOL JXA-8230 SuperProbe electron probe microanalyzer (EPMA) equipped with five wavelength-dispersive spectrometers (WDS) and a tungsten filament electron gun. |  | sulfides were analyzed using an accelerating voltage of 25 kV, a 2-nA beam current, focused to 1 μm, with elemental counting times between 5 and 30 s | [21 empty] | 3467.4341 | 31.3057 | [20 empty] | 93101.1088 | 36.3942 | [8 empty] | -99999 | 85.6009 | [16 empty] | -99999 | 149.0348 | [30 empty] | 330045.7586 | 30.0697 | [38 empty] | 573385.6984 | 293.5845 |  |  |  | 2024 | Denisová, N., Piercey, S. J., & Wälle, M. (2024). Mineralogy and mineral chemistry of the ABM replacement-style volcanogenic massive sulfide deposit, Finlayson Lake district, Yukon, Canada. Mineralium Deposita, 59(3), 473-503. https://doi.org/10.1007/s00126-023-01217-4 |  | CAN | CA-YT | -130.6 | 61.4667 | [8 empty] | Only analyses +/-2% of 100% were shown and they were normalized to 100% | 2025-04-30
| ABM |  | Volcanic basin hydrothermal | Volcanogenic massive sulfide (VMS) | Bimodal felsic VMS | Zn, Cu, Pb, Au, Ag |  | Zn, Cu, Pb, Au, Ag | Denisová et al., 2024 |  | B291157 | B291157-5-2-10 | borehole | K15-339 |  | 171 | 171.05 | ore material | half core | core drilling | rock | polished slab from core | Yukon–Tanana and Slide Mountain terranes | Kudz Ze Kayah formation |  |  | acid volcanic rock, siliciclastic sedimentary rock |  | rock | greenschist | sphalerite | Assemblage 2 |  |  |  | chloritic |  | pyrite, arsenopyrite, pyrrhotite, galena, chalcopyrite, sulfosalts | cutting and polishing | EPMA | JEOL JXA-8230 SuperProbe electron probe microanalyzer (EPMA) equipped with five wavelength-dispersive spectrometers (WDS) and a tungsten filament electron gun. |  | sulfides were analyzed using an accelerating voltage of 25 kV, a 2-nA beam current, focused to 1 μm, with elemental counting times between 5 and 30 s | [21 empty] | 3290.3342 | 31.3057 | [20 empty] | 85287.0738 | 36.3942 | [8 empty] | -99999 | 85.6009 | [16 empty] | -99999 | 149.0348 | [30 empty] | 335684.5365 | 30.0697 | [38 empty] | 575738.0555 | 293.5845 |  |  |  | 2024 | Denisová, N., Piercey, S. J., & Wälle, M. (2024). Mineralogy and mineral chemistry of the ABM replacement-style volcanogenic massive sulfide deposit, Finlayson Lake district, Yukon, Canada. Mineralium Deposita, 59(3), 473-503. https://doi.org/10.1007/s00126-023-01217-4 |  | CAN | CA-YT | -130.6 | 61.4667 | [8 empty] | Only analyses +/-2% of 100% were shown and they were normalized to 100% | 2025-04-30
| ABM |  | Volcanic basin hydrothermal | Volcanogenic massive sulfide (VMS) | Bimodal felsic VMS | Zn, Cu, Pb, Au, Ag |  | Zn, Cu, Pb, Au, Ag | Denisová et al., 2024 |  | B291157 | B291157-5-2-13 | borehole | K15-339 |  | 171 | 171.05 | ore material | half core | core drilling | rock | polished slab from core | Yukon–Tanana and Slide Mountain terranes | Kudz Ze Kayah formation |  |  | acid volcanic rock, siliciclastic sedimentary rock |  | rock | greenschist | sphalerite | Assemblage 2 |  |  |  | chloritic |  | pyrite, arsenopyrite, pyrrhotite, galena, chalcopyrite, sulfosalts | cutting and polishing | EPMA | JEOL JXA-8230 SuperProbe electron probe microanalyzer (EPMA) equipped with five wavelength-dispersive spectrometers (WDS) and a tungsten filament electron gun. |  | sulfides were analyzed using an accelerating voltage of 25 kV, a 2-nA beam current, focused to 1 μm, with elemental counting times between 5 and 30 s | [21 empty] | 3327.887 | 31.3057 | [20 empty] | 88479.6946 | 36.3942 | [8 empty] | -99999 | 85.6009 | [16 empty] | 400 | 149.0348 | [30 empty] | 336627.8137 | 30.0697 | [38 empty] | 571163.6545 | 293.5845 |  |  |  | 2024 | Denisová, N., Piercey, S. J., & Wälle, M. (2024). Mineralogy and mineral chemistry of the ABM replacement-style volcanogenic massive sulfide deposit, Finlayson Lake district, Yukon, Canada. Mineralium Deposita, 59(3), 473-503. https://doi.org/10.1007/s00126-023-01217-4 |  | CAN | CA-YT | -130.6 | 61.4667 | [8 empty] | Only analyses +/-2% of 100% were shown and they were normalized to 100% | 2025-04-30
| ABM |  | Volcanic basin hydrothermal | Volcanogenic massive sulfide (VMS) | Bimodal felsic VMS | Zn, Cu, Pb, Au, Ag |  | Zn, Cu, Pb, Au, Ag | Denisová et al., 2024 |  | B291157 | B291157-6-1-32 | borehole | K15-339 |  | 171 | 171.05 | ore material | half core | core drilling | rock | polished slab from core | Yukon–Tanana and Slide Mountain terranes | Kudz Ze Kayah formation |  |  | acid volcanic rock, siliciclastic sedimentary rock |  | rock | greenschist | sphalerite | Assemblage 2 |  |  |  | chloritic |  | pyrite, arsenopyrite, pyrrhotite, galena, chalcopyrite, sulfosalts | cutting and polishing | EPMA | JEOL JXA-8230 SuperProbe electron probe microanalyzer (EPMA) equipped with five wavelength-dispersive spectrometers (WDS) and a tungsten filament electron gun. |  | sulfides were analyzed using an accelerating voltage of 25 kV, a 2-nA beam current, focused to 1 μm, with elemental counting times between 5 and 30 s | [21 empty] | 3154.2573 | 31.3057 | [20 empty] | 95933.6214 | 36.3942 | [8 empty] | -99999 | 85.6009 | [16 empty] | -99999 | 149.0348 | [30 empty] | 338771.2345 | 30.0697 | [38 empty] | 562100.7052 | 293.5845 |  |  |  | 2024 | Denisová, N., Piercey, S. J., & Wälle, M. (2024). Mineralogy and mineral chemistry of the ABM replacement-style volcanogenic massive sulfide deposit, Finlayson Lake district, Yukon, Canada. Mineralium Deposita, 59(3), 473-503. https://doi.org/10.1007/s00126-023-01217-4 |  | CAN | CA-YT | -130.6 | 61.4667 | [8 empty] | Only analyses +/-2% of 100% were shown and they were normalized to 100% | 2025-04-30
| ABM |  | Volcanic basin hydrothermal | Volcanogenic massive sulfide (VMS) | Bimodal felsic VMS | Zn, Cu, Pb, Au, Ag |  | Zn, Cu, Pb, Au, Ag | Denisová et al., 2024 |  | B291157 | B291157-6-1-33 | borehole | K15-339 |  | 171 | 171.05 | ore material | half core | core drilling | rock | polished slab from core | Yukon–Tanana and Slide Mountain terranes | Kudz Ze Kayah formation |  |  | acid volcanic rock, siliciclastic sedimentary rock |  | rock | greenschist | sphalerite | Assemblage 2 |  |  |  | chloritic |  | pyrite, arsenopyrite, pyrrhotite, galena, chalcopyrite, sulfosalts | cutting and polishing | EPMA | JEOL JXA-8230 SuperProbe electron probe microanalyzer (EPMA) equipped with five wavelength-dispersive spectrometers (WDS) and a tungsten filament electron gun. |  | sulfides were analyzed using an accelerating voltage of 25 kV, a 2-nA beam current, focused to 1 μm, with elemental counting times between 5 and 30 s | [21 empty] | 3262.1023 | 31.3057 | [20 empty] | 95775.3241 | 36.3942 | [8 empty] | -99999 | 85.6009 | [16 empty] | 620 | 149.0348 | [30 empty] | 336046.7269 | 30.0697 | [38 empty] | 564293.538 | 293.5845 |  |  |  | 2024 | Denisová, N., Piercey, S. J., & Wälle, M. (2024). Mineralogy and mineral chemistry of the ABM replacement-style volcanogenic massive sulfide deposit, Finlayson Lake district, Yukon, Canada. Mineralium Deposita, 59(3), 473-503. https://doi.org/10.1007/s00126-023-01217-4 |  | CAN | CA-YT | -130.6 | 61.4667 | [8 empty] | Only analyses +/-2% of 100% were shown and they were normalized to 100% | 2025-04-30
| ABM |  | Volcanic basin hydrothermal | Volcanogenic massive sulfide (VMS) | Bimodal felsic VMS | Zn, Cu, Pb, Au, Ag |  | Zn, Cu, Pb, Au, Ag | Denisová et al., 2024 |  | Q721165 | Q721165-1-1-10 | borehole | K16-350 |  | 110.1 | 110.18 | ore material | half core | core drilling | rock | polished slab from core | Yukon–Tanana and Slide Mountain terranes | Kudz Ze Kayah formation |  |  | acid volcanic rock, siliciclastic sedimentary rock |  | rock | greenschist | sphalerite | Assemblage 3 |  |  |  | chloritic |  | pyrite, arsenopyrite, pyrrhotite, galena, chalcopyrite, sulfosalts | cutting and polishing | EPMA | JEOL JXA-8230 SuperProbe electron probe microanalyzer (EPMA) equipped with five wavelength-dispersive spectrometers (WDS) and a tungsten filament electron gun. |  | sulfides were analyzed using an accelerating voltage of 25 kV, a 2-nA beam current, focused to 1 μm, with elemental counting times between 5 and 30 s | [21 empty] | 3863.7448 | 31.3057 | [20 empty] | 95792.4747 | 36.3942 | [8 empty] | -99999 | 85.6009 | [16 empty] | 380 | 149.0348 | [30 empty] | 336551.4346 | 30.0697 | [38 empty] | 563406.9855 | 293.5845 |  |  |  | 2024 | Denisová, N., Piercey, S. J., & Wälle, M. (2024). Mineralogy and mineral chemistry of the ABM replacement-style volcanogenic massive sulfide deposit, Finlayson Lake district, Yukon, Canada. Mineralium Deposita, 59(3), 473-503. https://doi.org/10.1007/s00126-023-01217-4 |  | CAN | CA-YT | -130.6 | 61.4667 | [8 empty] | Only analyses +/-2% of 100% were shown and they were normalized to 100% | 2025-04-30
| ABM |  | Volcanic basin hydrothermal | Volcanogenic massive sulfide (VMS) | Bimodal felsic VMS | Zn, Cu, Pb, Au, Ag |  | Zn, Cu, Pb, Au, Ag | Denisová et al., 2024 |  | Q721165 | Q721165-1-1-2 | borehole | K16-350 |  | 110.1 | 110.18 | ore material | half core | core drilling | rock | polished slab from core | Yukon–Tanana and Slide Mountain terranes | Kudz Ze Kayah formation |  |  | acid volcanic rock, siliciclastic sedimentary rock |  | rock | greenschist | sphalerite | Assemblage 3 |  |  |  | chloritic |  | pyrite, arsenopyrite, pyrrhotite, galena, chalcopyrite, sulfosalts | cutting and polishing | EPMA | JEOL JXA-8230 SuperProbe electron probe microanalyzer (EPMA) equipped with five wavelength-dispersive spectrometers (WDS) and a tungsten filament electron gun. |  | sulfides were analyzed using an accelerating voltage of 25 kV, a 2-nA beam current, focused to 1 μm, with elemental counting times between 5 and 30 s | [21 empty] | 4952.9068 | 31.3057 | [20 empty] | 77328.2706 | 36.3942 | [8 empty] | -99999 | 85.6009 | [16 empty] | -99999 | 149.0348 | [30 empty] | 336889.0094 | 30.0697 | [38 empty] | 580829.8131 | 293.5845 |  |  |  | 2024 | Denisová, N., Piercey, S. J., & Wälle, M. (2024). Mineralogy and mineral chemistry of the ABM replacement-style volcanogenic massive sulfide deposit, Finlayson Lake district, Yukon, Canada. Mineralium Deposita, 59(3), 473-503. https://doi.org/10.1007/s00126-023-01217-4 |  | CAN | CA-YT | -130.6 | 61.4667 | [8 empty] | Only analyses +/-2% of 100% were shown and they were normalized to 100% | 2025-04-30
| ABM |  | Volcanic basin hydrothermal | Volcanogenic massive sulfide (VMS) | Bimodal felsic VMS | Zn, Cu, Pb, Au, Ag |  | Zn, Cu, Pb, Au, Ag | Denisová et al., 2024 |  | Q721165 | Q721165-4-1-8 | borehole | K16-350 |  | 110.1 | 110.18 | ore material | half core | core drilling | rock | polished slab from core | Yukon–Tanana and Slide Mountain terranes | Kudz Ze Kayah formation |  |  | acid volcanic rock, siliciclastic sedimentary rock |  | rock | greenschist | sphalerite | Assemblage 3 |  |  |  | chloritic |  | pyrite, arsenopyrite, pyrrhotite, galena, chalcopyrite, sulfosalts | cutting and polishing | EPMA | JEOL JXA-8230 SuperProbe electron probe microanalyzer (EPMA) equipped with five wavelength-dispersive spectrometers (WDS) and a tungsten filament electron gun. |  | sulfides were analyzed using an accelerating voltage of 25 kV, a 2-nA beam current, focused to 1 μm, with elemental counting times between 5 and 30 s | [21 empty] | 4420.9925 | 31.3057 | [20 empty] | 101193.8723 | 36.3942 | [8 empty] | -99999 | 85.6009 | [16 empty] | 840 | 149.0348 | [30 empty] | 336667.7468 | 30.0697 | [38 empty] | 556861.7124 | 293.5845 |  |  |  | 2024 | Denisová, N., Piercey, S. J., & Wälle, M. (2024). Mineralogy and mineral chemistry of the ABM replacement-style volcanogenic massive sulfide deposit, Finlayson Lake district, Yukon, Canada. Mineralium Deposita, 59(3), 473-503. https://doi.org/10.1007/s00126-023-01217-4 |  | CAN | CA-YT | -130.6 | 61.4667 | [8 empty] | Only analyses +/-2% of 100% were shown and they were normalized to 100% | 2025-04-30
| ABM |  | Volcanic basin hydrothermal | Volcanogenic massive sulfide (VMS) | Bimodal felsic VMS | Zn, Cu, Pb, Au, Ag |  | Zn, Cu, Pb, Au, Ag | Denisová et al., 2024 |  | Q721165 | Q721165-5-1-4 | borehole | K16-350 |  | 110.1 | 110.18 | ore material | half core | core drilling | rock | polished slab from core | Yukon–Tanana and Slide Mountain terranes | Kudz Ze Kayah formation |  |  | acid volcanic rock, siliciclastic sedimentary rock |  | rock | greenschist | sphalerite | Assemblage 3 |  |  |  | chloritic |  | pyrite, arsenopyrite, pyrrhotite, galena, chalcopyrite, sulfosalts | cutting and polishing | EPMA | JEOL JXA-8230 SuperProbe electron probe microanalyzer (EPMA) equipped with five wavelength-dispersive spectrometers (WDS) and a tungsten filament electron gun. |  | sulfides were analyzed using an accelerating voltage of 25 kV, a 2-nA beam current, focused to 1 μm, with elemental counting times between 5 and 30 s | [21 empty] | 3747.4924 | 31.3057 | [20 empty] | 107170.1363 | 36.3942 | [8 empty] | -99999 | 85.6009 | [16 empty] | 390 | 149.0348 | [30 empty] | 338944.394 | 30.0697 | [38 empty] | 549710.2744 | 293.5845 |  |  |  | 2024 | Denisová, N., Piercey, S. J., & Wälle, M. (2024). Mineralogy and mineral chemistry of the ABM replacement-style volcanogenic massive sulfide deposit, Finlayson Lake district, Yukon, Canada. Mineralium Deposita, 59(3), 473-503. https://doi.org/10.1007/s00126-023-01217-4 |  | CAN | CA-YT | -130.6 | 61.4667 | [8 empty] | Only analyses +/-2% of 100% were shown and they were normalized to 100% | 2025-04-30
| ABM |  | Volcanic basin hydrothermal | Volcanogenic massive sulfide (VMS) | Bimodal felsic VMS | Zn, Cu, Pb, Au, Ag |  | Zn, Cu, Pb, Au, Ag | Denisová et al., 2024 |  | Q721165 | Q721165-5-1-5 | borehole | K16-350 |  | 110.1 | 110.18 | ore material | half core | core drilling | rock | polished slab from core | Yukon–Tanana and Slide Mountain terranes | Kudz Ze Kayah formation |  |  | acid volcanic rock, siliciclastic sedimentary rock |  | rock | greenschist | sphalerite | Assemblage 3 |  |  |  | chloritic |  | pyrite, arsenopyrite, pyrrhotite, galena, chalcopyrite, sulfosalts | cutting and polishing | EPMA | JEOL JXA-8230 SuperProbe electron probe microanalyzer (EPMA) equipped with five wavelength-dispersive spectrometers (WDS) and a tungsten filament electron gun. |  | sulfides were analyzed using an accelerating voltage of 25 kV, a 2-nA beam current, focused to 1 μm, with elemental counting times between 5 and 30 s | [21 empty] | 4109.617 | 31.3057 | [20 empty] | 103544.0349 | 36.3942 | [8 empty] | -99999 | 85.6009 | [16 empty] | 150 | 149.0348 | [30 empty] | 338300.8152 | 30.0697 | [38 empty] | 553892.9481 | 293.5845 |  |  |  | 2024 | Denisová, N., Piercey, S. J., & Wälle, M. (2024). Mineralogy and mineral chemistry of the ABM replacement-style volcanogenic massive sulfide deposit, Finlayson Lake district, Yukon, Canada. Mineralium Deposita, 59(3), 473-503. https://doi.org/10.1007/s00126-023-01217-4 |  | CAN | CA-YT | -130.6 | 61.4667 | [8 empty] | Only analyses +/-2% of 100% were shown and they were normalized to 100% | 2025-04-30
| ABM |  | Volcanic basin hydrothermal | Volcanogenic massive sulfide (VMS) | Bimodal felsic VMS | Zn, Cu, Pb, Au, Ag |  | Zn, Cu, Pb, Au, Ag | Denisová et al., 2024 |  | Q721165 | Q721165-6-1-22 | borehole | K16-350 |  | 110.1 | 110.18 | ore material | half core | core drilling | rock | polished slab from core | Yukon–Tanana and Slide Mountain terranes | Kudz Ze Kayah formation |  |  | acid volcanic rock, siliciclastic sedimentary rock |  | rock | greenschist | sphalerite | Assemblage 3 |  |  |  | chloritic |  | pyrite, arsenopyrite, pyrrhotite, galena, chalcopyrite, sulfosalts | cutting and polishing | EPMA | JEOL JXA-8230 SuperProbe electron probe microanalyzer (EPMA) equipped with five wavelength-dispersive spectrometers (WDS) and a tungsten filament electron gun. |  | sulfides were analyzed using an accelerating voltage of 25 kV, a 2-nA beam current, focused to 1 μm, with elemental counting times between 5 and 30 s | [21 empty] | 4052.6237 | 31.3057 | [20 empty] | 99652.2029 | 36.3942 | [8 empty] | -99999 | 85.6009 | [16 empty] | 180 | 149.0348 | [30 empty] | 335974.5934 | 30.0697 | [38 empty] | 560139.1192 | 293.5845 |  |  |  | 2024 | Denisová, N., Piercey, S. J., & Wälle, M. (2024). Mineralogy and mineral chemistry of the ABM replacement-style volcanogenic massive sulfide deposit, Finlayson Lake district, Yukon, Canada. Mineralium Deposita, 59(3), 473-503. https://doi.org/10.1007/s00126-023-01217-4 |  | CAN | CA-YT | -130.6 | 61.4667 | [8 empty] | Only analyses +/-2% of 100% were shown and they were normalized to 100% | 2025-04-30
| ABM |  | Volcanic basin hydrothermal | Volcanogenic massive sulfide (VMS) | Bimodal felsic VMS | Zn, Cu, Pb, Au, Ag |  | Zn, Cu, Pb, Au, Ag | Denisová et al., 2024 |  | Q721165 | Q721165-6-1-26 | borehole | K16-350 |  | 110.1 | 110.18 | ore material | half core | core drilling | rock | polished slab from core | Yukon–Tanana and Slide Mountain terranes | Kudz Ze Kayah formation |  |  | acid volcanic rock, siliciclastic sedimentary rock |  | rock | greenschist | sphalerite | Assemblage 3 |  |  |  | chloritic |  | pyrite, arsenopyrite, pyrrhotite, galena, chalcopyrite, sulfosalts | cutting and polishing | EPMA | JEOL JXA-8230 SuperProbe electron probe microanalyzer (EPMA) equipped with five wavelength-dispersive spectrometers (WDS) and a tungsten filament electron gun. |  | sulfides were analyzed using an accelerating voltage of 25 kV, a 2-nA beam current, focused to 1 μm, with elemental counting times between 5 and 30 s | [21 empty] | 4261.7958 | 31.3057 | [20 empty] | 102080.1642 | 36.3942 | [8 empty] | 182.6484 | 85.6009 | [16 empty] | -99999 | 149.0348 | [30 empty] | 337006.6058 | 30.0697 | [38 empty] | 556468.7858 | 293.5845 |  |  |  | 2024 | Denisová, N., Piercey, S. J., & Wälle, M. (2024). Mineralogy and mineral chemistry of the ABM replacement-style volcanogenic massive sulfide deposit, Finlayson Lake district, Yukon, Canada. Mineralium Deposita, 59(3), 473-503. https://doi.org/10.1007/s00126-023-01217-4 |  | CAN | CA-YT | -130.6 | 61.4667 | [8 empty] | Only analyses +/-2% of 100% were shown and they were normalized to 100% | 2025-04-30
| ABM |  | Volcanic basin hydrothermal | Volcanogenic massive sulfide (VMS) | Bimodal felsic VMS | Zn, Cu, Pb, Au, Ag |  | Zn, Cu, Pb, Au, Ag | Denisová et al., 2024 |  | Q721165 | Q721165-6-1-6 | borehole | K16-350 |  | 110.1 | 110.18 | ore material | half core | core drilling | rock | polished slab from core | Yukon–Tanana and Slide Mountain terranes | Kudz Ze Kayah formation |  |  | acid volcanic rock, siliciclastic sedimentary rock |  | rock | greenschist | sphalerite | Assemblage 3 |  |  |  | chloritic |  | pyrite, arsenopyrite, pyrrhotite, galena, chalcopyrite, sulfosalts | cutting and polishing | EPMA | JEOL JXA-8230 SuperProbe electron probe microanalyzer (EPMA) equipped with five wavelength-dispersive spectrometers (WDS) and a tungsten filament electron gun. |  | sulfides were analyzed using an accelerating voltage of 25 kV, a 2-nA beam current, focused to 1 μm, with elemental counting times between 5 and 30 s | [21 empty] | 4075.7999 | 31.3057 | [20 empty] | 99952.7037 | 36.3942 | [8 empty] | -99999 | 85.6009 | [16 empty] | 200 | 149.0348 | [30 empty] | 335604.3765 | 30.0697 | [38 empty] | 560165.8458 | 293.5845 |  |  |  | 2024 | Denisová, N., Piercey, S. J., & Wälle, M. (2024). Mineralogy and mineral chemistry of the ABM replacement-style volcanogenic massive sulfide deposit, Finlayson Lake district, Yukon, Canada. Mineralium Deposita, 59(3), 473-503. https://doi.org/10.1007/s00126-023-01217-4 |  | CAN | CA-YT | -130.6 | 61.4667 | [8 empty] | Only analyses +/-2% of 100% were shown and they were normalized to 100% | 2025-04-30
| ABM |  | Volcanic basin hydrothermal | Volcanogenic massive sulfide (VMS) | Bimodal felsic VMS | Zn, Cu, Pb, Au, Ag |  | Zn, Cu, Pb, Au, Ag | Denisová et al., 2024 |  | Q721165 | Q721165-7-1-5 | borehole | K16-350 |  | 110.1 | 110.18 | ore material | half core | core drilling | rock | polished slab from core | Yukon–Tanana and Slide Mountain terranes | Kudz Ze Kayah formation |  |  | acid volcanic rock, siliciclastic sedimentary rock |  | rock | greenschist | sphalerite | Assemblage 3 |  |  |  | chloritic |  | pyrite, arsenopyrite, pyrrhotite, galena, chalcopyrite, sulfosalts | cutting and polishing | EPMA | JEOL JXA-8230 SuperProbe electron probe microanalyzer (EPMA) equipped with five wavelength-dispersive spectrometers (WDS) and a tungsten filament electron gun. |  | sulfides were analyzed using an accelerating voltage of 25 kV, a 2-nA beam current, focused to 1 μm, with elemental counting times between 5 and 30 s | [21 empty] | 3971.0752 | 31.3057 | [20 empty] | 102994.0475 | 36.3942 | [8 empty] | -99999 | 85.6009 | [16 empty] | 1090 | 149.0348 | [30 empty] | 337013.254 | 30.0697 | [38 empty] | 554914.5973 | 293.5845 |  |  |  | 2024 | Denisová, N., Piercey, S. J., & Wälle, M. (2024). Mineralogy and mineral chemistry of the ABM replacement-style volcanogenic massive sulfide deposit, Finlayson Lake district, Yukon, Canada. Mineralium Deposita, 59(3), 473-503. https://doi.org/10.1007/s00126-023-01217-4 |  | CAN | CA-YT | -130.6 | 61.4667 | [8 empty] | Only analyses +/-2% of 100% were shown and they were normalized to 100% | 2025-04-30
| ABM |  | Volcanic basin hydrothermal | Volcanogenic massive sulfide (VMS) | Bimodal felsic VMS | Zn, Cu, Pb, Au, Ag |  | Zn, Cu, Pb, Au, Ag | Denisová et al., 2024 |  | Q721165 | Q721165-7-2-3 | borehole | K16-350 |  | 110.1 | 110.18 | ore material | half core | core drilling | rock | polished slab from core | Yukon–Tanana and Slide Mountain terranes | Kudz Ze Kayah formation |  |  | acid volcanic rock, siliciclastic sedimentary rock |  | rock | greenschist | sphalerite | Assemblage 3 |  |  |  | chloritic |  | pyrite, arsenopyrite, pyrrhotite, galena, chalcopyrite, sulfosalts | cutting and polishing | EPMA | JEOL JXA-8230 SuperProbe electron probe microanalyzer (EPMA) equipped with five wavelength-dispersive spectrometers (WDS) and a tungsten filament electron gun. |  | sulfides were analyzed using an accelerating voltage of 25 kV, a 2-nA beam current, focused to 1 μm, with elemental counting times between 5 and 30 s | [21 empty] | 4331.4193 | 31.3057 | [20 empty] | 104542.4072 | 36.3942 | [8 empty] | -99999 | 85.6009 | [16 empty] | 400 | 149.0348 | [30 empty] | 336278.4323 | 30.0697 | [38 empty] | 554441.9876 | 293.5845 |  |  |  | 2024 | Denisová, N., Piercey, S. J., & Wälle, M. (2024). Mineralogy and mineral chemistry of the ABM replacement-style volcanogenic massive sulfide deposit, Finlayson Lake district, Yukon, Canada. Mineralium Deposita, 59(3), 473-503. https://doi.org/10.1007/s00126-023-01217-4 |  | CAN | CA-YT | -130.6 | 61.4667 | [8 empty] | Only analyses +/-2% of 100% were shown and they were normalized to 100% | 2025-04-30
| ABM |  | Volcanic basin hydrothermal | Volcanogenic massive sulfide (VMS) | Bimodal felsic VMS | Zn, Cu, Pb, Au, Ag |  | Zn, Cu, Pb, Au, Ag | Denisová et al., 2024 |  | Q930238 | Q930238-3-2-1 | borehole | K15-236 |  | 82.3 | 82.45 | ore material | half core | core drilling | rock | polished slab from core | Yukon–Tanana and Slide Mountain terranes | Kudz Ze Kayah formation |  |  | acid volcanic rock, siliciclastic sedimentary rock |  | rock | greenschist | sphalerite | Assemblage 2 |  |  |  | chloritic |  | pyrite, arsenopyrite, pyrrhotite, galena, chalcopyrite, sulfosalts | cutting and polishing | EPMA | JEOL JXA-8230 SuperProbe electron probe microanalyzer (EPMA) equipped with five wavelength-dispersive spectrometers (WDS) and a tungsten filament electron gun. |  | sulfides were analyzed using an accelerating voltage of 25 kV, a 2-nA beam current, focused to 1 μm, with elemental counting times between 5 and 30 s | [21 empty] | 4136.6942 | 31.3057 | [20 empty] | 106922.3452 | 36.3942 | [8 empty] | 132.4557 | 85.6009 | [16 empty] | 160 | 149.0348 | [30 empty] | 340329.719 | 30.0697 | [38 empty] | 548315.7634 | 293.5845 |  |  |  | 2024 | Denisová, N., Piercey, S. J., & Wälle, M. (2024). Mineralogy and mineral chemistry of the ABM replacement-style volcanogenic massive sulfide deposit, Finlayson Lake district, Yukon, Canada. Mineralium Deposita, 59(3), 473-503. https://doi.org/10.1007/s00126-023-01217-4 |  | CAN | CA-YT | -130.6 | 61.4667 | [8 empty] | Only analyses +/-2% of 100% were shown and they were normalized to 100% | 2025-04-30
| ABM |  | Volcanic basin hydrothermal | Volcanogenic massive sulfide (VMS) | Bimodal felsic VMS | Zn, Cu, Pb, Au, Ag |  | Zn, Cu, Pb, Au, Ag | Denisová et al., 2024 |  | Q930238 | Q930238-4-1-18 | borehole | K15-236 |  | 82.3 | 82.45 | ore material | half core | core drilling | rock | polished slab from core | Yukon–Tanana and Slide Mountain terranes | Kudz Ze Kayah formation |  |  | acid volcanic rock, siliciclastic sedimentary rock |  | rock | greenschist | sphalerite | Assemblage 2 |  |  |  | chloritic |  | pyrite, arsenopyrite, pyrrhotite, galena, chalcopyrite, sulfosalts | cutting and polishing | EPMA | JEOL JXA-8230 SuperProbe electron probe microanalyzer (EPMA) equipped with five wavelength-dispersive spectrometers (WDS) and a tungsten filament electron gun. |  | sulfides were analyzed using an accelerating voltage of 25 kV, a 2-nA beam current, focused to 1 μm, with elemental counting times between 5 and 30 s | [21 empty] | 4141.7303 | 31.3057 | [20 empty] | 104657.1684 | 36.3942 | [8 empty] | -99999 | 85.6009 | [16 empty] | -99999 | 149.0348 | [30 empty] | 338285.1639 | 30.0697 | [38 empty] | 552915.9374 | 293.5845 |  |  |  | 2024 | Denisová, N., Piercey, S. J., & Wälle, M. (2024). Mineralogy and mineral chemistry of the ABM replacement-style volcanogenic massive sulfide deposit, Finlayson Lake district, Yukon, Canada. Mineralium Deposita, 59(3), 473-503. https://doi.org/10.1007/s00126-023-01217-4 |  | CAN | CA-YT | -130.6 | 61.4667 | [8 empty] | Only analyses +/-2% of 100% were shown and they were normalized to 100% | 2025-04-30
| ABM |  | Volcanic basin hydrothermal | Volcanogenic massive sulfide (VMS) | Bimodal felsic VMS | Zn, Cu, Pb, Au, Ag |  | Zn, Cu, Pb, Au, Ag | Denisová et al., 2024 |  | Q930238 | Q930238-4-1-8 | borehole | K15-236 |  | 82.3 | 82.45 | ore material | half core | core drilling | rock | polished slab from core | Yukon–Tanana and Slide Mountain terranes | Kudz Ze Kayah formation |  |  | acid volcanic rock, siliciclastic sedimentary rock |  | rock | greenschist | sphalerite | Assemblage 2 |  |  |  | chloritic |  | pyrite, arsenopyrite, pyrrhotite, galena, chalcopyrite, sulfosalts | cutting and polishing | EPMA | JEOL JXA-8230 SuperProbe electron probe microanalyzer (EPMA) equipped with five wavelength-dispersive spectrometers (WDS) and a tungsten filament electron gun. |  | sulfides were analyzed using an accelerating voltage of 25 kV, a 2-nA beam current, focused to 1 μm, with elemental counting times between 5 and 30 s | [21 empty] | 3938.9264 | 31.3057 | [20 empty] | 98919.8431 | 36.3942 | [8 empty] | -99999 | 85.6009 | [16 empty] | -99999 | 149.0348 | [30 empty] | 340087.7049 | 30.0697 | [38 empty] | 557053.5256 | 293.5845 |  |  |  | 2024 | Denisová, N., Piercey, S. J., & Wälle, M. (2024). Mineralogy and mineral chemistry of the ABM replacement-style volcanogenic massive sulfide deposit, Finlayson Lake district, Yukon, Canada. Mineralium Deposita, 59(3), 473-503. https://doi.org/10.1007/s00126-023-01217-4 |  | CAN | CA-YT | -130.6 | 61.4667 | [8 empty] | Only analyses +/-2% of 100% were shown and they were normalized to 100% | 2025-04-30
| ABM |  | Volcanic basin hydrothermal | Volcanogenic massive sulfide (VMS) | Bimodal felsic VMS | Zn, Cu, Pb, Au, Ag |  | Zn, Cu, Pb, Au, Ag | Denisová et al., 2024 |  | Q930238 | Q930238-4-2-12 | borehole | K15-236 |  | 82.3 | 82.45 | ore material | half core | core drilling | rock | polished slab from core | Yukon–Tanana and Slide Mountain terranes | Kudz Ze Kayah formation |  |  | acid volcanic rock, siliciclastic sedimentary rock |  | rock | greenschist | sphalerite | Assemblage 2 |  |  |  | chloritic |  | pyrite, arsenopyrite, pyrrhotite, galena, chalcopyrite, sulfosalts | cutting and polishing | EPMA | JEOL JXA-8230 SuperProbe electron probe microanalyzer (EPMA) equipped with five wavelength-dispersive spectrometers (WDS) and a tungsten filament electron gun. |  | sulfides were analyzed using an accelerating voltage of 25 kV, a 2-nA beam current, focused to 1 μm, with elemental counting times between 5 and 30 s | [21 empty] | 4749.8904 | 31.3057 | [20 empty] | 102301.4046 | 36.3942 | [8 empty] | -99999 | 85.6009 | [16 empty] | -99999 | 149.0348 | [30 empty] | 341368.9857 | 30.0697 | [38 empty] | 551559.2898 | 293.5845 |  |  |  | 2024 | Denisová, N., Piercey, S. J., & Wälle, M. (2024). Mineralogy and mineral chemistry of the ABM replacement-style volcanogenic massive sulfide deposit, Finlayson Lake district, Yukon, Canada. Mineralium Deposita, 59(3), 473-503. https://doi.org/10.1007/s00126-023-01217-4 |  | CAN | CA-YT | -130.6 | 61.4667 | [8 empty] | Only analyses +/-2% of 100% were shown and they were normalized to 100% | 2025-04-30
| ABM |  | Volcanic basin hydrothermal | Volcanogenic massive sulfide (VMS) | Bimodal felsic VMS | Zn, Cu, Pb, Au, Ag |  | Zn, Cu, Pb, Au, Ag | Denisová et al., 2024 |  | Q930238 | Q930238-6-2 | borehole | K15-236 |  | 82.3 | 82.45 | ore material | half core | core drilling | rock | polished slab from core | Yukon–Tanana and Slide Mountain terranes | Kudz Ze Kayah formation |  |  | acid volcanic rock, siliciclastic sedimentary rock |  | rock | greenschist | sphalerite | Assemblage 2 |  |  |  | chloritic |  | pyrite, arsenopyrite, pyrrhotite, galena, chalcopyrite, sulfosalts | cutting and polishing | EPMA | JEOL JXA-8230 SuperProbe electron probe microanalyzer (EPMA) equipped with five wavelength-dispersive spectrometers (WDS) and a tungsten filament electron gun. |  | sulfides were analyzed using an accelerating voltage of 25 kV, a 2-nA beam current, focused to 1 μm, with elemental counting times between 5 and 30 s | [21 empty] | 4200.1385 | 31.3057 | [20 empty] | 95267.708 | 36.3942 | [8 empty] | 61.1671 | 85.6009 | [16 empty] | -99999 | 149.0348 | [30 empty] | 337244.6315 | 30.0697 | [38 empty] | 563226.3549 | 293.5845 |  |  |  | 2024 | Denisová, N., Piercey, S. J., & Wälle, M. (2024). Mineralogy and mineral chemistry of the ABM replacement-style volcanogenic massive sulfide deposit, Finlayson Lake district, Yukon, Canada. Mineralium Deposita, 59(3), 473-503. https://doi.org/10.1007/s00126-023-01217-4 |  | CAN | CA-YT | -130.6 | 61.4667 | [8 empty] | Only analyses +/-2% of 100% were shown and they were normalized to 100% | 2025-04-30
| ABM |  | Volcanic basin hydrothermal | Volcanogenic massive sulfide (VMS) | Bimodal felsic VMS | Zn, Cu, Pb, Au, Ag |  | Zn, Cu, Pb, Au, Ag | Denisová et al., 2024 |  | Q930238 | Q930238-6-4 | borehole | K15-236 |  | 82.3 | 82.45 | ore material | half core | core drilling | rock | polished slab from core | Yukon–Tanana and Slide Mountain terranes | Kudz Ze Kayah formation |  |  | acid volcanic rock, siliciclastic sedimentary rock |  | rock | greenschist | sphalerite | Assemblage 2 |  |  |  | chloritic |  | pyrite, arsenopyrite, pyrrhotite, galena, chalcopyrite, sulfosalts | cutting and polishing | EPMA | JEOL JXA-8230 SuperProbe electron probe microanalyzer (EPMA) equipped with five wavelength-dispersive spectrometers (WDS) and a tungsten filament electron gun. |  | sulfides were analyzed using an accelerating voltage of 25 kV, a 2-nA beam current, focused to 1 μm, with elemental counting times between 5 and 30 s | [21 empty] | 4008.9131 | 31.3057 | [20 empty] | 96234.2684 | 36.3942 | [8 empty] | -99999 | 85.6009 | [16 empty] | 200 | 149.0348 | [30 empty] | 336748.7152 | 30.0697 | [38 empty] | 562804.6052 | 293.5845 |  |  |  | 2024 | Denisová, N., Piercey, S. J., & Wälle, M. (2024). Mineralogy and mineral chemistry of the ABM replacement-style volcanogenic massive sulfide deposit, Finlayson Lake district, Yukon, Canada. Mineralium Deposita, 59(3), 473-503. https://doi.org/10.1007/s00126-023-01217-4 |  | CAN | CA-YT | -130.6 | 61.4667 | [8 empty] | Only analyses +/-2% of 100% were shown and they were normalized to 100% | 2025-04-30
| ABM |  | Volcanic basin hydrothermal | Volcanogenic massive sulfide (VMS) | Bimodal felsic VMS | Zn, Cu, Pb, Au, Ag |  | Zn, Cu, Pb, Au, Ag | Denisová et al., 2024 |  | Q930239 | Q930239-1-1-12 | borehole | K15-236 |  | 86.33 | 86.42 | ore material | half core | core drilling | rock | polished slab from core | Yukon–Tanana and Slide Mountain terranes | Kudz Ze Kayah formation |  |  | acid volcanic rock, siliciclastic sedimentary rock |  | rock | greenschist | sphalerite | Assemblage 1 |  |  |  | chloritic |  | pyrite, arsenopyrite, pyrrhotite, galena, chalcopyrite, sulfosalts | cutting and polishing | EPMA | JEOL JXA-8230 SuperProbe electron probe microanalyzer (EPMA) equipped with five wavelength-dispersive spectrometers (WDS) and a tungsten filament electron gun. |  | sulfides were analyzed using an accelerating voltage of 25 kV, a 2-nA beam current, focused to 1 μm, with elemental counting times between 5 and 30 s | [21 empty] | 3932.821 | 31.3057 | [20 empty] | 43451.6522 | 36.3942 | [8 empty] | 2036.6394 | 85.6009 | [16 empty] | -99999 | 149.0348 | [30 empty] | 332714.6413 | 30.0697 | [38 empty] | 617864.2461 | 293.5845 |  |  |  | 2024 | Denisová, N., Piercey, S. J., & Wälle, M. (2024). Mineralogy and mineral chemistry of the ABM replacement-style volcanogenic massive sulfide deposit, Finlayson Lake district, Yukon, Canada. Mineralium Deposita, 59(3), 473-503. https://doi.org/10.1007/s00126-023-01217-4 |  | CAN | CA-YT | -130.6 | 61.4667 | [8 empty] | Only analyses +/-2% of 100% were shown and they were normalized to 100% | 2025-04-30
| ABM |  | Volcanic basin hydrothermal | Volcanogenic massive sulfide (VMS) | Bimodal felsic VMS | Zn, Cu, Pb, Au, Ag |  | Zn, Cu, Pb, Au, Ag | Denisová et al., 2024 |  | Q930239 | Q930239-1-1-3 | borehole | K15-236 |  | 86.33 | 86.42 | ore material | half core | core drilling | rock | polished slab from core | Yukon–Tanana and Slide Mountain terranes | Kudz Ze Kayah formation |  |  | acid volcanic rock, siliciclastic sedimentary rock |  | rock | greenschist | sphalerite | Assemblage 1 |  |  |  | chloritic |  | pyrite, arsenopyrite, pyrrhotite, galena, chalcopyrite, sulfosalts | cutting and polishing | EPMA | JEOL JXA-8230 SuperProbe electron probe microanalyzer (EPMA) equipped with five wavelength-dispersive spectrometers (WDS) and a tungsten filament electron gun. |  | sulfides were analyzed using an accelerating voltage of 25 kV, a 2-nA beam current, focused to 1 μm, with elemental counting times between 5 and 30 s | [21 empty] | 4218.6498 | 31.3057 | [20 empty] | 42646.3501 | 36.3942 | [8 empty] | 1749.4401 | 85.6009 | [16 empty] | -99999 | 149.0348 | [30 empty] | 331753.8393 | 30.0697 | [38 empty] | 619631.7206 | 293.5845 |  |  |  | 2024 | Denisová, N., Piercey, S. J., & Wälle, M. (2024). Mineralogy and mineral chemistry of the ABM replacement-style volcanogenic massive sulfide deposit, Finlayson Lake district, Yukon, Canada. Mineralium Deposita, 59(3), 473-503. https://doi.org/10.1007/s00126-023-01217-4 |  | CAN | CA-YT | -130.6 | 61.4667 | [8 empty] | Only analyses +/-2% of 100% were shown and they were normalized to 100% | 2025-04-30
| ABM |  | Volcanic basin hydrothermal | Volcanogenic massive sulfide (VMS) | Bimodal felsic VMS | Zn, Cu, Pb, Au, Ag |  | Zn, Cu, Pb, Au, Ag | Denisová et al., 2024 |  | Q930239 | Q930239-1-2-10 | borehole | K15-236 |  | 86.33 | 86.42 | ore material | half core | core drilling | rock | polished slab from core | Yukon–Tanana and Slide Mountain terranes | Kudz Ze Kayah formation |  |  | acid volcanic rock, siliciclastic sedimentary rock |  | rock | greenschist | sphalerite | Assemblage 1 |  |  |  | chloritic |  | pyrite, arsenopyrite, pyrrhotite, galena, chalcopyrite, sulfosalts | cutting and polishing | EPMA | JEOL JXA-8230 SuperProbe electron probe microanalyzer (EPMA) equipped with five wavelength-dispersive spectrometers (WDS) and a tungsten filament electron gun. |  | sulfides were analyzed using an accelerating voltage of 25 kV, a 2-nA beam current, focused to 1 μm, with elemental counting times between 5 and 30 s | [21 empty] | 4092.3178 | 31.3057 | [20 empty] | 46349.51 | 36.3942 | [8 empty] | 1785.374 | 85.6009 | [16 empty] | -99999 | 149.0348 | [30 empty] | 330996.2976 | 30.0697 | [38 empty] | 616776.5007 | 293.5845 |  |  |  | 2024 | Denisová, N., Piercey, S. J., & Wälle, M. (2024). Mineralogy and mineral chemistry of the ABM replacement-style volcanogenic massive sulfide deposit, Finlayson Lake district, Yukon, Canada. Mineralium Deposita, 59(3), 473-503. https://doi.org/10.1007/s00126-023-01217-4 |  | CAN | CA-YT | -130.6 | 61.4667 | [8 empty] | Only analyses +/-2% of 100% were shown and they were normalized to 100% | 2025-04-30
| ABM |  | Volcanic basin hydrothermal | Volcanogenic massive sulfide (VMS) | Bimodal felsic VMS | Zn, Cu, Pb, Au, Ag |  | Zn, Cu, Pb, Au, Ag | Denisová et al., 2024 |  | Q930239 | Q930239-1-2-11 | borehole | K15-236 |  | 86.33 | 86.42 | ore material | half core | core drilling | rock | polished slab from core | Yukon–Tanana and Slide Mountain terranes | Kudz Ze Kayah formation |  |  | acid volcanic rock, siliciclastic sedimentary rock |  | rock | greenschist | sphalerite | Assemblage 1 |  |  |  | chloritic |  | pyrite, arsenopyrite, pyrrhotite, galena, chalcopyrite, sulfosalts | cutting and polishing | EPMA | JEOL JXA-8230 SuperProbe electron probe microanalyzer (EPMA) equipped with five wavelength-dispersive spectrometers (WDS) and a tungsten filament electron gun. |  | sulfides were analyzed using an accelerating voltage of 25 kV, a 2-nA beam current, focused to 1 μm, with elemental counting times between 5 and 30 s | [21 empty] | 4444.4443 | 31.3057 | [20 empty] | 49480.8141 | 36.3942 | [8 empty] | 1896.1625 | 85.6009 | [16 empty] | -99999 | 149.0348 | [30 empty] | 330915.4862 | 30.0697 | [38 empty] | 613263.0928 | 293.5845 |  |  |  | 2024 | Denisová, N., Piercey, S. J., & Wälle, M. (2024). Mineralogy and mineral chemistry of the ABM replacement-style volcanogenic massive sulfide deposit, Finlayson Lake district, Yukon, Canada. Mineralium Deposita, 59(3), 473-503. https://doi.org/10.1007/s00126-023-01217-4 |  | CAN | CA-YT | -130.6 | 61.4667 | [8 empty] | Only analyses +/-2% of 100% were shown and they were normalized to 100% | 2025-04-30
| ABM |  | Volcanic basin hydrothermal | Volcanogenic massive sulfide (VMS) | Bimodal felsic VMS | Zn, Cu, Pb, Au, Ag |  | Zn, Cu, Pb, Au, Ag | Denisová et al., 2024 |  | Q930239 | Q930239-2-1-12 | borehole | K15-236 |  | 86.33 | 86.42 | ore material | half core | core drilling | rock | polished slab from core | Yukon–Tanana and Slide Mountain terranes | Kudz Ze Kayah formation |  |  | acid volcanic rock, siliciclastic sedimentary rock |  | rock | greenschist | sphalerite | Assemblage 1 |  |  |  | chloritic |  | pyrite, arsenopyrite, pyrrhotite, galena, chalcopyrite, sulfosalts | cutting and polishing | EPMA | JEOL JXA-8230 SuperProbe electron probe microanalyzer (EPMA) equipped with five wavelength-dispersive spectrometers (WDS) and a tungsten filament electron gun. |  | sulfides were analyzed using an accelerating voltage of 25 kV, a 2-nA beam current, focused to 1 μm, with elemental counting times between 5 and 30 s | [21 empty] | 4188.398 | 31.3057 | [20 empty] | 59764.4521 | 36.3942 | [8 empty] | 1296.4089 | 85.6009 | [16 empty] | -99999 | 149.0348 | [30 empty] | 341952.7959 | 30.0697 | [38 empty] | 592797.9452 | 293.5845 |  |  |  | 2024 | Denisová, N., Piercey, S. J., & Wälle, M. (2024). Mineralogy and mineral chemistry of the ABM replacement-style volcanogenic massive sulfide deposit, Finlayson Lake district, Yukon, Canada. Mineralium Deposita, 59(3), 473-503. https://doi.org/10.1007/s00126-023-01217-4 |  | CAN | CA-YT | -130.6 | 61.4667 | [8 empty] | Only analyses +/-2% of 100% were shown and they were normalized to 100% | 2025-04-30
| ABM |  | Volcanic basin hydrothermal | Volcanogenic massive sulfide (VMS) | Bimodal felsic VMS | Zn, Cu, Pb, Au, Ag |  | Zn, Cu, Pb, Au, Ag | Denisová et al., 2024 |  | Q930239 | Q930239-2-1-8 | borehole | K15-236 |  | 86.33 | 86.42 | ore material | half core | core drilling | rock | polished slab from core | Yukon–Tanana and Slide Mountain terranes | Kudz Ze Kayah formation |  |  | acid volcanic rock, siliciclastic sedimentary rock |  | rock | greenschist | sphalerite | Assemblage 1 |  |  |  | chloritic |  | pyrite, arsenopyrite, pyrrhotite, galena, chalcopyrite, sulfosalts | cutting and polishing | EPMA | JEOL JXA-8230 SuperProbe electron probe microanalyzer (EPMA) equipped with five wavelength-dispersive spectrometers (WDS) and a tungsten filament electron gun. |  | sulfides were analyzed using an accelerating voltage of 25 kV, a 2-nA beam current, focused to 1 μm, with elemental counting times between 5 and 30 s | [21 empty] | 4192.3376 | 31.3057 | [20 empty] | 42117.1828 | 36.3942 | [8 empty] | 2386.8782 | 85.6009 | [16 empty] | -99999 | 149.0348 | [30 empty] | 331918.8921 | 30.0697 | [38 empty] | 619384.7093 | 293.5845 |  |  |  | 2024 | Denisová, N., Piercey, S. J., & Wälle, M. (2024). Mineralogy and mineral chemistry of the ABM replacement-style volcanogenic massive sulfide deposit, Finlayson Lake district, Yukon, Canada. Mineralium Deposita, 59(3), 473-503. https://doi.org/10.1007/s00126-023-01217-4 |  | CAN | CA-YT | -130.6 | 61.4667 | [8 empty] | Only analyses +/-2% of 100% were shown and they were normalized to 100% | 2025-04-30
| ABM |  | Volcanic basin hydrothermal | Volcanogenic massive sulfide (VMS) | Bimodal felsic VMS | Zn, Cu, Pb, Au, Ag |  | Zn, Cu, Pb, Au, Ag | Denisová et al., 2024 |  | Q930239 | Q930239-3-1-6 | borehole | K15-236 |  | 86.33 | 86.42 | ore material | half core | core drilling | rock | polished slab from core | Yukon–Tanana and Slide Mountain terranes | Kudz Ze Kayah formation |  |  | acid volcanic rock, siliciclastic sedimentary rock |  | rock | greenschist | sphalerite | Assemblage 1 |  |  |  | chloritic |  | pyrite, arsenopyrite, pyrrhotite, galena, chalcopyrite, sulfosalts | cutting and polishing | EPMA | JEOL JXA-8230 SuperProbe electron probe microanalyzer (EPMA) equipped with five wavelength-dispersive spectrometers (WDS) and a tungsten filament electron gun. |  | sulfides were analyzed using an accelerating voltage of 25 kV, a 2-nA beam current, focused to 1 μm, with elemental counting times between 5 and 30 s | [21 empty] | 4332.3394 | 31.3057 | [20 empty] | 36149.5195 | 36.3942 | [8 empty] | 1660.8968 | 85.6009 | [16 empty] | -99999 | 149.0348 | [30 empty] | 332929.7938 | 30.0697 | [38 empty] | 624927.4505 | 293.5845 |  |  |  | 2024 | Denisová, N., Piercey, S. J., & Wälle, M. (2024). Mineralogy and mineral chemistry of the ABM replacement-style volcanogenic massive sulfide deposit, Finlayson Lake district, Yukon, Canada. Mineralium Deposita, 59(3), 473-503. https://doi.org/10.1007/s00126-023-01217-4 |  | CAN | CA-YT | -130.6 | 61.4667 | [8 empty] | Only analyses +/-2% of 100% were shown and they were normalized to 100% | 2025-04-30
| ABM |  | Volcanic basin hydrothermal | Volcanogenic massive sulfide (VMS) | Bimodal felsic VMS | Zn, Cu, Pb, Au, Ag |  | Zn, Cu, Pb, Au, Ag | Denisová et al., 2024 |  | Q930239 | Q930239-3-2-9 | borehole | K15-236 |  | 86.33 | 86.42 | ore material | half core | core drilling | rock | polished slab from core | Yukon–Tanana and Slide Mountain terranes | Kudz Ze Kayah formation |  |  | acid volcanic rock, siliciclastic sedimentary rock |  | rock | greenschist | sphalerite | Assemblage 1 |  |  |  | chloritic |  | pyrite, arsenopyrite, pyrrhotite, galena, chalcopyrite, sulfosalts | cutting and polishing | EPMA | JEOL JXA-8230 SuperProbe electron probe microanalyzer (EPMA) equipped with five wavelength-dispersive spectrometers (WDS) and a tungsten filament electron gun. |  | sulfides were analyzed using an accelerating voltage of 25 kV, a 2-nA beam current, focused to 1 μm, with elemental counting times between 5 and 30 s | [21 empty] | 4429.3186 | 31.3057 | [20 empty] | 38675.2662 | 36.3942 | [8 empty] | 1503.5302 | 85.6009 | [16 empty] | -99999 | 149.0348 | [30 empty] | 333377.3666 | 30.0697 | [38 empty] | 622014.5184 | 293.5845 |  |  |  | 2024 | Denisová, N., Piercey, S. J., & Wälle, M. (2024). Mineralogy and mineral chemistry of the ABM replacement-style volcanogenic massive sulfide deposit, Finlayson Lake district, Yukon, Canada. Mineralium Deposita, 59(3), 473-503. https://doi.org/10.1007/s00126-023-01217-4 |  | CAN | CA-YT | -130.6 | 61.4667 | [8 empty] | Only analyses +/-2% of 100% were shown and they were normalized to 100% | 2025-04-30
| ABM |  | Volcanic basin hydrothermal | Volcanogenic massive sulfide (VMS) | Bimodal felsic VMS | Zn, Cu, Pb, Au, Ag |  | Zn, Cu, Pb, Au, Ag | Denisová et al., 2024 |  | Q930239 | Q930239-3-4-13 | borehole | K15-236 |  | 86.33 | 86.42 | ore material | half core | core drilling | rock | polished slab from core | Yukon–Tanana and Slide Mountain terranes | Kudz Ze Kayah formation |  |  | acid volcanic rock, siliciclastic sedimentary rock |  | rock | greenschist | sphalerite | Assemblage 1 |  |  |  | chloritic |  | pyrite, arsenopyrite, pyrrhotite, galena, chalcopyrite, sulfosalts | cutting and polishing | EPMA | JEOL JXA-8230 SuperProbe electron probe microanalyzer (EPMA) equipped with five wavelength-dispersive spectrometers (WDS) and a tungsten filament electron gun. |  | sulfides were analyzed using an accelerating voltage of 25 kV, a 2-nA beam current, focused to 1 μm, with elemental counting times between 5 and 30 s | [21 empty] | 4454.4561 | 31.3057 | [20 empty] | 38963.8053 | 36.3942 | [8 empty] | 2080.099 | 85.6009 | [16 empty] | -99999 | 149.0348 | [30 empty] | 334936.5195 | 30.0697 | [38 empty] | 619494.0923 | 293.5845 |  |  |  | 2024 | Denisová, N., Piercey, S. J., & Wälle, M. (2024). Mineralogy and mineral chemistry of the ABM replacement-style volcanogenic massive sulfide deposit, Finlayson Lake district, Yukon, Canada. Mineralium Deposita, 59(3), 473-503. https://doi.org/10.1007/s00126-023-01217-4 |  | CAN | CA-YT | -130.6 | 61.4667 | [8 empty] | Only analyses +/-2% of 100% were shown and they were normalized to 100% | 2025-04-30
| ABM |  | Volcanic basin hydrothermal | Volcanogenic massive sulfide (VMS) | Bimodal felsic VMS | Zn, Cu, Pb, Au, Ag |  | Zn, Cu, Pb, Au, Ag | Denisová et al., 2024 |  | Q930239 | Q930239-3-4-4 | borehole | K15-236 |  | 86.33 | 86.42 | ore material | half core | core drilling | rock | polished slab from core | Yukon–Tanana and Slide Mountain terranes | Kudz Ze Kayah formation |  |  | acid volcanic rock, siliciclastic sedimentary rock |  | rock | greenschist | sphalerite | Assemblage 1 |  |  |  | chloritic |  | pyrite, arsenopyrite, pyrrhotite, galena, chalcopyrite, sulfosalts | cutting and polishing | EPMA | JEOL JXA-8230 SuperProbe electron probe microanalyzer (EPMA) equipped with five wavelength-dispersive spectrometers (WDS) and a tungsten filament electron gun. |  | sulfides were analyzed using an accelerating voltage of 25 kV, a 2-nA beam current, focused to 1 μm, with elemental counting times between 5 and 30 s | [21 empty] | 4095.7971 | 31.3057 | [20 empty] | 39686.8631 | 36.3942 | [8 empty] | 1694.8126 | 85.6009 | [16 empty] | -99999 | 149.0348 | [30 empty] | 332082.3908 | 30.0697 | [38 empty] | 622430.0481 | 293.5845 |  |  |  | 2024 | Denisová, N., Piercey, S. J., & Wälle, M. (2024). Mineralogy and mineral chemistry of the ABM replacement-style volcanogenic massive sulfide deposit, Finlayson Lake district, Yukon, Canada. Mineralium Deposita, 59(3), 473-503. https://doi.org/10.1007/s00126-023-01217-4 |  | CAN | CA-YT | -130.6 | 61.4667 | [8 empty] | Only analyses +/-2% of 100% were shown and they were normalized to 100% | 2025-04-30
| ABM |  | Volcanic basin hydrothermal | Volcanogenic massive sulfide (VMS) | Bimodal felsic VMS | Zn, Cu, Pb, Au, Ag |  | Zn, Cu, Pb, Au, Ag | Denisová et al., 2024 |  | Q930239 | Q930239-6-1-8 | borehole | K15-236 |  | 86.33 | 86.42 | ore material | half core | core drilling | rock | polished slab from core | Yukon–Tanana and Slide Mountain terranes | Kudz Ze Kayah formation |  |  | acid volcanic rock, siliciclastic sedimentary rock |  | rock | greenschist | sphalerite | Assemblage 1 |  |  |  | chloritic |  | pyrite, arsenopyrite, pyrrhotite, galena, chalcopyrite, sulfosalts | cutting and polishing | EPMA | JEOL JXA-8230 SuperProbe electron probe microanalyzer (EPMA) equipped with five wavelength-dispersive spectrometers (WDS) and a tungsten filament electron gun. |  | sulfides were analyzed using an accelerating voltage of 25 kV, a 2-nA beam current, focused to 1 μm, with elemental counting times between 5 and 30 s | [21 empty] | 4450.8601 | 31.3057 | [20 empty] | 36007.8585 | 36.3942 | [8 empty] | 1754.2804 | 85.6009 | [16 empty] | -99999 | 149.0348 | [30 empty] | 329965.112 | 30.0697 | [38 empty] | 627821.8891 | 293.5845 |  |  |  | 2024 | Denisová, N., Piercey, S. J., & Wälle, M. (2024). Mineralogy and mineral chemistry of the ABM replacement-style volcanogenic massive sulfide deposit, Finlayson Lake district, Yukon, Canada. Mineralium Deposita, 59(3), 473-503. https://doi.org/10.1007/s00126-023-01217-4 |  | CAN | CA-YT | -130.6 | 61.4667 | [8 empty] | Only analyses +/-2% of 100% were shown and they were normalized to 100% | 2025-04-30
| ABM |  | Volcanic basin hydrothermal | Volcanogenic massive sulfide (VMS) | Bimodal felsic VMS | Zn, Cu, Pb, Au, Ag |  | Zn, Cu, Pb, Au, Ag | Denisová et al., 2024 |  | Q930239 | Q930239-9-1-17 | borehole | K15-236 |  | 86.33 | 86.42 | ore material | half core | core drilling | rock | polished slab from core | Yukon–Tanana and Slide Mountain terranes | Kudz Ze Kayah formation |  |  | acid volcanic rock, siliciclastic sedimentary rock |  | rock | greenschist | sphalerite | Assemblage 1 |  |  |  | chloritic |  | pyrite, arsenopyrite, pyrrhotite, galena, chalcopyrite, sulfosalts | cutting and polishing | EPMA | JEOL JXA-8230 SuperProbe electron probe microanalyzer (EPMA) equipped with five wavelength-dispersive spectrometers (WDS) and a tungsten filament electron gun. |  | sulfides were analyzed using an accelerating voltage of 25 kV, a 2-nA beam current, focused to 1 μm, with elemental counting times between 5 and 30 s | [21 empty] | 3865.3615 | 31.3057 | [20 empty] | 89802.2397 | 36.3942 | [8 empty] | 1568.1183 | 85.6009 | [16 empty] | -99999 | 149.0348 | [30 empty] | 371084.6999 | 30.0697 | [38 empty] | 533679.5805 | 293.5845 |  |  |  | 2024 | Denisová, N., Piercey, S. J., & Wälle, M. (2024). Mineralogy and mineral chemistry of the ABM replacement-style volcanogenic massive sulfide deposit, Finlayson Lake district, Yukon, Canada. Mineralium Deposita, 59(3), 473-503. https://doi.org/10.1007/s00126-023-01217-4 |  | CAN | CA-YT | -130.6 | 61.4667 | [8 empty] | Only analyses +/-2% of 100% were shown and they were normalized to 100% | 2025-04-30
| ABM |  | Volcanic basin hydrothermal | Volcanogenic massive sulfide (VMS) | Bimodal felsic VMS | Zn, Cu, Pb, Au, Ag |  | Zn, Cu, Pb, Au, Ag | Denisová et al., 2024 |  | Q930239 | Q930239-9-1-2 | borehole | K15-236 |  | 86.33 | 86.42 | ore material | half core | core drilling | rock | polished slab from core | Yukon–Tanana and Slide Mountain terranes | Kudz Ze Kayah formation |  |  | acid volcanic rock, siliciclastic sedimentary rock |  | rock | greenschist | sphalerite | Assemblage 1 |  |  |  | chloritic |  | pyrite, arsenopyrite, pyrrhotite, galena, chalcopyrite, sulfosalts | cutting and polishing | EPMA | JEOL JXA-8230 SuperProbe electron probe microanalyzer (EPMA) equipped with five wavelength-dispersive spectrometers (WDS) and a tungsten filament electron gun. |  | sulfides were analyzed using an accelerating voltage of 25 kV, a 2-nA beam current, focused to 1 μm, with elemental counting times between 5 and 30 s | [21 empty] | 3981.4335 | 31.3057 | [20 empty] | 35436.791 | 36.3942 | [8 empty] | 1279.7465 | 85.6009 | [16 empty] | -99999 | 149.0348 | [30 empty] | 330885.5597 | 30.0697 | [38 empty] | 628385.9991 | 293.5845 |  |  |  | 2024 | Denisová, N., Piercey, S. J., & Wälle, M. (2024). Mineralogy and mineral chemistry of the ABM replacement-style volcanogenic massive sulfide deposit, Finlayson Lake district, Yukon, Canada. Mineralium Deposita, 59(3), 473-503. https://doi.org/10.1007/s00126-023-01217-4 |  | CAN | CA-YT | -130.6 | 61.4667 | [8 empty] | Only analyses +/-2% of 100% were shown and they were normalized to 100% | 2025-04-30
| ABM |  | Volcanic basin hydrothermal | Volcanogenic massive sulfide (VMS) | Bimodal felsic VMS | Zn, Cu, Pb, Au, Ag |  | Zn, Cu, Pb, Au, Ag | Denisová et al., 2024 |  | Q930239 | Q930239-9-1-5 | borehole | K15-236 |  | 86.33 | 86.42 | ore material | half core | core drilling | rock | polished slab from core | Yukon–Tanana and Slide Mountain terranes | Kudz Ze Kayah formation |  |  | acid volcanic rock, siliciclastic sedimentary rock |  | rock | greenschist | sphalerite | Assemblage 1 |  |  |  | chloritic |  | pyrite, arsenopyrite, pyrrhotite, galena, chalcopyrite, sulfosalts | cutting and polishing | EPMA | JEOL JXA-8230 SuperProbe electron probe microanalyzer (EPMA) equipped with five wavelength-dispersive spectrometers (WDS) and a tungsten filament electron gun. |  | sulfides were analyzed using an accelerating voltage of 25 kV, a 2-nA beam current, focused to 1 μm, with elemental counting times between 5 and 30 s | [21 empty] | 3853.4282 | 31.3057 | [20 empty] | 74216.4161 | 36.3942 | [8 empty] | 1527.2116 | 85.6009 | [16 empty] | 200 | 149.0348 | [30 empty] | 340477.1873 | 30.0697 | [38 empty] | 579723.4771 | 293.5845 |  |  |  | 2024 | Denisová, N., Piercey, S. J., & Wälle, M. (2024). Mineralogy and mineral chemistry of the ABM replacement-style volcanogenic massive sulfide deposit, Finlayson Lake district, Yukon, Canada. Mineralium Deposita, 59(3), 473-503. https://doi.org/10.1007/s00126-023-01217-4 |  | CAN | CA-YT | -130.6 | 61.4667 | [8 empty] | Only analyses +/-2% of 100% were shown and they were normalized to 100% | 2025-04-30
| ABM |  | Volcanic basin hydrothermal | Volcanogenic massive sulfide (VMS) | Bimodal felsic VMS | Zn, Cu, Pb, Au, Ag |  | Zn, Cu, Pb, Au, Ag | Denisová et al., 2024 |  | A348395 | A348395-3-1-23 | borehole | K15-290 |  | 78.92 | 79 | ore material | half core | core drilling | rock | polished slab from core | Yukon–Tanana and Slide Mountain terranes | Kudz Ze Kayah formation |  |  | acid volcanic rock, siliciclastic sedimentary rock |  | rock | greenschist | chalcopyrite | Assemblage 1 |  |  |  | chloritic |  | pyrite, arsenopyrite, pyrrhotite, galena, chalcopyrite, sulfosalts | cutting and polishing | EPMA | JEOL JXA-8230 SuperProbe electron probe microanalyzer (EPMA) equipped with five wavelength-dispersive spectrometers (WDS) and a tungsten filament electron gun. |  | sulfides were analyzed using an accelerating voltage of 25 kV, a 2-nA beam current, focused to 1 μm, with elemental counting times between 5 and 30 s |  | -99999 | 29.5576 | [12 empty] | 945.6783 | 62.2153 | [16 empty] | 342265.8457 | 42.6562 | [8 empty] | 310321.8329 | 36.1802 | [8 empty] | -99999 | 86.5603 | [32 empty] | 597.2705 | 73.3637 | [14 empty] | 345869.3727 | 31.7888 | [38 empty] | -99999 | 219.9475 |  |  |  | 2024 | Denisová, N., Piercey, S. J., & Wälle, M. (2024). Mineralogy and mineral chemistry of the ABM replacement-style volcanogenic massive sulfide deposit, Finlayson Lake district, Yukon, Canada. Mineralium Deposita, 59(3), 473-503. https://doi.org/10.1007/s00126-023-01217-4 |  | CAN | CA-YT | -130.6 | 61.4667 | [8 empty] | Only analyses +/-2% of 100% were shown and they were normalized to 100% | 2025-04-30
| ABM |  | Volcanic basin hydrothermal | Volcanogenic massive sulfide (VMS) | Bimodal felsic VMS | Zn, Cu, Pb, Au, Ag |  | Zn, Cu, Pb, Au, Ag | Denisová et al., 2024 |  | A348395 | A348395-4-1-13 | borehole | K15-290 |  | 78.92 | 79 | ore material | half core | core drilling | rock | polished slab from core | Yukon–Tanana and Slide Mountain terranes | Kudz Ze Kayah formation |  |  | acid volcanic rock, siliciclastic sedimentary rock |  | rock | greenschist | chalcopyrite | Assemblage 1 |  |  |  | chloritic |  | pyrite, arsenopyrite, pyrrhotite, galena, chalcopyrite, sulfosalts | cutting and polishing | EPMA | JEOL JXA-8230 SuperProbe electron probe microanalyzer (EPMA) equipped with five wavelength-dispersive spectrometers (WDS) and a tungsten filament electron gun. |  | sulfides were analyzed using an accelerating voltage of 25 kV, a 2-nA beam current, focused to 1 μm, with elemental counting times between 5 and 30 s |  | 50.1771 | 29.5576 | [12 empty] | 1123.9676 | 62.2153 | [16 empty] | 342719.8098 | 42.6562 | [8 empty] | 304755.7875 | 36.1802 | [8 empty] | -99999 | 86.5603 | [32 empty] | 632.2318 | 73.3637 | [14 empty] | 350487.2114 | 31.7888 | [38 empty] | -99999 | 219.9475 |  |  |  | 2024 | Denisová, N., Piercey, S. J., & Wälle, M. (2024). Mineralogy and mineral chemistry of the ABM replacement-style volcanogenic massive sulfide deposit, Finlayson Lake district, Yukon, Canada. Mineralium Deposita, 59(3), 473-503. https://doi.org/10.1007/s00126-023-01217-4 |  | CAN | CA-YT | -130.6 | 61.4667 | [8 empty] | Only analyses +/-2% of 100% were shown and they were normalized to 100% | 2025-04-30
| ABM |  | Volcanic basin hydrothermal | Volcanogenic massive sulfide (VMS) | Bimodal felsic VMS | Zn, Cu, Pb, Au, Ag |  | Zn, Cu, Pb, Au, Ag | Denisová et al., 2024 |  | A348395 | A348395-3-1-27 | borehole | K15-290 |  | 78.92 | 79 | ore material | half core | core drilling | rock | polished slab from core | Yukon–Tanana and Slide Mountain terranes | Kudz Ze Kayah formation |  |  | acid volcanic rock, siliciclastic sedimentary rock |  | rock | greenschist | chalcopyrite | Assemblage 1 |  |  |  | chloritic |  | pyrite, arsenopyrite, pyrrhotite, galena, chalcopyrite, sulfosalts | cutting and polishing | EPMA | JEOL JXA-8230 SuperProbe electron probe microanalyzer (EPMA) equipped with five wavelength-dispersive spectrometers (WDS) and a tungsten filament electron gun. |  | sulfides were analyzed using an accelerating voltage of 25 kV, a 2-nA beam current, focused to 1 μm, with elemental counting times between 5 and 30 s |  | -99999 | 29.5576 | [12 empty] | 1299.0517 | 62.2153 | [16 empty] | 342549.9344 | 42.6562 | [8 empty] | 310683.2046 | 36.1802 | [8 empty] | -99999 | 86.5603 | [32 empty] | 289.7885 | 73.3637 | [14 empty] | 345178.0209 | 31.7888 | [38 empty] | -99999 | 219.9475 |  |  |  | 2024 | Denisová, N., Piercey, S. J., & Wälle, M. (2024). Mineralogy and mineral chemistry of the ABM replacement-style volcanogenic massive sulfide deposit, Finlayson Lake district, Yukon, Canada. Mineralium Deposita, 59(3), 473-503. https://doi.org/10.1007/s00126-023-01217-4 |  | CAN | CA-YT | -130.6 | 61.4667 | [8 empty] | Only analyses +/-2% of 100% were shown and they were normalized to 100% | 2025-04-30
| ABM |  | Volcanic basin hydrothermal | Volcanogenic massive sulfide (VMS) | Bimodal felsic VMS | Zn, Cu, Pb, Au, Ag |  | Zn, Cu, Pb, Au, Ag | Denisová et al., 2024 |  | A348395 | A348395-8-1-18 | borehole | K15-290 |  | 78.92 | 79 | ore material | half core | core drilling | rock | polished slab from core | Yukon–Tanana and Slide Mountain terranes | Kudz Ze Kayah formation |  |  | acid volcanic rock, siliciclastic sedimentary rock |  | rock | greenschist | chalcopyrite | Assemblage 1 |  |  |  | chloritic |  | pyrite, arsenopyrite, pyrrhotite, galena, chalcopyrite, sulfosalts | cutting and polishing | EPMA | JEOL JXA-8230 SuperProbe electron probe microanalyzer (EPMA) equipped with five wavelength-dispersive spectrometers (WDS) and a tungsten filament electron gun. |  | sulfides were analyzed using an accelerating voltage of 25 kV, a 2-nA beam current, focused to 1 μm, with elemental counting times between 5 and 30 s |  | 169.6488 | 29.5576 | [12 empty] | 1217.4798 | 62.2153 | [16 empty] | 340864.422 | 42.6562 | [8 empty] | 308880.6106 | 36.1802 | [8 empty] | -99999 | 86.5603 | [32 empty] | 279.4216 | 73.3637 | [14 empty] | 348308.9955 | 31.7888 | [38 empty] | 279.4216 | 219.9475 |  |  |  | 2024 | Denisová, N., Piercey, S. J., & Wälle, M. (2024). Mineralogy and mineral chemistry of the ABM replacement-style volcanogenic massive sulfide deposit, Finlayson Lake district, Yukon, Canada. Mineralium Deposita, 59(3), 473-503. https://doi.org/10.1007/s00126-023-01217-4 |  | CAN | CA-YT | -130.6 | 61.4667 | [8 empty] | Only analyses +/-2% of 100% were shown and they were normalized to 100% | 2025-04-30
| ABM |  | Volcanic basin hydrothermal | Volcanogenic massive sulfide (VMS) | Bimodal felsic VMS | Zn, Cu, Pb, Au, Ag |  | Zn, Cu, Pb, Au, Ag | Denisová et al., 2024 |  | A348395 | A348395-2-1-16 | borehole | K15-290 |  | 78.92 | 79 | ore material | half core | core drilling | rock | polished slab from core | Yukon–Tanana and Slide Mountain terranes | Kudz Ze Kayah formation |  |  | acid volcanic rock, siliciclastic sedimentary rock |  | rock | greenschist | chalcopyrite | Assemblage 1 |  |  |  | chloritic |  | pyrite, arsenopyrite, pyrrhotite, galena, chalcopyrite, sulfosalts | cutting and polishing | EPMA | JEOL JXA-8230 SuperProbe electron probe microanalyzer (EPMA) equipped with five wavelength-dispersive spectrometers (WDS) and a tungsten filament electron gun. |  | sulfides were analyzed using an accelerating voltage of 25 kV, a 2-nA beam current, focused to 1 μm, with elemental counting times between 5 and 30 s |  | 99.9061 | 29.5576 | [12 empty] | 1158.9106 | 62.2153 | [16 empty] | 342687.8621 | 42.6562 | [8 empty] | 308609.9022 | 36.1802 | [8 empty] | -99999 | 86.5603 | [32 empty] | 249.7652 | 73.3637 | [14 empty] | 346454.3488 | 31.7888 | [38 empty] | 739.3051 | 219.9475 |  |  |  | 2024 | Denisová, N., Piercey, S. J., & Wälle, M. (2024). Mineralogy and mineral chemistry of the ABM replacement-style volcanogenic massive sulfide deposit, Finlayson Lake district, Yukon, Canada. Mineralium Deposita, 59(3), 473-503. https://doi.org/10.1007/s00126-023-01217-4 |  | CAN | CA-YT | -130.6 | 61.4667 | [8 empty] | Only analyses +/-2% of 100% were shown and they were normalized to 100% | 2025-04-30
| ABM |  | Volcanic basin hydrothermal | Volcanogenic massive sulfide (VMS) | Bimodal felsic VMS | Zn, Cu, Pb, Au, Ag |  | Zn, Cu, Pb, Au, Ag | Denisová et al., 2024 |  | A348395 | A348395-8-1-22 | borehole | K15-290 |  | 78.92 | 79 | ore material | half core | core drilling | rock | polished slab from core | Yukon–Tanana and Slide Mountain terranes | Kudz Ze Kayah formation |  |  | acid volcanic rock, siliciclastic sedimentary rock |  | rock | greenschist | chalcopyrite | Assemblage 1 |  |  |  | chloritic |  | pyrite, arsenopyrite, pyrrhotite, galena, chalcopyrite, sulfosalts | cutting and polishing | EPMA | JEOL JXA-8230 SuperProbe electron probe microanalyzer (EPMA) equipped with five wavelength-dispersive spectrometers (WDS) and a tungsten filament electron gun. |  | sulfides were analyzed using an accelerating voltage of 25 kV, a 2-nA beam current, focused to 1 μm, with elemental counting times between 5 and 30 s |  | 259.8103 | 29.5576 | [12 empty] | 1099.1976 | 62.2153 | [16 empty] | 341840.4458 | 42.6562 | [8 empty] | 306496.2603 | 36.1802 | [8 empty] | -99999 | 86.5603 | [32 empty] | 149.8906 | 73.3637 | [14 empty] | 348745.424 | 31.7888 | [38 empty] | 1408.9714 | 219.9475 |  |  |  | 2024 | Denisová, N., Piercey, S. J., & Wälle, M. (2024). Mineralogy and mineral chemistry of the ABM replacement-style volcanogenic massive sulfide deposit, Finlayson Lake district, Yukon, Canada. Mineralium Deposita, 59(3), 473-503. https://doi.org/10.1007/s00126-023-01217-4 |  | CAN | CA-YT | -130.6 | 61.4667 | [8 empty] | Only analyses +/-2% of 100% were shown and they were normalized to 100% | 2025-04-30
| ABM |  | Volcanic basin hydrothermal | Volcanogenic massive sulfide (VMS) | Bimodal felsic VMS | Zn, Cu, Pb, Au, Ag |  | Zn, Cu, Pb, Au, Ag | Denisová et al., 2024 |  | A348395 | A348395-4-1-6 | borehole | K15-290 |  | 78.92 | 79 | ore material | half core | core drilling | rock | polished slab from core | Yukon–Tanana and Slide Mountain terranes | Kudz Ze Kayah formation |  |  | acid volcanic rock, siliciclastic sedimentary rock |  | rock | greenschist | chalcopyrite | Assemblage 1 |  |  |  | chloritic |  | pyrite, arsenopyrite, pyrrhotite, galena, chalcopyrite, sulfosalts | cutting and polishing | EPMA | JEOL JXA-8230 SuperProbe electron probe microanalyzer (EPMA) equipped with five wavelength-dispersive spectrometers (WDS) and a tungsten filament electron gun. |  | sulfides were analyzed using an accelerating voltage of 25 kV, a 2-nA beam current, focused to 1 μm, with elemental counting times between 5 and 30 s |  | 120.1562 | 29.5576 | [12 empty] | 1211.575 | 62.2153 | [16 empty] | 341273.6574 | 42.6562 | [8 empty] | 306238.1057 | 36.1802 | [8 empty] | -99999 | 86.5603 | [32 empty] | -99999 | 73.3637 | [14 empty] | 351146.4927 | 31.7888 | [38 empty] | -99999 | 219.9475 |  |  |  | 2024 | Denisová, N., Piercey, S. J., & Wälle, M. (2024). Mineralogy and mineral chemistry of the ABM replacement-style volcanogenic massive sulfide deposit, Finlayson Lake district, Yukon, Canada. Mineralium Deposita, 59(3), 473-503. https://doi.org/10.1007/s00126-023-01217-4 |  | CAN | CA-YT | -130.6 | 61.4667 | [8 empty] | Only analyses +/-2% of 100% were shown and they were normalized to 100% | 2025-04-30
| ABM |  | Volcanic basin hydrothermal | Volcanogenic massive sulfide (VMS) | Bimodal felsic VMS | Zn, Cu, Pb, Au, Ag |  | Zn, Cu, Pb, Au, Ag | Denisová et al., 2024 |  | A348395 | A348395-2-1-14 | borehole | K15-290 |  | 78.92 | 79 | ore material | half core | core drilling | rock | polished slab from core | Yukon–Tanana and Slide Mountain terranes | Kudz Ze Kayah formation |  |  | acid volcanic rock, siliciclastic sedimentary rock |  | rock | greenschist | chalcopyrite | Assemblage 1 |  |  |  | chloritic |  | pyrite, arsenopyrite, pyrrhotite, galena, chalcopyrite, sulfosalts | cutting and polishing | EPMA | JEOL JXA-8230 SuperProbe electron probe microanalyzer (EPMA) equipped with five wavelength-dispersive spectrometers (WDS) and a tungsten filament electron gun. |  | sulfides were analyzed using an accelerating voltage of 25 kV, a 2-nA beam current, focused to 1 μm, with elemental counting times between 5 and 30 s |  | -99999 | 29.5576 | [12 empty] | 1334.4753 | 62.2153 | [16 empty] | 340301.1618 | 42.6562 | [8 empty] | 305624.7004 | 36.1802 | [8 empty] | -99999 | 86.5603 | [32 empty] | -99999 | 73.3637 | [14 empty] | 348606.7728 | 31.7888 | [38 empty] | 4132.8897 | 219.9475 |  |  |  | 2024 | Denisová, N., Piercey, S. J., & Wälle, M. (2024). Mineralogy and mineral chemistry of the ABM replacement-style volcanogenic massive sulfide deposit, Finlayson Lake district, Yukon, Canada. Mineralium Deposita, 59(3), 473-503. https://doi.org/10.1007/s00126-023-01217-4 |  | CAN | CA-YT | -130.6 | 61.4667 | [8 empty] | Only analyses +/-2% of 100% were shown and they were normalized to 100% | 2025-04-30
| ABM |  | Volcanic basin hydrothermal | Volcanogenic massive sulfide (VMS) | Bimodal felsic VMS | Zn, Cu, Pb, Au, Ag |  | Zn, Cu, Pb, Au, Ag | Denisová et al., 2024 |  | A348395 | A348395-4-2-7 | borehole | K15-290 |  | 78.92 | 79 | ore material | half core | core drilling | rock | polished slab from core | Yukon–Tanana and Slide Mountain terranes | Kudz Ze Kayah formation |  |  | acid volcanic rock, siliciclastic sedimentary rock |  | rock | greenschist | chalcopyrite | Assemblage 1 |  |  |  | chloritic |  | pyrite, arsenopyrite, pyrrhotite, galena, chalcopyrite, sulfosalts | cutting and polishing | EPMA | JEOL JXA-8230 SuperProbe electron probe microanalyzer (EPMA) equipped with five wavelength-dispersive spectrometers (WDS) and a tungsten filament electron gun. |  | sulfides were analyzed using an accelerating voltage of 25 kV, a 2-nA beam current, focused to 1 μm, with elemental counting times between 5 and 30 s |  | 170.9642 | 29.5576 | [12 empty] | 1297.3168 | 62.2153 | [16 empty] | 344392.3666 | 42.6562 | [8 empty] | 304980.0937 | 36.1802 | [8 empty] | -99999 | 86.5603 | [32 empty] | -99999 | 73.3637 | [14 empty] | 349129.0885 | 31.7888 | [38 empty] | -99999 | 219.9475 |  |  |  | 2024 | Denisová, N., Piercey, S. J., & Wälle, M. (2024). Mineralogy and mineral chemistry of the ABM replacement-style volcanogenic massive sulfide deposit, Finlayson Lake district, Yukon, Canada. Mineralium Deposita, 59(3), 473-503. https://doi.org/10.1007/s00126-023-01217-4 |  | CAN | CA-YT | -130.6 | 61.4667 | [8 empty] | Only analyses +/-2% of 100% were shown and they were normalized to 100% | 2025-04-30
| ABM |  | Volcanic basin hydrothermal | Volcanogenic massive sulfide (VMS) | Bimodal felsic VMS | Zn, Cu, Pb, Au, Ag |  | Zn, Cu, Pb, Au, Ag | Denisová et al., 2024 |  | B232695 | B232695-5-1-8* | borehole | K15-319 |  | 188 | 188.05 | ore material | half core | core drilling | rock | polished slab from core | Yukon–Tanana and Slide Mountain terranes | Kudz Ze Kayah formation |  |  | acid volcanic rock, siliciclastic sedimentary rock |  | rock | greenschist | chalcopyrite | Assemblage 1 |  |  |  | chloritic |  | pyrite, arsenopyrite, pyrrhotite, galena, chalcopyrite, sulfosalts | cutting and polishing | EPMA | JEOL JXA-8230 SuperProbe electron probe microanalyzer (EPMA) equipped with five wavelength-dispersive spectrometers (WDS) and a tungsten filament electron gun. |  | sulfides were analyzed using an accelerating voltage of 25 kV, a 2-nA beam current, focused to 1 μm, with elemental counting times between 5 and 30 s |  | 509.8216 | 29.5576 | [12 empty] | 1329.5347 | 62.2153 | [16 empty] | 269195.7888 | 42.6562 | [8 empty] | 369710.6112 | 36.1802 | [8 empty] | -99999 | 86.5603 | [32 empty] | 4398.4605 | 73.3637 | [14 empty] | 354695.8393 | 31.7888 | [38 empty] | 159.944 | 219.9475 |  |  |  | 2024 | Denisová, N., Piercey, S. J., & Wälle, M. (2024). Mineralogy and mineral chemistry of the ABM replacement-style volcanogenic massive sulfide deposit, Finlayson Lake district, Yukon, Canada. Mineralium Deposita, 59(3), 473-503. https://doi.org/10.1007/s00126-023-01217-4 |  | CAN | CA-YT | -130.6 | 61.4667 | [8 empty] | spot with likely inclusion; Only analyses +/-2% of 100% were shown and they were normalized to 100% | 2025-04-30
| ABM |  | Volcanic basin hydrothermal | Volcanogenic massive sulfide (VMS) | Bimodal felsic VMS | Zn, Cu, Pb, Au, Ag |  | Zn, Cu, Pb, Au, Ag | Denisová et al., 2024 |  | B232695 | B232695-5-1-20 | borehole | K15-319 |  | 188 | 188.05 | ore material | half core | core drilling | rock | polished slab from core | Yukon–Tanana and Slide Mountain terranes | Kudz Ze Kayah formation |  |  | acid volcanic rock, siliciclastic sedimentary rock |  | rock | greenschist | chalcopyrite | Assemblage 1 |  |  |  | chloritic |  | pyrite, arsenopyrite, pyrrhotite, galena, chalcopyrite, sulfosalts | cutting and polishing | EPMA | JEOL JXA-8230 SuperProbe electron probe microanalyzer (EPMA) equipped with five wavelength-dispersive spectrometers (WDS) and a tungsten filament electron gun. |  | sulfides were analyzed using an accelerating voltage of 25 kV, a 2-nA beam current, focused to 1 μm, with elemental counting times between 5 and 30 s |  | 329.5814 | 29.5576 | [12 empty] | 1218.4526 | 62.2153 | [16 empty] | 335264.2214 | 42.6562 | [8 empty] | 310505.6635 | 36.1802 | [8 empty] | -99999 | 86.5603 | [32 empty] | 459.4165 | 73.3637 | [14 empty] | 349795.7467 | 31.7888 | [38 empty] | 2426.9179 | 219.9475 |  |  |  | 2024 | Denisová, N., Piercey, S. J., & Wälle, M. (2024). Mineralogy and mineral chemistry of the ABM replacement-style volcanogenic massive sulfide deposit, Finlayson Lake district, Yukon, Canada. Mineralium Deposita, 59(3), 473-503. https://doi.org/10.1007/s00126-023-01217-4 |  | CAN | CA-YT | -130.6 | 61.4667 | [8 empty] | Only analyses +/-2% of 100% were shown and they were normalized to 100% | 2025-04-30
| ABM |  | Volcanic basin hydrothermal | Volcanogenic massive sulfide (VMS) | Bimodal felsic VMS | Zn, Cu, Pb, Au, Ag |  | Zn, Cu, Pb, Au, Ag | Denisová et al., 2024 |  | B232695 | B232695-1-1-17 | borehole | K15-319 |  | 188 | 188.05 | ore material | half core | core drilling | rock | polished slab from core | Yukon–Tanana and Slide Mountain terranes | Kudz Ze Kayah formation |  |  | acid volcanic rock, siliciclastic sedimentary rock |  | rock | greenschist | chalcopyrite | Assemblage 1 |  |  |  | chloritic |  | pyrite, arsenopyrite, pyrrhotite, galena, chalcopyrite, sulfosalts | cutting and polishing | EPMA | JEOL JXA-8230 SuperProbe electron probe microanalyzer (EPMA) equipped with five wavelength-dispersive spectrometers (WDS) and a tungsten filament electron gun. |  | sulfides were analyzed using an accelerating voltage of 25 kV, a 2-nA beam current, focused to 1 μm, with elemental counting times between 5 and 30 s |  | 358.102 | 29.5576 | [12 empty] | 1382.6718 | 62.2153 | [16 empty] | 339351.4452 | 42.6562 | [8 empty] | 309300.6968 | 36.1802 | [8 empty] | -99999 | 86.5603 | [32 empty] | 368.0493 | 73.3637 | [14 empty] | 348134.8869 | 31.7888 | [38 empty] | 1104.148 | 219.9475 |  |  |  | 2024 | Denisová, N., Piercey, S. J., & Wälle, M. (2024). Mineralogy and mineral chemistry of the ABM replacement-style volcanogenic massive sulfide deposit, Finlayson Lake district, Yukon, Canada. Mineralium Deposita, 59(3), 473-503. https://doi.org/10.1007/s00126-023-01217-4 |  | CAN | CA-YT | -130.6 | 61.4667 | [8 empty] | Only analyses +/-2% of 100% were shown and they were normalized to 100% | 2025-04-30
| ABM |  | Volcanic basin hydrothermal | Volcanogenic massive sulfide (VMS) | Bimodal felsic VMS | Zn, Cu, Pb, Au, Ag |  | Zn, Cu, Pb, Au, Ag | Denisová et al., 2024 |  | B232695 | B232695-8-1-8 | borehole | K15-319 |  | 188 | 188.05 | ore material | half core | core drilling | rock | polished slab from core | Yukon–Tanana and Slide Mountain terranes | Kudz Ze Kayah formation |  |  | acid volcanic rock, siliciclastic sedimentary rock |  | rock | greenschist | chalcopyrite | Assemblage 1 |  |  |  | chloritic |  | pyrite, arsenopyrite, pyrrhotite, galena, chalcopyrite, sulfosalts | cutting and polishing | EPMA | JEOL JXA-8230 SuperProbe electron probe microanalyzer (EPMA) equipped with five wavelength-dispersive spectrometers (WDS) and a tungsten filament electron gun. |  | sulfides were analyzed using an accelerating voltage of 25 kV, a 2-nA beam current, focused to 1 μm, with elemental counting times between 5 and 30 s |  | 469.7088 | 29.5576 | [12 empty] | 1039.3556 | 62.2153 | [16 empty] | 339349.6145 | 42.6562 | [8 empty] | 309907.858 | 36.1802 | [8 empty] | -99999 | 86.5603 | [32 empty] | 129.9195 | 73.3637 | [14 empty] | 348413.9713 | 31.7888 | [38 empty] | 689.5724 | 219.9475 |  |  |  | 2024 | Denisová, N., Piercey, S. J., & Wälle, M. (2024). Mineralogy and mineral chemistry of the ABM replacement-style volcanogenic massive sulfide deposit, Finlayson Lake district, Yukon, Canada. Mineralium Deposita, 59(3), 473-503. https://doi.org/10.1007/s00126-023-01217-4 |  | CAN | CA-YT | -130.6 | 61.4667 | [8 empty] | Only analyses +/-2% of 100% were shown and they were normalized to 100% | 2025-04-30
| ABM |  | Volcanic basin hydrothermal | Volcanogenic massive sulfide (VMS) | Bimodal felsic VMS | Zn, Cu, Pb, Au, Ag |  | Zn, Cu, Pb, Au, Ag | Denisová et al., 2024 |  | B232695 | B232695-7-1-10 | borehole | K15-319 |  | 188 | 188.05 | ore material | half core | core drilling | rock | polished slab from core | Yukon–Tanana and Slide Mountain terranes | Kudz Ze Kayah formation |  |  | acid volcanic rock, siliciclastic sedimentary rock |  | rock | greenschist | chalcopyrite | Assemblage 1 |  |  |  | chloritic |  | pyrite, arsenopyrite, pyrrhotite, galena, chalcopyrite, sulfosalts | cutting and polishing | EPMA | JEOL JXA-8230 SuperProbe electron probe microanalyzer (EPMA) equipped with five wavelength-dispersive spectrometers (WDS) and a tungsten filament electron gun. |  | sulfides were analyzed using an accelerating voltage of 25 kV, a 2-nA beam current, focused to 1 μm, with elemental counting times between 5 and 30 s |  | 241.4754 | 29.5576 | [12 empty] | 1207.377 | 62.2153 | [16 empty] | 339826.3513 | 42.6562 | [8 empty] | 309269.6435 | 36.1802 | [8 empty] | -99999 | 86.5603 | [32 empty] | 60.3689 | 73.3637 | [14 empty] | 349384.7224 | 31.7888 | [38 empty] | -99999 | 219.9475 |  |  |  | 2024 | Denisová, N., Piercey, S. J., & Wälle, M. (2024). Mineralogy and mineral chemistry of the ABM replacement-style volcanogenic massive sulfide deposit, Finlayson Lake district, Yukon, Canada. Mineralium Deposita, 59(3), 473-503. https://doi.org/10.1007/s00126-023-01217-4 |  | CAN | CA-YT | -130.6 | 61.4667 | [8 empty] | Only analyses +/-2% of 100% were shown and they were normalized to 100% | 2025-04-30
| ABM |  | Volcanic basin hydrothermal | Volcanogenic massive sulfide (VMS) | Bimodal felsic VMS | Zn, Cu, Pb, Au, Ag |  | Zn, Cu, Pb, Au, Ag | Denisová et al., 2024 |  | B232695 | B232695-1-1-11 | borehole | K15-319 |  | 188 | 188.05 | ore material | half core | core drilling | rock | polished slab from core | Yukon–Tanana and Slide Mountain terranes | Kudz Ze Kayah formation |  |  | acid volcanic rock, siliciclastic sedimentary rock |  | rock | greenschist | chalcopyrite | Assemblage 1 |  |  |  | chloritic |  | pyrite, arsenopyrite, pyrrhotite, galena, chalcopyrite, sulfosalts | cutting and polishing | EPMA | JEOL JXA-8230 SuperProbe electron probe microanalyzer (EPMA) equipped with five wavelength-dispersive spectrometers (WDS) and a tungsten filament electron gun. |  | sulfides were analyzed using an accelerating voltage of 25 kV, a 2-nA beam current, focused to 1 μm, with elemental counting times between 5 and 30 s |  | 152.6127 | 29.5576 | [12 empty] | 946.199 | 62.2153 | [16 empty] | 341292.9224 | 42.6562 | [8 empty] | 308257.375 | 36.1802 | [8 empty] | -99999 | 86.5603 | [32 empty] | 1587.1725 | 73.3637 | [14 empty] | 347763.7185 | 31.7888 | [38 empty] | -99999 | 219.9475 |  |  |  | 2024 | Denisová, N., Piercey, S. J., & Wälle, M. (2024). Mineralogy and mineral chemistry of the ABM replacement-style volcanogenic massive sulfide deposit, Finlayson Lake district, Yukon, Canada. Mineralium Deposita, 59(3), 473-503. https://doi.org/10.1007/s00126-023-01217-4 |  | CAN | CA-YT | -130.6 | 61.4667 | [8 empty] | Only analyses +/-2% of 100% were shown and they were normalized to 100% | 2025-04-30
| ABM |  | Volcanic basin hydrothermal | Volcanogenic massive sulfide (VMS) | Bimodal felsic VMS | Zn, Cu, Pb, Au, Ag |  | Zn, Cu, Pb, Au, Ag | Denisová et al., 2024 |  | B232695 | B232695-7-1-9 | borehole | K15-319 |  | 188 | 188.05 | ore material | half core | core drilling | rock | polished slab from core | Yukon–Tanana and Slide Mountain terranes | Kudz Ze Kayah formation |  |  | acid volcanic rock, siliciclastic sedimentary rock |  | rock | greenschist | chalcopyrite | Assemblage 1 |  |  |  | chloritic |  | pyrite, arsenopyrite, pyrrhotite, galena, chalcopyrite, sulfosalts | cutting and polishing | EPMA | JEOL JXA-8230 SuperProbe electron probe microanalyzer (EPMA) equipped with five wavelength-dispersive spectrometers (WDS) and a tungsten filament electron gun. |  | sulfides were analyzed using an accelerating voltage of 25 kV, a 2-nA beam current, focused to 1 μm, with elemental counting times between 5 and 30 s |  | 248.8156 | 29.5576 | [12 empty] | 1303.7939 | 62.2153 | [16 empty] | 336717.2281 | 42.6562 | [8 empty] | 308640.8615 | 36.1802 | [8 empty] | -99999 | 86.5603 | [32 empty] | -99999 | 73.3637 | [14 empty] | 349496.403 | 31.7888 | [38 empty] | 3592.8978 | 219.9475 |  |  |  | 2024 | Denisová, N., Piercey, S. J., & Wälle, M. (2024). Mineralogy and mineral chemistry of the ABM replacement-style volcanogenic massive sulfide deposit, Finlayson Lake district, Yukon, Canada. Mineralium Deposita, 59(3), 473-503. https://doi.org/10.1007/s00126-023-01217-4 |  | CAN | CA-YT | -130.6 | 61.4667 | [8 empty] | Only analyses +/-2% of 100% were shown and they were normalized to 100% | 2025-04-30
| ABM |  | Volcanic basin hydrothermal | Volcanogenic massive sulfide (VMS) | Bimodal felsic VMS | Zn, Cu, Pb, Au, Ag |  | Zn, Cu, Pb, Au, Ag | Denisová et al., 2024 |  | B232695 | B232695-8-1-15 | borehole | K15-319 |  | 188 | 188.05 | ore material | half core | core drilling | rock | polished slab from core | Yukon–Tanana and Slide Mountain terranes | Kudz Ze Kayah formation |  |  | acid volcanic rock, siliciclastic sedimentary rock |  | rock | greenschist | chalcopyrite | Assemblage 1 |  |  |  | chloritic |  | pyrite, arsenopyrite, pyrrhotite, galena, chalcopyrite, sulfosalts | cutting and polishing | EPMA | JEOL JXA-8230 SuperProbe electron probe microanalyzer (EPMA) equipped with five wavelength-dispersive spectrometers (WDS) and a tungsten filament electron gun. |  | sulfides were analyzed using an accelerating voltage of 25 kV, a 2-nA beam current, focused to 1 μm, with elemental counting times between 5 and 30 s |  | 389.5481 | 29.5576 | [12 empty] | 1058.7718 | 62.2153 | [16 empty] | 336679.4579 | 42.6562 | [8 empty] | 307443.3714 | 36.1802 | [8 empty] | -99999 | 86.5603 | [32 empty] | -99999 | 73.3637 | [14 empty] | 346977.4944 | 31.7888 | [38 empty] | 7451.3563 | 219.9475 |  |  |  | 2024 | Denisová, N., Piercey, S. J., & Wälle, M. (2024). Mineralogy and mineral chemistry of the ABM replacement-style volcanogenic massive sulfide deposit, Finlayson Lake district, Yukon, Canada. Mineralium Deposita, 59(3), 473-503. https://doi.org/10.1007/s00126-023-01217-4 |  | CAN | CA-YT | -130.6 | 61.4667 | [8 empty] | Only analyses +/-2% of 100% were shown and they were normalized to 100% | 2025-04-30
| ABM |  | Volcanic basin hydrothermal | Volcanogenic massive sulfide (VMS) | Bimodal felsic VMS | Zn, Cu, Pb, Au, Ag |  | Zn, Cu, Pb, Au, Ag | Denisová et al., 2024 |  | B232695 | B232695-1-1-18 | borehole | K15-319 |  | 188 | 188.05 | ore material | half core | core drilling | rock | polished slab from core | Yukon–Tanana and Slide Mountain terranes | Kudz Ze Kayah formation |  |  | acid volcanic rock, siliciclastic sedimentary rock |  | rock | greenschist | chalcopyrite | Assemblage 1 |  |  |  | chloritic |  | pyrite, arsenopyrite, pyrrhotite, galena, chalcopyrite, sulfosalts | cutting and polishing | EPMA | JEOL JXA-8230 SuperProbe electron probe microanalyzer (EPMA) equipped with five wavelength-dispersive spectrometers (WDS) and a tungsten filament electron gun. |  | sulfides were analyzed using an accelerating voltage of 25 kV, a 2-nA beam current, focused to 1 μm, with elemental counting times between 5 and 30 s |  | 298.8435 | 29.5576 | [12 empty] | 1384.6414 | 62.2153 | [16 empty] | 339944.4083 | 42.6562 | [8 empty] | 311056.2095 | 36.1802 | [8 empty] | -99999 | 86.5603 | [32 empty] | -99999 | 73.3637 | [14 empty] | 347315.8973 | 31.7888 | [38 empty] | -99999 | 219.9475 |  |  |  | 2024 | Denisová, N., Piercey, S. J., & Wälle, M. (2024). Mineralogy and mineral chemistry of the ABM replacement-style volcanogenic massive sulfide deposit, Finlayson Lake district, Yukon, Canada. Mineralium Deposita, 59(3), 473-503. https://doi.org/10.1007/s00126-023-01217-4 |  | CAN | CA-YT | -130.6 | 61.4667 | [8 empty] | Only analyses +/-2% of 100% were shown and they were normalized to 100% | 2025-04-30
| ABM |  | Volcanic basin hydrothermal | Volcanogenic massive sulfide (VMS) | Bimodal felsic VMS | Zn, Cu, Pb, Au, Ag |  | Zn, Cu, Pb, Au, Ag | Denisová et al., 2024 |  | B264518 | B264518-2-1-4 | borehole | K15-200 |  | 151.12 | 151.2 | ore material | half core | core drilling | rock | polished slab from core | Yukon–Tanana and Slide Mountain terranes | Kudz Ze Kayah formation |  |  | acid volcanic rock, siliciclastic sedimentary rock |  | rock | greenschist | chalcopyrite | Assemblage 3 |  |  |  | chloritic |  | pyrite, arsenopyrite, pyrrhotite, galena, chalcopyrite, sulfosalts | cutting and polishing | EPMA | JEOL JXA-8230 SuperProbe electron probe microanalyzer (EPMA) equipped with five wavelength-dispersive spectrometers (WDS) and a tungsten filament electron gun. |  | sulfides were analyzed using an accelerating voltage of 25 kV, a 2-nA beam current, focused to 1 μm, with elemental counting times between 5 and 30 s |  | 439.89 | 29.5576 | [12 empty] | -99999 | 62.2153 | [16 empty] | 340144.955 | 42.6562 | [8 empty] | 309732.5787 | 36.1802 | [8 empty] | -99999 | 86.5603 | [32 empty] | 299.925 | 73.3637 | [14 empty] | 348882.7761 | 31.7888 | [38 empty] | 499.875 | 219.9475 |  |  |  | 2024 | Denisová, N., Piercey, S. J., & Wälle, M. (2024). Mineralogy and mineral chemistry of the ABM replacement-style volcanogenic massive sulfide deposit, Finlayson Lake district, Yukon, Canada. Mineralium Deposita, 59(3), 473-503. https://doi.org/10.1007/s00126-023-01217-4 |  | CAN | CA-YT | -130.6 | 61.4667 | [8 empty] | Only analyses +/-2% of 100% were shown and they were normalized to 100% | 2025-04-30
| ABM |  | Volcanic basin hydrothermal | Volcanogenic massive sulfide (VMS) | Bimodal felsic VMS | Zn, Cu, Pb, Au, Ag |  | Zn, Cu, Pb, Au, Ag | Denisová et al., 2024 |  | B264518 | B264518-3-2-18 | borehole | K15-200 |  | 151.12 | 151.2 | ore material | half core | core drilling | rock | polished slab from core | Yukon–Tanana and Slide Mountain terranes | Kudz Ze Kayah formation |  |  | acid volcanic rock, siliciclastic sedimentary rock |  | rock | greenschist | chalcopyrite | Assemblage 3 |  |  |  | chloritic |  | pyrite, arsenopyrite, pyrrhotite, galena, chalcopyrite, sulfosalts | cutting and polishing | EPMA | JEOL JXA-8230 SuperProbe electron probe microanalyzer (EPMA) equipped with five wavelength-dispersive spectrometers (WDS) and a tungsten filament electron gun. |  | sulfides were analyzed using an accelerating voltage of 25 kV, a 2-nA beam current, focused to 1 μm, with elemental counting times between 5 and 30 s |  | 541.5814 | 29.5576 | [12 empty] | 160.4686 | 62.2153 | [16 empty] | 341898.3384 | 42.6562 | [8 empty] | 308611.1379 | 36.1802 | [8 empty] | -99999 | 86.5603 | [32 empty] | 210.615 | 73.3637 | [14 empty] | 348206.7751 | 31.7888 | [38 empty] | 371.0836 | 219.9475 |  |  |  | 2024 | Denisová, N., Piercey, S. J., & Wälle, M. (2024). Mineralogy and mineral chemistry of the ABM replacement-style volcanogenic massive sulfide deposit, Finlayson Lake district, Yukon, Canada. Mineralium Deposita, 59(3), 473-503. https://doi.org/10.1007/s00126-023-01217-4 |  | CAN | CA-YT | -130.6 | 61.4667 | [8 empty] | Only analyses +/-2% of 100% were shown and they were normalized to 100% | 2025-04-30
| ABM |  | Volcanic basin hydrothermal | Volcanogenic massive sulfide (VMS) | Bimodal felsic VMS | Zn, Cu, Pb, Au, Ag |  | Zn, Cu, Pb, Au, Ag | Denisová et al., 2024 |  | B264518 | B264518-2-1-17 | borehole | K15-200 |  | 151.12 | 151.2 | ore material | half core | core drilling | rock | polished slab from core | Yukon–Tanana and Slide Mountain terranes | Kudz Ze Kayah formation |  |  | acid volcanic rock, siliciclastic sedimentary rock |  | rock | greenschist | chalcopyrite | Assemblage 3 |  |  |  | chloritic |  | pyrite, arsenopyrite, pyrrhotite, galena, chalcopyrite, sulfosalts | cutting and polishing | EPMA | JEOL JXA-8230 SuperProbe electron probe microanalyzer (EPMA) equipped with five wavelength-dispersive spectrometers (WDS) and a tungsten filament electron gun. |  | sulfides were analyzed using an accelerating voltage of 25 kV, a 2-nA beam current, focused to 1 μm, with elemental counting times between 5 and 30 s |  | 483.0043 | 29.5576 | [12 empty] | 402.5036 | 62.2153 | [16 empty] | 340920.5301 | 42.6562 | [8 empty] | 305942.9528 | 36.1802 | [8 empty] | -99999 | 86.5603 | [32 empty] | 181.1266 | 73.3637 | [14 empty] | 350067.4276 | 31.7888 | [38 empty] | 1972.2674 | 219.9475 |  |  |  | 2024 | Denisová, N., Piercey, S. J., & Wälle, M. (2024). Mineralogy and mineral chemistry of the ABM replacement-style volcanogenic massive sulfide deposit, Finlayson Lake district, Yukon, Canada. Mineralium Deposita, 59(3), 473-503. https://doi.org/10.1007/s00126-023-01217-4 |  | CAN | CA-YT | -130.6 | 61.4667 | [8 empty] | Only analyses +/-2% of 100% were shown and they were normalized to 100% | 2025-04-30
| ABM |  | Volcanic basin hydrothermal | Volcanogenic massive sulfide (VMS) | Bimodal felsic VMS | Zn, Cu, Pb, Au, Ag |  | Zn, Cu, Pb, Au, Ag | Denisová et al., 2024 |  | B264518 | B264518-6-1-4 | borehole | K15-200 |  | 151.12 | 151.2 | ore material | half core | core drilling | rock | polished slab from core | Yukon–Tanana and Slide Mountain terranes | Kudz Ze Kayah formation |  |  | acid volcanic rock, siliciclastic sedimentary rock |  | rock | greenschist | chalcopyrite | Assemblage 3 |  |  |  | chloritic |  | pyrite, arsenopyrite, pyrrhotite, galena, chalcopyrite, sulfosalts | cutting and polishing | EPMA | JEOL JXA-8230 SuperProbe electron probe microanalyzer (EPMA) equipped with five wavelength-dispersive spectrometers (WDS) and a tungsten filament electron gun. |  | sulfides were analyzed using an accelerating voltage of 25 kV, a 2-nA beam current, focused to 1 μm, with elemental counting times between 5 and 30 s |  | 481.6569 | 29.5576 | [12 empty] | 90.3107 | 62.2153 | [16 empty] | 339688.5306 | 42.6562 | [8 empty] | 310217.1471 | 36.1802 | [8 empty] | -99999 | 86.5603 | [32 empty] | 140.4833 | 73.3637 | [14 empty] | 349381.8714 | 31.7888 | [38 empty] | -99999 | 219.9475 |  |  |  | 2024 | Denisová, N., Piercey, S. J., & Wälle, M. (2024). Mineralogy and mineral chemistry of the ABM replacement-style volcanogenic massive sulfide deposit, Finlayson Lake district, Yukon, Canada. Mineralium Deposita, 59(3), 473-503. https://doi.org/10.1007/s00126-023-01217-4 |  | CAN | CA-YT | -130.6 | 61.4667 | [8 empty] | Only analyses +/-2% of 100% were shown and they were normalized to 100% | 2025-04-30
| ABM |  | Volcanic basin hydrothermal | Volcanogenic massive sulfide (VMS) | Bimodal felsic VMS | Zn, Cu, Pb, Au, Ag |  | Zn, Cu, Pb, Au, Ag | Denisová et al., 2024 |  | B264518 | B264518-9-1-4 | borehole | K15-200 |  | 151.12 | 151.2 | ore material | half core | core drilling | rock | polished slab from core | Yukon–Tanana and Slide Mountain terranes | Kudz Ze Kayah formation |  |  | acid volcanic rock, siliciclastic sedimentary rock |  | rock | greenschist | chalcopyrite | Assemblage 3 |  |  |  | chloritic |  | pyrite, arsenopyrite, pyrrhotite, galena, chalcopyrite, sulfosalts | cutting and polishing | EPMA | JEOL JXA-8230 SuperProbe electron probe microanalyzer (EPMA) equipped with five wavelength-dispersive spectrometers (WDS) and a tungsten filament electron gun. |  | sulfides were analyzed using an accelerating voltage of 25 kV, a 2-nA beam current, focused to 1 μm, with elemental counting times between 5 and 30 s |  | 390.8873 | 29.5576 | [12 empty] | 260.5915 | 62.2153 | [16 empty] | 335892.4727 | 42.6562 | [8 empty] | 316889.3369 | 36.1802 | [8 empty] | -99999 | 86.5603 | [32 empty] | 110.2503 | 73.3637 | [14 empty] | 346456.4612 | 31.7888 | [38 empty] | -99999 | 219.9475 |  |  |  | 2024 | Denisová, N., Piercey, S. J., & Wälle, M. (2024). Mineralogy and mineral chemistry of the ABM replacement-style volcanogenic massive sulfide deposit, Finlayson Lake district, Yukon, Canada. Mineralium Deposita, 59(3), 473-503. https://doi.org/10.1007/s00126-023-01217-4 |  | CAN | CA-YT | -130.6 | 61.4667 | [8 empty] | Only analyses +/-2% of 100% were shown and they were normalized to 100% | 2025-04-30
| ABM |  | Volcanic basin hydrothermal | Volcanogenic massive sulfide (VMS) | Bimodal felsic VMS | Zn, Cu, Pb, Au, Ag |  | Zn, Cu, Pb, Au, Ag | Denisová et al., 2024 |  | B264518 | B264518-3-2-3 | borehole | K15-200 |  | 151.12 | 151.2 | ore material | half core | core drilling | rock | polished slab from core | Yukon–Tanana and Slide Mountain terranes | Kudz Ze Kayah formation |  |  | acid volcanic rock, siliciclastic sedimentary rock |  | rock | greenschist | chalcopyrite | Assemblage 3 |  |  |  | chloritic |  | pyrite, arsenopyrite, pyrrhotite, galena, chalcopyrite, sulfosalts | cutting and polishing | EPMA | JEOL JXA-8230 SuperProbe electron probe microanalyzer (EPMA) equipped with five wavelength-dispersive spectrometers (WDS) and a tungsten filament electron gun. |  | sulfides were analyzed using an accelerating voltage of 25 kV, a 2-nA beam current, focused to 1 μm, with elemental counting times between 5 and 30 s |  | 520.6508 | 29.5576 | [12 empty] | 170.2128 | 62.2153 | [16 empty] | 340365.453 | 42.6562 | [8 empty] | 308085.1122 | 36.1802 | [8 empty] | -99999 | 86.5603 | [32 empty] | -99999 | 73.3637 | [14 empty] | 349957.4448 | 31.7888 | [38 empty] | 901.1264 | 219.9475 |  |  |  | 2024 | Denisová, N., Piercey, S. J., & Wälle, M. (2024). Mineralogy and mineral chemistry of the ABM replacement-style volcanogenic massive sulfide deposit, Finlayson Lake district, Yukon, Canada. Mineralium Deposita, 59(3), 473-503. https://doi.org/10.1007/s00126-023-01217-4 |  | CAN | CA-YT | -130.6 | 61.4667 | [8 empty] | Only analyses +/-2% of 100% were shown and they were normalized to 100% | 2025-04-30
| ABM |  | Volcanic basin hydrothermal | Volcanogenic massive sulfide (VMS) | Bimodal felsic VMS | Zn, Cu, Pb, Au, Ag |  | Zn, Cu, Pb, Au, Ag | Denisová et al., 2024 |  | B264518 | B264518-2-1-15 | borehole | K15-200 |  | 151.12 | 151.2 | ore material | half core | core drilling | rock | polished slab from core | Yukon–Tanana and Slide Mountain terranes | Kudz Ze Kayah formation |  |  | acid volcanic rock, siliciclastic sedimentary rock |  | rock | greenschist | chalcopyrite | Assemblage 3 |  |  |  | chloritic |  | pyrite, arsenopyrite, pyrrhotite, galena, chalcopyrite, sulfosalts | cutting and polishing | EPMA | JEOL JXA-8230 SuperProbe electron probe microanalyzer (EPMA) equipped with five wavelength-dispersive spectrometers (WDS) and a tungsten filament electron gun. |  | sulfides were analyzed using an accelerating voltage of 25 kV, a 2-nA beam current, focused to 1 μm, with elemental counting times between 5 and 30 s |  | 727.9326 | 29.5576 | [12 empty] | -99999 | 62.2153 | [16 empty] | 336394.64 | 42.6562 | [8 empty] | 315254.6695 | 36.1802 | [8 empty] | -99999 | 86.5603 | [32 empty] | -99999 | 73.3637 | [14 empty] | 347533.0127 | 31.7888 | [38 empty] | 89.7451 | 219.9475 |  |  |  | 2024 | Denisová, N., Piercey, S. J., & Wälle, M. (2024). Mineralogy and mineral chemistry of the ABM replacement-style volcanogenic massive sulfide deposit, Finlayson Lake district, Yukon, Canada. Mineralium Deposita, 59(3), 473-503. https://doi.org/10.1007/s00126-023-01217-4 |  | CAN | CA-YT | -130.6 | 61.4667 | [8 empty] | Only analyses +/-2% of 100% were shown and they were normalized to 100% | 2025-04-30
| ABM |  | Volcanic basin hydrothermal | Volcanogenic massive sulfide (VMS) | Bimodal felsic VMS | Zn, Cu, Pb, Au, Ag |  | Zn, Cu, Pb, Au, Ag | Denisová et al., 2024 |  | B265159A | B265159A-1-1-11 | borehole | K15-292 |  | 239.65 | 239.71 | ore material | half core | core drilling | rock | polished slab from core | Yukon–Tanana and Slide Mountain terranes | Kudz Ze Kayah formation |  |  | acid volcanic rock, siliciclastic sedimentary rock |  | rock | greenschist | chalcopyrite | Assemblage 2 |  |  |  | chloritic |  | pyrite, arsenopyrite, pyrrhotite, galena, chalcopyrite, sulfosalts | cutting and polishing | EPMA | JEOL JXA-8230 SuperProbe electron probe microanalyzer (EPMA) equipped with five wavelength-dispersive spectrometers (WDS) and a tungsten filament electron gun. |  | sulfides were analyzed using an accelerating voltage of 25 kV, a 2-nA beam current, focused to 1 μm, with elemental counting times between 5 and 30 s |  | 859.8968 | 29.5576 | [12 empty] | 1479.8224 | 62.2153 | [16 empty] | 339259.2897 | 42.6562 | [8 empty] | 307323.1198 | 36.1802 | [8 empty] | -99999 | 86.5603 | [32 empty] | 499.94 | 73.3637 | [14 empty] | 350577.9311 | 31.7888 | [38 empty] | -99999 | 219.9475 |  |  |  | 2024 | Denisová, N., Piercey, S. J., & Wälle, M. (2024). Mineralogy and mineral chemistry of the ABM replacement-style volcanogenic massive sulfide deposit, Finlayson Lake district, Yukon, Canada. Mineralium Deposita, 59(3), 473-503. https://doi.org/10.1007/s00126-023-01217-4 |  | CAN | CA-YT | -130.6 | 61.4667 | [8 empty] | Only analyses +/-2% of 100% were shown and they were normalized to 100% | 2025-04-30
| ABM |  | Volcanic basin hydrothermal | Volcanogenic massive sulfide (VMS) | Bimodal felsic VMS | Zn, Cu, Pb, Au, Ag |  | Zn, Cu, Pb, Au, Ag | Denisová et al., 2024 |  | B265159A | B265159A-9-1-15* | borehole | K15-292 |  | 239.65 | 239.71 | ore material | half core | core drilling | rock | polished slab from core | Yukon–Tanana and Slide Mountain terranes | Kudz Ze Kayah formation |  |  | acid volcanic rock, siliciclastic sedimentary rock |  | rock | greenschist | chalcopyrite | Assemblage 2 |  |  |  | chloritic |  | pyrite, arsenopyrite, pyrrhotite, galena, chalcopyrite, sulfosalts | cutting and polishing | EPMA | JEOL JXA-8230 SuperProbe electron probe microanalyzer (EPMA) equipped with five wavelength-dispersive spectrometers (WDS) and a tungsten filament electron gun. |  | sulfides were analyzed using an accelerating voltage of 25 kV, a 2-nA beam current, focused to 1 μm, with elemental counting times between 5 and 30 s |  | 742.2289 | 29.5576 | [12 empty] | 1355.8046 | 62.2153 | [16 empty] | 267667.5233 | 42.6562 | [8 empty] | 336249.4716 | 36.1802 | [8 empty] | -99999 | 86.5603 | [32 empty] | 267.2024 | 73.3637 | [14 empty] | 393717.7692 | 31.7888 | [38 empty] | -99999 | 219.9475 |  |  |  | 2024 | Denisová, N., Piercey, S. J., & Wälle, M. (2024). Mineralogy and mineral chemistry of the ABM replacement-style volcanogenic massive sulfide deposit, Finlayson Lake district, Yukon, Canada. Mineralium Deposita, 59(3), 473-503. https://doi.org/10.1007/s00126-023-01217-4 |  | CAN | CA-YT | -130.6 | 61.4667 | [8 empty] | spot with likely inclusion; Only analyses +/-2% of 100% were shown and they were normalized to 100% | 2025-04-30
| ABM |  | Volcanic basin hydrothermal | Volcanogenic massive sulfide (VMS) | Bimodal felsic VMS | Zn, Cu, Pb, Au, Ag |  | Zn, Cu, Pb, Au, Ag | Denisová et al., 2024 |  | B265159A | B265159A-9-1-2* | borehole | K15-292 |  | 239.65 | 239.71 | ore material | half core | core drilling | rock | polished slab from core | Yukon–Tanana and Slide Mountain terranes | Kudz Ze Kayah formation |  |  | acid volcanic rock, siliciclastic sedimentary rock |  | rock | greenschist | chalcopyrite | Assemblage 2 |  |  |  | chloritic |  | pyrite, arsenopyrite, pyrrhotite, galena, chalcopyrite, sulfosalts | cutting and polishing | EPMA | JEOL JXA-8230 SuperProbe electron probe microanalyzer (EPMA) equipped with five wavelength-dispersive spectrometers (WDS) and a tungsten filament electron gun. |  | sulfides were analyzed using an accelerating voltage of 25 kV, a 2-nA beam current, focused to 1 μm, with elemental counting times between 5 and 30 s |  | 607.2431 | 29.5576 | [12 empty] | 1323.9891 | 62.2153 | [16 empty] | 268769.7894 | 42.6562 | [8 empty] | 334700.4747 | 36.1802 | [8 empty] | -99999 | 86.5603 | [32 empty] | 258.8249 | 73.3637 | [14 empty] | 390895.3163 | 31.7888 | [38 empty] | 3444.3624 | 219.9475 |  |  |  | 2024 | Denisová, N., Piercey, S. J., & Wälle, M. (2024). Mineralogy and mineral chemistry of the ABM replacement-style volcanogenic massive sulfide deposit, Finlayson Lake district, Yukon, Canada. Mineralium Deposita, 59(3), 473-503. https://doi.org/10.1007/s00126-023-01217-4 |  | CAN | CA-YT | -130.6 | 61.4667 | [8 empty] | spot with likely inclusion; Only analyses +/-2% of 100% were shown and they were normalized to 100% | 2025-04-30
| ABM |  | Volcanic basin hydrothermal | Volcanogenic massive sulfide (VMS) | Bimodal felsic VMS | Zn, Cu, Pb, Au, Ag |  | Zn, Cu, Pb, Au, Ag | Denisová et al., 2024 |  | B265159A | B265159A-4-1-2 | borehole | K15-292 |  | 239.65 | 239.71 | ore material | half core | core drilling | rock | polished slab from core | Yukon–Tanana and Slide Mountain terranes | Kudz Ze Kayah formation |  |  | acid volcanic rock, siliciclastic sedimentary rock |  | rock | greenschist | chalcopyrite | Assemblage 2 |  |  |  | chloritic |  | pyrite, arsenopyrite, pyrrhotite, galena, chalcopyrite, sulfosalts | cutting and polishing | EPMA | JEOL JXA-8230 SuperProbe electron probe microanalyzer (EPMA) equipped with five wavelength-dispersive spectrometers (WDS) and a tungsten filament electron gun. |  | sulfides were analyzed using an accelerating voltage of 25 kV, a 2-nA beam current, focused to 1 μm, with elemental counting times between 5 and 30 s |  | 1210.8961 | 29.5576 | [12 empty] | 1000.7406 | 62.2153 | [16 empty] | 339281.069 | 42.6562 | [8 empty] | 308047.9534 | 36.1802 | [8 empty] | -99999 | 86.5603 | [32 empty] | 300.2222 | 73.3637 | [14 empty] | 348037.5489 | 31.7888 | [38 empty] | 2121.57 | 219.9475 |  |  |  | 2024 | Denisová, N., Piercey, S. J., & Wälle, M. (2024). Mineralogy and mineral chemistry of the ABM replacement-style volcanogenic massive sulfide deposit, Finlayson Lake district, Yukon, Canada. Mineralium Deposita, 59(3), 473-503. https://doi.org/10.1007/s00126-023-01217-4 |  | CAN | CA-YT | -130.6 | 61.4667 | [8 empty] | Only analyses +/-2% of 100% were shown and they were normalized to 100% | 2025-04-30
| ABM |  | Volcanic basin hydrothermal | Volcanogenic massive sulfide (VMS) | Bimodal felsic VMS | Zn, Cu, Pb, Au, Ag |  | Zn, Cu, Pb, Au, Ag | Denisová et al., 2024 |  | B265159A | B265159A-3-2-27 | borehole | K15-292 |  | 239.65 | 239.71 | ore material | half core | core drilling | rock | polished slab from core | Yukon–Tanana and Slide Mountain terranes | Kudz Ze Kayah formation |  |  | acid volcanic rock, siliciclastic sedimentary rock |  | rock | greenschist | chalcopyrite | Assemblage 2 |  |  |  | chloritic |  | pyrite, arsenopyrite, pyrrhotite, galena, chalcopyrite, sulfosalts | cutting and polishing | EPMA | JEOL JXA-8230 SuperProbe electron probe microanalyzer (EPMA) equipped with five wavelength-dispersive spectrometers (WDS) and a tungsten filament electron gun. |  | sulfides were analyzed using an accelerating voltage of 25 kV, a 2-nA beam current, focused to 1 μm, with elemental counting times between 5 and 30 s |  | 1237.711 | 29.5576 | [12 empty] | 1308.1497 | 62.2153 | [16 empty] | 338579.3453 | 42.6562 | [8 empty] | 305895.7343 | 36.1802 | [8 empty] | -99999 | 86.5603 | [32 empty] | -99999 | 73.3637 | [14 empty] | 351499.8441 | 31.7888 | [38 empty] | 1137.084 | 219.9475 |  |  |  | 2024 | Denisová, N., Piercey, S. J., & Wälle, M. (2024). Mineralogy and mineral chemistry of the ABM replacement-style volcanogenic massive sulfide deposit, Finlayson Lake district, Yukon, Canada. Mineralium Deposita, 59(3), 473-503. https://doi.org/10.1007/s00126-023-01217-4 |  | CAN | CA-YT | -130.6 | 61.4667 | [8 empty] | Only analyses +/-2% of 100% were shown and they were normalized to 100% | 2025-04-30
| ABM |  | Volcanic basin hydrothermal | Volcanogenic massive sulfide (VMS) | Bimodal felsic VMS | Zn, Cu, Pb, Au, Ag |  | Zn, Cu, Pb, Au, Ag | Denisová et al., 2024 |  | B265159A | B265159A-3-2-11 | borehole | K15-292 |  | 239.65 | 239.71 | ore material | half core | core drilling | rock | polished slab from core | Yukon–Tanana and Slide Mountain terranes | Kudz Ze Kayah formation |  |  | acid volcanic rock, siliciclastic sedimentary rock |  | rock | greenschist | chalcopyrite | Assemblage 2 |  |  |  | chloritic |  | pyrite, arsenopyrite, pyrrhotite, galena, chalcopyrite, sulfosalts | cutting and polishing | EPMA | JEOL JXA-8230 SuperProbe electron probe microanalyzer (EPMA) equipped with five wavelength-dispersive spectrometers (WDS) and a tungsten filament electron gun. |  | sulfides were analyzed using an accelerating voltage of 25 kV, a 2-nA beam current, focused to 1 μm, with elemental counting times between 5 and 30 s |  | 1138.3899 | 29.5576 | [12 empty] | 1249.2066 | 62.2153 | [16 empty] | 337890.2558 | 42.6562 | [8 empty] | 304171.7497 | 36.1802 | [8 empty] | -99999 | 86.5603 | [32 empty] | -99999 | 73.3637 | [14 empty] | 352185.5995 | 31.7888 | [38 empty] | 3364.7984 | 219.9475 |  |  |  | 2024 | Denisová, N., Piercey, S. J., & Wälle, M. (2024). Mineralogy and mineral chemistry of the ABM replacement-style volcanogenic massive sulfide deposit, Finlayson Lake district, Yukon, Canada. Mineralium Deposita, 59(3), 473-503. https://doi.org/10.1007/s00126-023-01217-4 |  | CAN | CA-YT | -130.6 | 61.4667 | [8 empty] | Only analyses +/-2% of 100% were shown and they were normalized to 100% | 2025-04-30
| ABM |  | Volcanic basin hydrothermal | Volcanogenic massive sulfide (VMS) | Bimodal felsic VMS | Zn, Cu, Pb, Au, Ag |  | Zn, Cu, Pb, Au, Ag | Denisová et al., 2024 |  | B265159A | B265159A-1-1-6 | borehole | K15-292 |  | 239.65 | 239.71 | ore material | half core | core drilling | rock | polished slab from core | Yukon–Tanana and Slide Mountain terranes | Kudz Ze Kayah formation |  |  | acid volcanic rock, siliciclastic sedimentary rock |  | rock | greenschist | chalcopyrite | Assemblage 2 |  |  |  | chloritic |  | pyrite, arsenopyrite, pyrrhotite, galena, chalcopyrite, sulfosalts | cutting and polishing | EPMA | JEOL JXA-8230 SuperProbe electron probe microanalyzer (EPMA) equipped with five wavelength-dispersive spectrometers (WDS) and a tungsten filament electron gun. |  | sulfides were analyzed using an accelerating voltage of 25 kV, a 2-nA beam current, focused to 1 μm, with elemental counting times between 5 and 30 s |  | 759.7569 | 29.5576 | [12 empty] | 1059.6609 | 62.2153 | [16 empty] | 339981.1999 | 42.6562 | [8 empty] | 308451.2957 | 36.1802 | [8 empty] | -99999 | 86.5603 | [32 empty] | -99999 | 73.3637 | [14 empty] | 349748.0866 | 31.7888 | [38 empty] | -99999 | 219.9475 |  |  |  | 2024 | Denisová, N., Piercey, S. J., & Wälle, M. (2024). Mineralogy and mineral chemistry of the ABM replacement-style volcanogenic massive sulfide deposit, Finlayson Lake district, Yukon, Canada. Mineralium Deposita, 59(3), 473-503. https://doi.org/10.1007/s00126-023-01217-4 |  | CAN | CA-YT | -130.6 | 61.4667 | [8 empty] | Only analyses +/-2% of 100% were shown and they were normalized to 100% | 2025-04-30
| ABM |  | Volcanic basin hydrothermal | Volcanogenic massive sulfide (VMS) | Bimodal felsic VMS | Zn, Cu, Pb, Au, Ag |  | Zn, Cu, Pb, Au, Ag | Denisová et al., 2024 |  | B265159A | B265159A-4-1-9 | borehole | K15-292 |  | 239.65 | 239.71 | ore material | half core | core drilling | rock | polished slab from core | Yukon–Tanana and Slide Mountain terranes | Kudz Ze Kayah formation |  |  | acid volcanic rock, siliciclastic sedimentary rock |  | rock | greenschist | chalcopyrite | Assemblage 2 |  |  |  | chloritic |  | pyrite, arsenopyrite, pyrrhotite, galena, chalcopyrite, sulfosalts | cutting and polishing | EPMA | JEOL JXA-8230 SuperProbe electron probe microanalyzer (EPMA) equipped with five wavelength-dispersive spectrometers (WDS) and a tungsten filament electron gun. |  | sulfides were analyzed using an accelerating voltage of 25 kV, a 2-nA beam current, focused to 1 μm, with elemental counting times between 5 and 30 s |  | 981.3739 | 29.5576 | [12 empty] | 1361.9068 | 62.2153 | [16 empty] | 338954.5382 | 42.6562 | [8 empty] | 308622.0789 | 36.1802 | [8 empty] | -99999 | 86.5603 | [32 empty] | -99999 | 73.3637 | [14 empty] | 349198.8685 | 31.7888 | [38 empty] | 881.2337 | 219.9475 |  |  |  | 2024 | Denisová, N., Piercey, S. J., & Wälle, M. (2024). Mineralogy and mineral chemistry of the ABM replacement-style volcanogenic massive sulfide deposit, Finlayson Lake district, Yukon, Canada. Mineralium Deposita, 59(3), 473-503. https://doi.org/10.1007/s00126-023-01217-4 |  | CAN | CA-YT | -130.6 | 61.4667 | [8 empty] | Only analyses +/-2% of 100% were shown and they were normalized to 100% | 2025-04-30
| ABM |  | Volcanic basin hydrothermal | Volcanogenic massive sulfide (VMS) | Bimodal felsic VMS | Zn, Cu, Pb, Au, Ag |  | Zn, Cu, Pb, Au, Ag | Denisová et al., 2024 |  | B266543 | B266543-5-1-12 | borehole | K15-229 |  | 63.58 | 63.63 | ore material | half core | core drilling | rock | polished slab from core | Yukon–Tanana and Slide Mountain terranes | Kudz Ze Kayah formation |  |  | acid volcanic rock, siliciclastic sedimentary rock |  | rock | greenschist | chalcopyrite | Assemblage 1 |  |  |  | chloritic |  | pyrite, arsenopyrite, pyrrhotite, galena, chalcopyrite, sulfosalts | cutting and polishing | EPMA | JEOL JXA-8230 SuperProbe electron probe microanalyzer (EPMA) equipped with five wavelength-dispersive spectrometers (WDS) and a tungsten filament electron gun. |  | sulfides were analyzed using an accelerating voltage of 25 kV, a 2-nA beam current, focused to 1 μm, with elemental counting times between 5 and 30 s |  | 70.8825 | 29.5576 | [12 empty] | 1225.2545 | 62.2153 | [16 empty] | 340580.2242 | 42.6562 | [8 empty] | 303123.8976 | 36.1802 | [8 empty] | -99999 | 86.5603 | [32 empty] | 577.186 | 73.3637 | [15 empty] | 31.7888 | [38 empty] | 2227.7354 | 219.9475 |  |  |  | 2024 | Denisová, N., Piercey, S. J., & Wälle, M. (2024). Mineralogy and mineral chemistry of the ABM replacement-style volcanogenic massive sulfide deposit, Finlayson Lake district, Yukon, Canada. Mineralium Deposita, 59(3), 473-503. https://doi.org/10.1007/s00126-023-01217-4 |  | CAN | CA-YT | -130.6 | 61.4667 | [8 empty] | Only analyses +/-2% of 100% were shown and they were normalized to 100% | 2025-04-30
| ABM |  | Volcanic basin hydrothermal | Volcanogenic massive sulfide (VMS) | Bimodal felsic VMS | Zn, Cu, Pb, Au, Ag |  | Zn, Cu, Pb, Au, Ag | Denisová et al., 2024 |  | B266543 | B266543-3-2-6 | borehole | K15-229 |  | 63.58 | 63.63 | ore material | half core | core drilling | rock | polished slab from core | Yukon–Tanana and Slide Mountain terranes | Kudz Ze Kayah formation |  |  | acid volcanic rock, siliciclastic sedimentary rock |  | rock | greenschist | chalcopyrite | Assemblage 1 |  |  |  | chloritic |  | pyrite, arsenopyrite, pyrrhotite, galena, chalcopyrite, sulfosalts | cutting and polishing | EPMA | JEOL JXA-8230 SuperProbe electron probe microanalyzer (EPMA) equipped with five wavelength-dispersive spectrometers (WDS) and a tungsten filament electron gun. |  | sulfides were analyzed using an accelerating voltage of 25 kV, a 2-nA beam current, focused to 1 μm, with elemental counting times between 5 and 30 s |  | 191.4203 | 29.5576 | [12 empty] | 1148.522 | 62.2153 | [16 empty] | 343790.9324 | 42.6562 | [8 empty] | 305496.784 | 36.1802 | [8 empty] | -99999 | 86.5603 | [32 empty] | 413.065 | 73.3637 | [14 empty] | 348767.8559 | 31.7888 | [38 empty] | 191.4203 | 219.9475 |  |  |  | 2024 | Denisová, N., Piercey, S. J., & Wälle, M. (2024). Mineralogy and mineral chemistry of the ABM replacement-style volcanogenic massive sulfide deposit, Finlayson Lake district, Yukon, Canada. Mineralium Deposita, 59(3), 473-503. https://doi.org/10.1007/s00126-023-01217-4 |  | CAN | CA-YT | -130.6 | 61.4667 | [8 empty] | Only analyses +/-2% of 100% were shown and they were normalized to 100% | 2025-04-30
| ABM |  | Volcanic basin hydrothermal | Volcanogenic massive sulfide (VMS) | Bimodal felsic VMS | Zn, Cu, Pb, Au, Ag |  | Zn, Cu, Pb, Au, Ag | Denisová et al., 2024 |  | B266543 | B266543-6-1-14 | borehole | K15-229 |  | 63.58 | 63.63 | ore material | half core | core drilling | rock | polished slab from core | Yukon–Tanana and Slide Mountain terranes | Kudz Ze Kayah formation |  |  | acid volcanic rock, siliciclastic sedimentary rock |  | rock | greenschist | chalcopyrite | Assemblage 1 |  |  |  | chloritic |  | pyrite, arsenopyrite, pyrrhotite, galena, chalcopyrite, sulfosalts | cutting and polishing | EPMA | JEOL JXA-8230 SuperProbe electron probe microanalyzer (EPMA) equipped with five wavelength-dispersive spectrometers (WDS) and a tungsten filament electron gun. |  | sulfides were analyzed using an accelerating voltage of 25 kV, a 2-nA beam current, focused to 1 μm, with elemental counting times between 5 and 30 s |  | 162.638 | 29.5576 | [12 empty] | 1280.7742 | 62.2153 | [16 empty] | 348157.0961 | 42.6562 | [8 empty] | 297627.5196 | 36.1802 | [8 empty] | -99999 | 86.5603 | [32 empty] | 355.7706 | 73.3637 | [14 empty] | 351714.8252 | 31.7888 | [38 empty] | 640.3871 | 219.9475 |  |  |  | 2024 | Denisová, N., Piercey, S. J., & Wälle, M. (2024). Mineralogy and mineral chemistry of the ABM replacement-style volcanogenic massive sulfide deposit, Finlayson Lake district, Yukon, Canada. Mineralium Deposita, 59(3), 473-503. https://doi.org/10.1007/s00126-023-01217-4 |  | CAN | CA-YT | -130.6 | 61.4667 | [8 empty] | Only analyses +/-2% of 100% were shown and they were normalized to 100% | 2025-04-30
| ABM |  | Volcanic basin hydrothermal | Volcanogenic massive sulfide (VMS) | Bimodal felsic VMS | Zn, Cu, Pb, Au, Ag |  | Zn, Cu, Pb, Au, Ag | Denisová et al., 2024 |  | B266543 | B266543-2-1-13 | borehole | K15-229 |  | 63.58 | 63.63 | ore material | half core | core drilling | rock | polished slab from core | Yukon–Tanana and Slide Mountain terranes | Kudz Ze Kayah formation |  |  | acid volcanic rock, siliciclastic sedimentary rock |  | rock | greenschist | chalcopyrite | Assemblage 1 |  |  |  | chloritic |  | pyrite, arsenopyrite, pyrrhotite, galena, chalcopyrite, sulfosalts | cutting and polishing | EPMA | JEOL JXA-8230 SuperProbe electron probe microanalyzer (EPMA) equipped with five wavelength-dispersive spectrometers (WDS) and a tungsten filament electron gun. |  | sulfides were analyzed using an accelerating voltage of 25 kV, a 2-nA beam current, focused to 1 μm, with elemental counting times between 5 and 30 s |  | 140.1429 | 29.5576 | [12 empty] | 981.0006 | 62.2153 | [16 empty] | 342389.2201 | 42.6562 | [8 empty] | 307763.9253 | 36.1802 | [8 empty] | -99999 | 86.5603 | [32 empty] | 200.2042 | 73.3637 | [14 empty] | 348525.5068 | 31.7888 | [38 empty] | -99999 | 219.9475 |  |  |  | 2024 | Denisová, N., Piercey, S. J., & Wälle, M. (2024). Mineralogy and mineral chemistry of the ABM replacement-style volcanogenic massive sulfide deposit, Finlayson Lake district, Yukon, Canada. Mineralium Deposita, 59(3), 473-503. https://doi.org/10.1007/s00126-023-01217-4 |  | CAN | CA-YT | -130.6 | 61.4667 | [8 empty] | Only analyses +/-2% of 100% were shown and they were normalized to 100% | 2025-04-30
| ABM |  | Volcanic basin hydrothermal | Volcanogenic massive sulfide (VMS) | Bimodal felsic VMS | Zn, Cu, Pb, Au, Ag |  | Zn, Cu, Pb, Au, Ag | Denisová et al., 2024 |  | B266543 | B266543-3-2-14 | borehole | K15-229 |  | 63.58 | 63.63 | ore material | half core | core drilling | rock | polished slab from core | Yukon–Tanana and Slide Mountain terranes | Kudz Ze Kayah formation |  |  | acid volcanic rock, siliciclastic sedimentary rock |  | rock | greenschist | chalcopyrite | Assemblage 1 |  |  |  | chloritic |  | pyrite, arsenopyrite, pyrrhotite, galena, chalcopyrite, sulfosalts | cutting and polishing | EPMA | JEOL JXA-8230 SuperProbe electron probe microanalyzer (EPMA) equipped with five wavelength-dispersive spectrometers (WDS) and a tungsten filament electron gun. |  | sulfides were analyzed using an accelerating voltage of 25 kV, a 2-nA beam current, focused to 1 μm, with elemental counting times between 5 and 30 s |  | 90.1614 | 29.5576 | [12 empty] | 1282.2953 | 62.2153 | [16 empty] | 344977.5072 | 42.6562 | [8 empty] | 303513.2882 | 36.1802 | [8 empty] | -99999 | 86.5603 | [32 empty] | 130.2331 | 73.3637 | [14 empty] | 349906.3355 | 31.7888 | [38 empty] | -99999 | 219.9475 |  |  |  | 2024 | Denisová, N., Piercey, S. J., & Wälle, M. (2024). Mineralogy and mineral chemistry of the ABM replacement-style volcanogenic massive sulfide deposit, Finlayson Lake district, Yukon, Canada. Mineralium Deposita, 59(3), 473-503. https://doi.org/10.1007/s00126-023-01217-4 |  | CAN | CA-YT | -130.6 | 61.4667 | [8 empty] | Only analyses +/-2% of 100% were shown and they were normalized to 100% | 2025-04-30
| ABM |  | Volcanic basin hydrothermal | Volcanogenic massive sulfide (VMS) | Bimodal felsic VMS | Zn, Cu, Pb, Au, Ag |  | Zn, Cu, Pb, Au, Ag | Denisová et al., 2024 |  | B266543 | B266543-1-2-5* | borehole | K15-229 |  | 63.58 | 63.63 | ore material | half core | core drilling | rock | polished slab from core | Yukon–Tanana and Slide Mountain terranes | Kudz Ze Kayah formation |  |  | acid volcanic rock, siliciclastic sedimentary rock |  | rock | greenschist | chalcopyrite | Assemblage 1 |  |  |  | chloritic |  | pyrite, arsenopyrite, pyrrhotite, galena, chalcopyrite, sulfosalts | cutting and polishing | EPMA | JEOL JXA-8230 SuperProbe electron probe microanalyzer (EPMA) equipped with five wavelength-dispersive spectrometers (WDS) and a tungsten filament electron gun. |  | sulfides were analyzed using an accelerating voltage of 25 kV, a 2-nA beam current, focused to 1 μm, with elemental counting times between 5 and 30 s |  | 61.7074 | 29.5576 | [12 empty] | 1511.8324 | 62.2153 | [16 empty] | 332160.893 | 42.6562 | [8 empty] | 295352.3981 | 36.1802 | [8 empty] | -99999 | 86.5603 | [32 empty] | 92.5612 | 73.3637 | [14 empty] | 370368.0867 | 31.7888 | [38 empty] | 452.5213 | 219.9475 |  |  |  | 2024 | Denisová, N., Piercey, S. J., & Wälle, M. (2024). Mineralogy and mineral chemistry of the ABM replacement-style volcanogenic massive sulfide deposit, Finlayson Lake district, Yukon, Canada. Mineralium Deposita, 59(3), 473-503. https://doi.org/10.1007/s00126-023-01217-4 |  | CAN | CA-YT | -130.6 | 61.4667 | [8 empty] | spot with likely inclusion; Only analyses +/-2% of 100% were shown and they were normalized to 100% | 2025-04-30
| ABM |  | Volcanic basin hydrothermal | Volcanogenic massive sulfide (VMS) | Bimodal felsic VMS | Zn, Cu, Pb, Au, Ag |  | Zn, Cu, Pb, Au, Ag | Denisová et al., 2024 |  | B266543 | B266543-1-2-12 | borehole | K15-229 |  | 63.58 | 63.63 | ore material | half core | core drilling | rock | polished slab from core | Yukon–Tanana and Slide Mountain terranes | Kudz Ze Kayah formation |  |  | acid volcanic rock, siliciclastic sedimentary rock |  | rock | greenschist | chalcopyrite | Assemblage 1 |  |  |  | chloritic |  | pyrite, arsenopyrite, pyrrhotite, galena, chalcopyrite, sulfosalts | cutting and polishing | EPMA | JEOL JXA-8230 SuperProbe electron probe microanalyzer (EPMA) equipped with five wavelength-dispersive spectrometers (WDS) and a tungsten filament electron gun. |  | sulfides were analyzed using an accelerating voltage of 25 kV, a 2-nA beam current, focused to 1 μm, with elemental counting times between 5 and 30 s |  | 693.1773 | 29.5576 | [12 empty] | 1131.51 | 62.2153 | [16 empty] | 348331.7975 | 42.6562 | [8 empty] | 298698.2505 | 36.1802 | [8 empty] | -99999 | 86.5603 | [32 empty] | -99999 | 73.3637 | [14 empty] | 350982.1641 | 31.7888 | [38 empty] | 132.5192 | 219.9475 |  |  |  | 2024 | Denisová, N., Piercey, S. J., & Wälle, M. (2024). Mineralogy and mineral chemistry of the ABM replacement-style volcanogenic massive sulfide deposit, Finlayson Lake district, Yukon, Canada. Mineralium Deposita, 59(3), 473-503. https://doi.org/10.1007/s00126-023-01217-4 |  | CAN | CA-YT | -130.6 | 61.4667 | [8 empty] | Only analyses +/-2% of 100% were shown and they were normalized to 100% | 2025-04-30
| ABM |  | Volcanic basin hydrothermal | Volcanogenic massive sulfide (VMS) | Bimodal felsic VMS | Zn, Cu, Pb, Au, Ag |  | Zn, Cu, Pb, Au, Ag | Denisová et al., 2024 |  | B266543 | B266543-6-1-13 | borehole | K15-229 |  | 63.58 | 63.63 | ore material | half core | core drilling | rock | polished slab from core | Yukon–Tanana and Slide Mountain terranes | Kudz Ze Kayah formation |  |  | acid volcanic rock, siliciclastic sedimentary rock |  | rock | greenschist | chalcopyrite | Assemblage 1 |  |  |  | chloritic |  | pyrite, arsenopyrite, pyrrhotite, galena, chalcopyrite, sulfosalts | cutting and polishing | EPMA | JEOL JXA-8230 SuperProbe electron probe microanalyzer (EPMA) equipped with five wavelength-dispersive spectrometers (WDS) and a tungsten filament electron gun. |  | sulfides were analyzed using an accelerating voltage of 25 kV, a 2-nA beam current, focused to 1 μm, with elemental counting times between 5 and 30 s |  | 130.2631 | 29.5576 | [12 empty] | 901.8217 | 62.2153 | [16 empty] | 342762.3884 | 42.6562 | [8 empty] | 299705.4043 | 36.1802 | [8 empty] | -99999 | 86.5603 | [32 empty] | -99999 | 73.3637 | [14 empty] | 356500.1225 | 31.7888 | [38 empty] | -99999 | 219.9475 |  |  |  | 2024 | Denisová, N., Piercey, S. J., & Wälle, M. (2024). Mineralogy and mineral chemistry of the ABM replacement-style volcanogenic massive sulfide deposit, Finlayson Lake district, Yukon, Canada. Mineralium Deposita, 59(3), 473-503. https://doi.org/10.1007/s00126-023-01217-4 |  | CAN | CA-YT | -130.6 | 61.4667 | [8 empty] | Only analyses +/-2% of 100% were shown and they were normalized to 100% | 2025-04-30
| ABM |  | Volcanic basin hydrothermal | Volcanogenic massive sulfide (VMS) | Bimodal felsic VMS | Zn, Cu, Pb, Au, Ag |  | Zn, Cu, Pb, Au, Ag | Denisová et al., 2024 |  | B266575 | B266575-2-1-3 | borehole | K15-231 |  | 63.09 | 63.14 | ore material | half core | core drilling | rock | polished slab from core | Yukon–Tanana and Slide Mountain terranes | Kudz Ze Kayah formation |  |  | acid volcanic rock, siliciclastic sedimentary rock |  | rock | greenschist | chalcopyrite | Assemblage 2 |  |  |  | chloritic |  | pyrite, arsenopyrite, pyrrhotite, galena, chalcopyrite, sulfosalts | cutting and polishing | EPMA | JEOL JXA-8230 SuperProbe electron probe microanalyzer (EPMA) equipped with five wavelength-dispersive spectrometers (WDS) and a tungsten filament electron gun. |  | sulfides were analyzed using an accelerating voltage of 25 kV, a 2-nA beam current, focused to 1 μm, with elemental counting times between 5 and 30 s |  | 211.9628 | 29.5576 | [12 empty] | 121.1216 | 62.2153 | [16 empty] | 336082.1297 | 42.6562 | [8 empty] | 310242.8441 | 36.1802 | [8 empty] | -99999 | 86.5603 | [32 empty] | 312.8974 | 73.3637 | [14 empty] | 351878.3893 | 31.7888 | [38 empty] | 1150.6551 | 219.9475 |  |  |  | 2024 | Denisová, N., Piercey, S. J., & Wälle, M. (2024). Mineralogy and mineral chemistry of the ABM replacement-style volcanogenic massive sulfide deposit, Finlayson Lake district, Yukon, Canada. Mineralium Deposita, 59(3), 473-503. https://doi.org/10.1007/s00126-023-01217-4 |  | CAN | CA-YT | -130.6 | 61.4667 | [8 empty] | Only analyses +/-2% of 100% were shown and they were normalized to 100% | 2025-04-30
| ABM |  | Volcanic basin hydrothermal | Volcanogenic massive sulfide (VMS) | Bimodal felsic VMS | Zn, Cu, Pb, Au, Ag |  | Zn, Cu, Pb, Au, Ag | Denisová et al., 2024 |  | B266575 | B266575-2-2-2 | borehole | K15-231 |  | 63.09 | 63.14 | ore material | half core | core drilling | rock | polished slab from core | Yukon–Tanana and Slide Mountain terranes | Kudz Ze Kayah formation |  |  | acid volcanic rock, siliciclastic sedimentary rock |  | rock | greenschist | chalcopyrite | Assemblage 2 |  |  |  | chloritic |  | pyrite, arsenopyrite, pyrrhotite, galena, chalcopyrite, sulfosalts | cutting and polishing | EPMA | JEOL JXA-8230 SuperProbe electron probe microanalyzer (EPMA) equipped with five wavelength-dispersive spectrometers (WDS) and a tungsten filament electron gun. |  | sulfides were analyzed using an accelerating voltage of 25 kV, a 2-nA beam current, focused to 1 μm, with elemental counting times between 5 and 30 s |  | 272.0842 | 29.5576 | [12 empty] | 181.3894 | 62.2153 | [16 empty] | 338785.0882 | 42.6562 | [8 empty] | 310317.0344 | 36.1802 | [8 empty] | -99999 | 86.5603 | [32 empty] | 262.007 | 73.3637 | [14 empty] | 350182.3968 | 31.7888 | [38 empty] | -99999 | 219.9475 |  |  |  | 2024 | Denisová, N., Piercey, S. J., & Wälle, M. (2024). Mineralogy and mineral chemistry of the ABM replacement-style volcanogenic massive sulfide deposit, Finlayson Lake district, Yukon, Canada. Mineralium Deposita, 59(3), 473-503. https://doi.org/10.1007/s00126-023-01217-4 |  | CAN | CA-YT | -130.6 | 61.4667 | [8 empty] | Only analyses +/-2% of 100% were shown and they were normalized to 100% | 2025-04-30
| ABM |  | Volcanic basin hydrothermal | Volcanogenic massive sulfide (VMS) | Bimodal felsic VMS | Zn, Cu, Pb, Au, Ag |  | Zn, Cu, Pb, Au, Ag | Denisová et al., 2024 |  | B266575 | B266575-5-1-15 | borehole | K15-231 |  | 63.09 | 63.14 | ore material | half core | core drilling | rock | polished slab from core | Yukon–Tanana and Slide Mountain terranes | Kudz Ze Kayah formation |  |  | acid volcanic rock, siliciclastic sedimentary rock |  | rock | greenschist | chalcopyrite | Assemblage 2 |  |  |  | chloritic |  | pyrite, arsenopyrite, pyrrhotite, galena, chalcopyrite, sulfosalts | cutting and polishing | EPMA | JEOL JXA-8230 SuperProbe electron probe microanalyzer (EPMA) equipped with five wavelength-dispersive spectrometers (WDS) and a tungsten filament electron gun. |  | sulfides were analyzed using an accelerating voltage of 25 kV, a 2-nA beam current, focused to 1 μm, with elemental counting times between 5 and 30 s |  | 241.1358 | 29.5576 | [12 empty] | -99999 | 62.2153 | [16 empty] | 336736.0226 | 42.6562 | [8 empty] | 307578.7063 | 36.1802 | [8 empty] | -99999 | 86.5603 | [32 empty] | 150.7098 | 73.3637 | [14 empty] | 351184.0703 | 31.7888 | [38 empty] | 4109.3552 | 219.9475 |  |  |  | 2024 | Denisová, N., Piercey, S. J., & Wälle, M. (2024). Mineralogy and mineral chemistry of the ABM replacement-style volcanogenic massive sulfide deposit, Finlayson Lake district, Yukon, Canada. Mineralium Deposita, 59(3), 473-503. https://doi.org/10.1007/s00126-023-01217-4 |  | CAN | CA-YT | -130.6 | 61.4667 | [8 empty] | Only analyses +/-2% of 100% were shown and they were normalized to 100% | 2025-04-30
| ABM |  | Volcanic basin hydrothermal | Volcanogenic massive sulfide (VMS) | Bimodal felsic VMS | Zn, Cu, Pb, Au, Ag |  | Zn, Cu, Pb, Au, Ag | Denisová et al., 2024 |  | B266575 | B266575-5-1-10 | borehole | K15-231 |  | 63.09 | 63.14 | ore material | half core | core drilling | rock | polished slab from core | Yukon–Tanana and Slide Mountain terranes | Kudz Ze Kayah formation |  |  | acid volcanic rock, siliciclastic sedimentary rock |  | rock | greenschist | chalcopyrite | Assemblage 2 |  |  |  | chloritic |  | pyrite, arsenopyrite, pyrrhotite, galena, chalcopyrite, sulfosalts | cutting and polishing | EPMA | JEOL JXA-8230 SuperProbe electron probe microanalyzer (EPMA) equipped with five wavelength-dispersive spectrometers (WDS) and a tungsten filament electron gun. |  | sulfides were analyzed using an accelerating voltage of 25 kV, a 2-nA beam current, focused to 1 μm, with elemental counting times between 5 and 30 s |  | 350.6487 | 29.5576 | [12 empty] | -99999 | 62.2153 | [16 empty] | 341161.1542 | 42.6562 | [8 empty] | 308290.3234 | 36.1802 | [8 empty] | -99999 | 86.5603 | [32 empty] | 70.1297 | 73.3637 | [14 empty] | 349506.5949 | 31.7888 | [38 empty] | 621.1491 | 219.9475 |  |  |  | 2024 | Denisová, N., Piercey, S. J., & Wälle, M. (2024). Mineralogy and mineral chemistry of the ABM replacement-style volcanogenic massive sulfide deposit, Finlayson Lake district, Yukon, Canada. Mineralium Deposita, 59(3), 473-503. https://doi.org/10.1007/s00126-023-01217-4 |  | CAN | CA-YT | -130.6 | 61.4667 | [8 empty] | Only analyses +/-2% of 100% were shown and they were normalized to 100% | 2025-04-30
| ABM |  | Volcanic basin hydrothermal | Volcanogenic massive sulfide (VMS) | Bimodal felsic VMS | Zn, Cu, Pb, Au, Ag |  | Zn, Cu, Pb, Au, Ag | Denisová et al., 2024 |  | B266575 | B266575-2-1-11 | borehole | K15-231 |  | 63.09 | 63.14 | ore material | half core | core drilling | rock | polished slab from core | Yukon–Tanana and Slide Mountain terranes | Kudz Ze Kayah formation |  |  | acid volcanic rock, siliciclastic sedimentary rock |  | rock | greenschist | chalcopyrite | Assemblage 2 |  |  |  | chloritic |  | pyrite, arsenopyrite, pyrrhotite, galena, chalcopyrite, sulfosalts | cutting and polishing | EPMA | JEOL JXA-8230 SuperProbe electron probe microanalyzer (EPMA) equipped with five wavelength-dispersive spectrometers (WDS) and a tungsten filament electron gun. |  | sulfides were analyzed using an accelerating voltage of 25 kV, a 2-nA beam current, focused to 1 μm, with elemental counting times between 5 and 30 s |  | 110.6896 | 29.5576 | [12 empty] | 140.8777 | 62.2153 | [16 empty] | 340632.145 | 42.6562 | [8 empty] | 306529.6692 | 36.1802 | [8 empty] | -99999 | 86.5603 | [32 empty] | 70.4388 | 73.3637 | [14 empty] | 352516.1797 | 31.7888 | [38 empty] | -99999 | 219.9475 |  |  |  | 2024 | Denisová, N., Piercey, S. J., & Wälle, M. (2024). Mineralogy and mineral chemistry of the ABM replacement-style volcanogenic massive sulfide deposit, Finlayson Lake district, Yukon, Canada. Mineralium Deposita, 59(3), 473-503. https://doi.org/10.1007/s00126-023-01217-4 |  | CAN | CA-YT | -130.6 | 61.4667 | [8 empty] | Only analyses +/-2% of 100% were shown and they were normalized to 100% | 2025-04-30
| ABM |  | Volcanic basin hydrothermal | Volcanogenic massive sulfide (VMS) | Bimodal felsic VMS | Zn, Cu, Pb, Au, Ag |  | Zn, Cu, Pb, Au, Ag | Denisová et al., 2024 |  | B266575 | B266575-5-1-10 | borehole | K15-231 |  | 63.09 | 63.14 | ore material | half core | core drilling | rock | polished slab from core | Yukon–Tanana and Slide Mountain terranes | Kudz Ze Kayah formation |  |  | acid volcanic rock, siliciclastic sedimentary rock |  | rock | greenschist | chalcopyrite | Assemblage 2 |  |  |  | chloritic |  | pyrite, arsenopyrite, pyrrhotite, galena, chalcopyrite, sulfosalts | cutting and polishing | EPMA | JEOL JXA-8230 SuperProbe electron probe microanalyzer (EPMA) equipped with five wavelength-dispersive spectrometers (WDS) and a tungsten filament electron gun. |  | sulfides were analyzed using an accelerating voltage of 25 kV, a 2-nA beam current, focused to 1 μm, with elemental counting times between 5 and 30 s |  | 321.6468 | 29.5576 | [12 empty] | 120.6176 | 62.2153 | [16 empty] | 338101.0833 | 42.6562 | [8 empty] | 306820.915 | 36.1802 | [8 empty] | -99999 | 86.5603 | [32 empty] | -99999 | 73.3637 | [14 empty] | 351369.0118 | 31.7888 | [38 empty] | 3266.7255 | 219.9475 |  |  |  | 2024 | Denisová, N., Piercey, S. J., & Wälle, M. (2024). Mineralogy and mineral chemistry of the ABM replacement-style volcanogenic massive sulfide deposit, Finlayson Lake district, Yukon, Canada. Mineralium Deposita, 59(3), 473-503. https://doi.org/10.1007/s00126-023-01217-4 |  | CAN | CA-YT | -130.6 | 61.4667 | [8 empty] | Only analyses +/-2% of 100% were shown and they were normalized to 100% | 2025-04-30
| ABM |  | Volcanic basin hydrothermal | Volcanogenic massive sulfide (VMS) | Bimodal felsic VMS | Zn, Cu, Pb, Au, Ag |  | Zn, Cu, Pb, Au, Ag | Denisová et al., 2024 |  | B266575 | B266575-4-1-8 | borehole | K15-231 |  | 63.09 | 63.14 | ore material | half core | core drilling | rock | polished slab from core | Yukon–Tanana and Slide Mountain terranes | Kudz Ze Kayah formation |  |  | acid volcanic rock, siliciclastic sedimentary rock |  | rock | greenschist | chalcopyrite | Assemblage 2 |  |  |  | chloritic |  | pyrite, arsenopyrite, pyrrhotite, galena, chalcopyrite, sulfosalts | cutting and polishing | EPMA | JEOL JXA-8230 SuperProbe electron probe microanalyzer (EPMA) equipped with five wavelength-dispersive spectrometers (WDS) and a tungsten filament electron gun. |  | sulfides were analyzed using an accelerating voltage of 25 kV, a 2-nA beam current, focused to 1 μm, with elemental counting times between 5 and 30 s |  | 120.054 | 29.5576 | [12 empty] | 170.0765 | 62.2153 | [16 empty] | 338292.2256 | 42.6562 | [8 empty] | 309589.3143 | 36.1802 | [8 empty] | -99999 | 86.5603 | [32 empty] | -99999 | 73.3637 | [14 empty] | 351678.262 | 31.7888 | [38 empty] | -99999 | 219.9475 |  |  |  | 2024 | Denisová, N., Piercey, S. J., & Wälle, M. (2024). Mineralogy and mineral chemistry of the ABM replacement-style volcanogenic massive sulfide deposit, Finlayson Lake district, Yukon, Canada. Mineralium Deposita, 59(3), 473-503. https://doi.org/10.1007/s00126-023-01217-4 |  | CAN | CA-YT | -130.6 | 61.4667 | [8 empty] | Only analyses +/-2% of 100% were shown and they were normalized to 100% | 2025-04-30
| ABM |  | Volcanic basin hydrothermal | Volcanogenic massive sulfide (VMS) | Bimodal felsic VMS | Zn, Cu, Pb, Au, Ag |  | Zn, Cu, Pb, Au, Ag | Denisová et al., 2024 |  | B266575 | B266575-5-1-9 | borehole | K15-231 |  | 63.09 | 63.14 | ore material | half core | core drilling | rock | polished slab from core | Yukon–Tanana and Slide Mountain terranes | Kudz Ze Kayah formation |  |  | acid volcanic rock, siliciclastic sedimentary rock |  | rock | greenschist | chalcopyrite | Assemblage 2 |  |  |  | chloritic |  | pyrite, arsenopyrite, pyrrhotite, galena, chalcopyrite, sulfosalts | cutting and polishing | EPMA | JEOL JXA-8230 SuperProbe electron probe microanalyzer (EPMA) equipped with five wavelength-dispersive spectrometers (WDS) and a tungsten filament electron gun. |  | sulfides were analyzed using an accelerating voltage of 25 kV, a 2-nA beam current, focused to 1 μm, with elemental counting times between 5 and 30 s |  | 120.4336 | 29.5576 | [12 empty] | -99999 | 62.2153 | [16 empty] | 340415.4869 | 42.6562 | [8 empty] | 310417.5097 | 36.1802 | [8 empty] | -99999 | 86.5603 | [32 empty] | -99999 | 73.3637 | [14 empty] | 347922.5233 | 31.7888 | [38 empty] | 1124.0466 | 219.9475 |  |  |  | 2024 | Denisová, N., Piercey, S. J., & Wälle, M. (2024). Mineralogy and mineral chemistry of the ABM replacement-style volcanogenic massive sulfide deposit, Finlayson Lake district, Yukon, Canada. Mineralium Deposita, 59(3), 473-503. https://doi.org/10.1007/s00126-023-01217-4 |  | CAN | CA-YT | -130.6 | 61.4667 | [8 empty] | Only analyses +/-2% of 100% were shown and they were normalized to 100% | 2025-04-30
| ABM |  | Volcanic basin hydrothermal | Volcanogenic massive sulfide (VMS) | Bimodal felsic VMS | Zn, Cu, Pb, Au, Ag |  | Zn, Cu, Pb, Au, Ag | Denisová et al., 2024 |  | B291152 | B291152-6-1-17 | borehole | K15-339 |  | 165.25 | 165.3 | ore material | half core | core drilling | rock | polished slab from core | Yukon–Tanana and Slide Mountain terranes | Kudz Ze Kayah formation |  |  | acid volcanic rock, siliciclastic sedimentary rock |  | rock | greenschist | chalcopyrite | Assemblage 1 |  |  |  | chloritic |  | pyrite, arsenopyrite, pyrrhotite, galena, chalcopyrite, sulfosalts | cutting and polishing | EPMA | JEOL JXA-8230 SuperProbe electron probe microanalyzer (EPMA) equipped with five wavelength-dispersive spectrometers (WDS) and a tungsten filament electron gun. |  | sulfides were analyzed using an accelerating voltage of 25 kV, a 2-nA beam current, focused to 1 μm, with elemental counting times between 5 and 30 s |  | 290.1654 | 29.5576 | [12 empty] | 1290.7356 | 62.2153 | [16 empty] | 340924.3375 | 42.6562 | [8 empty] | 307385.2091 | 36.1802 | [8 empty] | -99999 | 86.5603 | [32 empty] | 520.2966 | 73.3637 | [14 empty] | 349369.1304 | 31.7888 | [38 empty] | 220.1255 | 219.9475 |  |  |  | 2024 | Denisová, N., Piercey, S. J., & Wälle, M. (2024). Mineralogy and mineral chemistry of the ABM replacement-style volcanogenic massive sulfide deposit, Finlayson Lake district, Yukon, Canada. Mineralium Deposita, 59(3), 473-503. https://doi.org/10.1007/s00126-023-01217-4 |  | CAN | CA-YT | -130.6 | 61.4667 | [8 empty] | Only analyses +/-2% of 100% were shown and they were normalized to 100% | 2025-04-30
| ABM |  | Volcanic basin hydrothermal | Volcanogenic massive sulfide (VMS) | Bimodal felsic VMS | Zn, Cu, Pb, Au, Ag |  | Zn, Cu, Pb, Au, Ag | Denisová et al., 2024 |  | B291152 | B291152-3-1-5 | borehole | K15-339 |  | 165.25 | 165.3 | ore material | half core | core drilling | rock | polished slab from core | Yukon–Tanana and Slide Mountain terranes | Kudz Ze Kayah formation |  |  | acid volcanic rock, siliciclastic sedimentary rock |  | rock | greenschist | chalcopyrite | Assemblage 1 |  |  |  | chloritic |  | pyrite, arsenopyrite, pyrrhotite, galena, chalcopyrite, sulfosalts | cutting and polishing | EPMA | JEOL JXA-8230 SuperProbe electron probe microanalyzer (EPMA) equipped with five wavelength-dispersive spectrometers (WDS) and a tungsten filament electron gun. |  | sulfides were analyzed using an accelerating voltage of 25 kV, a 2-nA beam current, focused to 1 μm, with elemental counting times between 5 and 30 s |  | 140.2131 | 29.5576 | [12 empty] | 1161.7658 | 62.2153 | [16 empty] | 341739.452 | 42.6562 | [8 empty] | 307116.8191 | 36.1802 | [8 empty] | -99999 | 86.5603 | [32 empty] | 350.5328 | 73.3637 | [14 empty] | 349491.2171 | 31.7888 | [38 empty] | -99999 | 219.9475 |  |  |  | 2024 | Denisová, N., Piercey, S. J., & Wälle, M. (2024). Mineralogy and mineral chemistry of the ABM replacement-style volcanogenic massive sulfide deposit, Finlayson Lake district, Yukon, Canada. Mineralium Deposita, 59(3), 473-503. https://doi.org/10.1007/s00126-023-01217-4 |  | CAN | CA-YT | -130.6 | 61.4667 | [8 empty] | Only analyses +/-2% of 100% were shown and they were normalized to 100% | 2025-04-30
| ABM |  | Volcanic basin hydrothermal | Volcanogenic massive sulfide (VMS) | Bimodal felsic VMS | Zn, Cu, Pb, Au, Ag |  | Zn, Cu, Pb, Au, Ag | Denisová et al., 2024 |  | B291152 | B291152-2-1-9 | borehole | K15-339 |  | 165.25 | 165.3 | ore material | half core | core drilling | rock | polished slab from core | Yukon–Tanana and Slide Mountain terranes | Kudz Ze Kayah formation |  |  | acid volcanic rock, siliciclastic sedimentary rock |  | rock | greenschist | chalcopyrite | Assemblage 1 |  |  |  | chloritic |  | pyrite, arsenopyrite, pyrrhotite, galena, chalcopyrite, sulfosalts | cutting and polishing | EPMA | JEOL JXA-8230 SuperProbe electron probe microanalyzer (EPMA) equipped with five wavelength-dispersive spectrometers (WDS) and a tungsten filament electron gun. |  | sulfides were analyzed using an accelerating voltage of 25 kV, a 2-nA beam current, focused to 1 μm, with elemental counting times between 5 and 30 s |  | 446.2656 | 29.5576 | [12 empty] | 943.2432 | 62.2153 | [16 empty] | 339719.657 | 42.6562 | [8 empty] | 301776.9487 | 36.1802 | [8 empty] | -99999 | 86.5603 | [32 empty] | 334.6992 | 73.3637 | [14 empty] | 355612.8104 | 31.7888 | [38 empty] | 1166.376 | 219.9475 |  |  |  | 2024 | Denisová, N., Piercey, S. J., & Wälle, M. (2024). Mineralogy and mineral chemistry of the ABM replacement-style volcanogenic massive sulfide deposit, Finlayson Lake district, Yukon, Canada. Mineralium Deposita, 59(3), 473-503. https://doi.org/10.1007/s00126-023-01217-4 |  | CAN | CA-YT | -130.6 | 61.4667 | [8 empty] | Only analyses +/-2% of 100% were shown and they were normalized to 100% | 2025-04-30
| ABM |  | Volcanic basin hydrothermal | Volcanogenic massive sulfide (VMS) | Bimodal felsic VMS | Zn, Cu, Pb, Au, Ag |  | Zn, Cu, Pb, Au, Ag | Denisová et al., 2024 |  | B291152 | B291152-2-1-12 | borehole | K15-339 |  | 165.25 | 165.3 | ore material | half core | core drilling | rock | polished slab from core | Yukon–Tanana and Slide Mountain terranes | Kudz Ze Kayah formation |  |  | acid volcanic rock, siliciclastic sedimentary rock |  | rock | greenschist | chalcopyrite | Assemblage 1 |  |  |  | chloritic |  | pyrite, arsenopyrite, pyrrhotite, galena, chalcopyrite, sulfosalts | cutting and polishing | EPMA | JEOL JXA-8230 SuperProbe electron probe microanalyzer (EPMA) equipped with five wavelength-dispersive spectrometers (WDS) and a tungsten filament electron gun. |  | sulfides were analyzed using an accelerating voltage of 25 kV, a 2-nA beam current, focused to 1 μm, with elemental counting times between 5 and 30 s |  | 599.0213 | 29.5576 | [12 empty] | 639.6329 | 62.2153 | [16 empty] | 341015.7018 | 42.6562 | [8 empty] | 307734.4693 | 36.1802 | [8 empty] | -99999 | 86.5603 | [32 empty] | 355.3516 | 73.3637 | [14 empty] | 349615.2115 | 31.7888 | [38 empty] | -99999 | 219.9475 |  |  |  | 2024 | Denisová, N., Piercey, S. J., & Wälle, M. (2024). Mineralogy and mineral chemistry of the ABM replacement-style volcanogenic massive sulfide deposit, Finlayson Lake district, Yukon, Canada. Mineralium Deposita, 59(3), 473-503. https://doi.org/10.1007/s00126-023-01217-4 |  | CAN | CA-YT | -130.6 | 61.4667 | [8 empty] | Only analyses +/-2% of 100% were shown and they were normalized to 100% | 2025-04-30
| ABM |  | Volcanic basin hydrothermal | Volcanogenic massive sulfide (VMS) | Bimodal felsic VMS | Zn, Cu, Pb, Au, Ag |  | Zn, Cu, Pb, Au, Ag | Denisová et al., 2024 |  | B291152 | B291152-7-1-11 | borehole | K15-339 |  | 165.25 | 165.3 | ore material | half core | core drilling | rock | polished slab from core | Yukon–Tanana and Slide Mountain terranes | Kudz Ze Kayah formation |  |  | acid volcanic rock, siliciclastic sedimentary rock |  | rock | greenschist | chalcopyrite | Assemblage 1 |  |  |  | chloritic |  | pyrite, arsenopyrite, pyrrhotite, galena, chalcopyrite, sulfosalts | cutting and polishing | EPMA | JEOL JXA-8230 SuperProbe electron probe microanalyzer (EPMA) equipped with five wavelength-dispersive spectrometers (WDS) and a tungsten filament electron gun. |  | sulfides were analyzed using an accelerating voltage of 25 kV, a 2-nA beam current, focused to 1 μm, with elemental counting times between 5 and 30 s |  | 391.8102 | 29.5576 | [12 empty] | 1235.709 | 62.2153 | [16 empty] | 338383.3213 | 42.6562 | [8 empty] | 308676.0858 | 36.1802 | [8 empty] | -99999 | 86.5603 | [32 empty] | 341.5781 | 73.3637 | [14 empty] | 350770.5674 | 31.7888 | [38 empty] | 200.9283 | 219.9475 |  |  |  | 2024 | Denisová, N., Piercey, S. J., & Wälle, M. (2024). Mineralogy and mineral chemistry of the ABM replacement-style volcanogenic massive sulfide deposit, Finlayson Lake district, Yukon, Canada. Mineralium Deposita, 59(3), 473-503. https://doi.org/10.1007/s00126-023-01217-4 |  | CAN | CA-YT | -130.6 | 61.4667 | [8 empty] | Only analyses +/-2% of 100% were shown and they were normalized to 100% | 2025-04-30
| ABM |  | Volcanic basin hydrothermal | Volcanogenic massive sulfide (VMS) | Bimodal felsic VMS | Zn, Cu, Pb, Au, Ag |  | Zn, Cu, Pb, Au, Ag | Denisová et al., 2024 |  | B291152 | B291152-1-1-17 | borehole | K15-339 |  | 165.25 | 165.3 | ore material | half core | core drilling | rock | polished slab from core | Yukon–Tanana and Slide Mountain terranes | Kudz Ze Kayah formation |  |  | acid volcanic rock, siliciclastic sedimentary rock |  | rock | greenschist | chalcopyrite | Assemblage 1 |  |  |  | chloritic |  | pyrite, arsenopyrite, pyrrhotite, galena, chalcopyrite, sulfosalts | cutting and polishing | EPMA | JEOL JXA-8230 SuperProbe electron probe microanalyzer (EPMA) equipped with five wavelength-dispersive spectrometers (WDS) and a tungsten filament electron gun. |  | sulfides were analyzed using an accelerating voltage of 25 kV, a 2-nA beam current, focused to 1 μm, with elemental counting times between 5 and 30 s |  | 80.5291 | 29.5576 | [12 empty] | 976.4151 | 62.2153 | [16 empty] | 342490.1508 | 42.6562 | [8 empty] | 306121.2165 | 36.1802 | [8 empty] | -99999 | 86.5603 | [32 empty] | 211.3888 | 73.3637 | [14 empty] | 349516.3316 | 31.7888 | [38 empty] | 342.2486 | 219.9475 |  |  |  | 2024 | Denisová, N., Piercey, S. J., & Wälle, M. (2024). Mineralogy and mineral chemistry of the ABM replacement-style volcanogenic massive sulfide deposit, Finlayson Lake district, Yukon, Canada. Mineralium Deposita, 59(3), 473-503. https://doi.org/10.1007/s00126-023-01217-4 |  | CAN | CA-YT | -130.6 | 61.4667 | [8 empty] | Only analyses +/-2% of 100% were shown and they were normalized to 100% | 2025-04-30
| ABM |  | Volcanic basin hydrothermal | Volcanogenic massive sulfide (VMS) | Bimodal felsic VMS | Zn, Cu, Pb, Au, Ag |  | Zn, Cu, Pb, Au, Ag | Denisová et al., 2024 |  | B291152 | B291152-7-1-12 | borehole | K15-339 |  | 165.25 | 165.3 | ore material | half core | core drilling | rock | polished slab from core | Yukon–Tanana and Slide Mountain terranes | Kudz Ze Kayah formation |  |  | acid volcanic rock, siliciclastic sedimentary rock |  | rock | greenschist | chalcopyrite | Assemblage 1 |  |  |  | chloritic |  | pyrite, arsenopyrite, pyrrhotite, galena, chalcopyrite, sulfosalts | cutting and polishing | EPMA | JEOL JXA-8230 SuperProbe electron probe microanalyzer (EPMA) equipped with five wavelength-dispersive spectrometers (WDS) and a tungsten filament electron gun. |  | sulfides were analyzed using an accelerating voltage of 25 kV, a 2-nA beam current, focused to 1 μm, with elemental counting times between 5 and 30 s |  | 380.7462 | 29.5576 | [12 empty] | 951.8656 | 62.2153 | [16 empty] | 339525.4824 | 42.6562 | [8 empty] | 307983.6536 | 36.1802 | [8 empty] | -99999 | 86.5603 | [32 empty] | 180.3535 | 73.3637 | [14 empty] | 350296.5631 | 31.7888 | [38 empty] | 681.3354 | 219.9475 |  |  |  | 2024 | Denisová, N., Piercey, S. J., & Wälle, M. (2024). Mineralogy and mineral chemistry of the ABM replacement-style volcanogenic massive sulfide deposit, Finlayson Lake district, Yukon, Canada. Mineralium Deposita, 59(3), 473-503. https://doi.org/10.1007/s00126-023-01217-4 |  | CAN | CA-YT | -130.6 | 61.4667 | [8 empty] | Only analyses +/-2% of 100% were shown and they were normalized to 100% | 2025-04-30
| ABM |  | Volcanic basin hydrothermal | Volcanogenic massive sulfide (VMS) | Bimodal felsic VMS | Zn, Cu, Pb, Au, Ag |  | Zn, Cu, Pb, Au, Ag | Denisová et al., 2024 |  | B291152 | B291152-1-1-4 | borehole | K15-339 |  | 165.25 | 165.3 | ore material | half core | core drilling | rock | polished slab from core | Yukon–Tanana and Slide Mountain terranes | Kudz Ze Kayah formation |  |  | acid volcanic rock, siliciclastic sedimentary rock |  | rock | greenschist | chalcopyrite | Assemblage 1 |  |  |  | chloritic |  | pyrite, arsenopyrite, pyrrhotite, galena, chalcopyrite, sulfosalts | cutting and polishing | EPMA | JEOL JXA-8230 SuperProbe electron probe microanalyzer (EPMA) equipped with five wavelength-dispersive spectrometers (WDS) and a tungsten filament electron gun. |  | sulfides were analyzed using an accelerating voltage of 25 kV, a 2-nA beam current, focused to 1 μm, with elemental counting times between 5 and 30 s |  | 271.4632 | 29.5576 | [12 empty] | 1126.0695 | 62.2153 | [16 empty] | 334281.7896 | 42.6562 | [8 empty] | 310594.104 | 36.1802 | [8 empty] | -99999 | 86.5603 | [32 empty] | 160.8671 | 73.3637 | [14 empty] | 353455.1106 | 31.7888 | [38 empty] | 110.5961 | 219.9475 |  |  |  | 2024 | Denisová, N., Piercey, S. J., & Wälle, M. (2024). Mineralogy and mineral chemistry of the ABM replacement-style volcanogenic massive sulfide deposit, Finlayson Lake district, Yukon, Canada. Mineralium Deposita, 59(3), 473-503. https://doi.org/10.1007/s00126-023-01217-4 |  | CAN | CA-YT | -130.6 | 61.4667 | [8 empty] | Only analyses +/-2% of 100% were shown and they were normalized to 100% | 2025-04-30
| ABM |  | Volcanic basin hydrothermal | Volcanogenic massive sulfide (VMS) | Bimodal felsic VMS | Zn, Cu, Pb, Au, Ag |  | Zn, Cu, Pb, Au, Ag | Denisová et al., 2024 |  | B291152 | B291152-4-1-15 | borehole | K15-339 |  | 165.25 | 165.3 | ore material | half core | core drilling | rock | polished slab from core | Yukon–Tanana and Slide Mountain terranes | Kudz Ze Kayah formation |  |  | acid volcanic rock, siliciclastic sedimentary rock |  | rock | greenschist | chalcopyrite | Assemblage 1 |  |  |  | chloritic |  | pyrite, arsenopyrite, pyrrhotite, galena, chalcopyrite, sulfosalts | cutting and polishing | EPMA | JEOL JXA-8230 SuperProbe electron probe microanalyzer (EPMA) equipped with five wavelength-dispersive spectrometers (WDS) and a tungsten filament electron gun. |  | sulfides were analyzed using an accelerating voltage of 25 kV, a 2-nA beam current, focused to 1 μm, with elemental counting times between 5 and 30 s |  | 300.6464 | 29.5576 | [12 empty] | 841.8099 | 62.2153 | [16 empty] | 336874.286 | 42.6562 | [8 empty] | 312471.8077 | 36.1802 | [8 empty] | -99999 | 86.5603 | [32 empty] | 100.2155 | 73.3637 | [14 empty] | 349411.2346 | 31.7888 | [38 empty] | -99999 | 219.9475 |  |  |  | 2024 | Denisová, N., Piercey, S. J., & Wälle, M. (2024). Mineralogy and mineral chemistry of the ABM replacement-style volcanogenic massive sulfide deposit, Finlayson Lake district, Yukon, Canada. Mineralium Deposita, 59(3), 473-503. https://doi.org/10.1007/s00126-023-01217-4 |  | CAN | CA-YT | -130.6 | 61.4667 | [8 empty] | Only analyses +/-2% of 100% were shown and they were normalized to 100% | 2025-04-30
| ABM |  | Volcanic basin hydrothermal | Volcanogenic massive sulfide (VMS) | Bimodal felsic VMS | Zn, Cu, Pb, Au, Ag |  | Zn, Cu, Pb, Au, Ag | Denisová et al., 2024 |  | B291152 | B291152-4-2-22 | borehole | K15-339 |  | 165.25 | 165.3 | ore material | half core | core drilling | rock | polished slab from core | Yukon–Tanana and Slide Mountain terranes | Kudz Ze Kayah formation |  |  | acid volcanic rock, siliciclastic sedimentary rock |  | rock | greenschist | chalcopyrite | Assemblage 1 |  |  |  | chloritic |  | pyrite, arsenopyrite, pyrrhotite, galena, chalcopyrite, sulfosalts | cutting and polishing | EPMA | JEOL JXA-8230 SuperProbe electron probe microanalyzer (EPMA) equipped with five wavelength-dispersive spectrometers (WDS) and a tungsten filament electron gun. |  | sulfides were analyzed using an accelerating voltage of 25 kV, a 2-nA beam current, focused to 1 μm, with elemental counting times between 5 and 30 s |  | 150.4363 | 29.5576 | [12 empty] | 1153.3447 | 62.2153 | [16 empty] | 340126.3725 | 42.6562 | [8 empty] | 308685.1725 | 36.1802 | [8 empty] | -99999 | 86.5603 | [32 empty] | 120.349 | 73.3637 | [14 empty] | 349523.6271 | 31.7888 | [38 empty] | 240.698 | 219.9475 |  |  |  | 2024 | Denisová, N., Piercey, S. J., & Wälle, M. (2024). Mineralogy and mineral chemistry of the ABM replacement-style volcanogenic massive sulfide deposit, Finlayson Lake district, Yukon, Canada. Mineralium Deposita, 59(3), 473-503. https://doi.org/10.1007/s00126-023-01217-4 |  | CAN | CA-YT | -130.6 | 61.4667 | [8 empty] | Only analyses +/-2% of 100% were shown and they were normalized to 100% | 2025-04-30
| ABM |  | Volcanic basin hydrothermal | Volcanogenic massive sulfide (VMS) | Bimodal felsic VMS | Zn, Cu, Pb, Au, Ag |  | Zn, Cu, Pb, Au, Ag | Denisová et al., 2024 |  | B291152 | B291152-6-1-13 | borehole | K15-339 |  | 165.25 | 165.3 | ore material | half core | core drilling | rock | polished slab from core | Yukon–Tanana and Slide Mountain terranes | Kudz Ze Kayah formation |  |  | acid volcanic rock, siliciclastic sedimentary rock |  | rock | greenschist | chalcopyrite | Assemblage 1 |  |  |  | chloritic |  | pyrite, arsenopyrite, pyrrhotite, galena, chalcopyrite, sulfosalts | cutting and polishing | EPMA | JEOL JXA-8230 SuperProbe electron probe microanalyzer (EPMA) equipped with five wavelength-dispersive spectrometers (WDS) and a tungsten filament electron gun. |  | sulfides were analyzed using an accelerating voltage of 25 kV, a 2-nA beam current, focused to 1 μm, with elemental counting times between 5 and 30 s |  | 311.067 | 29.5576 | [12 empty] | 1364.681 | 62.2153 | [16 empty] | 341411.031 | 42.6562 | [8 empty] | 308829.2965 | 36.1802 | [8 empty] | -99999 | 86.5603 | [32 empty] | -99999 | 73.3637 | [14 empty] | 347672.5135 | 31.7888 | [38 empty] | -99999 | 219.9475 |  |  |  | 2024 | Denisová, N., Piercey, S. J., & Wälle, M. (2024). Mineralogy and mineral chemistry of the ABM replacement-style volcanogenic massive sulfide deposit, Finlayson Lake district, Yukon, Canada. Mineralium Deposita, 59(3), 473-503. https://doi.org/10.1007/s00126-023-01217-4 |  | CAN | CA-YT | -130.6 | 61.4667 | [8 empty] | Only analyses +/-2% of 100% were shown and they were normalized to 100% | 2025-04-30
| ABM |  | Volcanic basin hydrothermal | Volcanogenic massive sulfide (VMS) | Bimodal felsic VMS | Zn, Cu, Pb, Au, Ag |  | Zn, Cu, Pb, Au, Ag | Denisová et al., 2024 |  | B291152 | B291152-4-2-24 | borehole | K15-339 |  | 165.25 | 165.3 | ore material | half core | core drilling | rock | polished slab from core | Yukon–Tanana and Slide Mountain terranes | Kudz Ze Kayah formation |  |  | acid volcanic rock, siliciclastic sedimentary rock |  | rock | greenschist | chalcopyrite | Assemblage 1 |  |  |  | chloritic |  | pyrite, arsenopyrite, pyrrhotite, galena, chalcopyrite, sulfosalts | cutting and polishing | EPMA | JEOL JXA-8230 SuperProbe electron probe microanalyzer (EPMA) equipped with five wavelength-dispersive spectrometers (WDS) and a tungsten filament electron gun. |  | sulfides were analyzed using an accelerating voltage of 25 kV, a 2-nA beam current, focused to 1 μm, with elemental counting times between 5 and 30 s |  | 300.544 | 29.5576 | [12 empty] | 1112.0128 | 62.2153 | [16 empty] | 339464.422 | 42.6562 | [8 empty] | 307646.8445 | 36.1802 | [8 empty] | -99999 | 86.5603 | [32 empty] | -99999 | 73.3637 | [14 empty] | 351476.1767 | 31.7888 | [38 empty] | -99999 | 219.9475 |  |  |  | 2024 | Denisová, N., Piercey, S. J., & Wälle, M. (2024). Mineralogy and mineral chemistry of the ABM replacement-style volcanogenic massive sulfide deposit, Finlayson Lake district, Yukon, Canada. Mineralium Deposita, 59(3), 473-503. https://doi.org/10.1007/s00126-023-01217-4 |  | CAN | CA-YT | -130.6 | 61.4667 | [8 empty] | Only analyses +/-2% of 100% were shown and they were normalized to 100% | 2025-04-30
| ABM |  | Volcanic basin hydrothermal | Volcanogenic massive sulfide (VMS) | Bimodal felsic VMS | Zn, Cu, Pb, Au, Ag |  | Zn, Cu, Pb, Au, Ag | Denisová et al., 2024 |  | B291157 | B291157-11-1-1 | borehole | K15-339 |  | 171 | 171.05 | ore material | half core | core drilling | rock | polished slab from core | Yukon–Tanana and Slide Mountain terranes | Kudz Ze Kayah formation |  |  | acid volcanic rock, siliciclastic sedimentary rock |  | rock | greenschist | chalcopyrite | Assemblage 2 |  |  |  | chloritic |  | pyrite, arsenopyrite, pyrrhotite, galena, chalcopyrite, sulfosalts | cutting and polishing | EPMA | JEOL JXA-8230 SuperProbe electron probe microanalyzer (EPMA) equipped with five wavelength-dispersive spectrometers (WDS) and a tungsten filament electron gun. |  | sulfides were analyzed using an accelerating voltage of 25 kV, a 2-nA beam current, focused to 1 μm, with elemental counting times between 5 and 30 s |  | 474.034 | 29.5576 | [12 empty] | 90.7725 | 62.2153 | [16 empty] | 341213.7445 | 42.6562 | [8 empty] | 306296.5812 | 36.1802 | [8 empty] | -99999 | 86.5603 | [32 empty] | 363.0899 | 73.3637 | [14 empty] | 351561.778 | 31.7888 | [38 empty] | -99999 | 219.9475 |  |  |  | 2024 | Denisová, N., Piercey, S. J., & Wälle, M. (2024). Mineralogy and mineral chemistry of the ABM replacement-style volcanogenic massive sulfide deposit, Finlayson Lake district, Yukon, Canada. Mineralium Deposita, 59(3), 473-503. https://doi.org/10.1007/s00126-023-01217-4 |  | CAN | CA-YT | -130.6 | 61.4667 | [8 empty] | Only analyses +/-2% of 100% were shown and they were normalized to 100% | 2025-04-30
| ABM |  | Volcanic basin hydrothermal | Volcanogenic massive sulfide (VMS) | Bimodal felsic VMS | Zn, Cu, Pb, Au, Ag |  | Zn, Cu, Pb, Au, Ag | Denisová et al., 2024 |  | B291157 | B291157-11-1-8 | borehole | K15-339 |  | 171 | 171.05 | ore material | half core | core drilling | rock | polished slab from core | Yukon–Tanana and Slide Mountain terranes | Kudz Ze Kayah formation |  |  | acid volcanic rock, siliciclastic sedimentary rock |  | rock | greenschist | chalcopyrite | Assemblage 2 |  |  |  | chloritic |  | pyrite, arsenopyrite, pyrrhotite, galena, chalcopyrite, sulfosalts | cutting and polishing | EPMA | JEOL JXA-8230 SuperProbe electron probe microanalyzer (EPMA) equipped with five wavelength-dispersive spectrometers (WDS) and a tungsten filament electron gun. |  | sulfides were analyzed using an accelerating voltage of 25 kV, a 2-nA beam current, focused to 1 μm, with elemental counting times between 5 and 30 s |  | 418.9017 | 29.5576 | [12 empty] | -99999 | 62.2153 | [16 empty] | 341966.8031 | 42.6562 | [8 empty] | 302651.335 | 36.1802 | [8 empty] | -99999 | 86.5603 | [32 empty] | 204.3423 | 73.3637 | [14 empty] | 354758.618 | 31.7888 | [38 empty] | -99999 | 219.9475 |  |  |  | 2024 | Denisová, N., Piercey, S. J., & Wälle, M. (2024). Mineralogy and mineral chemistry of the ABM replacement-style volcanogenic massive sulfide deposit, Finlayson Lake district, Yukon, Canada. Mineralium Deposita, 59(3), 473-503. https://doi.org/10.1007/s00126-023-01217-4 |  | CAN | CA-YT | -130.6 | 61.4667 | [8 empty] | Only analyses +/-2% of 100% were shown and they were normalized to 100% | 2025-04-30
| ABM |  | Volcanic basin hydrothermal | Volcanogenic massive sulfide (VMS) | Bimodal felsic VMS | Zn, Cu, Pb, Au, Ag |  | Zn, Cu, Pb, Au, Ag | Denisová et al., 2024 |  | B291157 | B291157-6-1-35 | borehole | K15-339 |  | 171 | 171.05 | ore material | half core | core drilling | rock | polished slab from core | Yukon–Tanana and Slide Mountain terranes | Kudz Ze Kayah formation |  |  | acid volcanic rock, siliciclastic sedimentary rock |  | rock | greenschist | chalcopyrite | Assemblage 2 |  |  |  | chloritic |  | pyrite, arsenopyrite, pyrrhotite, galena, chalcopyrite, sulfosalts | cutting and polishing | EPMA | JEOL JXA-8230 SuperProbe electron probe microanalyzer (EPMA) equipped with five wavelength-dispersive spectrometers (WDS) and a tungsten filament electron gun. |  | sulfides were analyzed using an accelerating voltage of 25 kV, a 2-nA beam current, focused to 1 μm, with elemental counting times between 5 and 30 s |  | 260.2837 | 29.5576 | [12 empty] | 170.1855 | 62.2153 | [16 empty] | 339510.0818 | 42.6562 | [8 empty] | 306423.9957 | 36.1802 | [8 empty] | -99999 | 86.5603 | [32 empty] | 160.1746 | 73.3637 | [14 empty] | 350331.8522 | 31.7888 | [38 empty] | 3143.4265 | 219.9475 |  |  |  | 2024 | Denisová, N., Piercey, S. J., & Wälle, M. (2024). Mineralogy and mineral chemistry of the ABM replacement-style volcanogenic massive sulfide deposit, Finlayson Lake district, Yukon, Canada. Mineralium Deposita, 59(3), 473-503. https://doi.org/10.1007/s00126-023-01217-4 |  | CAN | CA-YT | -130.6 | 61.4667 | [8 empty] | Only analyses +/-2% of 100% were shown and they were normalized to 100% | 2025-04-30
| ABM |  | Volcanic basin hydrothermal | Volcanogenic massive sulfide (VMS) | Bimodal felsic VMS | Zn, Cu, Pb, Au, Ag |  | Zn, Cu, Pb, Au, Ag | Denisová et al., 2024 |  | B291157 | B291157-4-1-16 | borehole | K15-339 |  | 171 | 171.05 | ore material | half core | core drilling | rock | polished slab from core | Yukon–Tanana and Slide Mountain terranes | Kudz Ze Kayah formation |  |  | acid volcanic rock, siliciclastic sedimentary rock |  | rock | greenschist | chalcopyrite | Assemblage 2 |  |  |  | chloritic |  | pyrite, arsenopyrite, pyrrhotite, galena, chalcopyrite, sulfosalts | cutting and polishing | EPMA | JEOL JXA-8230 SuperProbe electron probe microanalyzer (EPMA) equipped with five wavelength-dispersive spectrometers (WDS) and a tungsten filament electron gun. |  | sulfides were analyzed using an accelerating voltage of 25 kV, a 2-nA beam current, focused to 1 μm, with elemental counting times between 5 and 30 s |  | 171.653 | 29.5576 | [12 empty] | -99999 | 62.2153 | [16 empty] | 341902.5228 | 42.6562 | [8 empty] | 307844.5525 | 36.1802 | [8 empty] | -99999 | 86.5603 | [32 empty] | -99999 | 73.3637 | [14 empty] | 349849.0352 | 31.7888 | [38 empty] | 232.2364 | 219.9475 |  |  |  | 2024 | Denisová, N., Piercey, S. J., & Wälle, M. (2024). Mineralogy and mineral chemistry of the ABM replacement-style volcanogenic massive sulfide deposit, Finlayson Lake district, Yukon, Canada. Mineralium Deposita, 59(3), 473-503. https://doi.org/10.1007/s00126-023-01217-4 |  | CAN | CA-YT | -130.6 | 61.4667 | [8 empty] | Only analyses +/-2% of 100% were shown and they were normalized to 100% | 2025-04-30
| ABM |  | Volcanic basin hydrothermal | Volcanogenic massive sulfide (VMS) | Bimodal felsic VMS | Zn, Cu, Pb, Au, Ag |  | Zn, Cu, Pb, Au, Ag | Denisová et al., 2024 |  | Q721151 | Q721151-1-1-4 | borehole | K15-204 |  | 112.53 | 112.62 | ore material | half core | core drilling | rock | polished slab from core | Yukon–Tanana and Slide Mountain terranes | Kudz Ze Kayah formation |  |  | acid volcanic rock, siliciclastic sedimentary rock |  | rock | greenschist | chalcopyrite | Assemblage 2 |  |  |  | chloritic |  | pyrite, arsenopyrite, pyrrhotite, galena, chalcopyrite, sulfosalts | cutting and polishing | EPMA | JEOL JXA-8230 SuperProbe electron probe microanalyzer (EPMA) equipped with five wavelength-dispersive spectrometers (WDS) and a tungsten filament electron gun. |  | sulfides were analyzed using an accelerating voltage of 25 kV, a 2-nA beam current, focused to 1 μm, with elemental counting times between 5 and 30 s |  | 455.0189 | 29.5576 | [12 empty] | 6815.1715 | 62.2153 | [16 empty] | 331627.8591 | 42.6562 | [8 empty] | 311222.7757 | 36.1802 | [8 empty] | -99999 | 86.5603 | [32 empty] | 3994.0545 | 73.3637 | [14 empty] | 345875.0089 | 31.7888 | [38 empty] | -99999 | 219.9475 |  |  |  | 2024 | Denisová, N., Piercey, S. J., & Wälle, M. (2024). Mineralogy and mineral chemistry of the ABM replacement-style volcanogenic massive sulfide deposit, Finlayson Lake district, Yukon, Canada. Mineralium Deposita, 59(3), 473-503. https://doi.org/10.1007/s00126-023-01217-4 |  | CAN | CA-YT | -130.6 | 61.4667 | [8 empty] | Only analyses +/-2% of 100% were shown and they were normalized to 100% | 2025-04-30
| ABM |  | Volcanic basin hydrothermal | Volcanogenic massive sulfide (VMS) | Bimodal felsic VMS | Zn, Cu, Pb, Au, Ag |  | Zn, Cu, Pb, Au, Ag | Denisová et al., 2024 |  | Q721151 | Q721151-6-2-17 | borehole | K15-204 |  | 112.53 | 112.62 | ore material | half core | core drilling | rock | polished slab from core | Yukon–Tanana and Slide Mountain terranes | Kudz Ze Kayah formation |  |  | acid volcanic rock, siliciclastic sedimentary rock |  | rock | greenschist | chalcopyrite | Assemblage 2 |  |  |  | chloritic |  | pyrite, arsenopyrite, pyrrhotite, galena, chalcopyrite, sulfosalts | cutting and polishing | EPMA | JEOL JXA-8230 SuperProbe electron probe microanalyzer (EPMA) equipped with five wavelength-dispersive spectrometers (WDS) and a tungsten filament electron gun. |  | sulfides were analyzed using an accelerating voltage of 25 kV, a 2-nA beam current, focused to 1 μm, with elemental counting times between 5 and 30 s |  | 200.9242 | 29.5576 | [12 empty] | 1235.6842 | 62.2153 | [16 empty] | 307976.6904 | 42.6562 | [8 empty] | 325286.3294 | 36.1802 | [8 empty] | -99999 | 86.5603 | [32 empty] | 1074.9447 | 73.3637 | [14 empty] | 364185.2422 | 31.7888 | [38 empty] | -99999 | 219.9475 |  |  |  | 2024 | Denisová, N., Piercey, S. J., & Wälle, M. (2024). Mineralogy and mineral chemistry of the ABM replacement-style volcanogenic massive sulfide deposit, Finlayson Lake district, Yukon, Canada. Mineralium Deposita, 59(3), 473-503. https://doi.org/10.1007/s00126-023-01217-4 |  | CAN | CA-YT | -130.6 | 61.4667 | [8 empty] | Only analyses +/-2% of 100% were shown and they were normalized to 100% | 2025-04-30
| ABM |  | Volcanic basin hydrothermal | Volcanogenic massive sulfide (VMS) | Bimodal felsic VMS | Zn, Cu, Pb, Au, Ag |  | Zn, Cu, Pb, Au, Ag | Denisová et al., 2024 |  | Q721151 | Q721151-3-1-22 | borehole | K15-204 |  | 112.53 | 112.62 | ore material | half core | core drilling | rock | polished slab from core | Yukon–Tanana and Slide Mountain terranes | Kudz Ze Kayah formation |  |  | acid volcanic rock, siliciclastic sedimentary rock |  | rock | greenschist | chalcopyrite | Assemblage 2 |  |  |  | chloritic |  | pyrite, arsenopyrite, pyrrhotite, galena, chalcopyrite, sulfosalts | cutting and polishing | EPMA | JEOL JXA-8230 SuperProbe electron probe microanalyzer (EPMA) equipped with five wavelength-dispersive spectrometers (WDS) and a tungsten filament electron gun. |  | sulfides were analyzed using an accelerating voltage of 25 kV, a 2-nA beam current, focused to 1 μm, with elemental counting times between 5 and 30 s |  | 359.2922 | 29.5576 | [12 empty] | 2475.1241 | 62.2153 | [16 empty] | 327784.2662 | 42.6562 | [8 empty] | 320927.7704 | 36.1802 | [8 empty] | -99999 | 86.5603 | [32 empty] | 359.2922 | 73.3637 | [14 empty] | 348094.255 | 31.7888 | [38 empty] | -99999 | 219.9475 |  |  |  | 2024 | Denisová, N., Piercey, S. J., & Wälle, M. (2024). Mineralogy and mineral chemistry of the ABM replacement-style volcanogenic massive sulfide deposit, Finlayson Lake district, Yukon, Canada. Mineralium Deposita, 59(3), 473-503. https://doi.org/10.1007/s00126-023-01217-4 |  | CAN | CA-YT | -130.6 | 61.4667 | [8 empty] | Only analyses +/-2% of 100% were shown and they were normalized to 100% | 2025-04-30
| ABM |  | Volcanic basin hydrothermal | Volcanogenic massive sulfide (VMS) | Bimodal felsic VMS | Zn, Cu, Pb, Au, Ag |  | Zn, Cu, Pb, Au, Ag | Denisová et al., 2024 |  | Q721151 | Q721151-2-1-11 | borehole | K15-204 |  | 112.53 | 112.62 | ore material | half core | core drilling | rock | polished slab from core | Yukon–Tanana and Slide Mountain terranes | Kudz Ze Kayah formation |  |  | acid volcanic rock, siliciclastic sedimentary rock |  | rock | greenschist | chalcopyrite | Assemblage 2 |  |  |  | chloritic |  | pyrite, arsenopyrite, pyrrhotite, galena, chalcopyrite, sulfosalts | cutting and polishing | EPMA | JEOL JXA-8230 SuperProbe electron probe microanalyzer (EPMA) equipped with five wavelength-dispersive spectrometers (WDS) and a tungsten filament electron gun. |  | sulfides were analyzed using an accelerating voltage of 25 kV, a 2-nA beam current, focused to 1 μm, with elemental counting times between 5 and 30 s |  | 180.3679 | 29.5576 | [12 empty] | 1282.6166 | 62.2153 | [16 empty] | 341907.4851 | 42.6562 | [8 empty] | 310042.4957 | 36.1802 | [8 empty] | -99999 | 86.5603 | [32 empty] | 370.7564 | 73.3637 | [14 empty] | 346216.2783 | 31.7888 | [38 empty] | -99999 | 219.9475 |  |  |  | 2024 | Denisová, N., Piercey, S. J., & Wälle, M. (2024). Mineralogy and mineral chemistry of the ABM replacement-style volcanogenic massive sulfide deposit, Finlayson Lake district, Yukon, Canada. Mineralium Deposita, 59(3), 473-503. https://doi.org/10.1007/s00126-023-01217-4 |  | CAN | CA-YT | -130.6 | 61.4667 | [8 empty] | Only analyses +/-2% of 100% were shown and they were normalized to 100% | 2025-04-30
| ABM |  | Volcanic basin hydrothermal | Volcanogenic massive sulfide (VMS) | Bimodal felsic VMS | Zn, Cu, Pb, Au, Ag |  | Zn, Cu, Pb, Au, Ag | Denisová et al., 2024 |  | Q721151 | Q721151-1-1-8 | borehole | K15-204 |  | 112.53 | 112.62 | ore material | half core | core drilling | rock | polished slab from core | Yukon–Tanana and Slide Mountain terranes | Kudz Ze Kayah formation |  |  | acid volcanic rock, siliciclastic sedimentary rock |  | rock | greenschist | chalcopyrite | Assemblage 2 |  |  |  | chloritic |  | pyrite, arsenopyrite, pyrrhotite, galena, chalcopyrite, sulfosalts | cutting and polishing | EPMA | JEOL JXA-8230 SuperProbe electron probe microanalyzer (EPMA) equipped with five wavelength-dispersive spectrometers (WDS) and a tungsten filament electron gun. |  | sulfides were analyzed using an accelerating voltage of 25 kV, a 2-nA beam current, focused to 1 μm, with elemental counting times between 5 and 30 s |  | 219.0755 | 29.5576 | [12 empty] | 1473.7807 | 62.2153 | [16 empty] | 339985.2516 | 42.6562 | [8 empty] | 307123.9333 | 36.1802 | [8 empty] | -99999 | 86.5603 | [32 empty] | 348.5292 | 73.3637 | [14 empty] | 350520.8164 | 31.7888 | [38 empty] | 268.8654 | 219.9475 |  |  |  | 2024 | Denisová, N., Piercey, S. J., & Wälle, M. (2024). Mineralogy and mineral chemistry of the ABM replacement-style volcanogenic massive sulfide deposit, Finlayson Lake district, Yukon, Canada. Mineralium Deposita, 59(3), 473-503. https://doi.org/10.1007/s00126-023-01217-4 |  | CAN | CA-YT | -130.6 | 61.4667 | [8 empty] | Only analyses +/-2% of 100% were shown and they were normalized to 100% | 2025-04-30
| ABM |  | Volcanic basin hydrothermal | Volcanogenic massive sulfide (VMS) | Bimodal felsic VMS | Zn, Cu, Pb, Au, Ag |  | Zn, Cu, Pb, Au, Ag | Denisová et al., 2024 |  | Q721151 | Q721151-6-1-16 | borehole | K15-204 |  | 112.53 | 112.62 | ore material | half core | core drilling | rock | polished slab from core | Yukon–Tanana and Slide Mountain terranes | Kudz Ze Kayah formation |  |  | acid volcanic rock, siliciclastic sedimentary rock |  | rock | greenschist | chalcopyrite | Assemblage 2 |  |  |  | chloritic |  | pyrite, arsenopyrite, pyrrhotite, galena, chalcopyrite, sulfosalts | cutting and polishing | EPMA | JEOL JXA-8230 SuperProbe electron probe microanalyzer (EPMA) equipped with five wavelength-dispersive spectrometers (WDS) and a tungsten filament electron gun. |  | sulfides were analyzed using an accelerating voltage of 25 kV, a 2-nA beam current, focused to 1 μm, with elemental counting times between 5 and 30 s |  | 310.5466 | 29.5576 | [12 empty] | 1472.5918 | 62.2153 | [16 empty] | 341090.3166 | 42.6562 | [8 empty] | 308252.5233 | 36.1802 | [8 empty] | -99999 | 86.5603 | [32 empty] | 350.6171 | 73.3637 | [14 empty] | 348523.4046 | 31.7888 | [38 empty] | -99999 | 219.9475 |  |  |  | 2024 | Denisová, N., Piercey, S. J., & Wälle, M. (2024). Mineralogy and mineral chemistry of the ABM replacement-style volcanogenic massive sulfide deposit, Finlayson Lake district, Yukon, Canada. Mineralium Deposita, 59(3), 473-503. https://doi.org/10.1007/s00126-023-01217-4 |  | CAN | CA-YT | -130.6 | 61.4667 | [8 empty] | Only analyses +/-2% of 100% were shown and they were normalized to 100% | 2025-04-30
| ABM |  | Volcanic basin hydrothermal | Volcanogenic massive sulfide (VMS) | Bimodal felsic VMS | Zn, Cu, Pb, Au, Ag |  | Zn, Cu, Pb, Au, Ag | Denisová et al., 2024 |  | Q721151 | Q721151-6-1-17 | borehole | K15-204 |  | 112.53 | 112.62 | ore material | half core | core drilling | rock | polished slab from core | Yukon–Tanana and Slide Mountain terranes | Kudz Ze Kayah formation |  |  | acid volcanic rock, siliciclastic sedimentary rock |  | rock | greenschist | chalcopyrite | Assemblage 2 |  |  |  | chloritic |  | pyrite, arsenopyrite, pyrrhotite, galena, chalcopyrite, sulfosalts | cutting and polishing | EPMA | JEOL JXA-8230 SuperProbe electron probe microanalyzer (EPMA) equipped with five wavelength-dispersive spectrometers (WDS) and a tungsten filament electron gun. |  | sulfides were analyzed using an accelerating voltage of 25 kV, a 2-nA beam current, focused to 1 μm, with elemental counting times between 5 and 30 s |  | 100.1713 | 29.5576 | [12 empty] | 1202.0555 | 62.2153 | [16 empty] | 336675.7186 | 42.6562 | [8 empty] | 311502.668 | 36.1802 | [8 empty] | -99999 | 86.5603 | [32 empty] | 270.4625 | 73.3637 | [14 empty] | 350248.9241 | 31.7888 | [38 empty] | -99999 | 219.9475 |  |  |  | 2024 | Denisová, N., Piercey, S. J., & Wälle, M. (2024). Mineralogy and mineral chemistry of the ABM replacement-style volcanogenic massive sulfide deposit, Finlayson Lake district, Yukon, Canada. Mineralium Deposita, 59(3), 473-503. https://doi.org/10.1007/s00126-023-01217-4 |  | CAN | CA-YT | -130.6 | 61.4667 | [8 empty] | Only analyses +/-2% of 100% were shown and they were normalized to 100% | 2025-04-30
| ABM |  | Volcanic basin hydrothermal | Volcanogenic massive sulfide (VMS) | Bimodal felsic VMS | Zn, Cu, Pb, Au, Ag |  | Zn, Cu, Pb, Au, Ag | Denisová et al., 2024 |  | Q721151 | Q721151-2-1-13 | borehole | K15-204 |  | 112.53 | 112.62 | ore material | half core | core drilling | rock | polished slab from core | Yukon–Tanana and Slide Mountain terranes | Kudz Ze Kayah formation |  |  | acid volcanic rock, siliciclastic sedimentary rock |  | rock | greenschist | chalcopyrite | Assemblage 2 |  |  |  | chloritic |  | pyrite, arsenopyrite, pyrrhotite, galena, chalcopyrite, sulfosalts | cutting and polishing | EPMA | JEOL JXA-8230 SuperProbe electron probe microanalyzer (EPMA) equipped with five wavelength-dispersive spectrometers (WDS) and a tungsten filament electron gun. |  | sulfides were analyzed using an accelerating voltage of 25 kV, a 2-nA beam current, focused to 1 μm, with elemental counting times between 5 and 30 s |  | 339.2807 | 29.5576 | [12 empty] | 808.2864 | 62.2153 | [16 empty] | 340677.7521 | 42.6562 | [8 empty] | 312447.6147 | 36.1802 | [8 empty] | -99999 | 86.5603 | [32 empty] | 209.5557 | 73.3637 | [14 empty] | 345148.2931 | 31.7888 | [38 empty] | 339.2807 | 219.9475 |  |  |  | 2024 | Denisová, N., Piercey, S. J., & Wälle, M. (2024). Mineralogy and mineral chemistry of the ABM replacement-style volcanogenic massive sulfide deposit, Finlayson Lake district, Yukon, Canada. Mineralium Deposita, 59(3), 473-503. https://doi.org/10.1007/s00126-023-01217-4 |  | CAN | CA-YT | -130.6 | 61.4667 | [8 empty] | Only analyses +/-2% of 100% were shown and they were normalized to 100% | 2025-04-30
| ABM |  | Volcanic basin hydrothermal | Volcanogenic massive sulfide (VMS) | Bimodal felsic VMS | Zn, Cu, Pb, Au, Ag |  | Zn, Cu, Pb, Au, Ag | Denisová et al., 2024 |  | Q721151 | Q721151-6-2-14 | borehole | K15-204 |  | 112.53 | 112.62 | ore material | half core | core drilling | rock | polished slab from core | Yukon–Tanana and Slide Mountain terranes | Kudz Ze Kayah formation |  |  | acid volcanic rock, siliciclastic sedimentary rock |  | rock | greenschist | chalcopyrite | Assemblage 2 |  |  |  | chloritic |  | pyrite, arsenopyrite, pyrrhotite, galena, chalcopyrite, sulfosalts | cutting and polishing | EPMA | JEOL JXA-8230 SuperProbe electron probe microanalyzer (EPMA) equipped with five wavelength-dispersive spectrometers (WDS) and a tungsten filament electron gun. |  | sulfides were analyzed using an accelerating voltage of 25 kV, a 2-nA beam current, focused to 1 μm, with elemental counting times between 5 and 30 s |  | 301.1595 | 29.5576 | [12 empty] | 1044.0195 | 62.2153 | [16 empty] | 343371.9993 | 42.6562 | [8 empty] | 307222.8077 | 36.1802 | [8 empty] | -99999 | 86.5603 | [32 empty] | 150.5797 | 73.3637 | [14 empty] | 347477.7724 | 31.7888 | [38 empty] | 431.6619 | 219.9475 |  |  |  | 2024 | Denisová, N., Piercey, S. J., & Wälle, M. (2024). Mineralogy and mineral chemistry of the ABM replacement-style volcanogenic massive sulfide deposit, Finlayson Lake district, Yukon, Canada. Mineralium Deposita, 59(3), 473-503. https://doi.org/10.1007/s00126-023-01217-4 |  | CAN | CA-YT | -130.6 | 61.4667 | [8 empty] | Only analyses +/-2% of 100% were shown and they were normalized to 100% | 2025-04-30
| ABM |  | Volcanic basin hydrothermal | Volcanogenic massive sulfide (VMS) | Bimodal felsic VMS | Zn, Cu, Pb, Au, Ag |  | Zn, Cu, Pb, Au, Ag | Denisová et al., 2024 |  | Q721151 | Q721151-6-2-2 | borehole | K15-204 |  | 112.53 | 112.62 | ore material | half core | core drilling | rock | polished slab from core | Yukon–Tanana and Slide Mountain terranes | Kudz Ze Kayah formation |  |  | acid volcanic rock, siliciclastic sedimentary rock |  | rock | greenschist | chalcopyrite | Assemblage 2 |  |  |  | chloritic |  | pyrite, arsenopyrite, pyrrhotite, galena, chalcopyrite, sulfosalts | cutting and polishing | EPMA | JEOL JXA-8230 SuperProbe electron probe microanalyzer (EPMA) equipped with five wavelength-dispersive spectrometers (WDS) and a tungsten filament electron gun. |  | sulfides were analyzed using an accelerating voltage of 25 kV, a 2-nA beam current, focused to 1 μm, with elemental counting times between 5 and 30 s |  | 191.1815 | 29.5576 | [12 empty] | 1217.5243 | 62.2153 | [16 empty] | 340494.2611 | 42.6562 | [8 empty] | 309492.6585 | 36.1802 | [8 empty] | -99999 | 86.5603 | [32 empty] | 160.995 | 73.3637 | [14 empty] | 348403.1309 | 31.7888 | [38 empty] | -99999 | 219.9475 |  |  |  | 2024 | Denisová, N., Piercey, S. J., & Wälle, M. (2024). Mineralogy and mineral chemistry of the ABM replacement-style volcanogenic massive sulfide deposit, Finlayson Lake district, Yukon, Canada. Mineralium Deposita, 59(3), 473-503. https://doi.org/10.1007/s00126-023-01217-4 |  | CAN | CA-YT | -130.6 | 61.4667 | [8 empty] | Only analyses +/-2% of 100% were shown and they were normalized to 100% | 2025-04-30
| ABM |  | Volcanic basin hydrothermal | Volcanogenic massive sulfide (VMS) | Bimodal felsic VMS | Zn, Cu, Pb, Au, Ag |  | Zn, Cu, Pb, Au, Ag | Denisová et al., 2024 |  | Q721151 | Q721151-6-2-16 | borehole | K15-204 |  | 112.53 | 112.62 | ore material | half core | core drilling | rock | polished slab from core | Yukon–Tanana and Slide Mountain terranes | Kudz Ze Kayah formation |  |  | acid volcanic rock, siliciclastic sedimentary rock |  | rock | greenschist | chalcopyrite | Assemblage 2 |  |  |  | chloritic |  | pyrite, arsenopyrite, pyrrhotite, galena, chalcopyrite, sulfosalts | cutting and polishing | EPMA | JEOL JXA-8230 SuperProbe electron probe microanalyzer (EPMA) equipped with five wavelength-dispersive spectrometers (WDS) and a tungsten filament electron gun. |  | sulfides were analyzed using an accelerating voltage of 25 kV, a 2-nA beam current, focused to 1 μm, with elemental counting times between 5 and 30 s |  | 260.4036 | 29.5576 | [12 empty] | 1532.3752 | 62.2153 | [16 empty] | 342200.414 | 42.6562 | [8 empty] | 309399.576 | 36.1802 | [8 empty] | -99999 | 86.5603 | [32 empty] | 70.1087 | 73.3637 | [14 empty] | 346537.1225 | 31.7888 | [38 empty] | -99999 | 219.9475 |  |  |  | 2024 | Denisová, N., Piercey, S. J., & Wälle, M. (2024). Mineralogy and mineral chemistry of the ABM replacement-style volcanogenic massive sulfide deposit, Finlayson Lake district, Yukon, Canada. Mineralium Deposita, 59(3), 473-503. https://doi.org/10.1007/s00126-023-01217-4 |  | CAN | CA-YT | -130.6 | 61.4667 | [8 empty] | Only analyses +/-2% of 100% were shown and they were normalized to 100% | 2025-04-30
| ABM |  | Volcanic basin hydrothermal | Volcanogenic massive sulfide (VMS) | Bimodal felsic VMS | Zn, Cu, Pb, Au, Ag |  | Zn, Cu, Pb, Au, Ag | Denisová et al., 2024 |  | Q721151 | Q721151-3-1-18 | borehole | K15-204 |  | 112.53 | 112.62 | ore material | half core | core drilling | rock | polished slab from core | Yukon–Tanana and Slide Mountain terranes | Kudz Ze Kayah formation |  |  | acid volcanic rock, siliciclastic sedimentary rock |  | rock | greenschist | chalcopyrite | Assemblage 2 |  |  |  | chloritic |  | pyrite, arsenopyrite, pyrrhotite, galena, chalcopyrite, sulfosalts | cutting and polishing | EPMA | JEOL JXA-8230 SuperProbe electron probe microanalyzer (EPMA) equipped with five wavelength-dispersive spectrometers (WDS) and a tungsten filament electron gun. |  | sulfides were analyzed using an accelerating voltage of 25 kV, a 2-nA beam current, focused to 1 μm, with elemental counting times between 5 and 30 s |  | 339.9456 | 29.5576 | [12 empty] | 1079.8273 | 62.2153 | [16 empty] | 341075.4226 | 42.6562 | [8 empty] | 308880.5801 | 36.1802 | [8 empty] | -99999 | 86.5603 | [32 empty] | 79.9872 | 73.3637 | [14 empty] | 347654.3795 | 31.7888 | [38 empty] | 889.8577 | 219.9475 |  |  |  | 2024 | Denisová, N., Piercey, S. J., & Wälle, M. (2024). Mineralogy and mineral chemistry of the ABM replacement-style volcanogenic massive sulfide deposit, Finlayson Lake district, Yukon, Canada. Mineralium Deposita, 59(3), 473-503. https://doi.org/10.1007/s00126-023-01217-4 |  | CAN | CA-YT | -130.6 | 61.4667 | [8 empty] | Only analyses +/-2% of 100% were shown and they were normalized to 100% | 2025-04-30
| ABM |  | Volcanic basin hydrothermal | Volcanogenic massive sulfide (VMS) | Bimodal felsic VMS | Zn, Cu, Pb, Au, Ag |  | Zn, Cu, Pb, Au, Ag | Denisová et al., 2024 |  | Q721165 | Q721165-6-1-10 | borehole | K16-350 |  | 110.1 | 110.18 | ore material | half core | core drilling | rock | polished slab from core | Yukon–Tanana and Slide Mountain terranes | Kudz Ze Kayah formation |  |  | acid volcanic rock, siliciclastic sedimentary rock |  | rock | greenschist | chalcopyrite | Assemblage 3 |  |  |  | chloritic |  | pyrite, arsenopyrite, pyrrhotite, galena, chalcopyrite, sulfosalts | cutting and polishing | EPMA | JEOL JXA-8230 SuperProbe electron probe microanalyzer (EPMA) equipped with five wavelength-dispersive spectrometers (WDS) and a tungsten filament electron gun. |  | sulfides were analyzed using an accelerating voltage of 25 kV, a 2-nA beam current, focused to 1 μm, with elemental counting times between 5 and 30 s |  | 642.5639 | 29.5576 | [12 empty] | 150.6009 | 62.2153 | [16 empty] | 337817.8873 | 42.6562 | [8 empty] | 305067.2208 | 36.1802 | [8 empty] | -99999 | 86.5603 | [32 empty] | 431.7226 | 73.3637 | [14 empty] | 349374.006 | 31.7888 | [38 empty] | 6104.3562 | 219.9475 |  |  |  | 2024 | Denisová, N., Piercey, S. J., & Wälle, M. (2024). Mineralogy and mineral chemistry of the ABM replacement-style volcanogenic massive sulfide deposit, Finlayson Lake district, Yukon, Canada. Mineralium Deposita, 59(3), 473-503. https://doi.org/10.1007/s00126-023-01217-4 |  | CAN | CA-YT | -130.6 | 61.4667 | [8 empty] | Only analyses +/-2% of 100% were shown and they were normalized to 100% | 2025-04-30
| ABM |  | Volcanic basin hydrothermal | Volcanogenic massive sulfide (VMS) | Bimodal felsic VMS | Zn, Cu, Pb, Au, Ag |  | Zn, Cu, Pb, Au, Ag | Denisová et al., 2024 |  | Q721165 | Q721165-7-1-4 | borehole | K16-350 |  | 110.1 | 110.18 | ore material | half core | core drilling | rock | polished slab from core | Yukon–Tanana and Slide Mountain terranes | Kudz Ze Kayah formation |  |  | acid volcanic rock, siliciclastic sedimentary rock |  | rock | greenschist | chalcopyrite | Assemblage 3 |  |  |  | chloritic |  | pyrite, arsenopyrite, pyrrhotite, galena, chalcopyrite, sulfosalts | cutting and polishing | EPMA | JEOL JXA-8230 SuperProbe electron probe microanalyzer (EPMA) equipped with five wavelength-dispersive spectrometers (WDS) and a tungsten filament electron gun. |  | sulfides were analyzed using an accelerating voltage of 25 kV, a 2-nA beam current, focused to 1 μm, with elemental counting times between 5 and 30 s |  | 1194.1917 | 29.5576 | [12 empty] | -99999 | 62.2153 | [16 empty] | 337875.9393 | 42.6562 | [8 empty] | 303896.6937 | 36.1802 | [8 empty] | -99999 | 86.5603 | [32 empty] | 411.4442 | 73.3637 | [14 empty] | 349316.0884 | 31.7888 | [38 empty] | 7305.6428 | 219.9475 |  |  |  | 2024 | Denisová, N., Piercey, S. J., & Wälle, M. (2024). Mineralogy and mineral chemistry of the ABM replacement-style volcanogenic massive sulfide deposit, Finlayson Lake district, Yukon, Canada. Mineralium Deposita, 59(3), 473-503. https://doi.org/10.1007/s00126-023-01217-4 |  | CAN | CA-YT | -130.6 | 61.4667 | [8 empty] | Only analyses +/-2% of 100% were shown and they were normalized to 100% | 2025-04-30
| ABM |  | Volcanic basin hydrothermal | Volcanogenic massive sulfide (VMS) | Bimodal felsic VMS | Zn, Cu, Pb, Au, Ag |  | Zn, Cu, Pb, Au, Ag | Denisová et al., 2024 |  | Q721165 | Q721165-7-1-11 | borehole | K16-350 |  | 110.1 | 110.18 | ore material | half core | core drilling | rock | polished slab from core | Yukon–Tanana and Slide Mountain terranes | Kudz Ze Kayah formation |  |  | acid volcanic rock, siliciclastic sedimentary rock |  | rock | greenschist | chalcopyrite | Assemblage 3 |  |  |  | chloritic |  | pyrite, arsenopyrite, pyrrhotite, galena, chalcopyrite, sulfosalts | cutting and polishing | EPMA | JEOL JXA-8230 SuperProbe electron probe microanalyzer (EPMA) equipped with five wavelength-dispersive spectrometers (WDS) and a tungsten filament electron gun. |  | sulfides were analyzed using an accelerating voltage of 25 kV, a 2-nA beam current, focused to 1 μm, with elemental counting times between 5 and 30 s |  | 1128.2248 | 29.5576 | [12 empty] | -99999 | 62.2153 | [16 empty] | 334014.9827 | 42.6562 | [8 empty] | 313646.4834 | 36.1802 | [8 empty] | -99999 | 86.5603 | [32 empty] | 352.5702 | 73.3637 | [14 empty] | 350505.1686 | 31.7888 | [38 empty] | 352.5702 | 219.9475 |  |  |  | 2024 | Denisová, N., Piercey, S. J., & Wälle, M. (2024). Mineralogy and mineral chemistry of the ABM replacement-style volcanogenic massive sulfide deposit, Finlayson Lake district, Yukon, Canada. Mineralium Deposita, 59(3), 473-503. https://doi.org/10.1007/s00126-023-01217-4 |  | CAN | CA-YT | -130.6 | 61.4667 | [8 empty] | Only analyses +/-2% of 100% were shown and they were normalized to 100% | 2025-04-30
| ABM |  | Volcanic basin hydrothermal | Volcanogenic massive sulfide (VMS) | Bimodal felsic VMS | Zn, Cu, Pb, Au, Ag |  | Zn, Cu, Pb, Au, Ag | Denisová et al., 2024 |  | Q721165 | Q721165-4-1-11 | borehole | K16-350 |  | 110.1 | 110.18 | ore material | half core | core drilling | rock | polished slab from core | Yukon–Tanana and Slide Mountain terranes | Kudz Ze Kayah formation |  |  | acid volcanic rock, siliciclastic sedimentary rock |  | rock | greenschist | chalcopyrite | Assemblage 3 |  |  |  | chloritic |  | pyrite, arsenopyrite, pyrrhotite, galena, chalcopyrite, sulfosalts | cutting and polishing | EPMA | JEOL JXA-8230 SuperProbe electron probe microanalyzer (EPMA) equipped with five wavelength-dispersive spectrometers (WDS) and a tungsten filament electron gun. |  | sulfides were analyzed using an accelerating voltage of 25 kV, a 2-nA beam current, focused to 1 μm, with elemental counting times between 5 and 30 s |  | 1530.2218 | 29.5576 | [12 empty] | 291.9502 | 62.2153 | [16 empty] | 338642.1278 | 42.6562 | [8 empty] | 309185.3511 | 36.1802 | [8 empty] | -99999 | 86.5603 | [32 empty] | 332.2192 | 73.3637 | [14 empty] | 350018.1299 | 31.7888 | [38 empty] | -99999 | 219.9475 |  |  |  | 2024 | Denisová, N., Piercey, S. J., & Wälle, M. (2024). Mineralogy and mineral chemistry of the ABM replacement-style volcanogenic massive sulfide deposit, Finlayson Lake district, Yukon, Canada. Mineralium Deposita, 59(3), 473-503. https://doi.org/10.1007/s00126-023-01217-4 |  | CAN | CA-YT | -130.6 | 61.4667 | [8 empty] | Only analyses +/-2% of 100% were shown and they were normalized to 100% | 2025-04-30
| ABM |  | Volcanic basin hydrothermal | Volcanogenic massive sulfide (VMS) | Bimodal felsic VMS | Zn, Cu, Pb, Au, Ag |  | Zn, Cu, Pb, Au, Ag | Denisová et al., 2024 |  | Q721165 | Q721165-4-1-7 | borehole | K16-350 |  | 110.1 | 110.18 | ore material | half core | core drilling | rock | polished slab from core | Yukon–Tanana and Slide Mountain terranes | Kudz Ze Kayah formation |  |  | acid volcanic rock, siliciclastic sedimentary rock |  | rock | greenschist | chalcopyrite | Assemblage 3 |  |  |  | chloritic |  | pyrite, arsenopyrite, pyrrhotite, galena, chalcopyrite, sulfosalts | cutting and polishing | EPMA | JEOL JXA-8230 SuperProbe electron probe microanalyzer (EPMA) equipped with five wavelength-dispersive spectrometers (WDS) and a tungsten filament electron gun. |  | sulfides were analyzed using an accelerating voltage of 25 kV, a 2-nA beam current, focused to 1 μm, with elemental counting times between 5 and 30 s |  | 1354.7552 | 29.5576 | [12 empty] | -99999 | 62.2153 | [16 empty] | 340194.088 | 42.6562 | [8 empty] | 305853.5447 | 36.1802 | [8 empty] | -99999 | 86.5603 | [32 empty] | 200.7045 | 73.3637 | [14 empty] | 351714.5125 | 31.7888 | [38 empty] | 682.3952 | 219.9475 |  |  |  | 2024 | Denisová, N., Piercey, S. J., & Wälle, M. (2024). Mineralogy and mineral chemistry of the ABM replacement-style volcanogenic massive sulfide deposit, Finlayson Lake district, Yukon, Canada. Mineralium Deposita, 59(3), 473-503. https://doi.org/10.1007/s00126-023-01217-4 |  | CAN | CA-YT | -130.6 | 61.4667 | [8 empty] | Only analyses +/-2% of 100% were shown and they were normalized to 100% | 2025-04-30
| ABM |  | Volcanic basin hydrothermal | Volcanogenic massive sulfide (VMS) | Bimodal felsic VMS | Zn, Cu, Pb, Au, Ag |  | Zn, Cu, Pb, Au, Ag | Denisová et al., 2024 |  | Q721165 | Q721165-6-1-15 | borehole | K16-350 |  | 110.1 | 110.18 | ore material | half core | core drilling | rock | polished slab from core | Yukon–Tanana and Slide Mountain terranes | Kudz Ze Kayah formation |  |  | acid volcanic rock, siliciclastic sedimentary rock |  | rock | greenschist | chalcopyrite | Assemblage 3 |  |  |  | chloritic |  | pyrite, arsenopyrite, pyrrhotite, galena, chalcopyrite, sulfosalts | cutting and polishing | EPMA | JEOL JXA-8230 SuperProbe electron probe microanalyzer (EPMA) equipped with five wavelength-dispersive spectrometers (WDS) and a tungsten filament electron gun. |  | sulfides were analyzed using an accelerating voltage of 25 kV, a 2-nA beam current, focused to 1 μm, with elemental counting times between 5 and 30 s |  | 590.6438 | 29.5576 | [12 empty] | -99999 | 62.2153 | [16 empty] | 340190.8014 | 42.6562 | [8 empty] | 308466.2336 | 36.1802 | [8 empty] | -99999 | 86.5603 | [32 empty] | 120.1309 | 73.3637 | [14 empty] | 349771.2517 | 31.7888 | [38 empty] | 860.9385 | 219.9475 |  |  |  | 2024 | Denisová, N., Piercey, S. J., & Wälle, M. (2024). Mineralogy and mineral chemistry of the ABM replacement-style volcanogenic massive sulfide deposit, Finlayson Lake district, Yukon, Canada. Mineralium Deposita, 59(3), 473-503. https://doi.org/10.1007/s00126-023-01217-4 |  | CAN | CA-YT | -130.6 | 61.4667 | [8 empty] | Only analyses +/-2% of 100% were shown and they were normalized to 100% | 2025-04-30
| ABM |  | Volcanic basin hydrothermal | Volcanogenic massive sulfide (VMS) | Bimodal felsic VMS | Zn, Cu, Pb, Au, Ag |  | Zn, Cu, Pb, Au, Ag | Denisová et al., 2024 |  | Q721165 | Q721165-7-2-6 | borehole | K16-350 |  | 110.1 | 110.18 | ore material | half core | core drilling | rock | polished slab from core | Yukon–Tanana and Slide Mountain terranes | Kudz Ze Kayah formation |  |  | acid volcanic rock, siliciclastic sedimentary rock |  | rock | greenschist | chalcopyrite | Assemblage 3 |  |  |  | chloritic |  | pyrite, arsenopyrite, pyrrhotite, galena, chalcopyrite, sulfosalts | cutting and polishing | EPMA | JEOL JXA-8230 SuperProbe electron probe microanalyzer (EPMA) equipped with five wavelength-dispersive spectrometers (WDS) and a tungsten filament electron gun. |  | sulfides were analyzed using an accelerating voltage of 25 kV, a 2-nA beam current, focused to 1 μm, with elemental counting times between 5 and 30 s |  | 1445.6525 | 29.5576 | [12 empty] | -99999 | 62.2153 | [16 empty] | 338784.6394 | 42.6562 | [8 empty] | 309309.4014 | 36.1802 | [8 empty] | -99999 | 86.5603 | [32 empty] | 130.5103 | 73.3637 | [14 empty] | 350329.7965 | 31.7888 | [38 empty] | -99999 | 219.9475 |  |  |  | 2024 | Denisová, N., Piercey, S. J., & Wälle, M. (2024). Mineralogy and mineral chemistry of the ABM replacement-style volcanogenic massive sulfide deposit, Finlayson Lake district, Yukon, Canada. Mineralium Deposita, 59(3), 473-503. https://doi.org/10.1007/s00126-023-01217-4 |  | CAN | CA-YT | -130.6 | 61.4667 | [8 empty] | Only analyses +/-2% of 100% were shown and they were normalized to 100% | 2025-04-30
| ABM |  | Volcanic basin hydrothermal | Volcanogenic massive sulfide (VMS) | Bimodal felsic VMS | Zn, Cu, Pb, Au, Ag |  | Zn, Cu, Pb, Au, Ag | Denisová et al., 2024 |  | Q721165 | Q721165-7-1-6 | borehole | K16-350 |  | 110.1 | 110.18 | ore material | half core | core drilling | rock | polished slab from core | Yukon–Tanana and Slide Mountain terranes | Kudz Ze Kayah formation |  |  | acid volcanic rock, siliciclastic sedimentary rock |  | rock | greenschist | chalcopyrite | Assemblage 3 |  |  |  | chloritic |  | pyrite, arsenopyrite, pyrrhotite, galena, chalcopyrite, sulfosalts | cutting and polishing | EPMA | JEOL JXA-8230 SuperProbe electron probe microanalyzer (EPMA) equipped with five wavelength-dispersive spectrometers (WDS) and a tungsten filament electron gun. |  | sulfides were analyzed using an accelerating voltage of 25 kV, a 2-nA beam current, focused to 1 μm, with elemental counting times between 5 and 30 s |  | 1128.5999 | 29.5576 | [12 empty] | -99999 | 62.2153 | [16 empty] | 338680.7469 | 42.6562 | [8 empty] | 308007.0074 | 36.1802 | [8 empty] | -99999 | 86.5603 | [32 empty] | -99999 | 73.3637 | [14 empty] | 352173.569 | 31.7888 | [38 empty] | -99999 | 219.9475 |  |  |  | 2024 | Denisová, N., Piercey, S. J., & Wälle, M. (2024). Mineralogy and mineral chemistry of the ABM replacement-style volcanogenic massive sulfide deposit, Finlayson Lake district, Yukon, Canada. Mineralium Deposita, 59(3), 473-503. https://doi.org/10.1007/s00126-023-01217-4 |  | CAN | CA-YT | -130.6 | 61.4667 | [8 empty] | Only analyses +/-2% of 100% were shown and they were normalized to 100% | 2025-04-30
| ABM |  | Volcanic basin hydrothermal | Volcanogenic massive sulfide (VMS) | Bimodal felsic VMS | Zn, Cu, Pb, Au, Ag |  | Zn, Cu, Pb, Au, Ag | Denisová et al., 2024 |  | Q721165 | Q721165-7-2-22 | borehole | K16-350 |  | 110.1 | 110.18 | ore material | half core | core drilling | rock | polished slab from core | Yukon–Tanana and Slide Mountain terranes | Kudz Ze Kayah formation |  |  | acid volcanic rock, siliciclastic sedimentary rock |  | rock | greenschist | chalcopyrite | Assemblage 3 |  |  |  | chloritic |  | pyrite, arsenopyrite, pyrrhotite, galena, chalcopyrite, sulfosalts | cutting and polishing | EPMA | JEOL JXA-8230 SuperProbe electron probe microanalyzer (EPMA) equipped with five wavelength-dispersive spectrometers (WDS) and a tungsten filament electron gun. |  | sulfides were analyzed using an accelerating voltage of 25 kV, a 2-nA beam current, focused to 1 μm, with elemental counting times between 5 and 30 s |  | 1198.8233 | 29.5576 | [12 empty] | -99999 | 62.2153 | [16 empty] | 342631.7776 | 42.6562 | [8 empty] | 306445.4374 | 36.1802 | [8 empty] | -99999 | 86.5603 | [32 empty] | -99999 | 73.3637 | [14 empty] | 349723.9616 | 31.7888 | [38 empty] | -99999 | 219.9475 |  |  |  | 2024 | Denisová, N., Piercey, S. J., & Wälle, M. (2024). Mineralogy and mineral chemistry of the ABM replacement-style volcanogenic massive sulfide deposit, Finlayson Lake district, Yukon, Canada. Mineralium Deposita, 59(3), 473-503. https://doi.org/10.1007/s00126-023-01217-4 |  | CAN | CA-YT | -130.6 | 61.4667 | [8 empty] | Only analyses +/-2% of 100% were shown and they were normalized to 100% | 2025-04-30
| ABM |  | Volcanic basin hydrothermal | Volcanogenic massive sulfide (VMS) | Bimodal felsic VMS | Zn, Cu, Pb, Au, Ag |  | Zn, Cu, Pb, Au, Ag | Denisová et al., 2024 |  | Q721165 | Q721165-6-1-23 | borehole | K16-350 |  | 110.1 | 110.18 | ore material | half core | core drilling | rock | polished slab from core | Yukon–Tanana and Slide Mountain terranes | Kudz Ze Kayah formation |  |  | acid volcanic rock, siliciclastic sedimentary rock |  | rock | greenschist | chalcopyrite | Assemblage 3 |  |  |  | chloritic |  | pyrite, arsenopyrite, pyrrhotite, galena, chalcopyrite, sulfosalts | cutting and polishing | EPMA | JEOL JXA-8230 SuperProbe electron probe microanalyzer (EPMA) equipped with five wavelength-dispersive spectrometers (WDS) and a tungsten filament electron gun. |  | sulfides were analyzed using an accelerating voltage of 25 kV, a 2-nA beam current, focused to 1 μm, with elemental counting times between 5 and 30 s |  | 793.9619 | 29.5576 | [12 empty] | -99999 | 62.2153 | [16 empty] | 341494.0532 | 42.6562 | [8 empty] | 309102.4235 | 36.1802 | [8 empty] | -99999 | 86.5603 | [32 empty] | -99999 | 73.3637 | [14 empty] | 348609.5614 | 31.7888 | [38 empty] | -99999 | 219.9475 |  |  |  | 2024 | Denisová, N., Piercey, S. J., & Wälle, M. (2024). Mineralogy and mineral chemistry of the ABM replacement-style volcanogenic massive sulfide deposit, Finlayson Lake district, Yukon, Canada. Mineralium Deposita, 59(3), 473-503. https://doi.org/10.1007/s00126-023-01217-4 |  | CAN | CA-YT | -130.6 | 61.4667 | [8 empty] | Only analyses +/-2% of 100% were shown and they were normalized to 100% | 2025-04-30
| ABM |  | Volcanic basin hydrothermal | Volcanogenic massive sulfide (VMS) | Bimodal felsic VMS | Zn, Cu, Pb, Au, Ag |  | Zn, Cu, Pb, Au, Ag | Denisová et al., 2024 |  | Q930238 | Q930238-4-2-9 | borehole | K15-236 |  | 82.3 | 82.45 | ore material | half core | core drilling | rock | polished slab from core | Yukon–Tanana and Slide Mountain terranes | Kudz Ze Kayah formation |  |  | acid volcanic rock, siliciclastic sedimentary rock |  | rock | greenschist | chalcopyrite | Assemblage 2 |  |  |  | chloritic |  | pyrite, arsenopyrite, pyrrhotite, galena, chalcopyrite, sulfosalts | cutting and polishing | EPMA | JEOL JXA-8230 SuperProbe electron probe microanalyzer (EPMA) equipped with five wavelength-dispersive spectrometers (WDS) and a tungsten filament electron gun. |  | sulfides were analyzed using an accelerating voltage of 25 kV, a 2-nA beam current, focused to 1 μm, with elemental counting times between 5 and 30 s |  | 591.5024 | 29.5576 | [12 empty] | 160.4074 | 62.2153 | [16 empty] | 340274.3026 | 42.6562 | [8 empty] | 308273.0071 | 36.1802 | [8 empty] | -99999 | 86.5603 | [32 empty] | 531.3496 | 73.3637 | [14 empty] | 350169.4309 | 31.7888 | [38 empty] | -99999 | 219.9475 |  |  |  | 2024 | Denisová, N., Piercey, S. J., & Wälle, M. (2024). Mineralogy and mineral chemistry of the ABM replacement-style volcanogenic massive sulfide deposit, Finlayson Lake district, Yukon, Canada. Mineralium Deposita, 59(3), 473-503. https://doi.org/10.1007/s00126-023-01217-4 |  | CAN | CA-YT | -130.6 | 61.4667 | [8 empty] | Only analyses +/-2% of 100% were shown and they were normalized to 100% | 2025-04-30
| ABM |  | Volcanic basin hydrothermal | Volcanogenic massive sulfide (VMS) | Bimodal felsic VMS | Zn, Cu, Pb, Au, Ag |  | Zn, Cu, Pb, Au, Ag | Denisová et al., 2024 |  | Q930238 | Q930238-5-1-20 | borehole | K15-236 |  | 82.3 | 82.45 | ore material | half core | core drilling | rock | polished slab from core | Yukon–Tanana and Slide Mountain terranes | Kudz Ze Kayah formation |  |  | acid volcanic rock, siliciclastic sedimentary rock |  | rock | greenschist | chalcopyrite | Assemblage 2 |  |  |  | chloritic |  | pyrite, arsenopyrite, pyrrhotite, galena, chalcopyrite, sulfosalts | cutting and polishing | EPMA | JEOL JXA-8230 SuperProbe electron probe microanalyzer (EPMA) equipped with five wavelength-dispersive spectrometers (WDS) and a tungsten filament electron gun. |  | sulfides were analyzed using an accelerating voltage of 25 kV, a 2-nA beam current, focused to 1 μm, with elemental counting times between 5 and 30 s |  | 1351.9513 | 29.5576 | [12 empty] | -99999 | 62.2153 | [16 empty] | 340288.1473 | 42.6562 | [8 empty] | 307437.7451 | 36.1802 | [8 empty] | -99999 | 86.5603 | [32 empty] | 322.854 | 73.3637 | [14 empty] | 350579.1239 | 31.7888 | [38 empty] | -99999 | 219.9475 |  |  |  | 2024 | Denisová, N., Piercey, S. J., & Wälle, M. (2024). Mineralogy and mineral chemistry of the ABM replacement-style volcanogenic massive sulfide deposit, Finlayson Lake district, Yukon, Canada. Mineralium Deposita, 59(3), 473-503. https://doi.org/10.1007/s00126-023-01217-4 |  | CAN | CA-YT | -130.6 | 61.4667 | [8 empty] | Only analyses +/-2% of 100% were shown and they were normalized to 100% | 2025-04-30
| ABM |  | Volcanic basin hydrothermal | Volcanogenic massive sulfide (VMS) | Bimodal felsic VMS | Zn, Cu, Pb, Au, Ag |  | Zn, Cu, Pb, Au, Ag | Denisová et al., 2024 |  | Q930238 | Q930238-4-1-17 | borehole | K15-236 |  | 82.3 | 82.45 | ore material | half core | core drilling | rock | polished slab from core | Yukon–Tanana and Slide Mountain terranes | Kudz Ze Kayah formation |  |  | acid volcanic rock, siliciclastic sedimentary rock |  | rock | greenschist | chalcopyrite | Assemblage 2 |  |  |  | chloritic |  | pyrite, arsenopyrite, pyrrhotite, galena, chalcopyrite, sulfosalts | cutting and polishing | EPMA | JEOL JXA-8230 SuperProbe electron probe microanalyzer (EPMA) equipped with five wavelength-dispersive spectrometers (WDS) and a tungsten filament electron gun. |  | sulfides were analyzed using an accelerating voltage of 25 kV, a 2-nA beam current, focused to 1 μm, with elemental counting times between 5 and 30 s |  | 463.308 | 29.5576 | [12 empty] | 241.7259 | 62.2153 | [16 empty] | 339000.4698 | 42.6562 | [8 empty] | 303950.1966 | 36.1802 | [8 empty] | -99999 | 86.5603 | [32 empty] | 221.5821 | 73.3637 | [14 empty] | 351459.4217 | 31.7888 | [38 empty] | 4663.2959 | 219.9475 |  |  |  | 2024 | Denisová, N., Piercey, S. J., & Wälle, M. (2024). Mineralogy and mineral chemistry of the ABM replacement-style volcanogenic massive sulfide deposit, Finlayson Lake district, Yukon, Canada. Mineralium Deposita, 59(3), 473-503. https://doi.org/10.1007/s00126-023-01217-4 |  | CAN | CA-YT | -130.6 | 61.4667 | [8 empty] | Only analyses +/-2% of 100% were shown and they were normalized to 100% | 2025-04-30
| ABM |  | Volcanic basin hydrothermal | Volcanogenic massive sulfide (VMS) | Bimodal felsic VMS | Zn, Cu, Pb, Au, Ag |  | Zn, Cu, Pb, Au, Ag | Denisová et al., 2024 |  | Q930238 | Q930238-4-2-14 | borehole | K15-236 |  | 82.3 | 82.45 | ore material | half core | core drilling | rock | polished slab from core | Yukon–Tanana and Slide Mountain terranes | Kudz Ze Kayah formation |  |  | acid volcanic rock, siliciclastic sedimentary rock |  | rock | greenschist | chalcopyrite | Assemblage 2 |  |  |  | chloritic |  | pyrite, arsenopyrite, pyrrhotite, galena, chalcopyrite, sulfosalts | cutting and polishing | EPMA | JEOL JXA-8230 SuperProbe electron probe microanalyzer (EPMA) equipped with five wavelength-dispersive spectrometers (WDS) and a tungsten filament electron gun. |  | sulfides were analyzed using an accelerating voltage of 25 kV, a 2-nA beam current, focused to 1 μm, with elemental counting times between 5 and 30 s |  | 479.3098 | 29.5576 | [12 empty] | -99999 | 62.2153 | [16 empty] | 337623.8333 | 42.6562 | [8 empty] | 309624.144 | 36.1802 | [8 empty] | -99999 | 86.5603 | [32 empty] | 189.7268 | 73.3637 | [14 empty] | 351124.3664 | 31.7888 | [38 empty] | 958.6196 | 219.9475 |  |  |  | 2024 | Denisová, N., Piercey, S. J., & Wälle, M. (2024). Mineralogy and mineral chemistry of the ABM replacement-style volcanogenic massive sulfide deposit, Finlayson Lake district, Yukon, Canada. Mineralium Deposita, 59(3), 473-503. https://doi.org/10.1007/s00126-023-01217-4 |  | CAN | CA-YT | -130.6 | 61.4667 | [8 empty] | Only analyses +/-2% of 100% were shown and they were normalized to 100% | 2025-04-30
| ABM |  | Volcanic basin hydrothermal | Volcanogenic massive sulfide (VMS) | Bimodal felsic VMS | Zn, Cu, Pb, Au, Ag |  | Zn, Cu, Pb, Au, Ag | Denisová et al., 2024 |  | Q930238 | Q930238-4-1-7 | borehole | K15-236 |  | 82.3 | 82.45 | ore material | half core | core drilling | rock | polished slab from core | Yukon–Tanana and Slide Mountain terranes | Kudz Ze Kayah formation |  |  | acid volcanic rock, siliciclastic sedimentary rock |  | rock | greenschist | chalcopyrite | Assemblage 2 |  |  |  | chloritic |  | pyrite, arsenopyrite, pyrrhotite, galena, chalcopyrite, sulfosalts | cutting and polishing | EPMA | JEOL JXA-8230 SuperProbe electron probe microanalyzer (EPMA) equipped with five wavelength-dispersive spectrometers (WDS) and a tungsten filament electron gun. |  | sulfides were analyzed using an accelerating voltage of 25 kV, a 2-nA beam current, focused to 1 μm, with elemental counting times between 5 and 30 s |  | 563.454 | 29.5576 | [12 empty] | -99999 | 62.2153 | [16 empty] | 340346.3283 | 42.6562 | [8 empty] | 308581.6144 | 36.1802 | [8 empty] | -99999 | 86.5603 | [32 empty] | 150.9252 | 73.3637 | [14 empty] | 349955.211 | 31.7888 | [38 empty] | 402.4671 | 219.9475 |  |  |  | 2024 | Denisová, N., Piercey, S. J., & Wälle, M. (2024). Mineralogy and mineral chemistry of the ABM replacement-style volcanogenic massive sulfide deposit, Finlayson Lake district, Yukon, Canada. Mineralium Deposita, 59(3), 473-503. https://doi.org/10.1007/s00126-023-01217-4 |  | CAN | CA-YT | -130.6 | 61.4667 | [8 empty] | Only analyses +/-2% of 100% were shown and they were normalized to 100% | 2025-04-30
| ABM |  | Volcanic basin hydrothermal | Volcanogenic massive sulfide (VMS) | Bimodal felsic VMS | Zn, Cu, Pb, Au, Ag |  | Zn, Cu, Pb, Au, Ag | Denisová et al., 2024 |  | Q930238 | Q930238-3-2-9 | borehole | K15-236 |  | 82.3 | 82.45 | ore material | half core | core drilling | rock | polished slab from core | Yukon–Tanana and Slide Mountain terranes | Kudz Ze Kayah formation |  |  | acid volcanic rock, siliciclastic sedimentary rock |  | rock | greenschist | chalcopyrite | Assemblage 2 |  |  |  | chloritic |  | pyrite, arsenopyrite, pyrrhotite, galena, chalcopyrite, sulfosalts | cutting and polishing | EPMA | JEOL JXA-8230 SuperProbe electron probe microanalyzer (EPMA) equipped with five wavelength-dispersive spectrometers (WDS) and a tungsten filament electron gun. |  | sulfides were analyzed using an accelerating voltage of 25 kV, a 2-nA beam current, focused to 1 μm, with elemental counting times between 5 and 30 s |  | 604.7533 | 29.5576 | [12 empty] | -99999 | 62.2153 | [16 empty] | 338530.87 | 42.6562 | [8 empty] | 310178.0001 | 36.1802 | [8 empty] | -99999 | 86.5603 | [32 empty] | 120.9507 | 73.3637 | [14 empty] | 350565.4259 | 31.7888 | [38 empty] | -99999 | 219.9475 |  |  |  | 2024 | Denisová, N., Piercey, S. J., & Wälle, M. (2024). Mineralogy and mineral chemistry of the ABM replacement-style volcanogenic massive sulfide deposit, Finlayson Lake district, Yukon, Canada. Mineralium Deposita, 59(3), 473-503. https://doi.org/10.1007/s00126-023-01217-4 |  | CAN | CA-YT | -130.6 | 61.4667 | [8 empty] | Only analyses +/-2% of 100% were shown and they were normalized to 100% | 2025-04-30
| ABM |  | Volcanic basin hydrothermal | Volcanogenic massive sulfide (VMS) | Bimodal felsic VMS | Zn, Cu, Pb, Au, Ag |  | Zn, Cu, Pb, Au, Ag | Denisová et al., 2024 |  | Q930238 | Q930238-2-2-8 | borehole | K15-236 |  | 82.3 | 82.45 | ore material | half core | core drilling | rock | polished slab from core | Yukon–Tanana and Slide Mountain terranes | Kudz Ze Kayah formation |  |  | acid volcanic rock, siliciclastic sedimentary rock |  | rock | greenschist | chalcopyrite | Assemblage 2 |  |  |  | chloritic |  | pyrite, arsenopyrite, pyrrhotite, galena, chalcopyrite, sulfosalts | cutting and polishing | EPMA | JEOL JXA-8230 SuperProbe electron probe microanalyzer (EPMA) equipped with five wavelength-dispersive spectrometers (WDS) and a tungsten filament electron gun. |  | sulfides were analyzed using an accelerating voltage of 25 kV, a 2-nA beam current, focused to 1 μm, with elemental counting times between 5 and 30 s |  | 820.9598 | 29.5576 | [12 empty] | 182.4355 | 62.2153 | [16 empty] | 336583.3815 | 42.6562 | [8 empty] | 308974.8172 | 36.1802 | [8 empty] | -99999 | 86.5603 | [32 empty] | -99999 | 73.3637 | [14 empty] | 353245.8352 | 31.7888 | [38 empty] | -99999 | 219.9475 |  |  |  | 2024 | Denisová, N., Piercey, S. J., & Wälle, M. (2024). Mineralogy and mineral chemistry of the ABM replacement-style volcanogenic massive sulfide deposit, Finlayson Lake district, Yukon, Canada. Mineralium Deposita, 59(3), 473-503. https://doi.org/10.1007/s00126-023-01217-4 |  | CAN | CA-YT | -130.6 | 61.4667 | [8 empty] | Only analyses +/-2% of 100% were shown and they were normalized to 100% | 2025-04-30
| ABM |  | Volcanic basin hydrothermal | Volcanogenic massive sulfide (VMS) | Bimodal felsic VMS | Zn, Cu, Pb, Au, Ag |  | Zn, Cu, Pb, Au, Ag | Denisová et al., 2024 |  | Q930238 | Q930238-6-1 | borehole | K15-236 |  | 82.3 | 82.45 | ore material | half core | core drilling | rock | polished slab from core | Yukon–Tanana and Slide Mountain terranes | Kudz Ze Kayah formation |  |  | acid volcanic rock, siliciclastic sedimentary rock |  | rock | greenschist | chalcopyrite | Assemblage 2 |  |  |  | chloritic |  | pyrite, arsenopyrite, pyrrhotite, galena, chalcopyrite, sulfosalts | cutting and polishing | EPMA | JEOL JXA-8230 SuperProbe electron probe microanalyzer (EPMA) equipped with five wavelength-dispersive spectrometers (WDS) and a tungsten filament electron gun. |  | sulfides were analyzed using an accelerating voltage of 25 kV, a 2-nA beam current, focused to 1 μm, with elemental counting times between 5 and 30 s |  | 543.8724 | 29.5576 | [12 empty] | -99999 | 62.2153 | [16 empty] | 338127.4587 | 42.6562 | [8 empty] | 309644.6697 | 36.1802 | [8 empty] | -99999 | 86.5603 | [32 empty] | -99999 | 73.3637 | [14 empty] | 351663.8558 | 31.7888 | [38 empty] | -99999 | 219.9475 |  |  |  | 2024 | Denisová, N., Piercey, S. J., & Wälle, M. (2024). Mineralogy and mineral chemistry of the ABM replacement-style volcanogenic massive sulfide deposit, Finlayson Lake district, Yukon, Canada. Mineralium Deposita, 59(3), 473-503. https://doi.org/10.1007/s00126-023-01217-4 |  | CAN | CA-YT | -130.6 | 61.4667 | [8 empty] | Only analyses +/-2% of 100% were shown and they were normalized to 100% | 2025-04-30
| ABM |  | Volcanic basin hydrothermal | Volcanogenic massive sulfide (VMS) | Bimodal felsic VMS | Zn, Cu, Pb, Au, Ag |  | Zn, Cu, Pb, Au, Ag | Denisová et al., 2024 |  | Q930238 | Q930238-3-1-16 | borehole | K15-236 |  | 82.3 | 82.45 | ore material | half core | core drilling | rock | polished slab from core | Yukon–Tanana and Slide Mountain terranes | Kudz Ze Kayah formation |  |  | acid volcanic rock, siliciclastic sedimentary rock |  | rock | greenschist | chalcopyrite | Assemblage 2 |  |  |  | chloritic |  | pyrite, arsenopyrite, pyrrhotite, galena, chalcopyrite, sulfosalts | cutting and polishing | EPMA | JEOL JXA-8230 SuperProbe electron probe microanalyzer (EPMA) equipped with five wavelength-dispersive spectrometers (WDS) and a tungsten filament electron gun. |  | sulfides were analyzed using an accelerating voltage of 25 kV, a 2-nA beam current, focused to 1 μm, with elemental counting times between 5 and 30 s |  | 626.6614 | 29.5576 | [12 empty] | -99999 | 62.2153 | [16 empty] | 338629.6229 | 42.6562 | [8 empty] | 307973.7601 | 36.1802 | [8 empty] | -99999 | 86.5603 | [32 empty] | -99999 | 73.3637 | [14 empty] | 352769.9556 | 31.7888 | [38 empty] | -99999 | 219.9475 |  |  |  | 2024 | Denisová, N., Piercey, S. J., & Wälle, M. (2024). Mineralogy and mineral chemistry of the ABM replacement-style volcanogenic massive sulfide deposit, Finlayson Lake district, Yukon, Canada. Mineralium Deposita, 59(3), 473-503. https://doi.org/10.1007/s00126-023-01217-4 |  | CAN | CA-YT | -130.6 | 61.4667 | [8 empty] | Only analyses +/-2% of 100% were shown and they were normalized to 100% | 2025-04-30
| ABM |  | Volcanic basin hydrothermal | Volcanogenic massive sulfide (VMS) | Bimodal felsic VMS | Zn, Cu, Pb, Au, Ag |  | Zn, Cu, Pb, Au, Ag | Denisová et al., 2024 |  | Q930238 | Q930238-6-7 | borehole | K15-236 |  | 82.3 | 82.45 | ore material | half core | core drilling | rock | polished slab from core | Yukon–Tanana and Slide Mountain terranes | Kudz Ze Kayah formation |  |  | acid volcanic rock, siliciclastic sedimentary rock |  | rock | greenschist | chalcopyrite | Assemblage 2 |  |  |  | chloritic |  | pyrite, arsenopyrite, pyrrhotite, galena, chalcopyrite, sulfosalts | cutting and polishing | EPMA | JEOL JXA-8230 SuperProbe electron probe microanalyzer (EPMA) equipped with five wavelength-dispersive spectrometers (WDS) and a tungsten filament electron gun. |  | sulfides were analyzed using an accelerating voltage of 25 kV, a 2-nA beam current, focused to 1 μm, with elemental counting times between 5 and 30 s |  | 617.6965 | 29.5576 | [12 empty] | -99999 | 62.2153 | [16 empty] | 333454.8504 | 42.6562 | [8 empty] | 308321.6877 | 36.1802 | [8 empty] | -99999 | 86.5603 | [32 empty] | -99999 | 73.3637 | [14 empty] | 351114.8893 | 31.7888 | [38 empty] | 6349.1096 | 219.9475 |  |  |  | 2024 | Denisová, N., Piercey, S. J., & Wälle, M. (2024). Mineralogy and mineral chemistry of the ABM replacement-style volcanogenic massive sulfide deposit, Finlayson Lake district, Yukon, Canada. Mineralium Deposita, 59(3), 473-503. https://doi.org/10.1007/s00126-023-01217-4 |  | CAN | CA-YT | -130.6 | 61.4667 | [8 empty] | Only analyses +/-2% of 100% were shown and they were normalized to 100% | 2025-04-30
| ABM |  | Volcanic basin hydrothermal | Volcanogenic massive sulfide (VMS) | Bimodal felsic VMS | Zn, Cu, Pb, Au, Ag |  | Zn, Cu, Pb, Au, Ag | Denisová et al., 2024 |  | Q930238 | Q930238-2-2-9 | borehole | K15-236 |  | 82.3 | 82.45 | ore material | half core | core drilling | rock | polished slab from core | Yukon–Tanana and Slide Mountain terranes | Kudz Ze Kayah formation |  |  | acid volcanic rock, siliciclastic sedimentary rock |  | rock | greenschist | chalcopyrite | Assemblage 2 |  |  |  | chloritic |  | pyrite, arsenopyrite, pyrrhotite, galena, chalcopyrite, sulfosalts | cutting and polishing | EPMA | JEOL JXA-8230 SuperProbe electron probe microanalyzer (EPMA) equipped with five wavelength-dispersive spectrometers (WDS) and a tungsten filament electron gun. |  | sulfides were analyzed using an accelerating voltage of 25 kV, a 2-nA beam current, focused to 1 μm, with elemental counting times between 5 and 30 s |  | 891.916 | 29.5576 | [12 empty] | 162.1666 | 62.2153 | [16 empty] | 337833.4642 | 42.6562 | [8 empty] | 308663.7541 | 36.1802 | [8 empty] | -99999 | 86.5603 | [32 empty] | -99999 | 73.3637 | [14 empty] | 352448.6991 | 31.7888 | [38 empty] | -99999 | 219.9475 |  |  |  | 2024 | Denisová, N., Piercey, S. J., & Wälle, M. (2024). Mineralogy and mineral chemistry of the ABM replacement-style volcanogenic massive sulfide deposit, Finlayson Lake district, Yukon, Canada. Mineralium Deposita, 59(3), 473-503. https://doi.org/10.1007/s00126-023-01217-4 |  | CAN | CA-YT | -130.6 | 61.4667 | [8 empty] | Only analyses +/-2% of 100% were shown and they were normalized to 100% | 2025-04-30
| ABM |  | Volcanic basin hydrothermal | Volcanogenic massive sulfide (VMS) | Bimodal felsic VMS | Zn, Cu, Pb, Au, Ag |  | Zn, Cu, Pb, Au, Ag | Denisová et al., 2024 |  | Q930239 | Q930239-3-1-12 | borehole | K15-236 |  | 86.33 | 86.42 | ore material | half core | core drilling | rock | polished slab from core | Yukon–Tanana and Slide Mountain terranes | Kudz Ze Kayah formation |  |  | acid volcanic rock, siliciclastic sedimentary rock |  | rock | greenschist | chalcopyrite | Assemblage 1 |  |  |  | chloritic |  | pyrite, arsenopyrite, pyrrhotite, galena, chalcopyrite, sulfosalts | cutting and polishing | EPMA | JEOL JXA-8230 SuperProbe electron probe microanalyzer (EPMA) equipped with five wavelength-dispersive spectrometers (WDS) and a tungsten filament electron gun. |  | sulfides were analyzed using an accelerating voltage of 25 kV, a 2-nA beam current, focused to 1 μm, with elemental counting times between 5 and 30 s |  | 80.8792 | 29.5576 | [12 empty] | 60.6594 | 62.2153 | [16 empty] | 343423.017 | 42.6562 | [8 empty] | 304368.4866 | 36.1802 | [8 empty] | -99999 | 86.5603 | [32 empty] | 535.8244 | 73.3637 | [14 empty] | 351531.1334 | 31.7888 | [38 empty] | -99999 | 219.9475 |  |  |  | 2024 | Denisová, N., Piercey, S. J., & Wälle, M. (2024). Mineralogy and mineral chemistry of the ABM replacement-style volcanogenic massive sulfide deposit, Finlayson Lake district, Yukon, Canada. Mineralium Deposita, 59(3), 473-503. https://doi.org/10.1007/s00126-023-01217-4 |  | CAN | CA-YT | -130.6 | 61.4667 | [8 empty] | Only analyses +/-2% of 100% were shown and they were normalized to 100% | 2025-04-30
| ABM |  | Volcanic basin hydrothermal | Volcanogenic massive sulfide (VMS) | Bimodal felsic VMS | Zn, Cu, Pb, Au, Ag |  | Zn, Cu, Pb, Au, Ag | Denisová et al., 2024 |  | Q930239 | Q930239-6-1-18 | borehole | K15-236 |  | 86.33 | 86.42 | ore material | half core | core drilling | rock | polished slab from core | Yukon–Tanana and Slide Mountain terranes | Kudz Ze Kayah formation |  |  | acid volcanic rock, siliciclastic sedimentary rock |  | rock | greenschist | chalcopyrite | Assemblage 1 |  |  |  | chloritic |  | pyrite, arsenopyrite, pyrrhotite, galena, chalcopyrite, sulfosalts | cutting and polishing | EPMA | JEOL JXA-8230 SuperProbe electron probe microanalyzer (EPMA) equipped with five wavelength-dispersive spectrometers (WDS) and a tungsten filament electron gun. |  | sulfides were analyzed using an accelerating voltage of 25 kV, a 2-nA beam current, focused to 1 μm, with elemental counting times between 5 and 30 s |  | 50.3788 | 29.5576 | [12 empty] | -99999 | 62.2153 | [16 empty] | 342727.3036 | 42.6562 | [8 empty] | 307049.0183 | 36.1802 | [8 empty] | -99999 | 86.5603 | [32 empty] | 312.3489 | 73.3637 | [14 empty] | 349860.9505 | 31.7888 | [38 empty] | -99999 | 219.9475 |  |  |  | 2024 | Denisová, N., Piercey, S. J., & Wälle, M. (2024). Mineralogy and mineral chemistry of the ABM replacement-style volcanogenic massive sulfide deposit, Finlayson Lake district, Yukon, Canada. Mineralium Deposita, 59(3), 473-503. https://doi.org/10.1007/s00126-023-01217-4 |  | CAN | CA-YT | -130.6 | 61.4667 | [8 empty] | Only analyses +/-2% of 100% were shown and they were normalized to 100% | 2025-04-30
| ABM |  | Volcanic basin hydrothermal | Volcanogenic massive sulfide (VMS) | Bimodal felsic VMS | Zn, Cu, Pb, Au, Ag |  | Zn, Cu, Pb, Au, Ag | Denisová et al., 2024 |  | Q930239 | Q930239-3-2-3 | borehole | K15-236 |  | 86.33 | 86.42 | ore material | half core | core drilling | rock | polished slab from core | Yukon–Tanana and Slide Mountain terranes | Kudz Ze Kayah formation |  |  | acid volcanic rock, siliciclastic sedimentary rock |  | rock | greenschist | chalcopyrite | Assemblage 1 |  |  |  | chloritic |  | pyrite, arsenopyrite, pyrrhotite, galena, chalcopyrite, sulfosalts | cutting and polishing | EPMA | JEOL JXA-8230 SuperProbe electron probe microanalyzer (EPMA) equipped with five wavelength-dispersive spectrometers (WDS) and a tungsten filament electron gun. |  | sulfides were analyzed using an accelerating voltage of 25 kV, a 2-nA beam current, focused to 1 μm, with elemental counting times between 5 and 30 s |  | -99999 | 29.5576 | [12 empty] | 141.0238 | 62.2153 | [16 empty] | 343806.0376 | 42.6562 | [8 empty] | 306575.735 | 36.1802 | [8 empty] | -99999 | 86.5603 | [32 empty] | 312.2671 | 73.3637 | [14 empty] | 349134.7171 | 31.7888 | [38 empty] | -99999 | 219.9475 |  |  |  | 2024 | Denisová, N., Piercey, S. J., & Wälle, M. (2024). Mineralogy and mineral chemistry of the ABM replacement-style volcanogenic massive sulfide deposit, Finlayson Lake district, Yukon, Canada. Mineralium Deposita, 59(3), 473-503. https://doi.org/10.1007/s00126-023-01217-4 |  | CAN | CA-YT | -130.6 | 61.4667 | [8 empty] | Only analyses +/-2% of 100% were shown and they were normalized to 100% | 2025-04-30
| ABM |  | Volcanic basin hydrothermal | Volcanogenic massive sulfide (VMS) | Bimodal felsic VMS | Zn, Cu, Pb, Au, Ag |  | Zn, Cu, Pb, Au, Ag | Denisová et al., 2024 |  | Q930239 | Q930239-6-1-6 | borehole | K15-236 |  | 86.33 | 86.42 | ore material | half core | core drilling | rock | polished slab from core | Yukon–Tanana and Slide Mountain terranes | Kudz Ze Kayah formation |  |  | acid volcanic rock, siliciclastic sedimentary rock |  | rock | greenschist | chalcopyrite | Assemblage 1 |  |  |  | chloritic |  | pyrite, arsenopyrite, pyrrhotite, galena, chalcopyrite, sulfosalts | cutting and polishing | EPMA | JEOL JXA-8230 SuperProbe electron probe microanalyzer (EPMA) equipped with five wavelength-dispersive spectrometers (WDS) and a tungsten filament electron gun. |  | sulfides were analyzed using an accelerating voltage of 25 kV, a 2-nA beam current, focused to 1 μm, with elemental counting times between 5 and 30 s |  | 150.2344 | 29.5576 | [12 empty] | -99999 | 62.2153 | [16 empty] | 340461.1254 | 42.6562 | [8 empty] | 309582.9531 | 36.1802 | [8 empty] | -99999 | 86.5603 | [32 empty] | -99999 | 73.3637 | [14 empty] | 349114.6091 | 31.7888 | [38 empty] | 691.0781 | 219.9475 |  |  |  | 2024 | Denisová, N., Piercey, S. J., & Wälle, M. (2024). Mineralogy and mineral chemistry of the ABM replacement-style volcanogenic massive sulfide deposit, Finlayson Lake district, Yukon, Canada. Mineralium Deposita, 59(3), 473-503. https://doi.org/10.1007/s00126-023-01217-4 |  | CAN | CA-YT | -130.6 | 61.4667 | [8 empty] | Only analyses +/-2% of 100% were shown and they were normalized to 100% | 2025-04-30
| ABM |  | Volcanic basin hydrothermal | Volcanogenic massive sulfide (VMS) | Bimodal felsic VMS | Zn, Cu, Pb, Au, Ag |  | Zn, Cu, Pb, Au, Ag | Denisová et al., 2024 |  | Q930271 | Q930271-7-1-3 | borehole | K15-286 |  | 127.08 | 127.15 | ore material | half core | core drilling | rock | polished slab from core | Yukon–Tanana and Slide Mountain terranes | Kudz Ze Kayah formation |  |  | acid volcanic rock, siliciclastic sedimentary rock |  | rock | greenschist | chalcopyrite | Assemblage 3 |  |  |  | chloritic |  | pyrite, arsenopyrite, pyrrhotite, galena, chalcopyrite, sulfosalts | cutting and polishing | EPMA | JEOL JXA-8230 SuperProbe electron probe microanalyzer (EPMA) equipped with five wavelength-dispersive spectrometers (WDS) and a tungsten filament electron gun. |  | sulfides were analyzed using an accelerating voltage of 25 kV, a 2-nA beam current, focused to 1 μm, with elemental counting times between 5 and 30 s |  | 804.2868 | 29.5576 | [12 empty] | 1588.4666 | 62.2153 | [16 empty] | 340122.8657 | 42.6562 | [8 empty] | 307931.2689 | 36.1802 | [8 empty] | -99999 | 86.5603 | [32 empty] | 532.84 | 73.3637 | [14 empty] | 349020.272 | 31.7888 | [38 empty] | -99999 | 219.9475 |  |  |  | 2024 | Denisová, N., Piercey, S. J., & Wälle, M. (2024). Mineralogy and mineral chemistry of the ABM replacement-style volcanogenic massive sulfide deposit, Finlayson Lake district, Yukon, Canada. Mineralium Deposita, 59(3), 473-503. https://doi.org/10.1007/s00126-023-01217-4 |  | CAN | CA-YT | -130.6 | 61.4667 | [8 empty] | Only analyses +/-2% of 100% were shown and they were normalized to 100% | 2025-04-30
| ABM |  | Volcanic basin hydrothermal | Volcanogenic massive sulfide (VMS) | Bimodal felsic VMS | Zn, Cu, Pb, Au, Ag |  | Zn, Cu, Pb, Au, Ag | Denisová et al., 2024 |  | Q930271 | Q930271-6-1-18 | borehole | K15-286 |  | 127.08 | 127.15 | ore material | half core | core drilling | rock | polished slab from core | Yukon–Tanana and Slide Mountain terranes | Kudz Ze Kayah formation |  |  | acid volcanic rock, siliciclastic sedimentary rock |  | rock | greenschist | chalcopyrite | Assemblage 3 |  |  |  | chloritic |  | pyrite, arsenopyrite, pyrrhotite, galena, chalcopyrite, sulfosalts | cutting and polishing | EPMA | JEOL JXA-8230 SuperProbe electron probe microanalyzer (EPMA) equipped with five wavelength-dispersive spectrometers (WDS) and a tungsten filament electron gun. |  | sulfides were analyzed using an accelerating voltage of 25 kV, a 2-nA beam current, focused to 1 μm, with elemental counting times between 5 and 30 s |  | 752.5587 | 29.5576 | [12 empty] | 933.1728 | 62.2153 | [16 empty] | 340748.5454 | 42.6562 | [8 empty] | 306692.7643 | 36.1802 | [8 empty] | -99999 | 86.5603 | [32 empty] | 260.887 | 73.3637 | [14 empty] | 350521.7647 | 31.7888 | [38 empty] | 90.307 | 219.9475 |  |  |  | 2024 | Denisová, N., Piercey, S. J., & Wälle, M. (2024). Mineralogy and mineral chemistry of the ABM replacement-style volcanogenic massive sulfide deposit, Finlayson Lake district, Yukon, Canada. Mineralium Deposita, 59(3), 473-503. https://doi.org/10.1007/s00126-023-01217-4 |  | CAN | CA-YT | -130.6 | 61.4667 | [8 empty] | Only analyses +/-2% of 100% were shown and they were normalized to 100% | 2025-04-30
| ABM |  | Volcanic basin hydrothermal | Volcanogenic massive sulfide (VMS) | Bimodal felsic VMS | Zn, Cu, Pb, Au, Ag |  | Zn, Cu, Pb, Au, Ag | Denisová et al., 2024 |  | Q930271 | Q930271-7-1-9 | borehole | K15-286 |  | 127.08 | 127.15 | ore material | half core | core drilling | rock | polished slab from core | Yukon–Tanana and Slide Mountain terranes | Kudz Ze Kayah formation |  |  | acid volcanic rock, siliciclastic sedimentary rock |  | rock | greenschist | chalcopyrite | Assemblage 3 |  |  |  | chloritic |  | pyrite, arsenopyrite, pyrrhotite, galena, chalcopyrite, sulfosalts | cutting and polishing | EPMA | JEOL JXA-8230 SuperProbe electron probe microanalyzer (EPMA) equipped with five wavelength-dispersive spectrometers (WDS) and a tungsten filament electron gun. |  | sulfides were analyzed using an accelerating voltage of 25 kV, a 2-nA beam current, focused to 1 μm, with elemental counting times between 5 and 30 s |  | 636.6981 | 29.5576 | [12 empty] | 1293.6088 | 62.2153 | [16 empty] | 341755.2815 | 42.6562 | [8 empty] | 307090.5871 | 36.1802 | [8 empty] | -99999 | 86.5603 | [32 empty] | 192.02 | 73.3637 | [14 empty] | 349031.8045 | 31.7888 | [38 empty] | -99999 | 219.9475 |  |  |  | 2024 | Denisová, N., Piercey, S. J., & Wälle, M. (2024). Mineralogy and mineral chemistry of the ABM replacement-style volcanogenic massive sulfide deposit, Finlayson Lake district, Yukon, Canada. Mineralium Deposita, 59(3), 473-503. https://doi.org/10.1007/s00126-023-01217-4 |  | CAN | CA-YT | -130.6 | 61.4667 | [8 empty] | Only analyses +/-2% of 100% were shown and they were normalized to 100% | 2025-04-30
| ABM |  | Volcanic basin hydrothermal | Volcanogenic massive sulfide (VMS) | Bimodal felsic VMS | Zn, Cu, Pb, Au, Ag |  | Zn, Cu, Pb, Au, Ag | Denisová et al., 2024 |  | Q930271 | Q930271-5-1-16 | borehole | K15-286 |  | 127.08 | 127.15 | ore material | half core | core drilling | rock | polished slab from core | Yukon–Tanana and Slide Mountain terranes | Kudz Ze Kayah formation |  |  | acid volcanic rock, siliciclastic sedimentary rock |  | rock | greenschist | chalcopyrite | Assemblage 3 |  |  |  | chloritic |  | pyrite, arsenopyrite, pyrrhotite, galena, chalcopyrite, sulfosalts | cutting and polishing | EPMA | JEOL JXA-8230 SuperProbe electron probe microanalyzer (EPMA) equipped with five wavelength-dispersive spectrometers (WDS) and a tungsten filament electron gun. |  | sulfides were analyzed using an accelerating voltage of 25 kV, a 2-nA beam current, focused to 1 μm, with elemental counting times between 5 and 30 s |  | 839.3621 | 29.5576 | [12 empty] | 959.271 | 62.2153 | [16 empty] | 341110.7718 | 42.6562 | [8 empty] | 307836.0417 | 36.1802 | [8 empty] | -99999 | 86.5603 | [32 empty] | 179.8633 | 73.3637 | [14 empty] | 349074.6901 | 31.7888 | [38 empty] | -99999 | 219.9475 |  |  |  | 2024 | Denisová, N., Piercey, S. J., & Wälle, M. (2024). Mineralogy and mineral chemistry of the ABM replacement-style volcanogenic massive sulfide deposit, Finlayson Lake district, Yukon, Canada. Mineralium Deposita, 59(3), 473-503. https://doi.org/10.1007/s00126-023-01217-4 |  | CAN | CA-YT | -130.6 | 61.4667 | [8 empty] | Only analyses +/-2% of 100% were shown and they were normalized to 100% | 2025-04-30
| ABM |  | Volcanic basin hydrothermal | Volcanogenic massive sulfide (VMS) | Bimodal felsic VMS | Zn, Cu, Pb, Au, Ag |  | Zn, Cu, Pb, Au, Ag | Denisová et al., 2024 |  | Q930271 | Q930271-1-1-2 | borehole | K15-286 |  | 127.08 | 127.15 | ore material | half core | core drilling | rock | polished slab from core | Yukon–Tanana and Slide Mountain terranes | Kudz Ze Kayah formation |  |  | acid volcanic rock, siliciclastic sedimentary rock |  | rock | greenschist | chalcopyrite | Assemblage 3 |  |  |  | chloritic |  | pyrite, arsenopyrite, pyrrhotite, galena, chalcopyrite, sulfosalts | cutting and polishing | EPMA | JEOL JXA-8230 SuperProbe electron probe microanalyzer (EPMA) equipped with five wavelength-dispersive spectrometers (WDS) and a tungsten filament electron gun. |  | sulfides were analyzed using an accelerating voltage of 25 kV, a 2-nA beam current, focused to 1 μm, with elemental counting times between 5 and 30 s |  | 937.8335 | 29.5576 | [12 empty] | 1316.9578 | 62.2153 | [16 empty] | 340363.768 | 42.6562 | [8 empty] | 308826.6076 | 36.1802 | [8 empty] | -99999 | 86.5603 | [32 empty] | 129.7004 | 73.3637 | [14 empty] | 348425.1326 | 31.7888 | [38 empty] | -99999 | 219.9475 |  |  |  | 2024 | Denisová, N., Piercey, S. J., & Wälle, M. (2024). Mineralogy and mineral chemistry of the ABM replacement-style volcanogenic massive sulfide deposit, Finlayson Lake district, Yukon, Canada. Mineralium Deposita, 59(3), 473-503. https://doi.org/10.1007/s00126-023-01217-4 |  | CAN | CA-YT | -130.6 | 61.4667 | [8 empty] | Only analyses +/-2% of 100% were shown and they were normalized to 100% | 2025-04-30
| ABM |  | Volcanic basin hydrothermal | Volcanogenic massive sulfide (VMS) | Bimodal felsic VMS | Zn, Cu, Pb, Au, Ag |  | Zn, Cu, Pb, Au, Ag | Denisová et al., 2024 |  | Q930271 | Q930271-5-1-20 | borehole | K15-286 |  | 127.08 | 127.15 | ore material | half core | core drilling | rock | polished slab from core | Yukon–Tanana and Slide Mountain terranes | Kudz Ze Kayah formation |  |  | acid volcanic rock, siliciclastic sedimentary rock |  | rock | greenschist | chalcopyrite | Assemblage 3 |  |  |  | chloritic |  | pyrite, arsenopyrite, pyrrhotite, galena, chalcopyrite, sulfosalts | cutting and polishing | EPMA | JEOL JXA-8230 SuperProbe electron probe microanalyzer (EPMA) equipped with five wavelength-dispersive spectrometers (WDS) and a tungsten filament electron gun. |  | sulfides were analyzed using an accelerating voltage of 25 kV, a 2-nA beam current, focused to 1 μm, with elemental counting times between 5 and 30 s |  | 608.5699 | 29.5576 | [12 empty] | 1306.9287 | 62.2153 | [16 empty] | 340809.0964 | 42.6562 | [8 empty] | 307647.0328 | 36.1802 | [8 empty] | -99999 | 86.5603 | [32 empty] | 69.8359 | 73.3637 | [14 empty] | 349329.0755 | 31.7888 | [38 empty] | 229.4608 | 219.9475 |  |  |  | 2024 | Denisová, N., Piercey, S. J., & Wälle, M. (2024). Mineralogy and mineral chemistry of the ABM replacement-style volcanogenic massive sulfide deposit, Finlayson Lake district, Yukon, Canada. Mineralium Deposita, 59(3), 473-503. https://doi.org/10.1007/s00126-023-01217-4 |  | CAN | CA-YT | -130.6 | 61.4667 | [8 empty] | Only analyses +/-2% of 100% were shown and they were normalized to 100% | 2025-04-30
| ABM |  | Volcanic basin hydrothermal | Volcanogenic massive sulfide (VMS) | Bimodal felsic VMS | Zn, Cu, Pb, Au, Ag |  | Zn, Cu, Pb, Au, Ag | Denisová et al., 2024 |  | Q930271 | Q930271-1-1-7 | borehole | K15-286 |  | 127.08 | 127.15 | ore material | half core | core drilling | rock | polished slab from core | Yukon–Tanana and Slide Mountain terranes | Kudz Ze Kayah formation |  |  | acid volcanic rock, siliciclastic sedimentary rock |  | rock | greenschist | chalcopyrite | Assemblage 3 |  |  |  | chloritic |  | pyrite, arsenopyrite, pyrrhotite, galena, chalcopyrite, sulfosalts | cutting and polishing | EPMA | JEOL JXA-8230 SuperProbe electron probe microanalyzer (EPMA) equipped with five wavelength-dispersive spectrometers (WDS) and a tungsten filament electron gun. |  | sulfides were analyzed using an accelerating voltage of 25 kV, a 2-nA beam current, focused to 1 μm, with elemental counting times between 5 and 30 s |  | 703.3479 | 29.5576 | [12 empty] | 1316.2654 | 62.2153 | [16 empty] | 339214.6478 | 42.6562 | [8 empty] | 308538.654 | 36.1802 | [8 empty] | -99999 | 86.5603 | [32 empty] | -99999 | 73.3637 | [14 empty] | 350206.9892 | 31.7888 | [38 empty] | -99999 | 219.9475 |  |  |  | 2024 | Denisová, N., Piercey, S. J., & Wälle, M. (2024). Mineralogy and mineral chemistry of the ABM replacement-style volcanogenic massive sulfide deposit, Finlayson Lake district, Yukon, Canada. Mineralium Deposita, 59(3), 473-503. https://doi.org/10.1007/s00126-023-01217-4 |  | CAN | CA-YT | -130.6 | 61.4667 | [8 empty] | Only analyses +/-2% of 100% were shown and they were normalized to 100% | 2025-04-30
| ABM |  | Volcanic basin hydrothermal | Volcanogenic massive sulfide (VMS) | Bimodal felsic VMS | Zn, Cu, Pb, Au, Ag |  | Zn, Cu, Pb, Au, Ag | Denisová et al., 2024 |  | Q930271 | Q930271-6-1-16 | borehole | K15-286 |  | 127.08 | 127.15 | ore material | half core | core drilling | rock | polished slab from core | Yukon–Tanana and Slide Mountain terranes | Kudz Ze Kayah formation |  |  | acid volcanic rock, siliciclastic sedimentary rock |  | rock | greenschist | chalcopyrite | Assemblage 3 |  |  |  | chloritic |  | pyrite, arsenopyrite, pyrrhotite, galena, chalcopyrite, sulfosalts | cutting and polishing | EPMA | JEOL JXA-8230 SuperProbe electron probe microanalyzer (EPMA) equipped with five wavelength-dispersive spectrometers (WDS) and a tungsten filament electron gun. |  | sulfides were analyzed using an accelerating voltage of 25 kV, a 2-nA beam current, focused to 1 μm, with elemental counting times between 5 and 30 s |  | 631.193 | 29.5576 | [12 empty] | 1232.3291 | 62.2153 | [16 empty] | 341625.671 | 42.6562 | [8 empty] | 309014.0431 | 36.1802 | [8 empty] | -99999 | 86.5603 | [32 empty] | -99999 | 73.3637 | [14 empty] | 347476.7259 | 31.7888 | [38 empty] | -99999 | 219.9475 |  |  |  | 2024 | Denisová, N., Piercey, S. J., & Wälle, M. (2024). Mineralogy and mineral chemistry of the ABM replacement-style volcanogenic massive sulfide deposit, Finlayson Lake district, Yukon, Canada. Mineralium Deposita, 59(3), 473-503. https://doi.org/10.1007/s00126-023-01217-4 |  | CAN | CA-YT | -130.6 | 61.4667 | [8 empty] | Only analyses +/-2% of 100% were shown and they were normalized to 100% | 2025-04-30
| ABM |  | Volcanic basin hydrothermal | Volcanogenic massive sulfide (VMS) | Bimodal felsic VMS | Zn, Cu, Pb, Au, Ag |  | Zn, Cu, Pb, Au, Ag | Denisová et al., 2024 |  | Q930271 | Q930271-1-1-15 | borehole | K15-286 |  | 127.08 | 127.15 | ore material | half core | core drilling | rock | polished slab from core | Yukon–Tanana and Slide Mountain terranes | Kudz Ze Kayah formation |  |  | acid volcanic rock, siliciclastic sedimentary rock |  | rock | greenschist | chalcopyrite | Assemblage 3 |  |  |  | chloritic |  | pyrite, arsenopyrite, pyrrhotite, galena, chalcopyrite, sulfosalts | cutting and polishing | EPMA | JEOL JXA-8230 SuperProbe electron probe microanalyzer (EPMA) equipped with five wavelength-dispersive spectrometers (WDS) and a tungsten filament electron gun. |  | sulfides were analyzed using an accelerating voltage of 25 kV, a 2-nA beam current, focused to 1 μm, with elemental counting times between 5 and 30 s |  | 620.0434 | 29.5576 | [12 empty] | 1200.084 | 62.2153 | [16 empty] | 339703.7745 | 42.6562 | [8 empty] | 307381.5265 | 36.1802 | [8 empty] | -99999 | 86.5603 | [32 empty] | -99999 | 73.3637 | [14 empty] | 351094.5716 | 31.7888 | [38 empty] | -99999 | 219.9475 |  |  |  | 2024 | Denisová, N., Piercey, S. J., & Wälle, M. (2024). Mineralogy and mineral chemistry of the ABM replacement-style volcanogenic massive sulfide deposit, Finlayson Lake district, Yukon, Canada. Mineralium Deposita, 59(3), 473-503. https://doi.org/10.1007/s00126-023-01217-4 |  | CAN | CA-YT | -130.6 | 61.4667 | [8 empty] | Only analyses +/-2% of 100% were shown and they were normalized to 100% | 2025-04-30
| ABM |  | Volcanic basin hydrothermal | Volcanogenic massive sulfide (VMS) | Bimodal felsic VMS | Zn, Cu, Pb, Au, Ag |  | Zn, Cu, Pb, Au, Ag | Denisová et al., 2024 |  | Q930271 | Q930271-6-1-2 | borehole | K15-286 |  | 127.08 | 127.15 | ore material | half core | core drilling | rock | polished slab from core | Yukon–Tanana and Slide Mountain terranes | Kudz Ze Kayah formation |  |  | acid volcanic rock, siliciclastic sedimentary rock |  | rock | greenschist | chalcopyrite | Assemblage 3 |  |  |  | chloritic |  | pyrite, arsenopyrite, pyrrhotite, galena, chalcopyrite, sulfosalts | cutting and polishing | EPMA | JEOL JXA-8230 SuperProbe electron probe microanalyzer (EPMA) equipped with five wavelength-dispersive spectrometers (WDS) and a tungsten filament electron gun. |  | sulfides were analyzed using an accelerating voltage of 25 kV, a 2-nA beam current, focused to 1 μm, with elemental counting times between 5 and 30 s |  | 452.8393 | 29.5576 | [12 empty] | 1036.4988 | 62.2153 | [16 empty] | 339327.5938 | 42.6562 | [8 empty] | 309228.8637 | 36.1802 | [8 empty] | -99999 | 86.5603 | [32 empty] | -99999 | 73.3637 | [14 empty] | 349843.5102 | 31.7888 | [38 empty] | 110.6941 | 219.9475 |  |  |  | 2024 | Denisová, N., Piercey, S. J., & Wälle, M. (2024). Mineralogy and mineral chemistry of the ABM replacement-style volcanogenic massive sulfide deposit, Finlayson Lake district, Yukon, Canada. Mineralium Deposita, 59(3), 473-503. https://doi.org/10.1007/s00126-023-01217-4 |  | CAN | CA-YT | -130.6 | 61.4667 | [8 empty] | Only analyses +/-2% of 100% were shown and they were normalized to 100% | 2025-04-30
| ABM |  | Volcanic basin hydrothermal | Volcanogenic massive sulfide (VMS) | Bimodal felsic VMS | Zn, Cu, Pb, Au, Ag |  | Zn, Cu, Pb, Au, Ag | Denisová et al., 2024 |  | A348395 | A348395-1-1-1 | borehole | K15-290 |  | 78.92 | 79 | ore material | half core | core drilling | rock | polished slab from core | Yukon–Tanana and Slide Mountain terranes | Kudz Ze Kayah formation |  |  | acid volcanic rock, siliciclastic sedimentary rock |  | rock | greenschist | galena | Assemblage 1 |  |  |  | chloritic |  | pyrite, arsenopyrite, pyrrhotite, galena, chalcopyrite, sulfosalts | cutting and polishing | EPMA | JEOL JXA-8230 SuperProbe electron probe microanalyzer (EPMA) equipped with five wavelength-dispersive spectrometers (WDS) and a tungsten filament electron gun. |  | sulfides were analyzed using an accelerating voltage of 25 kV, a 2-nA beam current, focused to 1 μm, with elemental counting times between 5 and 30 s |  | -99999 | 42.3763 | [12 empty] | 1625.2985 | 155.0809 | [16 empty] | -99999 | 55.0881 | [8 empty] | 752.453 | 52.2276 | [8 empty] | -99999 | 147.8638 | [32 empty] | 861819.5364 | 212.127 | [14 empty] | 134769.3434 | 46.0992 | 260.8504 | 46.7466 |  |  | 772.5184 | 111.1345 | [32 empty] | -99999 | 371.396 |  |  |  | 2024 | Denisová, N., Piercey, S. J., & Wälle, M. (2024). Mineralogy and mineral chemistry of the ABM replacement-style volcanogenic massive sulfide deposit, Finlayson Lake district, Yukon, Canada. Mineralium Deposita, 59(3), 473-503. https://doi.org/10.1007/s00126-023-01217-4 |  | CAN | CA-YT | -130.6 | 61.4667 | [8 empty] | Only analyses +/-3% of 100% were shown and they were normalized to 100% | 2025-04-30
| ABM |  | Volcanic basin hydrothermal | Volcanogenic massive sulfide (VMS) | Bimodal felsic VMS | Zn, Cu, Pb, Au, Ag |  | Zn, Cu, Pb, Au, Ag | Denisová et al., 2024 |  | A348395 | A348395-2-1-18 | borehole | K15-290 |  | 78.92 | 79 | ore material | half core | core drilling | rock | polished slab from core | Yukon–Tanana and Slide Mountain terranes | Kudz Ze Kayah formation |  |  | acid volcanic rock, siliciclastic sedimentary rock |  | rock | greenschist | galena | Assemblage 1 |  |  |  | chloritic |  | pyrite, arsenopyrite, pyrrhotite, galena, chalcopyrite, sulfosalts | cutting and polishing | EPMA | JEOL JXA-8230 SuperProbe electron probe microanalyzer (EPMA) equipped with five wavelength-dispersive spectrometers (WDS) and a tungsten filament electron gun. |  | sulfides were analyzed using an accelerating voltage of 25 kV, a 2-nA beam current, focused to 1 μm, with elemental counting times between 5 and 30 s |  | -99999 | 42.3763 | [12 empty] | 1384.5376 | 155.0809 | [16 empty] | 101.0611 | 55.0881 | [8 empty] | 9964.6289 | 52.2276 | [8 empty] | -99999 | 147.8638 | [32 empty] | 852895.3948 | 212.127 | [14 empty] | 134724.6151 | 46.0992 | 343.6079 | 46.7466 |  |  | 586.1546 | 111.1345 | [32 empty] | -99999 | 371.396 |  |  |  | 2024 | Denisová, N., Piercey, S. J., & Wälle, M. (2024). Mineralogy and mineral chemistry of the ABM replacement-style volcanogenic massive sulfide deposit, Finlayson Lake district, Yukon, Canada. Mineralium Deposita, 59(3), 473-503. https://doi.org/10.1007/s00126-023-01217-4 |  | CAN | CA-YT | -130.6 | 61.4667 | [8 empty] | Only analyses +/-3% of 100% were shown and they were normalized to 100% | 2025-04-30
| ABM |  | Volcanic basin hydrothermal | Volcanogenic massive sulfide (VMS) | Bimodal felsic VMS | Zn, Cu, Pb, Au, Ag |  | Zn, Cu, Pb, Au, Ag | Denisová et al., 2024 |  | A348395 | A348395-2-1-8 | borehole | K15-290 |  | 78.92 | 79 | ore material | half core | core drilling | rock | polished slab from core | Yukon–Tanana and Slide Mountain terranes | Kudz Ze Kayah formation |  |  | acid volcanic rock, siliciclastic sedimentary rock |  | rock | greenschist | galena | Assemblage 1 |  |  |  | chloritic |  | pyrite, arsenopyrite, pyrrhotite, galena, chalcopyrite, sulfosalts | cutting and polishing | EPMA | JEOL JXA-8230 SuperProbe electron probe microanalyzer (EPMA) equipped with five wavelength-dispersive spectrometers (WDS) and a tungsten filament electron gun. |  | sulfides were analyzed using an accelerating voltage of 25 kV, a 2-nA beam current, focused to 1 μm, with elemental counting times between 5 and 30 s |  | -99999 | 42.3763 | [12 empty] | 1672.9991 | 155.0809 | [16 empty] | -99999 | 55.0881 | [8 empty] | 3134.3538 | 52.2276 | [8 empty] | -99999 | 147.8638 | [32 empty] | 857321.3899 | 212.127 | [14 empty] | 133467.0366 | 46.0992 | 473.6805 | 46.7466 |  |  | 866.7345 | 111.1345 | [32 empty] | 3063.8056 | 371.396 |  |  |  | 2024 | Denisová, N., Piercey, S. J., & Wälle, M. (2024). Mineralogy and mineral chemistry of the ABM replacement-style volcanogenic massive sulfide deposit, Finlayson Lake district, Yukon, Canada. Mineralium Deposita, 59(3), 473-503. https://doi.org/10.1007/s00126-023-01217-4 |  | CAN | CA-YT | -130.6 | 61.4667 | [8 empty] | Only analyses +/-3% of 100% were shown and they were normalized to 100% | 2025-04-30
| ABM |  | Volcanic basin hydrothermal | Volcanogenic massive sulfide (VMS) | Bimodal felsic VMS | Zn, Cu, Pb, Au, Ag |  | Zn, Cu, Pb, Au, Ag | Denisová et al., 2024 |  | A348395 | A348395-2-2-11 | borehole | K15-290 |  | 78.92 | 79 | ore material | half core | core drilling | rock | polished slab from core | Yukon–Tanana and Slide Mountain terranes | Kudz Ze Kayah formation |  |  | acid volcanic rock, siliciclastic sedimentary rock |  | rock | greenschist | galena | Assemblage 1 |  |  |  | chloritic |  | pyrite, arsenopyrite, pyrrhotite, galena, chalcopyrite, sulfosalts | cutting and polishing | EPMA | JEOL JXA-8230 SuperProbe electron probe microanalyzer (EPMA) equipped with five wavelength-dispersive spectrometers (WDS) and a tungsten filament electron gun. |  | sulfides were analyzed using an accelerating voltage of 25 kV, a 2-nA beam current, focused to 1 μm, with elemental counting times between 5 and 30 s |  | -99999 | 42.3763 | [12 empty] | 1966.7989 | 155.0809 | [16 empty] | -99999 | 55.0881 | [8 empty] | 743.9187 | 52.2276 | [8 empty] | -99999 | 147.8638 | [32 empty] | 859460.5039 | 212.127 | [14 empty] | 135118.0609 | 46.0992 | 1375.7402 | 46.7466 |  |  | 856.0161 | 111.1345 | [32 empty] | 478.9614 | 371.396 |  |  |  | 2024 | Denisová, N., Piercey, S. J., & Wälle, M. (2024). Mineralogy and mineral chemistry of the ABM replacement-style volcanogenic massive sulfide deposit, Finlayson Lake district, Yukon, Canada. Mineralium Deposita, 59(3), 473-503. https://doi.org/10.1007/s00126-023-01217-4 |  | CAN | CA-YT | -130.6 | 61.4667 | [8 empty] | Only analyses +/-3% of 100% were shown and they were normalized to 100% | 2025-04-30
| ABM |  | Volcanic basin hydrothermal | Volcanogenic massive sulfide (VMS) | Bimodal felsic VMS | Zn, Cu, Pb, Au, Ag |  | Zn, Cu, Pb, Au, Ag | Denisová et al., 2024 |  | A348395 | A348395-2-2-15 | borehole | K15-290 |  | 78.92 | 79 | ore material | half core | core drilling | rock | polished slab from core | Yukon–Tanana and Slide Mountain terranes | Kudz Ze Kayah formation |  |  | acid volcanic rock, siliciclastic sedimentary rock |  | rock | greenschist | galena | Assemblage 1 |  |  |  | chloritic |  | pyrite, arsenopyrite, pyrrhotite, galena, chalcopyrite, sulfosalts | cutting and polishing | EPMA | JEOL JXA-8230 SuperProbe electron probe microanalyzer (EPMA) equipped with five wavelength-dispersive spectrometers (WDS) and a tungsten filament electron gun. |  | sulfides were analyzed using an accelerating voltage of 25 kV, a 2-nA beam current, focused to 1 μm, with elemental counting times between 5 and 30 s |  | -99999 | 42.3763 | [12 empty] | 1094.4245 | 155.0809 | [16 empty] | -99999 | 55.0881 | [8 empty] | 871.4862 | 52.2276 | [8 empty] | -99999 | 147.8638 | [32 empty] | 860481.146 | 212.127 | [14 empty] | 134310.204 | 46.0992 | 1580.8354 | 46.7466 |  |  | 1631.5032 | 111.1345 | [32 empty] | -99999 | 371.396 |  |  |  | 2024 | Denisová, N., Piercey, S. J., & Wälle, M. (2024). Mineralogy and mineral chemistry of the ABM replacement-style volcanogenic massive sulfide deposit, Finlayson Lake district, Yukon, Canada. Mineralium Deposita, 59(3), 473-503. https://doi.org/10.1007/s00126-023-01217-4 |  | CAN | CA-YT | -130.6 | 61.4667 | [8 empty] | Only analyses +/-3% of 100% were shown and they were normalized to 100% | 2025-04-30
| ABM |  | Volcanic basin hydrothermal | Volcanogenic massive sulfide (VMS) | Bimodal felsic VMS | Zn, Cu, Pb, Au, Ag |  | Zn, Cu, Pb, Au, Ag | Denisová et al., 2024 |  | A348395 | A348395-3-1-15 | borehole | K15-290 |  | 78.92 | 79 | ore material | half core | core drilling | rock | polished slab from core | Yukon–Tanana and Slide Mountain terranes | Kudz Ze Kayah formation |  |  | acid volcanic rock, siliciclastic sedimentary rock |  | rock | greenschist | galena | Assemblage 1 |  |  |  | chloritic |  | pyrite, arsenopyrite, pyrrhotite, galena, chalcopyrite, sulfosalts | cutting and polishing | EPMA | JEOL JXA-8230 SuperProbe electron probe microanalyzer (EPMA) equipped with five wavelength-dispersive spectrometers (WDS) and a tungsten filament electron gun. |  | sulfides were analyzed using an accelerating voltage of 25 kV, a 2-nA beam current, focused to 1 μm, with elemental counting times between 5 and 30 s |  | -99999 | 42.3763 | [12 empty] | 1440.8641 | 155.0809 | [16 empty] | 947.1414 | 55.0881 | [8 empty] | 715.3941 | 52.2276 | [8 empty] | -99999 | 147.8638 | [32 empty] | 861294.1587 | 212.127 | [14 empty] | 134040.666 | 46.0992 | -99999 | 46.7466 |  |  | 403.0389 | 111.1345 | [32 empty] | 1158.7369 | 371.396 |  |  |  | 2024 | Denisová, N., Piercey, S. J., & Wälle, M. (2024). Mineralogy and mineral chemistry of the ABM replacement-style volcanogenic massive sulfide deposit, Finlayson Lake district, Yukon, Canada. Mineralium Deposita, 59(3), 473-503. https://doi.org/10.1007/s00126-023-01217-4 |  | CAN | CA-YT | -130.6 | 61.4667 | [8 empty] | Only analyses +/-3% of 100% were shown and they were normalized to 100% | 2025-04-30
| ABM |  | Volcanic basin hydrothermal | Volcanogenic massive sulfide (VMS) | Bimodal felsic VMS | Zn, Cu, Pb, Au, Ag |  | Zn, Cu, Pb, Au, Ag | Denisová et al., 2024 |  | A348395 | A348395-3-1-19 | borehole | K15-290 |  | 78.92 | 79 | ore material | half core | core drilling | rock | polished slab from core | Yukon–Tanana and Slide Mountain terranes | Kudz Ze Kayah formation |  |  | acid volcanic rock, siliciclastic sedimentary rock |  | rock | greenschist | galena | Assemblage 1 |  |  |  | chloritic |  | pyrite, arsenopyrite, pyrrhotite, galena, chalcopyrite, sulfosalts | cutting and polishing | EPMA | JEOL JXA-8230 SuperProbe electron probe microanalyzer (EPMA) equipped with five wavelength-dispersive spectrometers (WDS) and a tungsten filament electron gun. |  | sulfides were analyzed using an accelerating voltage of 25 kV, a 2-nA beam current, focused to 1 μm, with elemental counting times between 5 and 30 s |  | -99999 | 42.3763 | [12 empty] | 1347.1399 | 155.0809 | [16 empty] | -99999 | 55.0881 | [8 empty] | 502.6641 | 52.2276 | [8 empty] | -99999 | 147.8638 | [32 empty] | 861837.7365 | 212.127 | [14 empty] | 133869.5118 | 46.0992 | 211.1189 | 46.7466 |  |  | 2231.8288 | 111.1345 | [32 empty] | -99999 | 371.396 |  |  |  | 2024 | Denisová, N., Piercey, S. J., & Wälle, M. (2024). Mineralogy and mineral chemistry of the ABM replacement-style volcanogenic massive sulfide deposit, Finlayson Lake district, Yukon, Canada. Mineralium Deposita, 59(3), 473-503. https://doi.org/10.1007/s00126-023-01217-4 |  | CAN | CA-YT | -130.6 | 61.4667 | [8 empty] | Only analyses +/-3% of 100% were shown and they were normalized to 100% | 2025-04-30
| ABM |  | Volcanic basin hydrothermal | Volcanogenic massive sulfide (VMS) | Bimodal felsic VMS | Zn, Cu, Pb, Au, Ag |  | Zn, Cu, Pb, Au, Ag | Denisová et al., 2024 |  | A348395 | A348395-4-1-14 | borehole | K15-290 |  | 78.92 | 79 | ore material | half core | core drilling | rock | polished slab from core | Yukon–Tanana and Slide Mountain terranes | Kudz Ze Kayah formation |  |  | acid volcanic rock, siliciclastic sedimentary rock |  | rock | greenschist | galena | Assemblage 1 |  |  |  | chloritic |  | pyrite, arsenopyrite, pyrrhotite, galena, chalcopyrite, sulfosalts | cutting and polishing | EPMA | JEOL JXA-8230 SuperProbe electron probe microanalyzer (EPMA) equipped with five wavelength-dispersive spectrometers (WDS) and a tungsten filament electron gun. |  | sulfides were analyzed using an accelerating voltage of 25 kV, a 2-nA beam current, focused to 1 μm, with elemental counting times between 5 and 30 s |  | -99999 | 42.3763 | [12 empty] | 1967.4764 | 155.0809 | [16 empty] | 4376.6313 | 55.0881 | [8 empty] | 793.0135 | 52.2276 | [8 empty] | -99999 | 147.8638 | [32 empty] | 857628.9877 | 212.127 | [14 empty] | 134300.3436 | 46.0992 | -99999 | 46.7466 |  |  | -99999 | 111.1345 | [32 empty] | 913.4712 | 371.396 |  |  |  | 2024 | Denisová, N., Piercey, S. J., & Wälle, M. (2024). Mineralogy and mineral chemistry of the ABM replacement-style volcanogenic massive sulfide deposit, Finlayson Lake district, Yukon, Canada. Mineralium Deposita, 59(3), 473-503. https://doi.org/10.1007/s00126-023-01217-4 |  | CAN | CA-YT | -130.6 | 61.4667 | [8 empty] | Only analyses +/-3% of 100% were shown and they were normalized to 100% | 2025-04-30
| ABM |  | Volcanic basin hydrothermal | Volcanogenic massive sulfide (VMS) | Bimodal felsic VMS | Zn, Cu, Pb, Au, Ag |  | Zn, Cu, Pb, Au, Ag | Denisová et al., 2024 |  | A348395 | A348395-4-2-11 | borehole | K15-290 |  | 78.92 | 79 | ore material | half core | core drilling | rock | polished slab from core | Yukon–Tanana and Slide Mountain terranes | Kudz Ze Kayah formation |  |  | acid volcanic rock, siliciclastic sedimentary rock |  | rock | greenschist | galena | Assemblage 1 |  |  |  | chloritic |  | pyrite, arsenopyrite, pyrrhotite, galena, chalcopyrite, sulfosalts | cutting and polishing | EPMA | JEOL JXA-8230 SuperProbe electron probe microanalyzer (EPMA) equipped with five wavelength-dispersive spectrometers (WDS) and a tungsten filament electron gun. |  | sulfides were analyzed using an accelerating voltage of 25 kV, a 2-nA beam current, focused to 1 μm, with elemental counting times between 5 and 30 s |  | -99999 | 42.3763 | [12 empty] | 2611.4681 | 155.0809 | [16 empty] | -99999 | 55.0881 | [8 empty] | 374.5129 | 52.2276 | [8 empty] | -99999 | 147.8638 | [32 empty] | 860671.0821 | 212.127 | [14 empty] | 134935.9831 | 46.0992 | 242.9273 | 46.7466 |  |  | 647.8061 | 111.1345 | [32 empty] | 516.2205 | 371.396 |  |  |  | 2024 | Denisová, N., Piercey, S. J., & Wälle, M. (2024). Mineralogy and mineral chemistry of the ABM replacement-style volcanogenic massive sulfide deposit, Finlayson Lake district, Yukon, Canada. Mineralium Deposita, 59(3), 473-503. https://doi.org/10.1007/s00126-023-01217-4 |  | CAN | CA-YT | -130.6 | 61.4667 | [8 empty] | Only analyses +/-3% of 100% were shown and they were normalized to 100% | 2025-04-30
| ABM |  | Volcanic basin hydrothermal | Volcanogenic massive sulfide (VMS) | Bimodal felsic VMS | Zn, Cu, Pb, Au, Ag |  | Zn, Cu, Pb, Au, Ag | Denisová et al., 2024 |  | A348395 | A348395-8-1-19 | borehole | K15-290 |  | 78.92 | 79 | ore material | half core | core drilling | rock | polished slab from core | Yukon–Tanana and Slide Mountain terranes | Kudz Ze Kayah formation |  |  | acid volcanic rock, siliciclastic sedimentary rock |  | rock | greenschist | galena | Assemblage 1 |  |  |  | chloritic |  | pyrite, arsenopyrite, pyrrhotite, galena, chalcopyrite, sulfosalts | cutting and polishing | EPMA | JEOL JXA-8230 SuperProbe electron probe microanalyzer (EPMA) equipped with five wavelength-dispersive spectrometers (WDS) and a tungsten filament electron gun. |  | sulfides were analyzed using an accelerating voltage of 25 kV, a 2-nA beam current, focused to 1 μm, with elemental counting times between 5 and 30 s |  | -99999 | 42.3763 | [12 empty] | 1494.2287 | 155.0809 | [16 empty] | -99999 | 55.0881 | [8 empty] | 1223.4624 | 52.2276 | [8 empty] | -99999 | 147.8638 | [32 empty] | 863543.8264 | 212.127 | [14 empty] | 133217.0067 | 46.0992 | 100.2838 | 46.7466 |  |  | 421.192 | 111.1345 | [32 empty] | -99999 | 371.396 |  |  |  | 2024 | Denisová, N., Piercey, S. J., & Wälle, M. (2024). Mineralogy and mineral chemistry of the ABM replacement-style volcanogenic massive sulfide deposit, Finlayson Lake district, Yukon, Canada. Mineralium Deposita, 59(3), 473-503. https://doi.org/10.1007/s00126-023-01217-4 |  | CAN | CA-YT | -130.6 | 61.4667 | [8 empty] | Only analyses +/-3% of 100% were shown and they were normalized to 100% | 2025-04-30
| ABM |  | Volcanic basin hydrothermal | Volcanogenic massive sulfide (VMS) | Bimodal felsic VMS | Zn, Cu, Pb, Au, Ag |  | Zn, Cu, Pb, Au, Ag | Denisová et al., 2024 |  | A348395 | A348395-8-3-19 | borehole | K15-290 |  | 78.92 | 79 | ore material | half core | core drilling | rock | polished slab from core | Yukon–Tanana and Slide Mountain terranes | Kudz Ze Kayah formation |  |  | acid volcanic rock, siliciclastic sedimentary rock |  | rock | greenschist | galena | Assemblage 1 |  |  |  | chloritic |  | pyrite, arsenopyrite, pyrrhotite, galena, chalcopyrite, sulfosalts | cutting and polishing | EPMA | JEOL JXA-8230 SuperProbe electron probe microanalyzer (EPMA) equipped with five wavelength-dispersive spectrometers (WDS) and a tungsten filament electron gun. |  | sulfides were analyzed using an accelerating voltage of 25 kV, a 2-nA beam current, focused to 1 μm, with elemental counting times between 5 and 30 s |  | -99999 | 42.3763 | [12 empty] | 1497.3695 | 155.0809 | [16 empty] | -99999 | 55.0881 | [8 empty] | 6222.1774 | 52.2276 | [8 empty] | -99999 | 147.8638 | [32 empty] | 856050.1813 | 212.127 | [14 empty] | 134388.9119 | 46.0992 | 91.0562 | 46.7466 |  |  | -99999 | 111.1345 | [32 empty] | 1659.2473 | 371.396 |  |  |  | 2024 | Denisová, N., Piercey, S. J., & Wälle, M. (2024). Mineralogy and mineral chemistry of the ABM replacement-style volcanogenic massive sulfide deposit, Finlayson Lake district, Yukon, Canada. Mineralium Deposita, 59(3), 473-503. https://doi.org/10.1007/s00126-023-01217-4 |  | CAN | CA-YT | -130.6 | 61.4667 | [8 empty] | Only analyses +/-3% of 100% were shown and they were normalized to 100% | 2025-04-30
| ABM |  | Volcanic basin hydrothermal | Volcanogenic massive sulfide (VMS) | Bimodal felsic VMS | Zn, Cu, Pb, Au, Ag |  | Zn, Cu, Pb, Au, Ag | Denisová et al., 2024 |  | A348395 | A348395-8-3-20 | borehole | K15-290 |  | 78.92 | 79 | ore material | half core | core drilling | rock | polished slab from core | Yukon–Tanana and Slide Mountain terranes | Kudz Ze Kayah formation |  |  | acid volcanic rock, siliciclastic sedimentary rock |  | rock | greenschist | galena | Assemblage 1 |  |  |  | chloritic |  | pyrite, arsenopyrite, pyrrhotite, galena, chalcopyrite, sulfosalts | cutting and polishing | EPMA | JEOL JXA-8230 SuperProbe electron probe microanalyzer (EPMA) equipped with five wavelength-dispersive spectrometers (WDS) and a tungsten filament electron gun. |  | sulfides were analyzed using an accelerating voltage of 25 kV, a 2-nA beam current, focused to 1 μm, with elemental counting times between 5 and 30 s |  | -99999 | 42.3763 | [12 empty] | 1520.8596 | 155.0809 | [16 empty] | 1451.2778 | 55.0881 | [8 empty] | 6331.9453 | 52.2276 | [8 empty] | -99999 | 147.8638 | [32 empty] | 852377.2128 | 212.127 | [14 empty] | 133865.4686 | 46.0992 | -99999 | 46.7466 |  |  | 397.6104 | 111.1345 | [32 empty] | 4055.6256 | 371.396 |  |  |  | 2024 | Denisová, N., Piercey, S. J., & Wälle, M. (2024). Mineralogy and mineral chemistry of the ABM replacement-style volcanogenic massive sulfide deposit, Finlayson Lake district, Yukon, Canada. Mineralium Deposita, 59(3), 473-503. https://doi.org/10.1007/s00126-023-01217-4 |  | CAN | CA-YT | -130.6 | 61.4667 | [8 empty] | Only analyses +/-3% of 100% were shown and they were normalized to 100% | 2025-04-30
| ABM |  | Volcanic basin hydrothermal | Volcanogenic massive sulfide (VMS) | Bimodal felsic VMS | Zn, Cu, Pb, Au, Ag |  | Zn, Cu, Pb, Au, Ag | Denisová et al., 2024 |  | B232695 | B232695-1-1-4 | borehole | K15-319 |  | 188 | 188.05 | ore material | half core | core drilling | rock | polished slab from core | Yukon–Tanana and Slide Mountain terranes | Kudz Ze Kayah formation |  |  | acid volcanic rock, siliciclastic sedimentary rock |  | rock | greenschist | galena | Assemblage 1 |  |  |  | chloritic |  | pyrite, arsenopyrite, pyrrhotite, galena, chalcopyrite, sulfosalts | cutting and polishing | EPMA | JEOL JXA-8230 SuperProbe electron probe microanalyzer (EPMA) equipped with five wavelength-dispersive spectrometers (WDS) and a tungsten filament electron gun. |  | sulfides were analyzed using an accelerating voltage of 25 kV, a 2-nA beam current, focused to 1 μm, with elemental counting times between 5 and 30 s |  | -99999 | 42.3763 | [12 empty] | 2003.1293 | 155.0809 | [16 empty] | 1694.1889 | 55.0881 | [8 empty] | 3896.6345 | 52.2276 | [8 empty] | -99999 | 147.8638 | [32 empty] | 852605.5649 | 212.127 | [14 empty] | 130731.5891 | 46.0992 | 767.3679 | 46.7466 |  |  | 3208.9931 | 111.1345 | [32 empty] | 5092.5323 | 371.396 |  |  |  | 2024 | Denisová, N., Piercey, S. J., & Wälle, M. (2024). Mineralogy and mineral chemistry of the ABM replacement-style volcanogenic massive sulfide deposit, Finlayson Lake district, Yukon, Canada. Mineralium Deposita, 59(3), 473-503. https://doi.org/10.1007/s00126-023-01217-4 |  | CAN | CA-YT | -130.6 | 61.4667 | [8 empty] | Only analyses +/-3% of 100% were shown and they were normalized to 100% | 2025-04-30
| ABM |  | Volcanic basin hydrothermal | Volcanogenic massive sulfide (VMS) | Bimodal felsic VMS | Zn, Cu, Pb, Au, Ag |  | Zn, Cu, Pb, Au, Ag | Denisová et al., 2024 |  | B232695 | B232695-1-1-9 | borehole | K15-319 |  | 188 | 188.05 | ore material | half core | core drilling | rock | polished slab from core | Yukon–Tanana and Slide Mountain terranes | Kudz Ze Kayah formation |  |  | acid volcanic rock, siliciclastic sedimentary rock |  | rock | greenschist | galena | Assemblage 1 |  |  |  | chloritic |  | pyrite, arsenopyrite, pyrrhotite, galena, chalcopyrite, sulfosalts | cutting and polishing | EPMA | JEOL JXA-8230 SuperProbe electron probe microanalyzer (EPMA) equipped with five wavelength-dispersive spectrometers (WDS) and a tungsten filament electron gun. |  | sulfides were analyzed using an accelerating voltage of 25 kV, a 2-nA beam current, focused to 1 μm, with elemental counting times between 5 and 30 s |  | -99999 | 42.3763 | [12 empty] | 1770.377 | 155.0809 | [16 empty] | -99999 | 55.0881 | [8 empty] | 5199.8504 | 52.2276 | [8 empty] | -99999 | 147.8638 | [32 empty] | 856275.7337 | 212.127 | [14 empty] | 132818.7435 | 46.0992 | 637.3358 | 46.7466 |  |  | 3297.9596 | 111.1345 | [32 empty] | -99999 | 371.396 |  |  |  | 2024 | Denisová, N., Piercey, S. J., & Wälle, M. (2024). Mineralogy and mineral chemistry of the ABM replacement-style volcanogenic massive sulfide deposit, Finlayson Lake district, Yukon, Canada. Mineralium Deposita, 59(3), 473-503. https://doi.org/10.1007/s00126-023-01217-4 |  | CAN | CA-YT | -130.6 | 61.4667 | [8 empty] | Only analyses +/-3% of 100% were shown and they were normalized to 100% | 2025-04-30
| ABM |  | Volcanic basin hydrothermal | Volcanogenic massive sulfide (VMS) | Bimodal felsic VMS | Zn, Cu, Pb, Au, Ag |  | Zn, Cu, Pb, Au, Ag | Denisová et al., 2024 |  | B232695 | B232695-2-1-6 | borehole | K15-319 |  | 188 | 188.05 | ore material | half core | core drilling | rock | polished slab from core | Yukon–Tanana and Slide Mountain terranes | Kudz Ze Kayah formation |  |  | acid volcanic rock, siliciclastic sedimentary rock |  | rock | greenschist | galena | Assemblage 1 |  |  |  | chloritic |  | pyrite, arsenopyrite, pyrrhotite, galena, chalcopyrite, sulfosalts | cutting and polishing | EPMA | JEOL JXA-8230 SuperProbe electron probe microanalyzer (EPMA) equipped with five wavelength-dispersive spectrometers (WDS) and a tungsten filament electron gun. |  | sulfides were analyzed using an accelerating voltage of 25 kV, a 2-nA beam current, focused to 1 μm, with elemental counting times between 5 and 30 s |  | -99999 | 42.3763 | [12 empty] | 2292.4893 | 155.0809 | [16 empty] | -99999 | 55.0881 | [8 empty] | 2464.1736 | 52.2276 | [8 empty] | -99999 | 147.8638 | [32 empty] | 857724.2761 | 212.127 | [14 empty] | 132903.7851 | 46.0992 | 807.9257 | 46.7466 |  |  | 2918.6318 | 111.1345 | [32 empty] | 878.6192 | 371.396 |  |  |  | 2024 | Denisová, N., Piercey, S. J., & Wälle, M. (2024). Mineralogy and mineral chemistry of the ABM replacement-style volcanogenic massive sulfide deposit, Finlayson Lake district, Yukon, Canada. Mineralium Deposita, 59(3), 473-503. https://doi.org/10.1007/s00126-023-01217-4 |  | CAN | CA-YT | -130.6 | 61.4667 | [8 empty] | Only analyses +/-3% of 100% were shown and they were normalized to 100% | 2025-04-30
| ABM |  | Volcanic basin hydrothermal | Volcanogenic massive sulfide (VMS) | Bimodal felsic VMS | Zn, Cu, Pb, Au, Ag |  | Zn, Cu, Pb, Au, Ag | Denisová et al., 2024 |  | B232695 | B232695-3-1-16 | borehole | K15-319 |  | 188 | 188.05 | ore material | half core | core drilling | rock | polished slab from core | Yukon–Tanana and Slide Mountain terranes | Kudz Ze Kayah formation |  |  | acid volcanic rock, siliciclastic sedimentary rock |  | rock | greenschist | galena | Assemblage 1 |  |  |  | chloritic |  | pyrite, arsenopyrite, pyrrhotite, galena, chalcopyrite, sulfosalts | cutting and polishing | EPMA | JEOL JXA-8230 SuperProbe electron probe microanalyzer (EPMA) equipped with five wavelength-dispersive spectrometers (WDS) and a tungsten filament electron gun. |  | sulfides were analyzed using an accelerating voltage of 25 kV, a 2-nA beam current, focused to 1 μm, with elemental counting times between 5 and 30 s |  | -99999 | 42.3763 | [12 empty] | 2026.7166 | 155.0809 | [16 empty] | -99999 | 55.0881 | [8 empty] | 2266.3285 | 52.2276 | [8 empty] | -99999 | 147.8638 | [32 empty] | 858998.4282 | 212.127 | [14 empty] | 132934.6403 | 46.0992 | 708.8517 | 46.7466 |  |  | 3065.0347 | 111.1345 | [32 empty] | -99999 | 371.396 |  |  |  | 2024 | Denisová, N., Piercey, S. J., & Wälle, M. (2024). Mineralogy and mineral chemistry of the ABM replacement-style volcanogenic massive sulfide deposit, Finlayson Lake district, Yukon, Canada. Mineralium Deposita, 59(3), 473-503. https://doi.org/10.1007/s00126-023-01217-4 |  | CAN | CA-YT | -130.6 | 61.4667 | [8 empty] | Only analyses +/-3% of 100% were shown and they were normalized to 100% | 2025-04-30
| ABM |  | Volcanic basin hydrothermal | Volcanogenic massive sulfide (VMS) | Bimodal felsic VMS | Zn, Cu, Pb, Au, Ag |  | Zn, Cu, Pb, Au, Ag | Denisová et al., 2024 |  | B232695 | B232695-3-1-17 | borehole | K15-319 |  | 188 | 188.05 | ore material | half core | core drilling | rock | polished slab from core | Yukon–Tanana and Slide Mountain terranes | Kudz Ze Kayah formation |  |  | acid volcanic rock, siliciclastic sedimentary rock |  | rock | greenschist | galena | Assemblage 1 |  |  |  | chloritic |  | pyrite, arsenopyrite, pyrrhotite, galena, chalcopyrite, sulfosalts | cutting and polishing | EPMA | JEOL JXA-8230 SuperProbe electron probe microanalyzer (EPMA) equipped with five wavelength-dispersive spectrometers (WDS) and a tungsten filament electron gun. |  | sulfides were analyzed using an accelerating voltage of 25 kV, a 2-nA beam current, focused to 1 μm, with elemental counting times between 5 and 30 s |  | 190.7056 | 42.3763 | [12 empty] | 2619.693 | 155.0809 | [16 empty] | -99999 | 55.0881 | [8 empty] | 802.971 | 52.2276 | [8 empty] | -99999 | 147.8638 | [32 empty] | 858335.8414 | 212.127 | [14 empty] | 133724.7829 | 46.0992 | 1274.7165 | 46.7466 |  |  | 3051.2897 | 111.1345 | [32 empty] | -99999 | 371.396 |  |  |  | 2024 | Denisová, N., Piercey, S. J., & Wälle, M. (2024). Mineralogy and mineral chemistry of the ABM replacement-style volcanogenic massive sulfide deposit, Finlayson Lake district, Yukon, Canada. Mineralium Deposita, 59(3), 473-503. https://doi.org/10.1007/s00126-023-01217-4 |  | CAN | CA-YT | -130.6 | 61.4667 | [8 empty] | Only analyses +/-3% of 100% were shown and they were normalized to 100% | 2025-04-30
| ABM |  | Volcanic basin hydrothermal | Volcanogenic massive sulfide (VMS) | Bimodal felsic VMS | Zn, Cu, Pb, Au, Ag |  | Zn, Cu, Pb, Au, Ag | Denisová et al., 2024 |  | B232695 | B232695-3-1-7 | borehole | K15-319 |  | 188 | 188.05 | ore material | half core | core drilling | rock | polished slab from core | Yukon–Tanana and Slide Mountain terranes | Kudz Ze Kayah formation |  |  | acid volcanic rock, siliciclastic sedimentary rock |  | rock | greenschist | galena | Assemblage 1 |  |  |  | chloritic |  | pyrite, arsenopyrite, pyrrhotite, galena, chalcopyrite, sulfosalts | cutting and polishing | EPMA | JEOL JXA-8230 SuperProbe electron probe microanalyzer (EPMA) equipped with five wavelength-dispersive spectrometers (WDS) and a tungsten filament electron gun. |  | sulfides were analyzed using an accelerating voltage of 25 kV, a 2-nA beam current, focused to 1 μm, with elemental counting times between 5 and 30 s |  | -99999 | 42.3763 | [12 empty] | 1894.6455 | 155.0809 | [16 empty] | 60.4674 | 55.0881 | [8 empty] | 6580.8699 | 52.2276 | [8 empty] | -99999 | 147.8638 | [32 empty] | 855442.5748 | 212.127 | [14 empty] | 131990.2817 | 46.0992 | 655.0636 | 46.7466 |  |  | 2307.8395 | 111.1345 | [32 empty] | 1068.2576 | 371.396 |  |  |  | 2024 | Denisová, N., Piercey, S. J., & Wälle, M. (2024). Mineralogy and mineral chemistry of the ABM replacement-style volcanogenic massive sulfide deposit, Finlayson Lake district, Yukon, Canada. Mineralium Deposita, 59(3), 473-503. https://doi.org/10.1007/s00126-023-01217-4 |  | CAN | CA-YT | -130.6 | 61.4667 | [8 empty] | Only analyses +/-3% of 100% were shown and they were normalized to 100% | 2025-04-30
| ABM |  | Volcanic basin hydrothermal | Volcanogenic massive sulfide (VMS) | Bimodal felsic VMS | Zn, Cu, Pb, Au, Ag |  | Zn, Cu, Pb, Au, Ag | Denisová et al., 2024 |  | B232695 | B232695-5-1-17 | borehole | K15-319 |  | 188 | 188.05 | ore material | half core | core drilling | rock | polished slab from core | Yukon–Tanana and Slide Mountain terranes | Kudz Ze Kayah formation |  |  | acid volcanic rock, siliciclastic sedimentary rock |  | rock | greenschist | galena | Assemblage 1 |  |  |  | chloritic |  | pyrite, arsenopyrite, pyrrhotite, galena, chalcopyrite, sulfosalts | cutting and polishing | EPMA | JEOL JXA-8230 SuperProbe electron probe microanalyzer (EPMA) equipped with five wavelength-dispersive spectrometers (WDS) and a tungsten filament electron gun. |  | sulfides were analyzed using an accelerating voltage of 25 kV, a 2-nA beam current, focused to 1 μm, with elemental counting times between 5 and 30 s |  | -99999 | 42.3763 | [12 empty] | 1789.4695 | 155.0809 | [16 empty] | -99999 | 55.0881 | [8 empty] | 11383.8572 | 52.2276 | [8 empty] | -99999 | 147.8638 | [32 empty] | 850847.2125 | 212.127 | [14 empty] | 132167.9918 | 46.0992 | 616.7098 | 46.7466 |  |  | 2032.1095 | 111.1345 | [32 empty] | 1162.6497 | 371.396 |  |  |  | 2024 | Denisová, N., Piercey, S. J., & Wälle, M. (2024). Mineralogy and mineral chemistry of the ABM replacement-style volcanogenic massive sulfide deposit, Finlayson Lake district, Yukon, Canada. Mineralium Deposita, 59(3), 473-503. https://doi.org/10.1007/s00126-023-01217-4 |  | CAN | CA-YT | -130.6 | 61.4667 | [8 empty] | Only analyses +/-3% of 100% were shown and they were normalized to 100% | 2025-04-30
| ABM |  | Volcanic basin hydrothermal | Volcanogenic massive sulfide (VMS) | Bimodal felsic VMS | Zn, Cu, Pb, Au, Ag |  | Zn, Cu, Pb, Au, Ag | Denisová et al., 2024 |  | B232695 | B232695-5-1-26 | borehole | K15-319 |  | 188 | 188.05 | ore material | half core | core drilling | rock | polished slab from core | Yukon–Tanana and Slide Mountain terranes | Kudz Ze Kayah formation |  |  | acid volcanic rock, siliciclastic sedimentary rock |  | rock | greenschist | galena | Assemblage 1 |  |  |  | chloritic |  | pyrite, arsenopyrite, pyrrhotite, galena, chalcopyrite, sulfosalts | cutting and polishing | EPMA | JEOL JXA-8230 SuperProbe electron probe microanalyzer (EPMA) equipped with five wavelength-dispersive spectrometers (WDS) and a tungsten filament electron gun. |  | sulfides were analyzed using an accelerating voltage of 25 kV, a 2-nA beam current, focused to 1 μm, with elemental counting times between 5 and 30 s |  | -99999 | 42.3763 | [12 empty] | 2730.0636 | 155.0809 | [16 empty] | 5790.4556 | 55.0881 | [8 empty] | 7636.4061 | 52.2276 | [8 empty] | -99999 | 147.8638 | [32 empty] | 844823.5687 | 212.127 | [14 empty] | 130537.8489 | 46.0992 | 738.3802 | 46.7466 |  |  | 874.3977 | 111.1345 | [32 empty] | 6868.8793 | 371.396 |  |  |  | 2024 | Denisová, N., Piercey, S. J., & Wälle, M. (2024). Mineralogy and mineral chemistry of the ABM replacement-style volcanogenic massive sulfide deposit, Finlayson Lake district, Yukon, Canada. Mineralium Deposita, 59(3), 473-503. https://doi.org/10.1007/s00126-023-01217-4 |  | CAN | CA-YT | -130.6 | 61.4667 | [8 empty] | Only analyses +/-3% of 100% were shown and they were normalized to 100% | 2025-04-30
| ABM |  | Volcanic basin hydrothermal | Volcanogenic massive sulfide (VMS) | Bimodal felsic VMS | Zn, Cu, Pb, Au, Ag |  | Zn, Cu, Pb, Au, Ag | Denisová et al., 2024 |  | B232695 | B232695-7-1-5 | borehole | K15-319 |  | 188 | 188.05 | ore material | half core | core drilling | rock | polished slab from core | Yukon–Tanana and Slide Mountain terranes | Kudz Ze Kayah formation |  |  | acid volcanic rock, siliciclastic sedimentary rock |  | rock | greenschist | galena | Assemblage 1 |  |  |  | chloritic |  | pyrite, arsenopyrite, pyrrhotite, galena, chalcopyrite, sulfosalts | cutting and polishing | EPMA | JEOL JXA-8230 SuperProbe electron probe microanalyzer (EPMA) equipped with five wavelength-dispersive spectrometers (WDS) and a tungsten filament electron gun. |  | sulfides were analyzed using an accelerating voltage of 25 kV, a 2-nA beam current, focused to 1 μm, with elemental counting times between 5 and 30 s |  | -99999 | 42.3763 | [12 empty] | 2324.1542 | 155.0809 | [16 empty] | 50.3064 | 55.0881 | [8 empty] | 1811.0293 | 52.2276 | [8 empty] | -99999 | 147.8638 | [32 empty] | 858729.6627 | 212.127 | [14 empty] | 133664.0145 | 46.0992 | 533.2475 | 46.7466 |  |  | 2887.5854 | 111.1345 | [32 empty] | -99999 | 371.396 |  |  |  | 2024 | Denisová, N., Piercey, S. J., & Wälle, M. (2024). Mineralogy and mineral chemistry of the ABM replacement-style volcanogenic massive sulfide deposit, Finlayson Lake district, Yukon, Canada. Mineralium Deposita, 59(3), 473-503. https://doi.org/10.1007/s00126-023-01217-4 |  | CAN | CA-YT | -130.6 | 61.4667 | [8 empty] | Only analyses +/-3% of 100% were shown and they were normalized to 100% | 2025-04-30
| ABM |  | Volcanic basin hydrothermal | Volcanogenic massive sulfide (VMS) | Bimodal felsic VMS | Zn, Cu, Pb, Au, Ag |  | Zn, Cu, Pb, Au, Ag | Denisová et al., 2024 |  | B232695 | B232695-7-1-7 | borehole | K15-319 |  | 188 | 188.05 | ore material | half core | core drilling | rock | polished slab from core | Yukon–Tanana and Slide Mountain terranes | Kudz Ze Kayah formation |  |  | acid volcanic rock, siliciclastic sedimentary rock |  | rock | greenschist | galena | Assemblage 1 |  |  |  | chloritic |  | pyrite, arsenopyrite, pyrrhotite, galena, chalcopyrite, sulfosalts | cutting and polishing | EPMA | JEOL JXA-8230 SuperProbe electron probe microanalyzer (EPMA) equipped with five wavelength-dispersive spectrometers (WDS) and a tungsten filament electron gun. |  | sulfides were analyzed using an accelerating voltage of 25 kV, a 2-nA beam current, focused to 1 μm, with elemental counting times between 5 and 30 s |  | -99999 | 42.3763 | [12 empty] | 2690.7726 | 155.0809 | [16 empty] | -99999 | 55.0881 | [8 empty] | 5179.9893 | 52.2276 | [8 empty] | -99999 | 147.8638 | [32 empty] | 854587.42 | 212.127 | [14 empty] | 131868.0167 | 46.0992 | 282.1784 | 46.7466 |  |  | 3114.0401 | 111.1345 | [32 empty] | 2277.5828 | 371.396 |  |  |  | 2024 | Denisová, N., Piercey, S. J., & Wälle, M. (2024). Mineralogy and mineral chemistry of the ABM replacement-style volcanogenic massive sulfide deposit, Finlayson Lake district, Yukon, Canada. Mineralium Deposita, 59(3), 473-503. https://doi.org/10.1007/s00126-023-01217-4 |  | CAN | CA-YT | -130.6 | 61.4667 | [8 empty] | Only analyses +/-3% of 100% were shown and they were normalized to 100% | 2025-04-30
| ABM |  | Volcanic basin hydrothermal | Volcanogenic massive sulfide (VMS) | Bimodal felsic VMS | Zn, Cu, Pb, Au, Ag |  | Zn, Cu, Pb, Au, Ag | Denisová et al., 2024 |  | B232695 | B232695-8-1-10 | borehole | K15-319 |  | 188 | 188.05 | ore material | half core | core drilling | rock | polished slab from core | Yukon–Tanana and Slide Mountain terranes | Kudz Ze Kayah formation |  |  | acid volcanic rock, siliciclastic sedimentary rock |  | rock | greenschist | galena | Assemblage 1 |  |  |  | chloritic |  | pyrite, arsenopyrite, pyrrhotite, galena, chalcopyrite, sulfosalts | cutting and polishing | EPMA | JEOL JXA-8230 SuperProbe electron probe microanalyzer (EPMA) equipped with five wavelength-dispersive spectrometers (WDS) and a tungsten filament electron gun. |  | sulfides were analyzed using an accelerating voltage of 25 kV, a 2-nA beam current, focused to 1 μm, with elemental counting times between 5 and 30 s |  | 553.9608 | 42.3763 | [12 empty] | 1843.1787 | 155.0809 | [16 empty] | -99999 | 55.0881 | [8 empty] | 2659.0119 | 52.2276 | [8 empty] | -99999 | 147.8638 | [32 empty] | 852193.1828 | 212.127 | [14 empty] | 136445.5845 | 46.0992 | 2024.475 | 46.7466 |  |  | 2336.7074 | 111.1345 | [32 empty] | 1943.8989 | 371.396 |  |  |  | 2024 | Denisová, N., Piercey, S. J., & Wälle, M. (2024). Mineralogy and mineral chemistry of the ABM replacement-style volcanogenic massive sulfide deposit, Finlayson Lake district, Yukon, Canada. Mineralium Deposita, 59(3), 473-503. https://doi.org/10.1007/s00126-023-01217-4 |  | CAN | CA-YT | -130.6 | 61.4667 | [8 empty] | Only analyses +/-3% of 100% were shown and they were normalized to 100% | 2025-04-30
| ABM |  | Volcanic basin hydrothermal | Volcanogenic massive sulfide (VMS) | Bimodal felsic VMS | Zn, Cu, Pb, Au, Ag |  | Zn, Cu, Pb, Au, Ag | Denisová et al., 2024 |  | B232695 | B232695-8-1-17 | borehole | K15-319 |  | 188 | 188.05 | ore material | half core | core drilling | rock | polished slab from core | Yukon–Tanana and Slide Mountain terranes | Kudz Ze Kayah formation |  |  | acid volcanic rock, siliciclastic sedimentary rock |  | rock | greenschist | galena | Assemblage 1 |  |  |  | chloritic |  | pyrite, arsenopyrite, pyrrhotite, galena, chalcopyrite, sulfosalts | cutting and polishing | EPMA | JEOL JXA-8230 SuperProbe electron probe microanalyzer (EPMA) equipped with five wavelength-dispersive spectrometers (WDS) and a tungsten filament electron gun. |  | sulfides were analyzed using an accelerating voltage of 25 kV, a 2-nA beam current, focused to 1 μm, with elemental counting times between 5 and 30 s |  | -99999 | 42.3763 | [12 empty] | 2196.0831 | 155.0809 | [16 empty] | 100.2778 | 55.0881 | [8 empty] | 5134.2221 | 52.2276 | [8 empty] | -99999 | 147.8638 | [32 empty] | 855589.9804 | 212.127 | [14 empty] | 133700.3534 | 46.0992 | 310.8611 | 46.7466 |  |  | 2827.8332 | 111.1345 | [32 empty] | 140.3889 | 371.396 |  |  |  | 2024 | Denisová, N., Piercey, S. J., & Wälle, M. (2024). Mineralogy and mineral chemistry of the ABM replacement-style volcanogenic massive sulfide deposit, Finlayson Lake district, Yukon, Canada. Mineralium Deposita, 59(3), 473-503. https://doi.org/10.1007/s00126-023-01217-4 |  | CAN | CA-YT | -130.6 | 61.4667 | [8 empty] | Only analyses +/-3% of 100% were shown and they were normalized to 100% | 2025-04-30
| ABM |  | Volcanic basin hydrothermal | Volcanogenic massive sulfide (VMS) | Bimodal felsic VMS | Zn, Cu, Pb, Au, Ag |  | Zn, Cu, Pb, Au, Ag | Denisová et al., 2024 |  | B232695 | B232695-8-1-4 | borehole | K15-319 |  | 188 | 188.05 | ore material | half core | core drilling | rock | polished slab from core | Yukon–Tanana and Slide Mountain terranes | Kudz Ze Kayah formation |  |  | acid volcanic rock, siliciclastic sedimentary rock |  | rock | greenschist | galena | Assemblage 1 |  |  |  | chloritic |  | pyrite, arsenopyrite, pyrrhotite, galena, chalcopyrite, sulfosalts | cutting and polishing | EPMA | JEOL JXA-8230 SuperProbe electron probe microanalyzer (EPMA) equipped with five wavelength-dispersive spectrometers (WDS) and a tungsten filament electron gun. |  | sulfides were analyzed using an accelerating voltage of 25 kV, a 2-nA beam current, focused to 1 μm, with elemental counting times between 5 and 30 s |  | -99999 | 42.3763 | [12 empty] | 2259.2153 | 155.0809 | [16 empty] | 554.895 | 55.0881 | [8 empty] | 5519.2231 | 52.2276 | [8 empty] | -99999 | 147.8638 | [32 empty] | 853567.1802 | 212.127 | [14 empty] | 132084.8213 | 46.0992 | 614.348 | 46.7466 |  |  | 3051.9224 | 111.1345 | [32 empty] | 2348.3948 | 371.396 |  |  |  | 2024 | Denisová, N., Piercey, S. J., & Wälle, M. (2024). Mineralogy and mineral chemistry of the ABM replacement-style volcanogenic massive sulfide deposit, Finlayson Lake district, Yukon, Canada. Mineralium Deposita, 59(3), 473-503. https://doi.org/10.1007/s00126-023-01217-4 |  | CAN | CA-YT | -130.6 | 61.4667 | [8 empty] | Only analyses +/-3% of 100% were shown and they were normalized to 100% | 2025-04-30
| ABM |  | Volcanic basin hydrothermal | Volcanogenic massive sulfide (VMS) | Bimodal felsic VMS | Zn, Cu, Pb, Au, Ag |  | Zn, Cu, Pb, Au, Ag | Denisová et al., 2024 |  | B232695 | B232695-9-1-13 | borehole | K15-319 |  | 188 | 188.05 | ore material | half core | core drilling | rock | polished slab from core | Yukon–Tanana and Slide Mountain terranes | Kudz Ze Kayah formation |  |  | acid volcanic rock, siliciclastic sedimentary rock |  | rock | greenschist | galena | Assemblage 1 |  |  |  | chloritic |  | pyrite, arsenopyrite, pyrrhotite, galena, chalcopyrite, sulfosalts | cutting and polishing | EPMA | JEOL JXA-8230 SuperProbe electron probe microanalyzer (EPMA) equipped with five wavelength-dispersive spectrometers (WDS) and a tungsten filament electron gun. |  | sulfides were analyzed using an accelerating voltage of 25 kV, a 2-nA beam current, focused to 1 μm, with elemental counting times between 5 and 30 s |  | 2646.035 | 42.3763 | [12 empty] | 2374.3888 | 155.0809 | [16 empty] | -99999 | 55.0881 | [8 empty] | 1267.6821 | 52.2276 | [8 empty] | -99999 | 147.8638 | [32 empty] | 853884.5433 | 212.127 | [14 empty] | 134233.4518 | 46.0992 | 3209.4492 | 46.7466 |  |  | 2384.4497 | 111.1345 | [32 empty] | -99999 | 371.396 |  |  |  | 2024 | Denisová, N., Piercey, S. J., & Wälle, M. (2024). Mineralogy and mineral chemistry of the ABM replacement-style volcanogenic massive sulfide deposit, Finlayson Lake district, Yukon, Canada. Mineralium Deposita, 59(3), 473-503. https://doi.org/10.1007/s00126-023-01217-4 |  | CAN | CA-YT | -130.6 | 61.4667 | [8 empty] | Only analyses +/-3% of 100% were shown and they were normalized to 100% | 2025-04-30
| ABM |  | Volcanic basin hydrothermal | Volcanogenic massive sulfide (VMS) | Bimodal felsic VMS | Zn, Cu, Pb, Au, Ag |  | Zn, Cu, Pb, Au, Ag | Denisová et al., 2024 |  | B232695 | B232695-9-1-5 | borehole | K15-319 |  | 188 | 188.05 | ore material | half core | core drilling | rock | polished slab from core | Yukon–Tanana and Slide Mountain terranes | Kudz Ze Kayah formation |  |  | acid volcanic rock, siliciclastic sedimentary rock |  | rock | greenschist | galena | Assemblage 1 |  |  |  | chloritic |  | pyrite, arsenopyrite, pyrrhotite, galena, chalcopyrite, sulfosalts | cutting and polishing | EPMA | JEOL JXA-8230 SuperProbe electron probe microanalyzer (EPMA) equipped with five wavelength-dispersive spectrometers (WDS) and a tungsten filament electron gun. |  | sulfides were analyzed using an accelerating voltage of 25 kV, a 2-nA beam current, focused to 1 μm, with elemental counting times between 5 and 30 s |  | -99999 | 42.3763 | [12 empty] | -99999 | 155.0809 | [16 empty] | -99999 | 55.0881 | [8 empty] | 3968.0149 | 52.2276 | [8 empty] | -99999 | 147.8638 | [32 empty] | 860295.7464 | 212.127 | [14 empty] | 134159.0783 | 46.0992 | -99999 | 46.7466 |  |  | 1577.1604 | 111.1345 | [32 empty] | -99999 | 371.396 |  |  |  | 2024 | Denisová, N., Piercey, S. J., & Wälle, M. (2024). Mineralogy and mineral chemistry of the ABM replacement-style volcanogenic massive sulfide deposit, Finlayson Lake district, Yukon, Canada. Mineralium Deposita, 59(3), 473-503. https://doi.org/10.1007/s00126-023-01217-4 |  | CAN | CA-YT | -130.6 | 61.4667 | [8 empty] | Only analyses +/-3% of 100% were shown and they were normalized to 100% | 2025-04-30
| ABM |  | Volcanic basin hydrothermal | Volcanogenic massive sulfide (VMS) | Bimodal felsic VMS | Zn, Cu, Pb, Au, Ag |  | Zn, Cu, Pb, Au, Ag | Denisová et al., 2024 |  | B233308 | B233308-1-1-1 | borehole | K15-321 |  | 237.89 | 237.96 | ore material | half core | core drilling | rock | polished slab from core | Yukon–Tanana and Slide Mountain terranes | Kudz Ze Kayah formation |  |  | acid volcanic rock, siliciclastic sedimentary rock |  | rock | greenschist | galena | Assemblage 1 |  |  |  | chloritic |  | pyrite, arsenopyrite, pyrrhotite, galena, chalcopyrite, sulfosalts | cutting and polishing | EPMA | JEOL JXA-8230 SuperProbe electron probe microanalyzer (EPMA) equipped with five wavelength-dispersive spectrometers (WDS) and a tungsten filament electron gun. |  | sulfides were analyzed using an accelerating voltage of 25 kV, a 2-nA beam current, focused to 1 μm, with elemental counting times between 5 and 30 s |  | 1016.915 | 42.3763 | [12 empty] | 1329.0374 | 155.0809 | [16 empty] | -99999 | 55.0881 | [8 empty] | 1016.915 | 52.2276 | [8 empty] | -99999 | 147.8638 | [32 empty] | 857883.6072 | 212.127 | [14 empty] | 136125.6559 | 46.0992 | 2225.1308 | 46.7466 |  |  | 402.7386 | 111.1345 | [32 empty] | -99999 | 371.396 |  |  |  | 2024 | Denisová, N., Piercey, S. J., & Wälle, M. (2024). Mineralogy and mineral chemistry of the ABM replacement-style volcanogenic massive sulfide deposit, Finlayson Lake district, Yukon, Canada. Mineralium Deposita, 59(3), 473-503. https://doi.org/10.1007/s00126-023-01217-4 |  | CAN | CA-YT | -130.6 | 61.4667 | [8 empty] | Only analyses +/-3% of 100% were shown and they were normalized to 100% | 2025-04-30
| ABM |  | Volcanic basin hydrothermal | Volcanogenic massive sulfide (VMS) | Bimodal felsic VMS | Zn, Cu, Pb, Au, Ag |  | Zn, Cu, Pb, Au, Ag | Denisová et al., 2024 |  | B233308 | B233308-1-1-4 | borehole | K15-321 |  | 237.89 | 237.96 | ore material | half core | core drilling | rock | polished slab from core | Yukon–Tanana and Slide Mountain terranes | Kudz Ze Kayah formation |  |  | acid volcanic rock, siliciclastic sedimentary rock |  | rock | greenschist | galena | Assemblage 1 |  |  |  | chloritic |  | pyrite, arsenopyrite, pyrrhotite, galena, chalcopyrite, sulfosalts | cutting and polishing | EPMA | JEOL JXA-8230 SuperProbe electron probe microanalyzer (EPMA) equipped with five wavelength-dispersive spectrometers (WDS) and a tungsten filament electron gun. |  | sulfides were analyzed using an accelerating voltage of 25 kV, a 2-nA beam current, focused to 1 μm, with elemental counting times between 5 and 30 s |  |  | 42.3763 | [12 empty] | 974.2184 | 155.0809 | [16 empty] | -99999 | 55.0881 | [8 empty] | 944.0879 | 52.2276 | [8 empty] | -99999 | 147.8638 | [32 empty] | 863318.17 | 212.127 | [14 empty] | 133638.653 | 46.0992 | 713.0877 | 46.7466 |  |  | -99999 | 111.1345 | [32 empty] | 391.6961 | 371.396 |  |  |  | 2024 | Denisová, N., Piercey, S. J., & Wälle, M. (2024). Mineralogy and mineral chemistry of the ABM replacement-style volcanogenic massive sulfide deposit, Finlayson Lake district, Yukon, Canada. Mineralium Deposita, 59(3), 473-503. https://doi.org/10.1007/s00126-023-01217-4 |  | CAN | CA-YT | -130.6 | 61.4667 | [8 empty] | Only analyses +/-3% of 100% were shown and they were normalized to 100% | 2025-04-30
| ABM |  | Volcanic basin hydrothermal | Volcanogenic massive sulfide (VMS) | Bimodal felsic VMS | Zn, Cu, Pb, Au, Ag |  | Zn, Cu, Pb, Au, Ag | Denisová et al., 2024 |  | B233308 | B233308-2-1-1 | borehole | K15-321 |  | 237.89 | 237.96 | ore material | half core | core drilling | rock | polished slab from core | Yukon–Tanana and Slide Mountain terranes | Kudz Ze Kayah formation |  |  | acid volcanic rock, siliciclastic sedimentary rock |  | rock | greenschist | galena | Assemblage 1 |  |  |  | chloritic |  | pyrite, arsenopyrite, pyrrhotite, galena, chalcopyrite, sulfosalts | cutting and polishing | EPMA | JEOL JXA-8230 SuperProbe electron probe microanalyzer (EPMA) equipped with five wavelength-dispersive spectrometers (WDS) and a tungsten filament electron gun. |  | sulfides were analyzed using an accelerating voltage of 25 kV, a 2-nA beam current, focused to 1 μm, with elemental counting times between 5 and 30 s |  | 3216.3534 | 42.3763 | [12 empty] | 765.7985 | 155.0809 | [16 empty] | -99999 | 55.0881 | [8 empty] | 459.4791 | 52.2276 | [8 empty] | -99999 | 147.8638 | [32 empty] | 853160.7072 | 212.127 | [14 empty] | 137813.082 | 46.0992 | 4390.5777 | 46.7466 |  |  | 194.0023 | 111.1345 | [32 empty] | -99999 | 371.396 |  |  |  | 2024 | Denisová, N., Piercey, S. J., & Wälle, M. (2024). Mineralogy and mineral chemistry of the ABM replacement-style volcanogenic massive sulfide deposit, Finlayson Lake district, Yukon, Canada. Mineralium Deposita, 59(3), 473-503. https://doi.org/10.1007/s00126-023-01217-4 |  | CAN | CA-YT | -130.6 | 61.4667 | [8 empty] | Only analyses +/-3% of 100% were shown and they were normalized to 100% | 2025-04-30
| ABM |  | Volcanic basin hydrothermal | Volcanogenic massive sulfide (VMS) | Bimodal felsic VMS | Zn, Cu, Pb, Au, Ag |  | Zn, Cu, Pb, Au, Ag | Denisová et al., 2024 |  | B233308 | B233308-2-1-17 | borehole | K15-321 |  | 237.89 | 237.96 | ore material | half core | core drilling | rock | polished slab from core | Yukon–Tanana and Slide Mountain terranes | Kudz Ze Kayah formation |  |  | acid volcanic rock, siliciclastic sedimentary rock |  | rock | greenschist | galena | Assemblage 1 |  |  |  | chloritic |  | pyrite, arsenopyrite, pyrrhotite, galena, chalcopyrite, sulfosalts | cutting and polishing | EPMA | JEOL JXA-8230 SuperProbe electron probe microanalyzer (EPMA) equipped with five wavelength-dispersive spectrometers (WDS) and a tungsten filament electron gun. |  | sulfides were analyzed using an accelerating voltage of 25 kV, a 2-nA beam current, focused to 1 μm, with elemental counting times between 5 and 30 s |  | -99999 | 42.3763 | [12 empty] | 1603.1066 | 155.0809 | [16 empty] | -99999 | 55.0881 | [8 empty] | 706.9601 | 52.2276 | [8 empty] | -99999 | 147.8638 | [32 empty] | 861286.4723 | 212.127 | [14 empty] | 134083.437 | 46.0992 | 278.8012 | 46.7466 |  |  | -99999 | 111.1345 | [32 empty] | 1981.4796 | 371.396 |  |  |  | 2024 | Denisová, N., Piercey, S. J., & Wälle, M. (2024). Mineralogy and mineral chemistry of the ABM replacement-style volcanogenic massive sulfide deposit, Finlayson Lake district, Yukon, Canada. Mineralium Deposita, 59(3), 473-503. https://doi.org/10.1007/s00126-023-01217-4 |  | CAN | CA-YT | -130.6 | 61.4667 | [8 empty] | Only analyses +/-3% of 100% were shown and they were normalized to 100% | 2025-04-30
| ABM |  | Volcanic basin hydrothermal | Volcanogenic massive sulfide (VMS) | Bimodal felsic VMS | Zn, Cu, Pb, Au, Ag |  | Zn, Cu, Pb, Au, Ag | Denisová et al., 2024 |  | B233308 | B233308-3-1-1 | borehole | K15-321 |  | 237.89 | 237.96 | ore material | half core | core drilling | rock | polished slab from core | Yukon–Tanana and Slide Mountain terranes | Kudz Ze Kayah formation |  |  | acid volcanic rock, siliciclastic sedimentary rock |  | rock | greenschist | galena | Assemblage 1 |  |  |  | chloritic |  | pyrite, arsenopyrite, pyrrhotite, galena, chalcopyrite, sulfosalts | cutting and polishing | EPMA | JEOL JXA-8230 SuperProbe electron probe microanalyzer (EPMA) equipped with five wavelength-dispersive spectrometers (WDS) and a tungsten filament electron gun. |  | sulfides were analyzed using an accelerating voltage of 25 kV, a 2-nA beam current, focused to 1 μm, with elemental counting times between 5 and 30 s |  | -99999 | 42.3763 | [12 empty] | 1319.1018 | 155.0809 | [16 empty] | -99999 | 55.0881 | [8 empty] | 3393.4148 | 52.2276 | [8 empty] | -99999 | 147.8638 | [32 empty] | 858463.3924 | 212.127 | [14 empty] | 135444.5724 | 46.0992 | 765.2804 | 46.7466 |  |  | 251.737 | 111.1345 | [32 empty] | 362.5013 | 371.396 |  |  |  | 2024 | Denisová, N., Piercey, S. J., & Wälle, M. (2024). Mineralogy and mineral chemistry of the ABM replacement-style volcanogenic massive sulfide deposit, Finlayson Lake district, Yukon, Canada. Mineralium Deposita, 59(3), 473-503. https://doi.org/10.1007/s00126-023-01217-4 |  | CAN | CA-YT | -130.6 | 61.4667 | [8 empty] | Only analyses +/-3% of 100% were shown and they were normalized to 100% | 2025-04-30
| ABM |  | Volcanic basin hydrothermal | Volcanogenic massive sulfide (VMS) | Bimodal felsic VMS | Zn, Cu, Pb, Au, Ag |  | Zn, Cu, Pb, Au, Ag | Denisová et al., 2024 |  | B233308 | B233308-3-1-13 | borehole | K15-321 |  | 237.89 | 237.96 | ore material | half core | core drilling | rock | polished slab from core | Yukon–Tanana and Slide Mountain terranes | Kudz Ze Kayah formation |  |  | acid volcanic rock, siliciclastic sedimentary rock |  | rock | greenschist | galena | Assemblage 1 |  |  |  | chloritic |  | pyrite, arsenopyrite, pyrrhotite, galena, chalcopyrite, sulfosalts | cutting and polishing | EPMA | JEOL JXA-8230 SuperProbe electron probe microanalyzer (EPMA) equipped with five wavelength-dispersive spectrometers (WDS) and a tungsten filament electron gun. |  | sulfides were analyzed using an accelerating voltage of 25 kV, a 2-nA beam current, focused to 1 μm, with elemental counting times between 5 and 30 s |  | 2144.1042 | 42.3763 | [12 empty] | 1766.3334 | 155.0809 | [16 empty] | -99999 | 55.0881 | [8 empty] | 1327.3026 | 52.2276 | [8 empty] | -99999 | 147.8638 | [32 empty] | 855272.9586 | 212.127 | [14 empty] | 136038.3143 | 46.0992 | 3450.9869 | 46.7466 |  |  | -99999 | 111.1345 | [32 empty] | -99999 | 371.396 |  |  |  | 2024 | Denisová, N., Piercey, S. J., & Wälle, M. (2024). Mineralogy and mineral chemistry of the ABM replacement-style volcanogenic massive sulfide deposit, Finlayson Lake district, Yukon, Canada. Mineralium Deposita, 59(3), 473-503. https://doi.org/10.1007/s00126-023-01217-4 |  | CAN | CA-YT | -130.6 | 61.4667 | [8 empty] | Only analyses +/-3% of 100% were shown and they were normalized to 100% | 2025-04-30
| ABM |  | Volcanic basin hydrothermal | Volcanogenic massive sulfide (VMS) | Bimodal felsic VMS | Zn, Cu, Pb, Au, Ag |  | Zn, Cu, Pb, Au, Ag | Denisová et al., 2024 |  | B233308 | B233308-4-1-10 | borehole | K15-321 |  | 237.89 | 237.96 | ore material | half core | core drilling | rock | polished slab from core | Yukon–Tanana and Slide Mountain terranes | Kudz Ze Kayah formation |  |  | acid volcanic rock, siliciclastic sedimentary rock |  | rock | greenschist | galena | Assemblage 1 |  |  |  | chloritic |  | pyrite, arsenopyrite, pyrrhotite, galena, chalcopyrite, sulfosalts | cutting and polishing | EPMA | JEOL JXA-8230 SuperProbe electron probe microanalyzer (EPMA) equipped with five wavelength-dispersive spectrometers (WDS) and a tungsten filament electron gun. |  | sulfides were analyzed using an accelerating voltage of 25 kV, a 2-nA beam current, focused to 1 μm, with elemental counting times between 5 and 30 s |  | -99999 | 42.3763 | [12 empty] | 684.7178 | 155.0809 | [16 empty] | 50.3469 | 55.0881 | [8 empty] | 2416.6507 | 52.2276 | [8 empty] | -99999 | 147.8638 | [32 empty] | 861274.1711 | 212.127 | [14 empty] | 135090.7833 | 46.0992 | 80.555 | 46.7466 |  |  | 342.3589 | 111.1345 | [32 empty] | 60.4163 | 371.396 |  |  |  | 2024 | Denisová, N., Piercey, S. J., & Wälle, M. (2024). Mineralogy and mineral chemistry of the ABM replacement-style volcanogenic massive sulfide deposit, Finlayson Lake district, Yukon, Canada. Mineralium Deposita, 59(3), 473-503. https://doi.org/10.1007/s00126-023-01217-4 |  | CAN | CA-YT | -130.6 | 61.4667 | [8 empty] | Only analyses +/-3% of 100% were shown and they were normalized to 100% | 2025-04-30
| ABM |  | Volcanic basin hydrothermal | Volcanogenic massive sulfide (VMS) | Bimodal felsic VMS | Zn, Cu, Pb, Au, Ag |  | Zn, Cu, Pb, Au, Ag | Denisová et al., 2024 |  | B233308 | B233308-4-1-11 | borehole | K15-321 |  | 237.89 | 237.96 | ore material | half core | core drilling | rock | polished slab from core | Yukon–Tanana and Slide Mountain terranes | Kudz Ze Kayah formation |  |  | acid volcanic rock, siliciclastic sedimentary rock |  | rock | greenschist | galena | Assemblage 1 |  |  |  | chloritic |  | pyrite, arsenopyrite, pyrrhotite, galena, chalcopyrite, sulfosalts | cutting and polishing | EPMA | JEOL JXA-8230 SuperProbe electron probe microanalyzer (EPMA) equipped with five wavelength-dispersive spectrometers (WDS) and a tungsten filament electron gun. |  | sulfides were analyzed using an accelerating voltage of 25 kV, a 2-nA beam current, focused to 1 μm, with elemental counting times between 5 and 30 s |  | -99999 | 42.3763 | [12 empty] | 1627.693 | 155.0809 | [16 empty] | -99999 | 55.0881 | [8 empty] | 920.0004 | 52.2276 | [8 empty] | -99999 | 147.8638 | [32 empty] | 860776.6422 | 212.127 | [14 empty] | 134926.6526 | 46.0992 | 677.363 | 46.7466 |  |  | 1071.6488 | 111.1345 | [32 empty] | -99999 | 371.396 |  |  |  | 2024 | Denisová, N., Piercey, S. J., & Wälle, M. (2024). Mineralogy and mineral chemistry of the ABM replacement-style volcanogenic massive sulfide deposit, Finlayson Lake district, Yukon, Canada. Mineralium Deposita, 59(3), 473-503. https://doi.org/10.1007/s00126-023-01217-4 |  | CAN | CA-YT | -130.6 | 61.4667 | [8 empty] | Only analyses +/-3% of 100% were shown and they were normalized to 100% | 2025-04-30
| ABM |  | Volcanic basin hydrothermal | Volcanogenic massive sulfide (VMS) | Bimodal felsic VMS | Zn, Cu, Pb, Au, Ag |  | Zn, Cu, Pb, Au, Ag | Denisová et al., 2024 |  | B233308 | B233308-4-1-16 | borehole | K15-321 |  | 237.89 | 237.96 | ore material | half core | core drilling | rock | polished slab from core | Yukon–Tanana and Slide Mountain terranes | Kudz Ze Kayah formation |  |  | acid volcanic rock, siliciclastic sedimentary rock |  | rock | greenschist | galena | Assemblage 1 |  |  |  | chloritic |  | pyrite, arsenopyrite, pyrrhotite, galena, chalcopyrite, sulfosalts | cutting and polishing | EPMA | JEOL JXA-8230 SuperProbe electron probe microanalyzer (EPMA) equipped with five wavelength-dispersive spectrometers (WDS) and a tungsten filament electron gun. |  | sulfides were analyzed using an accelerating voltage of 25 kV, a 2-nA beam current, focused to 1 μm, with elemental counting times between 5 and 30 s |  | 193.6898 | 42.3763 | [12 empty] | 458.739 | 155.0809 | [16 empty] | -99999 | 55.0881 | [8 empty] | 11101.4833 | 52.2276 | [8 empty] | -99999 | 147.8638 | [32 empty] | 851806.9224 | 212.127 | [14 empty] | 134441.1025 | 46.0992 | 1264.0807 | 46.7466 |  |  | 733.9823 | 111.1345 | [32 empty] | -99999 | 371.396 |  |  |  | 2024 | Denisová, N., Piercey, S. J., & Wälle, M. (2024). Mineralogy and mineral chemistry of the ABM replacement-style volcanogenic massive sulfide deposit, Finlayson Lake district, Yukon, Canada. Mineralium Deposita, 59(3), 473-503. https://doi.org/10.1007/s00126-023-01217-4 |  | CAN | CA-YT | -130.6 | 61.4667 | [8 empty] | Only analyses +/-3% of 100% were shown and they were normalized to 100% | 2025-04-30
| ABM |  | Volcanic basin hydrothermal | Volcanogenic massive sulfide (VMS) | Bimodal felsic VMS | Zn, Cu, Pb, Au, Ag |  | Zn, Cu, Pb, Au, Ag | Denisová et al., 2024 |  | B233308 | B233308-5-1-13 | borehole | K15-321 |  | 237.89 | 237.96 | ore material | half core | core drilling | rock | polished slab from core | Yukon–Tanana and Slide Mountain terranes | Kudz Ze Kayah formation |  |  | acid volcanic rock, siliciclastic sedimentary rock |  | rock | greenschist | galena | Assemblage 1 |  |  |  | chloritic |  | pyrite, arsenopyrite, pyrrhotite, galena, chalcopyrite, sulfosalts | cutting and polishing | EPMA | JEOL JXA-8230 SuperProbe electron probe microanalyzer (EPMA) equipped with five wavelength-dispersive spectrometers (WDS) and a tungsten filament electron gun. |  | sulfides were analyzed using an accelerating voltage of 25 kV, a 2-nA beam current, focused to 1 μm, with elemental counting times between 5 and 30 s |  | -99999 | 42.3763 | [12 empty] | 1375.9961 | 155.0809 | [16 empty] | -99999 | 55.0881 | [8 empty] | 7876.0372 | 52.2276 | [8 empty] | -99999 | 147.8638 | [32 empty] | 854277.9076 | 212.127 | [14 empty] | 136069.5827 | 46.0992 | 225.9098 | 46.7466 |  |  | 174.5667 | 111.1345 | [32 empty] | -99999 | 371.396 |  |  |  | 2024 | Denisová, N., Piercey, S. J., & Wälle, M. (2024). Mineralogy and mineral chemistry of the ABM replacement-style volcanogenic massive sulfide deposit, Finlayson Lake district, Yukon, Canada. Mineralium Deposita, 59(3), 473-503. https://doi.org/10.1007/s00126-023-01217-4 |  | CAN | CA-YT | -130.6 | 61.4667 | [8 empty] | Only analyses +/-3% of 100% were shown and they were normalized to 100% | 2025-04-30
| ABM |  | Volcanic basin hydrothermal | Volcanogenic massive sulfide (VMS) | Bimodal felsic VMS | Zn, Cu, Pb, Au, Ag |  | Zn, Cu, Pb, Au, Ag | Denisová et al., 2024 |  | B233308 | B233308-7-1-14 | borehole | K15-321 |  | 237.89 | 237.96 | ore material | half core | core drilling | rock | polished slab from core | Yukon–Tanana and Slide Mountain terranes | Kudz Ze Kayah formation |  |  | acid volcanic rock, siliciclastic sedimentary rock |  | rock | greenschist | galena | Assemblage 1 |  |  |  | chloritic |  | pyrite, arsenopyrite, pyrrhotite, galena, chalcopyrite, sulfosalts | cutting and polishing | EPMA | JEOL JXA-8230 SuperProbe electron probe microanalyzer (EPMA) equipped with five wavelength-dispersive spectrometers (WDS) and a tungsten filament electron gun. |  | sulfides were analyzed using an accelerating voltage of 25 kV, a 2-nA beam current, focused to 1 μm, with elemental counting times between 5 and 30 s |  | -99999 | 42.3763 | [12 empty] | 1763.5253 | 155.0809 | [16 empty] | -99999 | 55.0881 | [8 empty] | 4479.7599 | 52.2276 | [8 empty] | -99999 | 147.8638 | [32 empty] | 857630.8013 | 212.127 | [14 empty] | 135051.582 | 46.0992 | 1033.7907 | 46.7466 |  |  | -99999 | 111.1345 | [32 empty] | -99999 | 371.396 |  |  |  | 2024 | Denisová, N., Piercey, S. J., & Wälle, M. (2024). Mineralogy and mineral chemistry of the ABM replacement-style volcanogenic massive sulfide deposit, Finlayson Lake district, Yukon, Canada. Mineralium Deposita, 59(3), 473-503. https://doi.org/10.1007/s00126-023-01217-4 |  | CAN | CA-YT | -130.6 | 61.4667 | [8 empty] | Only analyses +/-3% of 100% were shown and they were normalized to 100% | 2025-04-30
| ABM |  | Volcanic basin hydrothermal | Volcanogenic massive sulfide (VMS) | Bimodal felsic VMS | Zn, Cu, Pb, Au, Ag |  | Zn, Cu, Pb, Au, Ag | Denisová et al., 2024 |  | B233308 | B233308-7-1-19 | borehole | K15-321 |  | 237.89 | 237.96 | ore material | half core | core drilling | rock | polished slab from core | Yukon–Tanana and Slide Mountain terranes | Kudz Ze Kayah formation |  |  | acid volcanic rock, siliciclastic sedimentary rock |  | rock | greenschist | galena | Assemblage 1 |  |  |  | chloritic |  | pyrite, arsenopyrite, pyrrhotite, galena, chalcopyrite, sulfosalts | cutting and polishing | EPMA | JEOL JXA-8230 SuperProbe electron probe microanalyzer (EPMA) equipped with five wavelength-dispersive spectrometers (WDS) and a tungsten filament electron gun. |  | sulfides were analyzed using an accelerating voltage of 25 kV, a 2-nA beam current, focused to 1 μm, with elemental counting times between 5 and 30 s |  | -99999 | 42.3763 | [12 empty] | 1210.6284 | 155.0809 | [16 empty] | 114.801 | 55.0881 | [8 empty] | 8714.4375 | 52.2276 | [8 empty] | -99999 | 147.8638 | [32 empty] | 852720.7855 | 212.127 | [14 empty] | 136362.6857 | 46.0992 | 532.2591 | 46.7466 |  |  | 344.4029 | 111.1345 | [32 empty] | -99999 | 371.396 |  |  |  | 2024 | Denisová, N., Piercey, S. J., & Wälle, M. (2024). Mineralogy and mineral chemistry of the ABM replacement-style volcanogenic massive sulfide deposit, Finlayson Lake district, Yukon, Canada. Mineralium Deposita, 59(3), 473-503. https://doi.org/10.1007/s00126-023-01217-4 |  | CAN | CA-YT | -130.6 | 61.4667 | [8 empty] | Only analyses +/-3% of 100% were shown and they were normalized to 100% | 2025-04-30
| ABM |  | Volcanic basin hydrothermal | Volcanogenic massive sulfide (VMS) | Bimodal felsic VMS | Zn, Cu, Pb, Au, Ag |  | Zn, Cu, Pb, Au, Ag | Denisová et al., 2024 |  | B264518 | B264518-2-2-1 | borehole | K15-200 |  | 151.12 | 151.2 | ore material | half core | core drilling | rock | polished slab from core | Yukon–Tanana and Slide Mountain terranes | Kudz Ze Kayah formation |  |  | acid volcanic rock, siliciclastic sedimentary rock |  | rock | greenschist | galena | Assemblage 3 |  |  |  | chloritic |  | pyrite, arsenopyrite, pyrrhotite, galena, chalcopyrite, sulfosalts | cutting and polishing | EPMA | JEOL JXA-8230 SuperProbe electron probe microanalyzer (EPMA) equipped with five wavelength-dispersive spectrometers (WDS) and a tungsten filament electron gun. |  | sulfides were analyzed using an accelerating voltage of 25 kV, a 2-nA beam current, focused to 1 μm, with elemental counting times between 5 and 30 s |  | 2114.208 | 42.3763 | [12 empty] | 7928.2796 | 155.0809 | [16 empty] | -99999 | 55.0881 | [8 empty] | 22361.8154 | 52.2276 | [8 empty] | -99999 | 147.8638 | [32 empty] | 790632.4263 | 212.127 | [14 empty] | 84974.8933 | 46.0992 | 71.1512 | 46.7466 |  |  | 82088.192 | 111.1345 | [32 empty] | 9829.0342 | 371.396 |  |  |  | 2024 | Denisová, N., Piercey, S. J., & Wälle, M. (2024). Mineralogy and mineral chemistry of the ABM replacement-style volcanogenic massive sulfide deposit, Finlayson Lake district, Yukon, Canada. Mineralium Deposita, 59(3), 473-503. https://doi.org/10.1007/s00126-023-01217-4 |  | CAN | CA-YT | -130.6 | 61.4667 | [8 empty] | Only analyses +/-3% of 100% were shown and they were normalized to 100% | 2025-04-30
| ABM |  | Volcanic basin hydrothermal | Volcanogenic massive sulfide (VMS) | Bimodal felsic VMS | Zn, Cu, Pb, Au, Ag |  | Zn, Cu, Pb, Au, Ag | Denisová et al., 2024 |  | B264518 | B264518-7-1-3 | borehole | K15-200 |  | 151.12 | 151.2 | ore material | half core | core drilling | rock | polished slab from core | Yukon–Tanana and Slide Mountain terranes | Kudz Ze Kayah formation |  |  | acid volcanic rock, siliciclastic sedimentary rock |  | rock | greenschist | galena | Assemblage 3 |  |  |  | chloritic |  | pyrite, arsenopyrite, pyrrhotite, galena, chalcopyrite, sulfosalts | cutting and polishing | EPMA | JEOL JXA-8230 SuperProbe electron probe microanalyzer (EPMA) equipped with five wavelength-dispersive spectrometers (WDS) and a tungsten filament electron gun. |  | sulfides were analyzed using an accelerating voltage of 25 kV, a 2-nA beam current, focused to 1 μm, with elemental counting times between 5 and 30 s |  | 2543.3384 | 42.3763 | [12 empty] | 8118.3361 | 155.0809 | [16 empty] | -99999 | 55.0881 | [8 empty] | 10346.3004 | 52.2276 | [8 empty] | -99999 | 147.8638 | [32 empty] | 821884.9243 | 212.127 | [14 empty] | 104348.0892 | 46.0992 | 71.2135 | 46.7466 |  |  | 52687.7981 | 111.1345 | [32 empty] | -99999 | 371.396 |  |  |  | 2024 | Denisová, N., Piercey, S. J., & Wälle, M. (2024). Mineralogy and mineral chemistry of the ABM replacement-style volcanogenic massive sulfide deposit, Finlayson Lake district, Yukon, Canada. Mineralium Deposita, 59(3), 473-503. https://doi.org/10.1007/s00126-023-01217-4 |  | CAN | CA-YT | -130.6 | 61.4667 | [8 empty] | Only analyses +/-3% of 100% were shown and they were normalized to 100% | 2025-04-30
| ABM |  | Volcanic basin hydrothermal | Volcanogenic massive sulfide (VMS) | Bimodal felsic VMS | Zn, Cu, Pb, Au, Ag |  | Zn, Cu, Pb, Au, Ag | Denisová et al., 2024 |  | B264518 | B264518-1-1-5 | borehole | K15-200 |  | 151.12 | 151.2 | ore material | half core | core drilling | rock | polished slab from core | Yukon–Tanana and Slide Mountain terranes | Kudz Ze Kayah formation |  |  | acid volcanic rock, siliciclastic sedimentary rock |  | rock | greenschist | galena | Assemblage 3 |  |  |  | chloritic |  | pyrite, arsenopyrite, pyrrhotite, galena, chalcopyrite, sulfosalts | cutting and polishing | EPMA | JEOL JXA-8230 SuperProbe electron probe microanalyzer (EPMA) equipped with five wavelength-dispersive spectrometers (WDS) and a tungsten filament electron gun. |  | sulfides were analyzed using an accelerating voltage of 25 kV, a 2-nA beam current, focused to 1 μm, with elemental counting times between 5 and 30 s |  | 2401.7737 | 42.3763 | [12 empty] | 10058.7106 | 155.0809 | [16 empty] | 6640.8018 | 55.0881 | [8 empty] | 9576.3031 | 52.2276 | [8 empty] | -99999 | 147.8638 | [32 empty] | 806646.9508 | 212.127 | [14 empty] | 97128.1421 | 46.0992 | -99999 | 46.7466 |  |  | 67547.3179 | 111.1345 | [32 empty] | -99999 | 371.396 |  |  |  | 2024 | Denisová, N., Piercey, S. J., & Wälle, M. (2024). Mineralogy and mineral chemistry of the ABM replacement-style volcanogenic massive sulfide deposit, Finlayson Lake district, Yukon, Canada. Mineralium Deposita, 59(3), 473-503. https://doi.org/10.1007/s00126-023-01217-4 |  | CAN | CA-YT | -130.6 | 61.4667 | [8 empty] | Only analyses +/-3% of 100% were shown and they were normalized to 100% | 2025-04-30
| ABM |  | Volcanic basin hydrothermal | Volcanogenic massive sulfide (VMS) | Bimodal felsic VMS | Zn, Cu, Pb, Au, Ag |  | Zn, Cu, Pb, Au, Ag | Denisová et al., 2024 |  | B264518 | B264518-1-1-7 | borehole | K15-200 |  | 151.12 | 151.2 | ore material | half core | core drilling | rock | polished slab from core | Yukon–Tanana and Slide Mountain terranes | Kudz Ze Kayah formation |  |  | acid volcanic rock, siliciclastic sedimentary rock |  | rock | greenschist | galena | Assemblage 3 |  |  |  | chloritic |  | pyrite, arsenopyrite, pyrrhotite, galena, chalcopyrite, sulfosalts | cutting and polishing | EPMA | JEOL JXA-8230 SuperProbe electron probe microanalyzer (EPMA) equipped with five wavelength-dispersive spectrometers (WDS) and a tungsten filament electron gun. |  | sulfides were analyzed using an accelerating voltage of 25 kV, a 2-nA beam current, focused to 1 μm, with elemental counting times between 5 and 30 s |  | 2288.9402 | 42.3763 | [12 empty] | 10746.7284 | 155.0809 | [16 empty] | -99999 | 55.0881 | [8 empty] | 9135.2317 | 52.2276 | [8 empty] | -99999 | 147.8638 | [32 empty] | 812235.0597 | 212.127 | [14 empty] | 103320.4988 | 46.0992 | -99999 | 46.7466 |  |  | 58547.5984 | 111.1345 | [32 empty] | 3705.4143 | 371.396 |  |  |  | 2024 | Denisová, N., Piercey, S. J., & Wälle, M. (2024). Mineralogy and mineral chemistry of the ABM replacement-style volcanogenic massive sulfide deposit, Finlayson Lake district, Yukon, Canada. Mineralium Deposita, 59(3), 473-503. https://doi.org/10.1007/s00126-023-01217-4 |  | CAN | CA-YT | -130.6 | 61.4667 | [8 empty] | Only analyses +/-3% of 100% were shown and they were normalized to 100% | 2025-04-30
| ABM |  | Volcanic basin hydrothermal | Volcanogenic massive sulfide (VMS) | Bimodal felsic VMS | Zn, Cu, Pb, Au, Ag |  | Zn, Cu, Pb, Au, Ag | Denisová et al., 2024 |  | B264518 | B264518-2-1-3 | borehole | K15-200 |  | 151.12 | 151.2 | ore material | half core | core drilling | rock | polished slab from core | Yukon–Tanana and Slide Mountain terranes | Kudz Ze Kayah formation |  |  | acid volcanic rock, siliciclastic sedimentary rock |  | rock | greenschist | galena | Assemblage 3 |  |  |  | chloritic |  | pyrite, arsenopyrite, pyrrhotite, galena, chalcopyrite, sulfosalts | cutting and polishing | EPMA | JEOL JXA-8230 SuperProbe electron probe microanalyzer (EPMA) equipped with five wavelength-dispersive spectrometers (WDS) and a tungsten filament electron gun. |  | sulfides were analyzed using an accelerating voltage of 25 kV, a 2-nA beam current, focused to 1 μm, with elemental counting times between 5 and 30 s |  | 1848.3344 | 42.3763 | [12 empty] | 9241.6719 | 155.0809 | [16 empty] | -99999 | 55.0881 | [8 empty] | 26223.8838 | 52.2276 | [8 empty] | -99999 | 147.8638 | [32 empty] | 789688.1344 | 212.127 | [14 empty] | 83655.0077 | 46.0992 | -99999 | 46.7466 |  |  | 89342.9679 | 111.1345 | [32 empty] | -99999 | 371.396 |  |  |  | 2024 | Denisová, N., Piercey, S. J., & Wälle, M. (2024). Mineralogy and mineral chemistry of the ABM replacement-style volcanogenic massive sulfide deposit, Finlayson Lake district, Yukon, Canada. Mineralium Deposita, 59(3), 473-503. https://doi.org/10.1007/s00126-023-01217-4 |  | CAN | CA-YT | -130.6 | 61.4667 | [8 empty] | Only analyses +/-3% of 100% were shown and they were normalized to 100% | 2025-04-30
| ABM |  | Volcanic basin hydrothermal | Volcanogenic massive sulfide (VMS) | Bimodal felsic VMS | Zn, Cu, Pb, Au, Ag |  | Zn, Cu, Pb, Au, Ag | Denisová et al., 2024 |  | B265159A | B265159A-1-1-1 | borehole | K15-292 |  | 239.65 | 239.71 | ore material | half core | core drilling | rock | polished slab from core | Yukon–Tanana and Slide Mountain terranes | Kudz Ze Kayah formation |  |  | acid volcanic rock, siliciclastic sedimentary rock |  | rock | greenschist | galena | Assemblage 2 |  |  |  | chloritic |  | pyrite, arsenopyrite, pyrrhotite, galena, chalcopyrite, sulfosalts | cutting and polishing | EPMA | JEOL JXA-8230 SuperProbe electron probe microanalyzer (EPMA) equipped with five wavelength-dispersive spectrometers (WDS) and a tungsten filament electron gun. |  | sulfides were analyzed using an accelerating voltage of 25 kV, a 2-nA beam current, focused to 1 μm, with elemental counting times between 5 and 30 s |  | -99999 | 42.3763 | [12 empty] | 3121.8959 | 155.0809 | [16 empty] | 182.4485 | 55.0881 | [8 empty] | 17474.5078 | 52.2276 | [8 empty] | -99999 | 147.8638 | [32 empty] | 844401.872 | 212.127 | [14 empty] | 129234.3257 | 46.0992 | -99999 | 46.7466 |  |  | 5524.1341 | 111.1345 | [32 empty] | -99999 | 371.396 |  |  |  | 2024 | Denisová, N., Piercey, S. J., & Wälle, M. (2024). Mineralogy and mineral chemistry of the ABM replacement-style volcanogenic massive sulfide deposit, Finlayson Lake district, Yukon, Canada. Mineralium Deposita, 59(3), 473-503. https://doi.org/10.1007/s00126-023-01217-4 |  | CAN | CA-YT | -130.6 | 61.4667 | [8 empty] | Only analyses +/-3% of 100% were shown and they were normalized to 100% | 2025-04-30
| ABM |  | Volcanic basin hydrothermal | Volcanogenic massive sulfide (VMS) | Bimodal felsic VMS | Zn, Cu, Pb, Au, Ag |  | Zn, Cu, Pb, Au, Ag | Denisová et al., 2024 |  | B265159A | B265159A-1-1-10 | borehole | K15-292 |  | 239.65 | 239.71 | ore material | half core | core drilling | rock | polished slab from core | Yukon–Tanana and Slide Mountain terranes | Kudz Ze Kayah formation |  |  | acid volcanic rock, siliciclastic sedimentary rock |  | rock | greenschist | galena | Assemblage 2 |  |  |  | chloritic |  | pyrite, arsenopyrite, pyrrhotite, galena, chalcopyrite, sulfosalts | cutting and polishing | EPMA | JEOL JXA-8230 SuperProbe electron probe microanalyzer (EPMA) equipped with five wavelength-dispersive spectrometers (WDS) and a tungsten filament electron gun. |  | sulfides were analyzed using an accelerating voltage of 25 kV, a 2-nA beam current, focused to 1 μm, with elemental counting times between 5 and 30 s |  | 50.5812 | 42.3763 | [12 empty] | 3378.8225 | 155.0809 | [16 empty] | 1325.2268 | 55.0881 | [8 empty] | 1385.9242 | 52.2276 | [8 empty] | -99999 | 147.8638 | [32 empty] | 855459.2282 | 212.127 | [14 empty] | 132451.8709 | 46.0992 | 434.9981 | 46.7466 |  |  | 4633.2357 | 111.1345 | [32 empty] | 880.1124 | 371.396 |  |  |  | 2024 | Denisová, N., Piercey, S. J., & Wälle, M. (2024). Mineralogy and mineral chemistry of the ABM replacement-style volcanogenic massive sulfide deposit, Finlayson Lake district, Yukon, Canada. Mineralium Deposita, 59(3), 473-503. https://doi.org/10.1007/s00126-023-01217-4 |  | CAN | CA-YT | -130.6 | 61.4667 | [8 empty] | Only analyses +/-3% of 100% were shown and they were normalized to 100% | 2025-04-30
| ABM |  | Volcanic basin hydrothermal | Volcanogenic massive sulfide (VMS) | Bimodal felsic VMS | Zn, Cu, Pb, Au, Ag |  | Zn, Cu, Pb, Au, Ag | Denisová et al., 2024 |  | B265159A | B265159A-1-1-9 | borehole | K15-292 |  | 239.65 | 239.71 | ore material | half core | core drilling | rock | polished slab from core | Yukon–Tanana and Slide Mountain terranes | Kudz Ze Kayah formation |  |  | acid volcanic rock, siliciclastic sedimentary rock |  | rock | greenschist | galena | Assemblage 2 |  |  |  | chloritic |  | pyrite, arsenopyrite, pyrrhotite, galena, chalcopyrite, sulfosalts | cutting and polishing | EPMA | JEOL JXA-8230 SuperProbe electron probe microanalyzer (EPMA) equipped with five wavelength-dispersive spectrometers (WDS) and a tungsten filament electron gun. |  | sulfides were analyzed using an accelerating voltage of 25 kV, a 2-nA beam current, focused to 1 μm, with elemental counting times between 5 and 30 s |  | 365.5713 | 42.3763 | [12 empty] | 3026.1182 | 155.0809 | [16 empty] | -99999 | 55.0881 | [8 empty] | 3198.749 | 52.2276 | [8 empty] | -99999 | 147.8638 | [32 empty] | 855995.366 | 212.127 | [14 empty] | 132468.828 | 46.0992 | 436.6546 | 46.7466 |  |  | 4508.7129 | 111.1345 | [32 empty] | -99999 | 371.396 |  |  |  | 2024 | Denisová, N., Piercey, S. J., & Wälle, M. (2024). Mineralogy and mineral chemistry of the ABM replacement-style volcanogenic massive sulfide deposit, Finlayson Lake district, Yukon, Canada. Mineralium Deposita, 59(3), 473-503. https://doi.org/10.1007/s00126-023-01217-4 |  | CAN | CA-YT | -130.6 | 61.4667 | [8 empty] | Only analyses +/-3% of 100% were shown and they were normalized to 100% | 2025-04-30
| ABM |  | Volcanic basin hydrothermal | Volcanogenic massive sulfide (VMS) | Bimodal felsic VMS | Zn, Cu, Pb, Au, Ag |  | Zn, Cu, Pb, Au, Ag | Denisová et al., 2024 |  | B265159A | B265159A-3-2-13 | borehole | K15-292 |  | 239.65 | 239.71 | ore material | half core | core drilling | rock | polished slab from core | Yukon–Tanana and Slide Mountain terranes | Kudz Ze Kayah formation |  |  | acid volcanic rock, siliciclastic sedimentary rock |  | rock | greenschist | galena | Assemblage 2 |  |  |  | chloritic |  | pyrite, arsenopyrite, pyrrhotite, galena, chalcopyrite, sulfosalts | cutting and polishing | EPMA | JEOL JXA-8230 SuperProbe electron probe microanalyzer (EPMA) equipped with five wavelength-dispersive spectrometers (WDS) and a tungsten filament electron gun. |  | sulfides were analyzed using an accelerating voltage of 25 kV, a 2-nA beam current, focused to 1 μm, with elemental counting times between 5 and 30 s |  | 154.2526 | 42.3763 | [12 empty] | 3027.2063 | 155.0809 | [16 empty] | 723.0588 | 55.0881 | [8 empty] | 4868.5959 | 52.2276 | [8 empty] | -99999 | 147.8638 | [32 empty] | 822079.3326 | 212.127 | [14 empty] | 127258.3476 | 46.0992 | 250.6604 | 46.7466 |  |  | 5639.8585 | 111.1345 | [32 empty] | 35998.6873 | 371.396 |  |  |  | 2024 | Denisová, N., Piercey, S. J., & Wälle, M. (2024). Mineralogy and mineral chemistry of the ABM replacement-style volcanogenic massive sulfide deposit, Finlayson Lake district, Yukon, Canada. Mineralium Deposita, 59(3), 473-503. https://doi.org/10.1007/s00126-023-01217-4 |  | CAN | CA-YT | -130.6 | 61.4667 | [8 empty] | Only analyses +/-3% of 100% were shown and they were normalized to 100% | 2025-04-30
| ABM |  | Volcanic basin hydrothermal | Volcanogenic massive sulfide (VMS) | Bimodal felsic VMS | Zn, Cu, Pb, Au, Ag |  | Zn, Cu, Pb, Au, Ag | Denisová et al., 2024 |  | B265159A | B265159A-3-2-14 | borehole | K15-292 |  | 239.65 | 239.71 | ore material | half core | core drilling | rock | polished slab from core | Yukon–Tanana and Slide Mountain terranes | Kudz Ze Kayah formation |  |  | acid volcanic rock, siliciclastic sedimentary rock |  | rock | greenschist | galena | Assemblage 2 |  |  |  | chloritic |  | pyrite, arsenopyrite, pyrrhotite, galena, chalcopyrite, sulfosalts | cutting and polishing | EPMA | JEOL JXA-8230 SuperProbe electron probe microanalyzer (EPMA) equipped with five wavelength-dispersive spectrometers (WDS) and a tungsten filament electron gun. |  | sulfides were analyzed using an accelerating voltage of 25 kV, a 2-nA beam current, focused to 1 μm, with elemental counting times between 5 and 30 s |  | 1402.5944 | 42.3763 | [12 empty] | 3093.6654 | 155.0809 | [16 empty] | 1840.2834 | 55.0881 | [8 empty] | 2795.2411 | 52.2276 | [8 empty] | -99999 | 147.8638 | [32 empty] | 841317.8326 | 212.127 | [14 empty] | 129844.43 | 46.0992 | 1671.1762 | 46.7466 |  |  | 4943.8965 | 111.1345 | [32 empty] | 13090.8804 | 371.396 |  |  |  | 2024 | Denisová, N., Piercey, S. J., & Wälle, M. (2024). Mineralogy and mineral chemistry of the ABM replacement-style volcanogenic massive sulfide deposit, Finlayson Lake district, Yukon, Canada. Mineralium Deposita, 59(3), 473-503. https://doi.org/10.1007/s00126-023-01217-4 |  | CAN | CA-YT | -130.6 | 61.4667 | [8 empty] | Only analyses +/-3% of 100% were shown and they were normalized to 100% | 2025-04-30
| ABM |  | Volcanic basin hydrothermal | Volcanogenic massive sulfide (VMS) | Bimodal felsic VMS | Zn, Cu, Pb, Au, Ag |  | Zn, Cu, Pb, Au, Ag | Denisová et al., 2024 |  | B265159A | B265159A-3-2-17* | borehole | K15-292 |  | 239.65 | 239.71 | ore material | half core | core drilling | rock | polished slab from core | Yukon–Tanana and Slide Mountain terranes | Kudz Ze Kayah formation |  |  | acid volcanic rock, siliciclastic sedimentary rock |  | rock | greenschist | galena | Assemblage 2 |  |  |  | chloritic |  | pyrite, arsenopyrite, pyrrhotite, galena, chalcopyrite, sulfosalts | cutting and polishing | EPMA | JEOL JXA-8230 SuperProbe electron probe microanalyzer (EPMA) equipped with five wavelength-dispersive spectrometers (WDS) and a tungsten filament electron gun. |  | sulfides were analyzed using an accelerating voltage of 25 kV, a 2-nA beam current, focused to 1 μm, with elemental counting times between 5 and 30 s |  | 77457.2801 | 42.3763 | [12 empty] | 2151.8628 | 155.0809 | [16 empty] | 33383.2176 | 55.0881 | [8 empty] | 12431.8984 | 52.2276 | [8 empty] | -99999 | 147.8638 | [32 empty] | 654342.3705 | 212.127 | [14 empty] | 148791.5286 | 46.0992 | 63479.9496 | 46.7466 |  |  | 2768.0779 | 111.1345 | [32 empty] | 5193.8144 | 371.396 |  |  |  | 2024 | Denisová, N., Piercey, S. J., & Wälle, M. (2024). Mineralogy and mineral chemistry of the ABM replacement-style volcanogenic massive sulfide deposit, Finlayson Lake district, Yukon, Canada. Mineralium Deposita, 59(3), 473-503. https://doi.org/10.1007/s00126-023-01217-4 |  | CAN | CA-YT | -130.6 | 61.4667 | [8 empty] | spot with likely inclusion; Only analyses +/-3% of 100% were shown and they were normalized to 100% | 2025-04-30
| ABM |  | Volcanic basin hydrothermal | Volcanogenic massive sulfide (VMS) | Bimodal felsic VMS | Zn, Cu, Pb, Au, Ag |  | Zn, Cu, Pb, Au, Ag | Denisová et al., 2024 |  | B265159A | B265159A-3-2-18 | borehole | K15-292 |  | 239.65 | 239.71 | ore material | half core | core drilling | rock | polished slab from core | Yukon–Tanana and Slide Mountain terranes | Kudz Ze Kayah formation |  |  | acid volcanic rock, siliciclastic sedimentary rock |  | rock | greenschist | galena | Assemblage 2 |  |  |  | chloritic |  | pyrite, arsenopyrite, pyrrhotite, galena, chalcopyrite, sulfosalts | cutting and polishing | EPMA | JEOL JXA-8230 SuperProbe electron probe microanalyzer (EPMA) equipped with five wavelength-dispersive spectrometers (WDS) and a tungsten filament electron gun. |  | sulfides were analyzed using an accelerating voltage of 25 kV, a 2-nA beam current, focused to 1 μm, with elemental counting times between 5 and 30 s |  | -99999 | 42.3763 | [12 empty] | 2837.4092 | 155.0809 | [16 empty] | 2160.874 | 55.0881 | [8 empty] | 878.4861 | 52.2276 | [8 empty] | -99999 | 147.8638 | [32 empty] | 848163.2599 | 212.127 | [14 empty] | 132005.1673 | 46.0992 | 10410.5661 | 46.7466 |  |  | 2897.9946 | 111.1345 | [32 empty] | 646.2427 | 371.396 |  |  |  | 2024 | Denisová, N., Piercey, S. J., & Wälle, M. (2024). Mineralogy and mineral chemistry of the ABM replacement-style volcanogenic massive sulfide deposit, Finlayson Lake district, Yukon, Canada. Mineralium Deposita, 59(3), 473-503. https://doi.org/10.1007/s00126-023-01217-4 |  | CAN | CA-YT | -130.6 | 61.4667 | [8 empty] | Only analyses +/-3% of 100% were shown and they were normalized to 100% | 2025-04-30
| ABM |  | Volcanic basin hydrothermal | Volcanogenic massive sulfide (VMS) | Bimodal felsic VMS | Zn, Cu, Pb, Au, Ag |  | Zn, Cu, Pb, Au, Ag | Denisová et al., 2024 |  | B265159A | B265159A-3-3-10 | borehole | K15-292 |  | 239.65 | 239.71 | ore material | half core | core drilling | rock | polished slab from core | Yukon–Tanana and Slide Mountain terranes | Kudz Ze Kayah formation |  |  | acid volcanic rock, siliciclastic sedimentary rock |  | rock | greenschist | galena | Assemblage 2 |  |  |  | chloritic |  | pyrite, arsenopyrite, pyrrhotite, galena, chalcopyrite, sulfosalts | cutting and polishing | EPMA | JEOL JXA-8230 SuperProbe electron probe microanalyzer (EPMA) equipped with five wavelength-dispersive spectrometers (WDS) and a tungsten filament electron gun. |  | sulfides were analyzed using an accelerating voltage of 25 kV, a 2-nA beam current, focused to 1 μm, with elemental counting times between 5 and 30 s |  | -99999 | 42.3763 | [12 empty] | 3717.661 | 155.0809 | [16 empty] | -99999 | 55.0881 | [8 empty] | 7668.9456 | 52.2276 | [8 empty] | -99999 | 147.8638 | [32 empty] | 854147.8314 | 212.127 | [14 empty] | 132444.2107 | 46.0992 | 101.5754 | 46.7466 |  |  | 1919.7758 | 111.1345 | [32 empty] | -99999 | 371.396 |  |  |  | 2024 | Denisová, N., Piercey, S. J., & Wälle, M. (2024). Mineralogy and mineral chemistry of the ABM replacement-style volcanogenic massive sulfide deposit, Finlayson Lake district, Yukon, Canada. Mineralium Deposita, 59(3), 473-503. https://doi.org/10.1007/s00126-023-01217-4 |  | CAN | CA-YT | -130.6 | 61.4667 | [8 empty] | Only analyses +/-3% of 100% were shown and they were normalized to 100% | 2025-04-30
| ABM |  | Volcanic basin hydrothermal | Volcanogenic massive sulfide (VMS) | Bimodal felsic VMS | Zn, Cu, Pb, Au, Ag |  | Zn, Cu, Pb, Au, Ag | Denisová et al., 2024 |  | B265159A | B265159A-3-3-6 | borehole | K15-292 |  | 239.65 | 239.71 | ore material | half core | core drilling | rock | polished slab from core | Yukon–Tanana and Slide Mountain terranes | Kudz Ze Kayah formation |  |  | acid volcanic rock, siliciclastic sedimentary rock |  | rock | greenschist | galena | Assemblage 2 |  |  |  | chloritic |  | pyrite, arsenopyrite, pyrrhotite, galena, chalcopyrite, sulfosalts | cutting and polishing | EPMA | JEOL JXA-8230 SuperProbe electron probe microanalyzer (EPMA) equipped with five wavelength-dispersive spectrometers (WDS) and a tungsten filament electron gun. |  | sulfides were analyzed using an accelerating voltage of 25 kV, a 2-nA beam current, focused to 1 μm, with elemental counting times between 5 and 30 s |  | 618.0408 | 42.3763 | [12 empty] | 3688.3081 | 155.0809 | [16 empty] | 2332.6056 | 55.0881 | [8 empty] | 8004.6251 | 52.2276 | [8 empty] | -99999 | 147.8638 | [32 empty] | 849247.8862 | 212.127 | [14 empty] | 132430.1947 | 46.0992 | 667.8828 | 46.7466 |  |  | 3010.4567 | 111.1345 | [32 empty] | -99999 | 371.396 |  |  |  | 2024 | Denisová, N., Piercey, S. J., & Wälle, M. (2024). Mineralogy and mineral chemistry of the ABM replacement-style volcanogenic massive sulfide deposit, Finlayson Lake district, Yukon, Canada. Mineralium Deposita, 59(3), 473-503. https://doi.org/10.1007/s00126-023-01217-4 |  | CAN | CA-YT | -130.6 | 61.4667 | [8 empty] | Only analyses +/-3% of 100% were shown and they were normalized to 100% | 2025-04-30
| ABM |  | Volcanic basin hydrothermal | Volcanogenic massive sulfide (VMS) | Bimodal felsic VMS | Zn, Cu, Pb, Au, Ag |  | Zn, Cu, Pb, Au, Ag | Denisová et al., 2024 |  | B265159A | B265159A-4-1-10 | borehole | K15-292 |  | 239.65 | 239.71 | ore material | half core | core drilling | rock | polished slab from core | Yukon–Tanana and Slide Mountain terranes | Kudz Ze Kayah formation |  |  | acid volcanic rock, siliciclastic sedimentary rock |  | rock | greenschist | galena | Assemblage 2 |  |  |  | chloritic |  | pyrite, arsenopyrite, pyrrhotite, galena, chalcopyrite, sulfosalts | cutting and polishing | EPMA | JEOL JXA-8230 SuperProbe electron probe microanalyzer (EPMA) equipped with five wavelength-dispersive spectrometers (WDS) and a tungsten filament electron gun. |  | sulfides were analyzed using an accelerating voltage of 25 kV, a 2-nA beam current, focused to 1 μm, with elemental counting times between 5 and 30 s |  | 99.0727 | 42.3763 | [12 empty] | 4260.1252 | 155.0809 | [16 empty] | -99999 | 55.0881 | [8 empty] | 1951.7317 | 52.2276 | [8 empty] | -99999 | 147.8638 | [32 empty] | 844951.2582 | 212.127 | [14 empty] | 129012.4422 | 46.0992 | 208.0526 | 46.7466 |  |  | 5498.5336 | 111.1345 | [32 empty] | 13979.1548 | 371.396 |  |  |  | 2024 | Denisová, N., Piercey, S. J., & Wälle, M. (2024). Mineralogy and mineral chemistry of the ABM replacement-style volcanogenic massive sulfide deposit, Finlayson Lake district, Yukon, Canada. Mineralium Deposita, 59(3), 473-503. https://doi.org/10.1007/s00126-023-01217-4 |  | CAN | CA-YT | -130.6 | 61.4667 | [8 empty] | Only analyses +/-3% of 100% were shown and they were normalized to 100% | 2025-04-30
| ABM |  | Volcanic basin hydrothermal | Volcanogenic massive sulfide (VMS) | Bimodal felsic VMS | Zn, Cu, Pb, Au, Ag |  | Zn, Cu, Pb, Au, Ag | Denisová et al., 2024 |  | B265159A | B265159A-4-1-4 | borehole | K15-292 |  | 239.65 | 239.71 | ore material | half core | core drilling | rock | polished slab from core | Yukon–Tanana and Slide Mountain terranes | Kudz Ze Kayah formation |  |  | acid volcanic rock, siliciclastic sedimentary rock |  | rock | greenschist | galena | Assemblage 2 |  |  |  | chloritic |  | pyrite, arsenopyrite, pyrrhotite, galena, chalcopyrite, sulfosalts | cutting and polishing | EPMA | JEOL JXA-8230 SuperProbe electron probe microanalyzer (EPMA) equipped with five wavelength-dispersive spectrometers (WDS) and a tungsten filament electron gun. |  | sulfides were analyzed using an accelerating voltage of 25 kV, a 2-nA beam current, focused to 1 μm, with elemental counting times between 5 and 30 s |  | 625.4413 | 42.3763 | [12 empty] | 5992.1312 | 155.0809 | [16 empty] | 1018.8641 | 55.0881 | [8 empty] | 766.67 | 52.2276 | [8 empty] | -99999 | 147.8638 | [32 empty] | 850973.4749 | 212.127 | [14 empty] | 132301.0139 | 46.0992 | 2279.8345 | 46.7466 |  |  | 6042.57 | 111.1345 | [32 empty] | -99999 | 371.396 |  |  |  | 2024 | Denisová, N., Piercey, S. J., & Wälle, M. (2024). Mineralogy and mineral chemistry of the ABM replacement-style volcanogenic massive sulfide deposit, Finlayson Lake district, Yukon, Canada. Mineralium Deposita, 59(3), 473-503. https://doi.org/10.1007/s00126-023-01217-4 |  | CAN | CA-YT | -130.6 | 61.4667 | [8 empty] | Only analyses +/-3% of 100% were shown and they were normalized to 100% | 2025-04-30
| ABM |  | Volcanic basin hydrothermal | Volcanogenic massive sulfide (VMS) | Bimodal felsic VMS | Zn, Cu, Pb, Au, Ag |  | Zn, Cu, Pb, Au, Ag | Denisová et al., 2024 |  | B265159A | B265159A-4-1-6 | borehole | K15-292 |  | 239.65 | 239.71 | ore material | half core | core drilling | rock | polished slab from core | Yukon–Tanana and Slide Mountain terranes | Kudz Ze Kayah formation |  |  | acid volcanic rock, siliciclastic sedimentary rock |  | rock | greenschist | galena | Assemblage 2 |  |  |  | chloritic |  | pyrite, arsenopyrite, pyrrhotite, galena, chalcopyrite, sulfosalts | cutting and polishing | EPMA | JEOL JXA-8230 SuperProbe electron probe microanalyzer (EPMA) equipped with five wavelength-dispersive spectrometers (WDS) and a tungsten filament electron gun. |  | sulfides were analyzed using an accelerating voltage of 25 kV, a 2-nA beam current, focused to 1 μm, with elemental counting times between 5 and 30 s |  | -99999 | 42.3763 | [12 empty] | 2903.9097 | 155.0809 | [16 empty] | 150.722 | 55.0881 | [8 empty] | 3255.5942 | 52.2276 | [8 empty] | -99999 | 147.8638 | [32 empty] | 856693.5681 | 212.127 | [14 empty] | 133700.4193 | 46.0992 | 190.9145 | 46.7466 |  |  | 2140.2517 | 111.1345 | [32 empty] | 964.6205 | 371.396 |  |  |  | 2024 | Denisová, N., Piercey, S. J., & Wälle, M. (2024). Mineralogy and mineral chemistry of the ABM replacement-style volcanogenic massive sulfide deposit, Finlayson Lake district, Yukon, Canada. Mineralium Deposita, 59(3), 473-503. https://doi.org/10.1007/s00126-023-01217-4 |  | CAN | CA-YT | -130.6 | 61.4667 | [8 empty] | Only analyses +/-3% of 100% were shown and they were normalized to 100% | 2025-04-30
| ABM |  | Volcanic basin hydrothermal | Volcanogenic massive sulfide (VMS) | Bimodal felsic VMS | Zn, Cu, Pb, Au, Ag |  | Zn, Cu, Pb, Au, Ag | Denisová et al., 2024 |  | B265159A | B265159A-9-1-13 | borehole | K15-292 |  | 239.65 | 239.71 | ore material | half core | core drilling | rock | polished slab from core | Yukon–Tanana and Slide Mountain terranes | Kudz Ze Kayah formation |  |  | acid volcanic rock, siliciclastic sedimentary rock |  | rock | greenschist | galena | Assemblage 2 |  |  |  | chloritic |  | pyrite, arsenopyrite, pyrrhotite, galena, chalcopyrite, sulfosalts | cutting and polishing | EPMA | JEOL JXA-8230 SuperProbe electron probe microanalyzer (EPMA) equipped with five wavelength-dispersive spectrometers (WDS) and a tungsten filament electron gun. |  | sulfides were analyzed using an accelerating voltage of 25 kV, a 2-nA beam current, focused to 1 μm, with elemental counting times between 5 and 30 s |  | -99999 | 42.3763 | [12 empty] | 2347.2995 | 155.0809 | [16 empty] | 9358.9757 | 55.0881 | [8 empty] | 11897.6858 | 52.2276 | [8 empty] | -99999 | 147.8638 | [32 empty] | 842025.7273 | 212.127 | [14 empty] | 130048.4596 | 46.0992 | 60.4455 | 46.7466 |  |  | 4261.4066 | 111.1345 | [32 empty] | -99999 | 371.396 |  |  |  | 2024 | Denisová, N., Piercey, S. J., & Wälle, M. (2024). Mineralogy and mineral chemistry of the ABM replacement-style volcanogenic massive sulfide deposit, Finlayson Lake district, Yukon, Canada. Mineralium Deposita, 59(3), 473-503. https://doi.org/10.1007/s00126-023-01217-4 |  | CAN | CA-YT | -130.6 | 61.4667 | [8 empty] | Only analyses +/-3% of 100% were shown and they were normalized to 100% | 2025-04-30
| ABM |  | Volcanic basin hydrothermal | Volcanogenic massive sulfide (VMS) | Bimodal felsic VMS | Zn, Cu, Pb, Au, Ag |  | Zn, Cu, Pb, Au, Ag | Denisová et al., 2024 |  | B265159A | B265159A-9-1-17 | borehole | K15-292 |  | 239.65 | 239.71 | ore material | half core | core drilling | rock | polished slab from core | Yukon–Tanana and Slide Mountain terranes | Kudz Ze Kayah formation |  |  | acid volcanic rock, siliciclastic sedimentary rock |  | rock | greenschist | galena | Assemblage 2 |  |  |  | chloritic |  | pyrite, arsenopyrite, pyrrhotite, galena, chalcopyrite, sulfosalts | cutting and polishing | EPMA | JEOL JXA-8230 SuperProbe electron probe microanalyzer (EPMA) equipped with five wavelength-dispersive spectrometers (WDS) and a tungsten filament electron gun. |  | sulfides were analyzed using an accelerating voltage of 25 kV, a 2-nA beam current, focused to 1 μm, with elemental counting times between 5 and 30 s |  | 97.3179 | 42.3763 | [12 empty] | 3542.372 | 155.0809 | [16 empty] | 4204.134 | 55.0881 | [8 empty] | 18451.477 | 52.2276 | [8 empty] | -99999 | 147.8638 | [32 empty] | 839717.3918 | 212.127 | [14 empty] | 128284.4771 | 46.0992 | -99999 | 46.7466 |  |  | 5702.8301 | 111.1345 | [32 empty] | -99999 | 371.396 |  |  |  | 2024 | Denisová, N., Piercey, S. J., & Wälle, M. (2024). Mineralogy and mineral chemistry of the ABM replacement-style volcanogenic massive sulfide deposit, Finlayson Lake district, Yukon, Canada. Mineralium Deposita, 59(3), 473-503. https://doi.org/10.1007/s00126-023-01217-4 |  | CAN | CA-YT | -130.6 | 61.4667 | [8 empty] | Only analyses +/-3% of 100% were shown and they were normalized to 100% | 2025-04-30
| ABM |  | Volcanic basin hydrothermal | Volcanogenic massive sulfide (VMS) | Bimodal felsic VMS | Zn, Cu, Pb, Au, Ag |  | Zn, Cu, Pb, Au, Ag | Denisová et al., 2024 |  | B266543 | B266543-1-2-11 | borehole | K15-229 |  | 63.58 | 63.63 | ore material | half core | core drilling | rock | polished slab from core | Yukon–Tanana and Slide Mountain terranes | Kudz Ze Kayah formation |  |  | acid volcanic rock, siliciclastic sedimentary rock |  | rock | greenschist | galena | Assemblage 1 |  |  |  | chloritic |  | pyrite, arsenopyrite, pyrrhotite, galena, chalcopyrite, sulfosalts | cutting and polishing | EPMA | JEOL JXA-8230 SuperProbe electron probe microanalyzer (EPMA) equipped with five wavelength-dispersive spectrometers (WDS) and a tungsten filament electron gun. |  | sulfides were analyzed using an accelerating voltage of 25 kV, a 2-nA beam current, focused to 1 μm, with elemental counting times between 5 and 30 s |  | 1069.6482 | 42.3763 | [12 empty] | 5378.514 | 155.0809 | [16 empty] | -99999 | 55.0881 | [8 empty] | 312.8216 | 52.2276 | [8 empty] | -99999 | 147.8638 | [32 empty] | 855880.0391 | 212.127 | [14 empty] | 134210.5785 | 46.0992 | 393.5498 | 46.7466 |  |  | 2754.8487 | 111.1345 | [32 empty] | -99999 | 371.396 |  |  |  | 2024 | Denisová, N., Piercey, S. J., & Wälle, M. (2024). Mineralogy and mineral chemistry of the ABM replacement-style volcanogenic massive sulfide deposit, Finlayson Lake district, Yukon, Canada. Mineralium Deposita, 59(3), 473-503. https://doi.org/10.1007/s00126-023-01217-4 |  | CAN | CA-YT | -130.6 | 61.4667 | [8 empty] | Only analyses +/-3% of 100% were shown and they were normalized to 100% | 2025-04-30
| ABM |  | Volcanic basin hydrothermal | Volcanogenic massive sulfide (VMS) | Bimodal felsic VMS | Zn, Cu, Pb, Au, Ag |  | Zn, Cu, Pb, Au, Ag | Denisová et al., 2024 |  | B266543 | B266543-1-2-4 | borehole | K15-229 |  | 63.58 | 63.63 | ore material | half core | core drilling | rock | polished slab from core | Yukon–Tanana and Slide Mountain terranes | Kudz Ze Kayah formation |  |  | acid volcanic rock, siliciclastic sedimentary rock |  | rock | greenschist | galena | Assemblage 1 |  |  |  | chloritic |  | pyrite, arsenopyrite, pyrrhotite, galena, chalcopyrite, sulfosalts | cutting and polishing | EPMA | JEOL JXA-8230 SuperProbe electron probe microanalyzer (EPMA) equipped with five wavelength-dispersive spectrometers (WDS) and a tungsten filament electron gun. |  | sulfides were analyzed using an accelerating voltage of 25 kV, a 2-nA beam current, focused to 1 μm, with elemental counting times between 5 and 30 s |  | 1143.3775 | 42.3763 | [12 empty] | 6101.3861 | 155.0809 | [16 empty] | -99999 | 55.0881 | [8 empty] | 2681.3719 | 52.2276 | [8 empty] | -99999 | 147.8638 | [32 empty] | 854163.7148 | 212.127 | [14 empty] | 132591.3195 | 46.0992 | 333.9067 | 46.7466 |  |  | 2984.9235 | 111.1345 | [32 empty] | -99999 | 371.396 |  |  |  | 2024 | Denisová, N., Piercey, S. J., & Wälle, M. (2024). Mineralogy and mineral chemistry of the ABM replacement-style volcanogenic massive sulfide deposit, Finlayson Lake district, Yukon, Canada. Mineralium Deposita, 59(3), 473-503. https://doi.org/10.1007/s00126-023-01217-4 |  | CAN | CA-YT | -130.6 | 61.4667 | [8 empty] | Only analyses +/-3% of 100% were shown and they were normalized to 100% | 2025-04-30
| ABM |  | Volcanic basin hydrothermal | Volcanogenic massive sulfide (VMS) | Bimodal felsic VMS | Zn, Cu, Pb, Au, Ag |  | Zn, Cu, Pb, Au, Ag | Denisová et al., 2024 |  | B266543 | B266543-2-1-1 | borehole | K15-229 |  | 63.58 | 63.63 | ore material | half core | core drilling | rock | polished slab from core | Yukon–Tanana and Slide Mountain terranes | Kudz Ze Kayah formation |  |  | acid volcanic rock, siliciclastic sedimentary rock |  | rock | greenschist | galena | Assemblage 1 |  |  |  | chloritic |  | pyrite, arsenopyrite, pyrrhotite, galena, chalcopyrite, sulfosalts | cutting and polishing | EPMA | JEOL JXA-8230 SuperProbe electron probe microanalyzer (EPMA) equipped with five wavelength-dispersive spectrometers (WDS) and a tungsten filament electron gun. |  | sulfides were analyzed using an accelerating voltage of 25 kV, a 2-nA beam current, focused to 1 μm, with elemental counting times between 5 and 30 s |  | 593.8063 | 42.3763 | [12 empty] | 5968.2564 | 155.0809 | [16 empty] | -99999 | 55.0881 | [8 empty] | 2435.6122 | 52.2276 | [8 empty] | -99999 | 147.8638 | [32 empty] | 855161.5928 | 212.127 | [14 empty] | 132750.9267 | 46.0992 | -99999 | 46.7466 |  |  | 3029.4185 | 111.1345 | [32 empty] | -99999 | 371.396 |  |  |  | 2024 | Denisová, N., Piercey, S. J., & Wälle, M. (2024). Mineralogy and mineral chemistry of the ABM replacement-style volcanogenic massive sulfide deposit, Finlayson Lake district, Yukon, Canada. Mineralium Deposita, 59(3), 473-503. https://doi.org/10.1007/s00126-023-01217-4 |  | CAN | CA-YT | -130.6 | 61.4667 | [8 empty] | Only analyses +/-3% of 100% were shown and they were normalized to 100% | 2025-04-30
| ABM |  | Volcanic basin hydrothermal | Volcanogenic massive sulfide (VMS) | Bimodal felsic VMS | Zn, Cu, Pb, Au, Ag |  | Zn, Cu, Pb, Au, Ag | Denisová et al., 2024 |  | B266543 | B266543-2-1-11 | borehole | K15-229 |  | 63.58 | 63.63 | ore material | half core | core drilling | rock | polished slab from core | Yukon–Tanana and Slide Mountain terranes | Kudz Ze Kayah formation |  |  | acid volcanic rock, siliciclastic sedimentary rock |  | rock | greenschist | galena | Assemblage 1 |  |  |  | chloritic |  | pyrite, arsenopyrite, pyrrhotite, galena, chalcopyrite, sulfosalts | cutting and polishing | EPMA | JEOL JXA-8230 SuperProbe electron probe microanalyzer (EPMA) equipped with five wavelength-dispersive spectrometers (WDS) and a tungsten filament electron gun. |  | sulfides were analyzed using an accelerating voltage of 25 kV, a 2-nA beam current, focused to 1 μm, with elemental counting times between 5 and 30 s |  | 900.9374 | 42.3763 | [12 empty] | -99999 | 155.0809 | [16 empty] | -99999 | 55.0881 | [8 empty] | 485.8988 | 52.2276 | [8 empty] | -99999 | 147.8638 | [32 empty] | 861498.5848 | 212.127 | [14 empty] | 134948.28 | 46.0992 | -99999 | 46.7466 |  |  | 2166.299 | 111.1345 | [32 empty] | -99999 | 371.396 |  |  |  | 2024 | Denisová, N., Piercey, S. J., & Wälle, M. (2024). Mineralogy and mineral chemistry of the ABM replacement-style volcanogenic massive sulfide deposit, Finlayson Lake district, Yukon, Canada. Mineralium Deposita, 59(3), 473-503. https://doi.org/10.1007/s00126-023-01217-4 |  | CAN | CA-YT | -130.6 | 61.4667 | [8 empty] | Only analyses +/-3% of 100% were shown and they were normalized to 100% | 2025-04-30
| ABM |  | Volcanic basin hydrothermal | Volcanogenic massive sulfide (VMS) | Bimodal felsic VMS | Zn, Cu, Pb, Au, Ag |  | Zn, Cu, Pb, Au, Ag | Denisová et al., 2024 |  | B266543 | B266543-3-1-1 | borehole | K15-229 |  | 63.58 | 63.63 | ore material | half core | core drilling | rock | polished slab from core | Yukon–Tanana and Slide Mountain terranes | Kudz Ze Kayah formation |  |  | acid volcanic rock, siliciclastic sedimentary rock |  | rock | greenschist | galena | Assemblage 1 |  |  |  | chloritic |  | pyrite, arsenopyrite, pyrrhotite, galena, chalcopyrite, sulfosalts | cutting and polishing | EPMA | JEOL JXA-8230 SuperProbe electron probe microanalyzer (EPMA) equipped with five wavelength-dispersive spectrometers (WDS) and a tungsten filament electron gun. |  | sulfides were analyzed using an accelerating voltage of 25 kV, a 2-nA beam current, focused to 1 μm, with elemental counting times between 5 and 30 s |  | 385.3174 | 42.3763 | [12 empty] | 5901.4398 | 155.0809 | [16 empty] | 91.2594 | 55.0881 | [8 empty] | 1997.5663 | 52.2276 | [8 empty] | -99999 | 147.8638 | [32 empty] | 856063.6797 | 212.127 | [14 empty] | 133431.352 | 46.0992 | -99999 | 46.7466 |  |  | 2129.3854 | 111.1345 | [32 empty] | -99999 | 371.396 |  |  |  | 2024 | Denisová, N., Piercey, S. J., & Wälle, M. (2024). Mineralogy and mineral chemistry of the ABM replacement-style volcanogenic massive sulfide deposit, Finlayson Lake district, Yukon, Canada. Mineralium Deposita, 59(3), 473-503. https://doi.org/10.1007/s00126-023-01217-4 |  | CAN | CA-YT | -130.6 | 61.4667 | [8 empty] | Only analyses +/-3% of 100% were shown and they were normalized to 100% | 2025-04-30
| ABM |  | Volcanic basin hydrothermal | Volcanogenic massive sulfide (VMS) | Bimodal felsic VMS | Zn, Cu, Pb, Au, Ag |  | Zn, Cu, Pb, Au, Ag | Denisová et al., 2024 |  | B266543 | B266543-3-2-12 | borehole | K15-229 |  | 63.58 | 63.63 | ore material | half core | core drilling | rock | polished slab from core | Yukon–Tanana and Slide Mountain terranes | Kudz Ze Kayah formation |  |  | acid volcanic rock, siliciclastic sedimentary rock |  | rock | greenschist | galena | Assemblage 1 |  |  |  | chloritic |  | pyrite, arsenopyrite, pyrrhotite, galena, chalcopyrite, sulfosalts | cutting and polishing | EPMA | JEOL JXA-8230 SuperProbe electron probe microanalyzer (EPMA) equipped with five wavelength-dispersive spectrometers (WDS) and a tungsten filament electron gun. |  | sulfides were analyzed using an accelerating voltage of 25 kV, a 2-nA beam current, focused to 1 μm, with elemental counting times between 5 and 30 s |  | 954.9658 | 42.3763 | [12 empty] | 5257.338 | 155.0809 | [16 empty] | -99999 | 55.0881 | [8 empty] | 965.0181 | 52.2276 | [8 empty] | -99999 | 147.8638 | [32 empty] | 856342.9874 | 212.127 | [14 empty] | 133715.316 | 46.0992 | -99999 | 46.7466 |  |  | 2764.3747 | 111.1345 | [32 empty] | -99999 | 371.396 |  |  |  | 2024 | Denisová, N., Piercey, S. J., & Wälle, M. (2024). Mineralogy and mineral chemistry of the ABM replacement-style volcanogenic massive sulfide deposit, Finlayson Lake district, Yukon, Canada. Mineralium Deposita, 59(3), 473-503. https://doi.org/10.1007/s00126-023-01217-4 |  | CAN | CA-YT | -130.6 | 61.4667 | [8 empty] | Only analyses +/-3% of 100% were shown and they were normalized to 100% | 2025-04-30
| ABM |  | Volcanic basin hydrothermal | Volcanogenic massive sulfide (VMS) | Bimodal felsic VMS | Zn, Cu, Pb, Au, Ag |  | Zn, Cu, Pb, Au, Ag | Denisová et al., 2024 |  | B266543 | B266543-4-1-1 | borehole | K15-229 |  | 63.58 | 63.63 | ore material | half core | core drilling | rock | polished slab from core | Yukon–Tanana and Slide Mountain terranes | Kudz Ze Kayah formation |  |  | acid volcanic rock, siliciclastic sedimentary rock |  | rock | greenschist | galena | Assemblage 1 |  |  |  | chloritic |  | pyrite, arsenopyrite, pyrrhotite, galena, chalcopyrite, sulfosalts | cutting and polishing | EPMA | JEOL JXA-8230 SuperProbe electron probe microanalyzer (EPMA) equipped with five wavelength-dispersive spectrometers (WDS) and a tungsten filament electron gun. |  | sulfides were analyzed using an accelerating voltage of 25 kV, a 2-nA beam current, focused to 1 μm, with elemental counting times between 5 and 30 s |  | 703.9562 | 42.3763 | [12 empty] | 5732.2148 | 155.0809 | [16 empty] | -99999 | 55.0881 | [8 empty] | 583.278 | 52.2276 | [8 empty] | -99999 | 147.8638 | [32 empty] | 857267.8527 | 212.127 | [14 empty] | 133238.7949 | 46.0992 | -99999 | 46.7466 |  |  | 2473.9033 | 111.1345 | [32 empty] | -99999 | 371.396 |  |  |  | 2024 | Denisová, N., Piercey, S. J., & Wälle, M. (2024). Mineralogy and mineral chemistry of the ABM replacement-style volcanogenic massive sulfide deposit, Finlayson Lake district, Yukon, Canada. Mineralium Deposita, 59(3), 473-503. https://doi.org/10.1007/s00126-023-01217-4 |  | CAN | CA-YT | -130.6 | 61.4667 | [8 empty] | Only analyses +/-3% of 100% were shown and they were normalized to 100% | 2025-04-30
| ABM |  | Volcanic basin hydrothermal | Volcanogenic massive sulfide (VMS) | Bimodal felsic VMS | Zn, Cu, Pb, Au, Ag |  | Zn, Cu, Pb, Au, Ag | Denisová et al., 2024 |  | B266543 | B266543-5-1-13 | borehole | K15-229 |  | 63.58 | 63.63 | ore material | half core | core drilling | rock | polished slab from core | Yukon–Tanana and Slide Mountain terranes | Kudz Ze Kayah formation |  |  | acid volcanic rock, siliciclastic sedimentary rock |  | rock | greenschist | galena | Assemblage 1 |  |  |  | chloritic |  | pyrite, arsenopyrite, pyrrhotite, galena, chalcopyrite, sulfosalts | cutting and polishing | EPMA | JEOL JXA-8230 SuperProbe electron probe microanalyzer (EPMA) equipped with five wavelength-dispersive spectrometers (WDS) and a tungsten filament electron gun. |  | sulfides were analyzed using an accelerating voltage of 25 kV, a 2-nA beam current, focused to 1 μm, with elemental counting times between 5 and 30 s |  | 273.3873 | 42.3763 | [12 empty] | 5244.9852 | 155.0809 | [16 empty] | -99999 | 55.0881 | [8 empty] | 779.66 | 52.2276 | [8 empty] | -99999 | 147.8638 | [32 empty] | 858213.2637 | 212.127 | [14 empty] | 132643.4514 | 46.0992 | -99999 | 46.7466 |  |  | 2845.2525 | 111.1345 | [32 empty] | -99999 | 371.396 |  |  |  | 2024 | Denisová, N., Piercey, S. J., & Wälle, M. (2024). Mineralogy and mineral chemistry of the ABM replacement-style volcanogenic massive sulfide deposit, Finlayson Lake district, Yukon, Canada. Mineralium Deposita, 59(3), 473-503. https://doi.org/10.1007/s00126-023-01217-4 |  | CAN | CA-YT | -130.6 | 61.4667 | [8 empty] | Only analyses +/-3% of 100% were shown and they were normalized to 100% | 2025-04-30
| ABM |  | Volcanic basin hydrothermal | Volcanogenic massive sulfide (VMS) | Bimodal felsic VMS | Zn, Cu, Pb, Au, Ag |  | Zn, Cu, Pb, Au, Ag | Denisová et al., 2024 |  | B266543 | B266543-5-1-6 | borehole | K15-229 |  | 63.58 | 63.63 | ore material | half core | core drilling | rock | polished slab from core | Yukon–Tanana and Slide Mountain terranes | Kudz Ze Kayah formation |  |  | acid volcanic rock, siliciclastic sedimentary rock |  | rock | greenschist | galena | Assemblage 1 |  |  |  | chloritic |  | pyrite, arsenopyrite, pyrrhotite, galena, chalcopyrite, sulfosalts | cutting and polishing | EPMA | JEOL JXA-8230 SuperProbe electron probe microanalyzer (EPMA) equipped with five wavelength-dispersive spectrometers (WDS) and a tungsten filament electron gun. |  | sulfides were analyzed using an accelerating voltage of 25 kV, a 2-nA beam current, focused to 1 μm, with elemental counting times between 5 and 30 s |  | 242.1552 | 42.3763 | [12 empty] | 5559.4792 | 155.0809 | [16 empty] | -99999 | 55.0881 | [8 empty] | 2532.5394 | 52.2276 | [8 empty] | -99999 | 147.8638 | [32 empty] | 855897.4957 | 212.127 | [14 empty] | 133084.444 | 46.0992 | -99999 | 46.7466 |  |  | 2643.5273 | 111.1345 | [32 empty] | -99999 | 371.396 |  |  |  | 2024 | Denisová, N., Piercey, S. J., & Wälle, M. (2024). Mineralogy and mineral chemistry of the ABM replacement-style volcanogenic massive sulfide deposit, Finlayson Lake district, Yukon, Canada. Mineralium Deposita, 59(3), 473-503. https://doi.org/10.1007/s00126-023-01217-4 |  | CAN | CA-YT | -130.6 | 61.4667 | [8 empty] | Only analyses +/-3% of 100% were shown and they were normalized to 100% | 2025-04-30
| ABM |  | Volcanic basin hydrothermal | Volcanogenic massive sulfide (VMS) | Bimodal felsic VMS | Zn, Cu, Pb, Au, Ag |  | Zn, Cu, Pb, Au, Ag | Denisová et al., 2024 |  | B266543 | B266543-6-1-10 | borehole | K15-229 |  | 63.58 | 63.63 | ore material | half core | core drilling | rock | polished slab from core | Yukon–Tanana and Slide Mountain terranes | Kudz Ze Kayah formation |  |  | acid volcanic rock, siliciclastic sedimentary rock |  | rock | greenschist | galena | Assemblage 1 |  |  |  | chloritic |  | pyrite, arsenopyrite, pyrrhotite, galena, chalcopyrite, sulfosalts | cutting and polishing | EPMA | JEOL JXA-8230 SuperProbe electron probe microanalyzer (EPMA) equipped with five wavelength-dispersive spectrometers (WDS) and a tungsten filament electron gun. |  | sulfides were analyzed using an accelerating voltage of 25 kV, a 2-nA beam current, focused to 1 μm, with elemental counting times between 5 and 30 s |  | 360.8371 | 42.3763 | [12 empty] | 4610.6968 | 155.0809 | [16 empty] | -99999 | 55.0881 | [8 empty] | 561.3022 | 52.2276 | [8 empty] | -99999 | 147.8638 | [32 empty] | 858060.7081 | 212.127 | [14 empty] | 134522.0841 | 46.0992 | -99999 | 46.7466 |  |  | 1884.3716 | 111.1345 | [32 empty] | -99999 | 371.396 |  |  |  | 2024 | Denisová, N., Piercey, S. J., & Wälle, M. (2024). Mineralogy and mineral chemistry of the ABM replacement-style volcanogenic massive sulfide deposit, Finlayson Lake district, Yukon, Canada. Mineralium Deposita, 59(3), 473-503. https://doi.org/10.1007/s00126-023-01217-4 |  | CAN | CA-YT | -130.6 | 61.4667 | [8 empty] | Only analyses +/-3% of 100% were shown and they were normalized to 100% | 2025-04-30
| ABM |  | Volcanic basin hydrothermal | Volcanogenic massive sulfide (VMS) | Bimodal felsic VMS | Zn, Cu, Pb, Au, Ag |  | Zn, Cu, Pb, Au, Ag | Denisová et al., 2024 |  | B266543 | B266543-6-1-5 | borehole | K15-229 |  | 63.58 | 63.63 | ore material | half core | core drilling | rock | polished slab from core | Yukon–Tanana and Slide Mountain terranes | Kudz Ze Kayah formation |  |  | acid volcanic rock, siliciclastic sedimentary rock |  | rock | greenschist | galena | Assemblage 1 |  |  |  | chloritic |  | pyrite, arsenopyrite, pyrrhotite, galena, chalcopyrite, sulfosalts | cutting and polishing | EPMA | JEOL JXA-8230 SuperProbe electron probe microanalyzer (EPMA) equipped with five wavelength-dispersive spectrometers (WDS) and a tungsten filament electron gun. |  | sulfides were analyzed using an accelerating voltage of 25 kV, a 2-nA beam current, focused to 1 μm, with elemental counting times between 5 and 30 s |  | 523.6868 | 42.3763 | [12 empty] | 5327.5056 | 155.0809 | [16 empty] | 382.6942 | 55.0881 | [8 empty] | 886.2391 | 52.2276 | [8 empty] | -99999 | 147.8638 | [32 empty] | 857889.5361 | 212.127 | [14 empty] | 132663.9604 | 46.0992 | -99999 | 46.7466 |  |  | 2326.3778 | 111.1345 | [32 empty] | -99999 | 371.396 |  |  |  | 2024 | Denisová, N., Piercey, S. J., & Wälle, M. (2024). Mineralogy and mineral chemistry of the ABM replacement-style volcanogenic massive sulfide deposit, Finlayson Lake district, Yukon, Canada. Mineralium Deposita, 59(3), 473-503. https://doi.org/10.1007/s00126-023-01217-4 |  | CAN | CA-YT | -130.6 | 61.4667 | [8 empty] | Only analyses +/-3% of 100% were shown and they were normalized to 100% | 2025-04-30
| ABM |  | Volcanic basin hydrothermal | Volcanogenic massive sulfide (VMS) | Bimodal felsic VMS | Zn, Cu, Pb, Au, Ag |  | Zn, Cu, Pb, Au, Ag | Denisová et al., 2024 |  | B266575 | B266575-2-2-1 | borehole | K15-231 |  | 63.09 | 63.14 | ore material | half core | core drilling | rock | polished slab from core | Yukon–Tanana and Slide Mountain terranes | Kudz Ze Kayah formation |  |  | acid volcanic rock, siliciclastic sedimentary rock |  | rock | greenschist | galena | Assemblage 2 |  |  |  | chloritic |  | pyrite, arsenopyrite, pyrrhotite, galena, chalcopyrite, sulfosalts | cutting and polishing | EPMA | JEOL JXA-8230 SuperProbe electron probe microanalyzer (EPMA) equipped with five wavelength-dispersive spectrometers (WDS) and a tungsten filament electron gun. |  | sulfides were analyzed using an accelerating voltage of 25 kV, a 2-nA beam current, focused to 1 μm, with elemental counting times between 5 and 30 s |  | 5030.2118 | 42.3763 | [12 empty] | 23723.9773 | 155.0809 | [16 empty] | 1447.3246 | 55.0881 | [8 empty] | 7570.6207 | 52.2276 | [8 empty] | -99999 | 147.8638 | [32 empty] | 807465.3577 | 212.127 | [14 empty] | 109996.6617 | 46.0992 | -99999 | 46.7466 |  |  | 44765.8463 | 111.1345 | [32 empty] | -99999 | 371.396 |  |  |  | 2024 | Denisová, N., Piercey, S. J., & Wälle, M. (2024). Mineralogy and mineral chemistry of the ABM replacement-style volcanogenic massive sulfide deposit, Finlayson Lake district, Yukon, Canada. Mineralium Deposita, 59(3), 473-503. https://doi.org/10.1007/s00126-023-01217-4 |  | CAN | CA-YT | -130.6 | 61.4667 | [8 empty] | Only analyses +/-3% of 100% were shown and they were normalized to 100% | 2025-04-30
| ABM |  | Volcanic basin hydrothermal | Volcanogenic massive sulfide (VMS) | Bimodal felsic VMS | Zn, Cu, Pb, Au, Ag |  | Zn, Cu, Pb, Au, Ag | Denisová et al., 2024 |  | B266575 | B266575-5-1-17 | borehole | K15-231 |  | 63.09 | 63.14 | ore material | half core | core drilling | rock | polished slab from core | Yukon–Tanana and Slide Mountain terranes | Kudz Ze Kayah formation |  |  | acid volcanic rock, siliciclastic sedimentary rock |  | rock | greenschist | galena | Assemblage 2 |  |  |  | chloritic |  | pyrite, arsenopyrite, pyrrhotite, galena, chalcopyrite, sulfosalts | cutting and polishing | EPMA | JEOL JXA-8230 SuperProbe electron probe microanalyzer (EPMA) equipped with five wavelength-dispersive spectrometers (WDS) and a tungsten filament electron gun. |  | sulfides were analyzed using an accelerating voltage of 25 kV, a 2-nA beam current, focused to 1 μm, with elemental counting times between 5 and 30 s |  | 5257.8565 | 42.3763 | [12 empty] | 18402.4976 | 155.0809 | [16 empty] | 302.1756 | 55.0881 | [8 empty] | 19641.418 | 52.2276 | [8 empty] | -99999 | 147.8638 | [32 empty] | 793704.6838 | 212.127 | [14 empty] | 98579.7681 | 46.0992 | 1672.0386 | 46.7466 |  |  | 62439.5616 | 111.1345 | [32 empty] | -99999 | 371.396 |  |  |  | 2024 | Denisová, N., Piercey, S. J., & Wälle, M. (2024). Mineralogy and mineral chemistry of the ABM replacement-style volcanogenic massive sulfide deposit, Finlayson Lake district, Yukon, Canada. Mineralium Deposita, 59(3), 473-503. https://doi.org/10.1007/s00126-023-01217-4 |  | CAN | CA-YT | -130.6 | 61.4667 | [8 empty] | Only analyses +/-3% of 100% were shown and they were normalized to 100% | 2025-04-30
| ABM |  | Volcanic basin hydrothermal | Volcanogenic massive sulfide (VMS) | Bimodal felsic VMS | Zn, Cu, Pb, Au, Ag |  | Zn, Cu, Pb, Au, Ag | Denisová et al., 2024 |  | B266575 | B266575-5-1-2 | borehole | K15-231 |  | 63.09 | 63.14 | ore material | half core | core drilling | rock | polished slab from core | Yukon–Tanana and Slide Mountain terranes | Kudz Ze Kayah formation |  |  | acid volcanic rock, siliciclastic sedimentary rock |  | rock | greenschist | galena | Assemblage 2 |  |  |  | chloritic |  | pyrite, arsenopyrite, pyrrhotite, galena, chalcopyrite, sulfosalts | cutting and polishing | EPMA | JEOL JXA-8230 SuperProbe electron probe microanalyzer (EPMA) equipped with five wavelength-dispersive spectrometers (WDS) and a tungsten filament electron gun. |  | sulfides were analyzed using an accelerating voltage of 25 kV, a 2-nA beam current, focused to 1 μm, with elemental counting times between 5 and 30 s |  | 4682.925 | 42.3763 | [12 empty] | 17408.0458 | 155.0809 | [16 empty] | 1042.8784 | 55.0881 | [8 empty] | 18360.6753 | 52.2276 | [8 empty] | -99999 | 147.8638 | [32 empty] | 793449.9231 | 212.127 | [14 empty] | 96556.4939 | 46.0992 | 1875.1756 | 46.7466 |  |  | 66623.883 | 111.1345 | [32 empty] | -99999 | 371.396 |  |  |  | 2024 | Denisová, N., Piercey, S. J., & Wälle, M. (2024). Mineralogy and mineral chemistry of the ABM replacement-style volcanogenic massive sulfide deposit, Finlayson Lake district, Yukon, Canada. Mineralium Deposita, 59(3), 473-503. https://doi.org/10.1007/s00126-023-01217-4 |  | CAN | CA-YT | -130.6 | 61.4667 | [8 empty] | Only analyses +/-3% of 100% were shown and they were normalized to 100% | 2025-04-30
| ABM |  | Volcanic basin hydrothermal | Volcanogenic massive sulfide (VMS) | Bimodal felsic VMS | Zn, Cu, Pb, Au, Ag |  | Zn, Cu, Pb, Au, Ag | Denisová et al., 2024 |  | B266585 | B266585-1-1-1 | borehole | K15-231 |  | 71 | 71.06 | ore material | half core | core drilling | rock | polished slab from core | Yukon–Tanana and Slide Mountain terranes | Kudz Ze Kayah formation |  |  | acid volcanic rock, siliciclastic sedimentary rock |  | rock | greenschist | galena | Assemblage 1 |  |  |  | chloritic |  | pyrite, arsenopyrite, pyrrhotite, galena, chalcopyrite, sulfosalts | cutting and polishing | EPMA | JEOL JXA-8230 SuperProbe electron probe microanalyzer (EPMA) equipped with five wavelength-dispersive spectrometers (WDS) and a tungsten filament electron gun. |  | sulfides were analyzed using an accelerating voltage of 25 kV, a 2-nA beam current, focused to 1 μm, with elemental counting times between 5 and 30 s |  | 1862.6287 | 42.3763 | [12 empty] | 1268.6012 | 155.0809 | [16 empty] | -99999 | 55.0881 | [8 empty] | 2929.8647 | 52.2276 | [8 empty] | -99999 | 147.8638 | [32 empty] | 850123.839 | 212.127 | [14 empty] | 136646.4632 | 46.0992 | 3946.7591 | 46.7466 |  |  | 533.6179 | 111.1345 | [32 empty] | 2688.2262 | 371.396 |  |  |  | 2024 | Denisová, N., Piercey, S. J., & Wälle, M. (2024). Mineralogy and mineral chemistry of the ABM replacement-style volcanogenic massive sulfide deposit, Finlayson Lake district, Yukon, Canada. Mineralium Deposita, 59(3), 473-503. https://doi.org/10.1007/s00126-023-01217-4 |  | CAN | CA-YT | -130.6 | 61.4667 | [8 empty] | Only analyses +/-3% of 100% were shown and they were normalized to 100% | 2025-04-30
| ABM |  | Volcanic basin hydrothermal | Volcanogenic massive sulfide (VMS) | Bimodal felsic VMS | Zn, Cu, Pb, Au, Ag |  | Zn, Cu, Pb, Au, Ag | Denisová et al., 2024 |  | B266585 | B266585-7-1-1 | borehole | K15-231 |  | 71 | 71.06 | ore material | half core | core drilling | rock | polished slab from core | Yukon–Tanana and Slide Mountain terranes | Kudz Ze Kayah formation |  |  | acid volcanic rock, siliciclastic sedimentary rock |  | rock | greenschist | galena | Assemblage 1 |  |  |  | chloritic |  | pyrite, arsenopyrite, pyrrhotite, galena, chalcopyrite, sulfosalts | cutting and polishing | EPMA | JEOL JXA-8230 SuperProbe electron probe microanalyzer (EPMA) equipped with five wavelength-dispersive spectrometers (WDS) and a tungsten filament electron gun. |  | sulfides were analyzed using an accelerating voltage of 25 kV, a 2-nA beam current, focused to 1 μm, with elemental counting times between 5 and 30 s |  | 3232.3972 | 42.3763 | [12 empty] | 1107.96 | 155.0809 | [16 empty] | -99999 | 55.0881 | [8 empty] | 691.2045 | 52.2276 | [8 empty] | -99999 | 147.8638 | [32 empty] | 853627.2948 | 212.127 | [14 empty] | 136451.8883 | 46.0992 | 4767.2779 | 46.7466 |  |  | 121.9773 | 111.1345 | [32 empty] | -99999 | 371.396 |  |  |  | 2024 | Denisová, N., Piercey, S. J., & Wälle, M. (2024). Mineralogy and mineral chemistry of the ABM replacement-style volcanogenic massive sulfide deposit, Finlayson Lake district, Yukon, Canada. Mineralium Deposita, 59(3), 473-503. https://doi.org/10.1007/s00126-023-01217-4 |  | CAN | CA-YT | -130.6 | 61.4667 | [8 empty] | Only analyses +/-3% of 100% were shown and they were normalized to 100% | 2025-04-30
| ABM |  | Volcanic basin hydrothermal | Volcanogenic massive sulfide (VMS) | Bimodal felsic VMS | Zn, Cu, Pb, Au, Ag |  | Zn, Cu, Pb, Au, Ag | Denisová et al., 2024 |  | B266585 | B266585-7-1-21 | borehole | K15-231 |  | 71 | 71.06 | ore material | half core | core drilling | rock | polished slab from core | Yukon–Tanana and Slide Mountain terranes | Kudz Ze Kayah formation |  |  | acid volcanic rock, siliciclastic sedimentary rock |  | rock | greenschist | galena | Assemblage 1 |  |  |  | chloritic |  | pyrite, arsenopyrite, pyrrhotite, galena, chalcopyrite, sulfosalts | cutting and polishing | EPMA | JEOL JXA-8230 SuperProbe electron probe microanalyzer (EPMA) equipped with five wavelength-dispersive spectrometers (WDS) and a tungsten filament electron gun. |  | sulfides were analyzed using an accelerating voltage of 25 kV, a 2-nA beam current, focused to 1 μm, with elemental counting times between 5 and 30 s |  | 3787.305 | 42.3763 | [12 empty] | 1201.8382 | 155.0809 | [16 empty] | -99999 | 55.0881 | [8 empty] | 3878.2004 | 52.2276 | [8 empty] | -99999 | 147.8638 | [32 empty] | 847417.0518 | 212.127 | [14 empty] | 135565.3245 | 46.0992 | 5867.7976 | 46.7466 |  |  | 434.2777 | 111.1345 | [32 empty] | 1848.2048 | 371.396 |  |  |  | 2024 | Denisová, N., Piercey, S. J., & Wälle, M. (2024). Mineralogy and mineral chemistry of the ABM replacement-style volcanogenic massive sulfide deposit, Finlayson Lake district, Yukon, Canada. Mineralium Deposita, 59(3), 473-503. https://doi.org/10.1007/s00126-023-01217-4 |  | CAN | CA-YT | -130.6 | 61.4667 | [8 empty] | Only analyses +/-3% of 100% were shown and they were normalized to 100% | 2025-04-30
| ABM |  | Volcanic basin hydrothermal | Volcanogenic massive sulfide (VMS) | Bimodal felsic VMS | Zn, Cu, Pb, Au, Ag |  | Zn, Cu, Pb, Au, Ag | Denisová et al., 2024 |  | B266585 | B266585-7-1-6 | borehole | K15-231 |  | 71 | 71.06 | ore material | half core | core drilling | rock | polished slab from core | Yukon–Tanana and Slide Mountain terranes | Kudz Ze Kayah formation |  |  | acid volcanic rock, siliciclastic sedimentary rock |  | rock | greenschist | galena | Assemblage 1 |  |  |  | chloritic |  | pyrite, arsenopyrite, pyrrhotite, galena, chalcopyrite, sulfosalts | cutting and polishing | EPMA | JEOL JXA-8230 SuperProbe electron probe microanalyzer (EPMA) equipped with five wavelength-dispersive spectrometers (WDS) and a tungsten filament electron gun. |  | sulfides were analyzed using an accelerating voltage of 25 kV, a 2-nA beam current, focused to 1 μm, with elemental counting times between 5 and 30 s |  | 1573.2266 | 42.3763 | [12 empty] | 694.6715 | 155.0809 | [16 empty] | -99999 | 55.0881 | [8 empty] | 1409.7745 | 52.2276 | [8 empty] | -99999 | 147.8638 | [32 empty] | 855212.0764 | 212.127 | [14 empty] | 136748.1226 | 46.0992 | 3728.7515 | 46.7466 |  |  | 633.3769 | 111.1345 | [32 empty] | -99999 | 371.396 |  |  |  | 2024 | Denisová, N., Piercey, S. J., & Wälle, M. (2024). Mineralogy and mineral chemistry of the ABM replacement-style volcanogenic massive sulfide deposit, Finlayson Lake district, Yukon, Canada. Mineralium Deposita, 59(3), 473-503. https://doi.org/10.1007/s00126-023-01217-4 |  | CAN | CA-YT | -130.6 | 61.4667 | [8 empty] | Only analyses +/-3% of 100% were shown and they were normalized to 100% | 2025-04-30
| ABM |  | Volcanic basin hydrothermal | Volcanogenic massive sulfide (VMS) | Bimodal felsic VMS | Zn, Cu, Pb, Au, Ag |  | Zn, Cu, Pb, Au, Ag | Denisová et al., 2024 |  | B266585 | B266585-8-1-15 | borehole | K15-231 |  | 71 | 71.06 | ore material | half core | core drilling | rock | polished slab from core | Yukon–Tanana and Slide Mountain terranes | Kudz Ze Kayah formation |  |  | acid volcanic rock, siliciclastic sedimentary rock |  | rock | greenschist | galena | Assemblage 1 |  |  |  | chloritic |  | pyrite, arsenopyrite, pyrrhotite, galena, chalcopyrite, sulfosalts | cutting and polishing | EPMA | JEOL JXA-8230 SuperProbe electron probe microanalyzer (EPMA) equipped with five wavelength-dispersive spectrometers (WDS) and a tungsten filament electron gun. |  | sulfides were analyzed using an accelerating voltage of 25 kV, a 2-nA beam current, focused to 1 μm, with elemental counting times between 5 and 30 s |  | 2129.0247 | 42.3763 | [12 empty] | 1837.3775 | 155.0809 | [16 empty] | -99999 | 55.0881 | [8 empty] | 4316.379 | 52.2276 | [8 empty] | -99999 | 147.8638 | [32 empty] | 830280.7536 | 212.127 | [14 empty] | 132466.1747 | 46.0992 | 4015.01 | 46.7466 |  |  | 408.3061 | 111.1345 | [32 empty] | 24537.2527 | 371.396 |  |  |  | 2024 | Denisová, N., Piercey, S. J., & Wälle, M. (2024). Mineralogy and mineral chemistry of the ABM replacement-style volcanogenic massive sulfide deposit, Finlayson Lake district, Yukon, Canada. Mineralium Deposita, 59(3), 473-503. https://doi.org/10.1007/s00126-023-01217-4 |  | CAN | CA-YT | -130.6 | 61.4667 | [8 empty] | Only analyses +/-3% of 100% were shown and they were normalized to 100% | 2025-04-30
| ABM |  | Volcanic basin hydrothermal | Volcanogenic massive sulfide (VMS) | Bimodal felsic VMS | Zn, Cu, Pb, Au, Ag |  | Zn, Cu, Pb, Au, Ag | Denisová et al., 2024 |  | B266585 | B266585-8-1-16 | borehole | K15-231 |  | 71 | 71.06 | ore material | half core | core drilling | rock | polished slab from core | Yukon–Tanana and Slide Mountain terranes | Kudz Ze Kayah formation |  |  | acid volcanic rock, siliciclastic sedimentary rock |  | rock | greenschist | galena | Assemblage 1 |  |  |  | chloritic |  | pyrite, arsenopyrite, pyrrhotite, galena, chalcopyrite, sulfosalts | cutting and polishing | EPMA | JEOL JXA-8230 SuperProbe electron probe microanalyzer (EPMA) equipped with five wavelength-dispersive spectrometers (WDS) and a tungsten filament electron gun. |  | sulfides were analyzed using an accelerating voltage of 25 kV, a 2-nA beam current, focused to 1 μm, with elemental counting times between 5 and 30 s |  | 932.6955 | 42.3763 | [12 empty] | 1353.9128 | 155.0809 | [16 empty] | -99999 | 55.0881 | [8 empty] | 1975.7097 | 52.2276 | [8 empty] | -99999 | 147.8638 | [32 empty] | 856053.9963 | 212.127 | [14 empty] | 135421.3677 | 46.0992 | 2497.2169 | 46.7466 |  |  | -99999 | 111.1345 | [32 empty] | 1765.1011 | 371.396 |  |  |  | 2024 | Denisová, N., Piercey, S. J., & Wälle, M. (2024). Mineralogy and mineral chemistry of the ABM replacement-style volcanogenic massive sulfide deposit, Finlayson Lake district, Yukon, Canada. Mineralium Deposita, 59(3), 473-503. https://doi.org/10.1007/s00126-023-01217-4 |  | CAN | CA-YT | -130.6 | 61.4667 | [8 empty] | Only analyses +/-3% of 100% were shown and they were normalized to 100% | 2025-04-30
| ABM |  | Volcanic basin hydrothermal | Volcanogenic massive sulfide (VMS) | Bimodal felsic VMS | Zn, Cu, Pb, Au, Ag |  | Zn, Cu, Pb, Au, Ag | Denisová et al., 2024 |  | B266585 | B266585-8-1-18 | borehole | K15-231 |  | 71 | 71.06 | ore material | half core | core drilling | rock | polished slab from core | Yukon–Tanana and Slide Mountain terranes | Kudz Ze Kayah formation |  |  | acid volcanic rock, siliciclastic sedimentary rock |  | rock | greenschist | galena | Assemblage 1 |  |  |  | chloritic |  | pyrite, arsenopyrite, pyrrhotite, galena, chalcopyrite, sulfosalts | cutting and polishing | EPMA | JEOL JXA-8230 SuperProbe electron probe microanalyzer (EPMA) equipped with five wavelength-dispersive spectrometers (WDS) and a tungsten filament electron gun. |  | sulfides were analyzed using an accelerating voltage of 25 kV, a 2-nA beam current, focused to 1 μm, with elemental counting times between 5 and 30 s |  | -99999 | 42.3763 | [12 empty] | 1813.1345 | 155.0809 | [16 empty] | -99999 | 55.0881 | [8 empty] | 1884.8404 | 52.2276 | [8 empty] | -99999 | 147.8638 | [32 empty] | 859497.4413 | 212.127 | [14 empty] | 135442.172 | 46.0992 | 717.0588 | 46.7466 |  |  | 624.8656 | 111.1345 | [32 empty] | -99999 | 371.396 |  |  |  | 2024 | Denisová, N., Piercey, S. J., & Wälle, M. (2024). Mineralogy and mineral chemistry of the ABM replacement-style volcanogenic massive sulfide deposit, Finlayson Lake district, Yukon, Canada. Mineralium Deposita, 59(3), 473-503. https://doi.org/10.1007/s00126-023-01217-4 |  | CAN | CA-YT | -130.6 | 61.4667 | [8 empty] | Only analyses +/-3% of 100% were shown and they were normalized to 100% | 2025-04-30
| ABM |  | Volcanic basin hydrothermal | Volcanogenic massive sulfide (VMS) | Bimodal felsic VMS | Zn, Cu, Pb, Au, Ag |  | Zn, Cu, Pb, Au, Ag | Denisová et al., 2024 |  | B266585 | B266585-8-1-28 | borehole | K15-231 |  | 71 | 71.06 | ore material | half core | core drilling | rock | polished slab from core | Yukon–Tanana and Slide Mountain terranes | Kudz Ze Kayah formation |  |  | acid volcanic rock, siliciclastic sedimentary rock |  | rock | greenschist | galena | Assemblage 1 |  |  |  | chloritic |  | pyrite, arsenopyrite, pyrrhotite, galena, chalcopyrite, sulfosalts | cutting and polishing | EPMA | JEOL JXA-8230 SuperProbe electron probe microanalyzer (EPMA) equipped with five wavelength-dispersive spectrometers (WDS) and a tungsten filament electron gun. |  | sulfides were analyzed using an accelerating voltage of 25 kV, a 2-nA beam current, focused to 1 μm, with elemental counting times between 5 and 30 s |  | -99999 | 42.3763 | [12 empty] | 889.6621 | 155.0809 | [16 empty] | -99999 | 55.0881 | [8 empty] | 9993.8714 | 52.2276 | [8 empty] | -99999 | 147.8638 | [32 empty] | 852286.4366 | 212.127 | [14 empty] | 134467.4827 | 46.0992 | 1443.2296 | 46.7466 |  |  | 731.5 | 111.1345 | [32 empty] | 187.8176 | 371.396 |  |  |  | 2024 | Denisová, N., Piercey, S. J., & Wälle, M. (2024). Mineralogy and mineral chemistry of the ABM replacement-style volcanogenic massive sulfide deposit, Finlayson Lake district, Yukon, Canada. Mineralium Deposita, 59(3), 473-503. https://doi.org/10.1007/s00126-023-01217-4 |  | CAN | CA-YT | -130.6 | 61.4667 | [8 empty] | Only analyses +/-3% of 100% were shown and they were normalized to 100% | 2025-04-30
| ABM |  | Volcanic basin hydrothermal | Volcanogenic massive sulfide (VMS) | Bimodal felsic VMS | Zn, Cu, Pb, Au, Ag |  | Zn, Cu, Pb, Au, Ag | Denisová et al., 2024 |  | B266585 | B266585-8-3-17 | borehole | K15-231 |  | 71 | 71.06 | ore material | half core | core drilling | rock | polished slab from core | Yukon–Tanana and Slide Mountain terranes | Kudz Ze Kayah formation |  |  | acid volcanic rock, siliciclastic sedimentary rock |  | rock | greenschist | galena | Assemblage 1 |  |  |  | chloritic |  | pyrite, arsenopyrite, pyrrhotite, galena, chalcopyrite, sulfosalts | cutting and polishing | EPMA | JEOL JXA-8230 SuperProbe electron probe microanalyzer (EPMA) equipped with five wavelength-dispersive spectrometers (WDS) and a tungsten filament electron gun. |  | sulfides were analyzed using an accelerating voltage of 25 kV, a 2-nA beam current, focused to 1 μm, with elemental counting times between 5 and 30 s |  | 1154.3403 | 42.3763 | [12 empty] | 1134.2648 | 155.0809 | [16 empty] | -99999 | 55.0881 | [8 empty] | 9616.1565 | 52.2276 | [8 empty] | -99999 | 147.8638 | [32 empty] | 848821.5771 | 212.127 | [14 empty] | 135619.9233 | 46.0992 | 3432.9077 | 46.7466 |  |  | 220.8303 | 111.1345 | [32 empty] | -99999 | 371.396 |  |  |  | 2024 | Denisová, N., Piercey, S. J., & Wälle, M. (2024). Mineralogy and mineral chemistry of the ABM replacement-style volcanogenic massive sulfide deposit, Finlayson Lake district, Yukon, Canada. Mineralium Deposita, 59(3), 473-503. https://doi.org/10.1007/s00126-023-01217-4 |  | CAN | CA-YT | -130.6 | 61.4667 | [8 empty] | Only analyses +/-3% of 100% were shown and they were normalized to 100% | 2025-04-30
| ABM |  | Volcanic basin hydrothermal | Volcanogenic massive sulfide (VMS) | Bimodal felsic VMS | Zn, Cu, Pb, Au, Ag |  | Zn, Cu, Pb, Au, Ag | Denisová et al., 2024 |  | B266585 | B266585-8-3-6 | borehole | K15-231 |  | 71 | 71.06 | ore material | half core | core drilling | rock | polished slab from core | Yukon–Tanana and Slide Mountain terranes | Kudz Ze Kayah formation |  |  | acid volcanic rock, siliciclastic sedimentary rock |  | rock | greenschist | galena | Assemblage 1 |  |  |  | chloritic |  | pyrite, arsenopyrite, pyrrhotite, galena, chalcopyrite, sulfosalts | cutting and polishing | EPMA | JEOL JXA-8230 SuperProbe electron probe microanalyzer (EPMA) equipped with five wavelength-dispersive spectrometers (WDS) and a tungsten filament electron gun. |  | sulfides were analyzed using an accelerating voltage of 25 kV, a 2-nA beam current, focused to 1 μm, with elemental counting times between 5 and 30 s |  | -99999 | 42.3763 | [12 empty] | 1688.523 | 155.0809 | [16 empty] | -99999 | 55.0881 | [8 empty] | 5308.231 | 52.2276 | [8 empty] | -99999 | 147.8638 | [32 empty] | 855909.3253 | 212.127 | [14 empty] | 135617.7268 | 46.0992 | 1213.31 | 46.7466 |  |  | 262.8838 | 111.1345 | [32 empty] | -99999 | 371.396 |  |  |  | 2024 | Denisová, N., Piercey, S. J., & Wälle, M. (2024). Mineralogy and mineral chemistry of the ABM replacement-style volcanogenic massive sulfide deposit, Finlayson Lake district, Yukon, Canada. Mineralium Deposita, 59(3), 473-503. https://doi.org/10.1007/s00126-023-01217-4 |  | CAN | CA-YT | -130.6 | 61.4667 | [8 empty] | Only analyses +/-3% of 100% were shown and they were normalized to 100% | 2025-04-30
| ABM |  | Volcanic basin hydrothermal | Volcanogenic massive sulfide (VMS) | Bimodal felsic VMS | Zn, Cu, Pb, Au, Ag |  | Zn, Cu, Pb, Au, Ag | Denisová et al., 2024 |  | B291152 | B291152-3-1-19* | borehole | K15-339 |  | 165.25 | 165.3 | ore material | half core | core drilling | rock | polished slab from core | Yukon–Tanana and Slide Mountain terranes | Kudz Ze Kayah formation |  |  | acid volcanic rock, siliciclastic sedimentary rock |  | rock | greenschist | galena | Assemblage 1 |  |  |  | chloritic |  | pyrite, arsenopyrite, pyrrhotite, galena, chalcopyrite, sulfosalts | cutting and polishing | EPMA | JEOL JXA-8230 SuperProbe electron probe microanalyzer (EPMA) equipped with five wavelength-dispersive spectrometers (WDS) and a tungsten filament electron gun. |  | sulfides were analyzed using an accelerating voltage of 25 kV, a 2-nA beam current, focused to 1 μm, with elemental counting times between 5 and 30 s |  | -99999 | 42.3763 | [12 empty] | -99999 | 155.0809 | [16 empty] | -99999 | 55.0881 | [8 empty] | 99697.9506 | 52.2276 | [8 empty] | -99999 | 147.8638 | [32 empty] | 687175.4809 | 212.127 | [14 empty] | 212267.7842 | 46.0992 | 858.7843 | 46.7466 |  |  | -99999 | 111.1345 | [32 empty] | -99999 | 371.396 |  |  |  | 2024 | Denisová, N., Piercey, S. J., & Wälle, M. (2024). Mineralogy and mineral chemistry of the ABM replacement-style volcanogenic massive sulfide deposit, Finlayson Lake district, Yukon, Canada. Mineralium Deposita, 59(3), 473-503. https://doi.org/10.1007/s00126-023-01217-4 |  | CAN | CA-YT | -130.6 | 61.4667 | [8 empty] | spot with likely inclusion; Only analyses +/-3% of 100% were shown and they were normalized to 100% | 2025-04-30
| ABM |  | Volcanic basin hydrothermal | Volcanogenic massive sulfide (VMS) | Bimodal felsic VMS | Zn, Cu, Pb, Au, Ag |  | Zn, Cu, Pb, Au, Ag | Denisová et al., 2024 |  | B291152 | B291152-1-1-14 | borehole | K15-339 |  | 165.25 | 165.3 | ore material | half core | core drilling | rock | polished slab from core | Yukon–Tanana and Slide Mountain terranes | Kudz Ze Kayah formation |  |  | acid volcanic rock, siliciclastic sedimentary rock |  | rock | greenschist | galena | Assemblage 1 |  |  |  | chloritic |  | pyrite, arsenopyrite, pyrrhotite, galena, chalcopyrite, sulfosalts | cutting and polishing | EPMA | JEOL JXA-8230 SuperProbe electron probe microanalyzer (EPMA) equipped with five wavelength-dispersive spectrometers (WDS) and a tungsten filament electron gun. |  | sulfides were analyzed using an accelerating voltage of 25 kV, a 2-nA beam current, focused to 1 μm, with elemental counting times between 5 and 30 s |  | -99999 | 42.3763 | [12 empty] | 2322.4618 | 155.0809 | [16 empty] | -99999 | 55.0881 | [8 empty] | 3113.3 | 52.2276 | [8 empty] | -99999 | 147.8638 | [32 empty] | 857739.1987 | 212.127 | [14 empty] | 133381.3892 | 46.0992 | 500.5306 | 46.7466 |  |  | 2122.2496 | 111.1345 | [32 empty] | 820.8702 | 371.396 |  |  |  | 2024 | Denisová, N., Piercey, S. J., & Wälle, M. (2024). Mineralogy and mineral chemistry of the ABM replacement-style volcanogenic massive sulfide deposit, Finlayson Lake district, Yukon, Canada. Mineralium Deposita, 59(3), 473-503. https://doi.org/10.1007/s00126-023-01217-4 |  | CAN | CA-YT | -130.6 | 61.4667 | [8 empty] | Only analyses +/-3% of 100% were shown and they were normalized to 100% | 2025-04-30
| ABM |  | Volcanic basin hydrothermal | Volcanogenic massive sulfide (VMS) | Bimodal felsic VMS | Zn, Cu, Pb, Au, Ag |  | Zn, Cu, Pb, Au, Ag | Denisová et al., 2024 |  | B291152 | B291152-1-1-5 | borehole | K15-339 |  | 165.25 | 165.3 | ore material | half core | core drilling | rock | polished slab from core | Yukon–Tanana and Slide Mountain terranes | Kudz Ze Kayah formation |  |  | acid volcanic rock, siliciclastic sedimentary rock |  | rock | greenschist | galena | Assemblage 1 |  |  |  | chloritic |  | pyrite, arsenopyrite, pyrrhotite, galena, chalcopyrite, sulfosalts | cutting and polishing | EPMA | JEOL JXA-8230 SuperProbe electron probe microanalyzer (EPMA) equipped with five wavelength-dispersive spectrometers (WDS) and a tungsten filament electron gun. |  | sulfides were analyzed using an accelerating voltage of 25 kV, a 2-nA beam current, focused to 1 μm, with elemental counting times between 5 and 30 s |  | -99999 | 42.3763 | [12 empty] | 1928.4466 | 155.0809 | [16 empty] | 753.2995 | 55.0881 | [8 empty] | 10325.2244 | 52.2276 | [8 empty] | -99999 | 147.8638 | [32 empty] | 850937.1036 | 212.127 | [14 empty] | 132590.7484 | 46.0992 | 843.6954 | 46.7466 |  |  | 2621.4821 | 111.1345 | [32 empty] | -99999 | 371.396 |  |  |  | 2024 | Denisová, N., Piercey, S. J., & Wälle, M. (2024). Mineralogy and mineral chemistry of the ABM replacement-style volcanogenic massive sulfide deposit, Finlayson Lake district, Yukon, Canada. Mineralium Deposita, 59(3), 473-503. https://doi.org/10.1007/s00126-023-01217-4 |  | CAN | CA-YT | -130.6 | 61.4667 | [8 empty] | Only analyses +/-3% of 100% were shown and they were normalized to 100% | 2025-04-30
| ABM |  | Volcanic basin hydrothermal | Volcanogenic massive sulfide (VMS) | Bimodal felsic VMS | Zn, Cu, Pb, Au, Ag |  | Zn, Cu, Pb, Au, Ag | Denisová et al., 2024 |  | B291152 | B291152-2-1-1 | borehole | K15-339 |  | 165.25 | 165.3 | ore material | half core | core drilling | rock | polished slab from core | Yukon–Tanana and Slide Mountain terranes | Kudz Ze Kayah formation |  |  | acid volcanic rock, siliciclastic sedimentary rock |  | rock | greenschist | galena | Assemblage 1 |  |  |  | chloritic |  | pyrite, arsenopyrite, pyrrhotite, galena, chalcopyrite, sulfosalts | cutting and polishing | EPMA | JEOL JXA-8230 SuperProbe electron probe microanalyzer (EPMA) equipped with five wavelength-dispersive spectrometers (WDS) and a tungsten filament electron gun. |  | sulfides were analyzed using an accelerating voltage of 25 kV, a 2-nA beam current, focused to 1 μm, with elemental counting times between 5 and 30 s |  | -99999 | 42.3763 | [12 empty] | 2335.8108 | 155.0809 | [16 empty] | -99999 | 55.0881 | [8 empty] | 2123.4642 | 52.2276 | [8 empty] | -99999 | 147.8638 | [32 empty] | 857808.7859 | 212.127 | [14 empty] | 134223.1672 | 46.0992 | 1263.9668 | 46.7466 |  |  | 2224.5816 | 111.1345 | [32 empty] | -99999 | 371.396 |  |  |  | 2024 | Denisová, N., Piercey, S. J., & Wälle, M. (2024). Mineralogy and mineral chemistry of the ABM replacement-style volcanogenic massive sulfide deposit, Finlayson Lake district, Yukon, Canada. Mineralium Deposita, 59(3), 473-503. https://doi.org/10.1007/s00126-023-01217-4 |  | CAN | CA-YT | -130.6 | 61.4667 | [8 empty] | Only analyses +/-3% of 100% were shown and they were normalized to 100% | 2025-04-30
| ABM |  | Volcanic basin hydrothermal | Volcanogenic massive sulfide (VMS) | Bimodal felsic VMS | Zn, Cu, Pb, Au, Ag |  | Zn, Cu, Pb, Au, Ag | Denisová et al., 2024 |  | B291152 | B291152-2-1-15 | borehole | K15-339 |  | 165.25 | 165.3 | ore material | half core | core drilling | rock | polished slab from core | Yukon–Tanana and Slide Mountain terranes | Kudz Ze Kayah formation |  |  | acid volcanic rock, siliciclastic sedimentary rock |  | rock | greenschist | galena | Assemblage 1 |  |  |  | chloritic |  | pyrite, arsenopyrite, pyrrhotite, galena, chalcopyrite, sulfosalts | cutting and polishing | EPMA | JEOL JXA-8230 SuperProbe electron probe microanalyzer (EPMA) equipped with five wavelength-dispersive spectrometers (WDS) and a tungsten filament electron gun. |  | sulfides were analyzed using an accelerating voltage of 25 kV, a 2-nA beam current, focused to 1 μm, with elemental counting times between 5 and 30 s |  | -99999 | 42.3763 | [12 empty] | 1768.9331 | 155.0809 | [16 empty] | -99999 | 55.0881 | [8 empty] | 7668.7274 | 52.2276 | [8 empty] | -99999 | 147.8638 | [32 empty] | 855480.1704 | 212.127 | [14 empty] | 132107.1451 | 46.0992 | 603.0454 | 46.7466 |  |  | 2291.5725 | 111.1345 | [32 empty] | -99999 | 371.396 |  |  |  | 2024 | Denisová, N., Piercey, S. J., & Wälle, M. (2024). Mineralogy and mineral chemistry of the ABM replacement-style volcanogenic massive sulfide deposit, Finlayson Lake district, Yukon, Canada. Mineralium Deposita, 59(3), 473-503. https://doi.org/10.1007/s00126-023-01217-4 |  | CAN | CA-YT | -130.6 | 61.4667 | [8 empty] | Only analyses +/-3% of 100% were shown and they were normalized to 100% | 2025-04-30
| ABM |  | Volcanic basin hydrothermal | Volcanogenic massive sulfide (VMS) | Bimodal felsic VMS | Zn, Cu, Pb, Au, Ag |  | Zn, Cu, Pb, Au, Ag | Denisová et al., 2024 |  | B291152 | B291152-4-1-5 | borehole | K15-339 |  | 165.25 | 165.3 | ore material | half core | core drilling | rock | polished slab from core | Yukon–Tanana and Slide Mountain terranes | Kudz Ze Kayah formation |  |  | acid volcanic rock, siliciclastic sedimentary rock |  | rock | greenschist | galena | Assemblage 1 |  |  |  | chloritic |  | pyrite, arsenopyrite, pyrrhotite, galena, chalcopyrite, sulfosalts | cutting and polishing | EPMA | JEOL JXA-8230 SuperProbe electron probe microanalyzer (EPMA) equipped with five wavelength-dispersive spectrometers (WDS) and a tungsten filament electron gun. |  | sulfides were analyzed using an accelerating voltage of 25 kV, a 2-nA beam current, focused to 1 μm, with elemental counting times between 5 and 30 s |  | -99999 | 42.3763 | [12 empty] | 2047.0931 | 155.0809 | [16 empty] | 623.0283 | 55.0881 | [8 empty] | 5795.1525 | 52.2276 | [8 empty] | -99999 | 147.8638 | [32 empty] | 854201.4873 | 212.127 | [14 empty] | 131864.4345 | 46.0992 | 840.5938 | 46.7466 |  |  | 2343.7732 | 111.1345 | [32 empty] | 2284.4372 | 371.396 |  |  |  | 2024 | Denisová, N., Piercey, S. J., & Wälle, M. (2024). Mineralogy and mineral chemistry of the ABM replacement-style volcanogenic massive sulfide deposit, Finlayson Lake district, Yukon, Canada. Mineralium Deposita, 59(3), 473-503. https://doi.org/10.1007/s00126-023-01217-4 |  | CAN | CA-YT | -130.6 | 61.4667 | [8 empty] | Only analyses +/-3% of 100% were shown and they were normalized to 100% | 2025-04-30
| ABM |  | Volcanic basin hydrothermal | Volcanogenic massive sulfide (VMS) | Bimodal felsic VMS | Zn, Cu, Pb, Au, Ag |  | Zn, Cu, Pb, Au, Ag | Denisová et al., 2024 |  | B291152 | B291152-4-2-13 | borehole | K15-339 |  | 165.25 | 165.3 | ore material | half core | core drilling | rock | polished slab from core | Yukon–Tanana and Slide Mountain terranes | Kudz Ze Kayah formation |  |  | acid volcanic rock, siliciclastic sedimentary rock |  | rock | greenschist | galena | Assemblage 1 |  |  |  | chloritic |  | pyrite, arsenopyrite, pyrrhotite, galena, chalcopyrite, sulfosalts | cutting and polishing | EPMA | JEOL JXA-8230 SuperProbe electron probe microanalyzer (EPMA) equipped with five wavelength-dispersive spectrometers (WDS) and a tungsten filament electron gun. |  | sulfides were analyzed using an accelerating voltage of 25 kV, a 2-nA beam current, focused to 1 μm, with elemental counting times between 5 and 30 s |  | -99999 | 42.3763 | [12 empty] | 1902.0824 | 155.0809 | [16 empty] | 1297.7749 | 55.0881 | [8 empty] | 16494.6199 | 52.2276 | [8 empty] | -99999 | 147.8638 | [32 empty] | 847516.4034 | 212.127 | [14 empty] | 131114.8908 | 46.0992 | -99999 | 46.7466 |  |  | 1644.5086 | 111.1345 | [32 empty] | -99999 | 371.396 |  |  |  | 2024 | Denisová, N., Piercey, S. J., & Wälle, M. (2024). Mineralogy and mineral chemistry of the ABM replacement-style volcanogenic massive sulfide deposit, Finlayson Lake district, Yukon, Canada. Mineralium Deposita, 59(3), 473-503. https://doi.org/10.1007/s00126-023-01217-4 |  | CAN | CA-YT | -130.6 | 61.4667 | [8 empty] | Only analyses +/-3% of 100% were shown and they were normalized to 100% | 2025-04-30
| ABM |  | Volcanic basin hydrothermal | Volcanogenic massive sulfide (VMS) | Bimodal felsic VMS | Zn, Cu, Pb, Au, Ag |  | Zn, Cu, Pb, Au, Ag | Denisová et al., 2024 |  | B291152 | B291152-4-2-13* | borehole | K15-339 |  | 165.25 | 165.3 | ore material | half core | core drilling | rock | polished slab from core | Yukon–Tanana and Slide Mountain terranes | Kudz Ze Kayah formation |  |  | acid volcanic rock, siliciclastic sedimentary rock |  | rock | greenschist | galena | Assemblage 1 |  |  |  | chloritic |  | pyrite, arsenopyrite, pyrrhotite, galena, chalcopyrite, sulfosalts | cutting and polishing | EPMA | JEOL JXA-8230 SuperProbe electron probe microanalyzer (EPMA) equipped with five wavelength-dispersive spectrometers (WDS) and a tungsten filament electron gun. |  | sulfides were analyzed using an accelerating voltage of 25 kV, a 2-nA beam current, focused to 1 μm, with elemental counting times between 5 and 30 s |  | 306.8213 | 42.3763 | [12 empty] | 2009.1848 | 155.0809 | [16 empty] | 15291.5791 | 55.0881 | [8 empty] | 4404.3707 | 52.2276 | [8 empty] | -99999 | 147.8638 | [32 empty] | 611059.4191 | 212.127 | [14 empty] | 178282.9961 | 46.0992 | 187477.7283 | 46.7466 |  |  | 930.3614 | 111.1345 | [32 empty] | 237.5391 | 371.396 |  |  |  | 2024 | Denisová, N., Piercey, S. J., & Wälle, M. (2024). Mineralogy and mineral chemistry of the ABM replacement-style volcanogenic massive sulfide deposit, Finlayson Lake district, Yukon, Canada. Mineralium Deposita, 59(3), 473-503. https://doi.org/10.1007/s00126-023-01217-4 |  | CAN | CA-YT | -130.6 | 61.4667 | [8 empty] | spot with likely inclusion; Only analyses +/-3% of 100% were shown and they were normalized to 100% | 2025-04-30
| ABM |  | Volcanic basin hydrothermal | Volcanogenic massive sulfide (VMS) | Bimodal felsic VMS | Zn, Cu, Pb, Au, Ag |  | Zn, Cu, Pb, Au, Ag | Denisová et al., 2024 |  | B291152 | B291152-4-2-4 | borehole | K15-339 |  | 165.25 | 165.3 | ore material | half core | core drilling | rock | polished slab from core | Yukon–Tanana and Slide Mountain terranes | Kudz Ze Kayah formation |  |  | acid volcanic rock, siliciclastic sedimentary rock |  | rock | greenschist | galena | Assemblage 1 |  |  |  | chloritic |  | pyrite, arsenopyrite, pyrrhotite, galena, chalcopyrite, sulfosalts | cutting and polishing | EPMA | JEOL JXA-8230 SuperProbe electron probe microanalyzer (EPMA) equipped with five wavelength-dispersive spectrometers (WDS) and a tungsten filament electron gun. |  | sulfides were analyzed using an accelerating voltage of 25 kV, a 2-nA beam current, focused to 1 μm, with elemental counting times between 5 and 30 s |  | -99999 | 42.3763 | [12 empty] | 1806.6757 | 155.0809 | [16 empty] | 4591.5517 | 55.0881 | [8 empty] | 10051.5051 | 52.2276 | [8 empty] | -99999 | 147.8638 | [32 empty] | 848189.3322 | 212.127 | [14 empty] | 132955.3616 | 46.0992 | 449.1735 | 46.7466 |  |  | 1956.4002 | 111.1345 | [32 empty] | -99999 | 371.396 |  |  |  | 2024 | Denisová, N., Piercey, S. J., & Wälle, M. (2024). Mineralogy and mineral chemistry of the ABM replacement-style volcanogenic massive sulfide deposit, Finlayson Lake district, Yukon, Canada. Mineralium Deposita, 59(3), 473-503. https://doi.org/10.1007/s00126-023-01217-4 |  | CAN | CA-YT | -130.6 | 61.4667 | [8 empty] | Only analyses +/-3% of 100% were shown and they were normalized to 100% | 2025-04-30
| ABM |  | Volcanic basin hydrothermal | Volcanogenic massive sulfide (VMS) | Bimodal felsic VMS | Zn, Cu, Pb, Au, Ag |  | Zn, Cu, Pb, Au, Ag | Denisová et al., 2024 |  | B291152 | B291152-5-1-1 | borehole | K15-339 |  | 165.25 | 165.3 | ore material | half core | core drilling | rock | polished slab from core | Yukon–Tanana and Slide Mountain terranes | Kudz Ze Kayah formation |  |  | acid volcanic rock, siliciclastic sedimentary rock |  | rock | greenschist | galena | Assemblage 1 |  |  |  | chloritic |  | pyrite, arsenopyrite, pyrrhotite, galena, chalcopyrite, sulfosalts | cutting and polishing | EPMA | JEOL JXA-8230 SuperProbe electron probe microanalyzer (EPMA) equipped with five wavelength-dispersive spectrometers (WDS) and a tungsten filament electron gun. |  | sulfides were analyzed using an accelerating voltage of 25 kV, a 2-nA beam current, focused to 1 μm, with elemental counting times between 5 and 30 s |  | -99999 | 42.3763 | [12 empty] | 2415.7275 | 155.0809 | [16 empty] | 121.2918 | 55.0881 | [8 empty] | 1445.3935 | 52.2276 | [8 empty] | -99999 | 147.8638 | [32 empty] | 858351.4367 | 212.127 | [14 empty] | 133481.5849 | 46.0992 | 1677.8693 | 46.7466 |  |  | 2506.6963 | 111.1345 | [32 empty] | -99999 | 371.396 |  |  |  | 2024 | Denisová, N., Piercey, S. J., & Wälle, M. (2024). Mineralogy and mineral chemistry of the ABM replacement-style volcanogenic massive sulfide deposit, Finlayson Lake district, Yukon, Canada. Mineralium Deposita, 59(3), 473-503. https://doi.org/10.1007/s00126-023-01217-4 |  | CAN | CA-YT | -130.6 | 61.4667 | [8 empty] | Only analyses +/-3% of 100% were shown and they were normalized to 100% | 2025-04-30
| ABM |  | Volcanic basin hydrothermal | Volcanogenic massive sulfide (VMS) | Bimodal felsic VMS | Zn, Cu, Pb, Au, Ag |  | Zn, Cu, Pb, Au, Ag | Denisová et al., 2024 |  | B291152 | B291152-5-1-14 | borehole | K15-339 |  | 165.25 | 165.3 | ore material | half core | core drilling | rock | polished slab from core | Yukon–Tanana and Slide Mountain terranes | Kudz Ze Kayah formation |  |  | acid volcanic rock, siliciclastic sedimentary rock |  | rock | greenschist | galena | Assemblage 1 |  |  |  | chloritic |  | pyrite, arsenopyrite, pyrrhotite, galena, chalcopyrite, sulfosalts | cutting and polishing | EPMA | JEOL JXA-8230 SuperProbe electron probe microanalyzer (EPMA) equipped with five wavelength-dispersive spectrometers (WDS) and a tungsten filament electron gun. |  | sulfides were analyzed using an accelerating voltage of 25 kV, a 2-nA beam current, focused to 1 μm, with elemental counting times between 5 and 30 s |  | -99999 | 42.3763 | [12 empty] | 1893.0527 | 155.0809 | [16 empty] | -99999 | 55.0881 | [8 empty] | 11653.4691 | 52.2276 | [8 empty] | -99999 | 147.8638 | [32 empty] | 849522.6657 | 212.127 | [14 empty] | 133134.5294 | 46.0992 | 2116.9622 | 46.7466 |  |  | 1638.6101 | 111.1345 | [32 empty] | -99999 | 371.396 |  |  |  | 2024 | Denisová, N., Piercey, S. J., & Wälle, M. (2024). Mineralogy and mineral chemistry of the ABM replacement-style volcanogenic massive sulfide deposit, Finlayson Lake district, Yukon, Canada. Mineralium Deposita, 59(3), 473-503. https://doi.org/10.1007/s00126-023-01217-4 |  | CAN | CA-YT | -130.6 | 61.4667 | [8 empty] | Only analyses +/-3% of 100% were shown and they were normalized to 100% | 2025-04-30
| ABM |  | Volcanic basin hydrothermal | Volcanogenic massive sulfide (VMS) | Bimodal felsic VMS | Zn, Cu, Pb, Au, Ag |  | Zn, Cu, Pb, Au, Ag | Denisová et al., 2024 |  | B291152 | B291152-5-1-20 | borehole | K15-339 |  | 165.25 | 165.3 | ore material | half core | core drilling | rock | polished slab from core | Yukon–Tanana and Slide Mountain terranes | Kudz Ze Kayah formation |  |  | acid volcanic rock, siliciclastic sedimentary rock |  | rock | greenschist | galena | Assemblage 1 |  |  |  | chloritic |  | pyrite, arsenopyrite, pyrrhotite, galena, chalcopyrite, sulfosalts | cutting and polishing | EPMA | JEOL JXA-8230 SuperProbe electron probe microanalyzer (EPMA) equipped with five wavelength-dispersive spectrometers (WDS) and a tungsten filament electron gun. |  | sulfides were analyzed using an accelerating voltage of 25 kV, a 2-nA beam current, focused to 1 μm, with elemental counting times between 5 and 30 s |  | 183.6079 | 42.3763 | [12 empty] | 1387.2597 | 155.0809 | [16 empty] | 81.6035 | 55.0881 | [8 empty] | 6589.4835 | 52.2276 | [8 empty] | -99999 | 147.8638 | [32 empty] | 854939.5696 | 212.127 | [14 empty] | 133125.9171 | 46.0992 | 1142.4491 | 46.7466 |  |  | 2550.1096 | 111.1345 | [32 empty] | -99999 | 371.396 |  |  |  | 2024 | Denisová, N., Piercey, S. J., & Wälle, M. (2024). Mineralogy and mineral chemistry of the ABM replacement-style volcanogenic massive sulfide deposit, Finlayson Lake district, Yukon, Canada. Mineralium Deposita, 59(3), 473-503. https://doi.org/10.1007/s00126-023-01217-4 |  | CAN | CA-YT | -130.6 | 61.4667 | [8 empty] | Only analyses +/-3% of 100% were shown and they were normalized to 100% | 2025-04-30
| ABM |  | Volcanic basin hydrothermal | Volcanogenic massive sulfide (VMS) | Bimodal felsic VMS | Zn, Cu, Pb, Au, Ag |  | Zn, Cu, Pb, Au, Ag | Denisová et al., 2024 |  | B291152 | B291152-6-1-10 | borehole | K15-339 |  | 165.25 | 165.3 | ore material | half core | core drilling | rock | polished slab from core | Yukon–Tanana and Slide Mountain terranes | Kudz Ze Kayah formation |  |  | acid volcanic rock, siliciclastic sedimentary rock |  | rock | greenschist | galena | Assemblage 1 |  |  |  | chloritic |  | pyrite, arsenopyrite, pyrrhotite, galena, chalcopyrite, sulfosalts | cutting and polishing | EPMA | JEOL JXA-8230 SuperProbe electron probe microanalyzer (EPMA) equipped with five wavelength-dispersive spectrometers (WDS) and a tungsten filament electron gun. |  | sulfides were analyzed using an accelerating voltage of 25 kV, a 2-nA beam current, focused to 1 μm, with elemental counting times between 5 and 30 s |  | -99999 | 42.3763 | [12 empty] | 1580.0159 | 155.0809 | [16 empty] | 7560.0753 | 55.0881 | [8 empty] | 5680.0569 | 52.2276 | [8 empty] | -99999 | 147.8638 | [32 empty] | 850538.5073 | 212.127 | [14 empty] | 132171.3199 | 46.0992 | 1050.0105 | 46.7466 |  |  | 1420.0142 | 111.1345 | [32 empty] | -99999 | 371.396 |  |  |  | 2024 | Denisová, N., Piercey, S. J., & Wälle, M. (2024). Mineralogy and mineral chemistry of the ABM replacement-style volcanogenic massive sulfide deposit, Finlayson Lake district, Yukon, Canada. Mineralium Deposita, 59(3), 473-503. https://doi.org/10.1007/s00126-023-01217-4 |  | CAN | CA-YT | -130.6 | 61.4667 | [8 empty] | Only analyses +/-3% of 100% were shown and they were normalized to 100% | 2025-04-30
| ABM |  | Volcanic basin hydrothermal | Volcanogenic massive sulfide (VMS) | Bimodal felsic VMS | Zn, Cu, Pb, Au, Ag |  | Zn, Cu, Pb, Au, Ag | Denisová et al., 2024 |  | B291152 | B291152-7-1-1 | borehole | K15-339 |  | 165.25 | 165.3 | ore material | half core | core drilling | rock | polished slab from core | Yukon–Tanana and Slide Mountain terranes | Kudz Ze Kayah formation |  |  | acid volcanic rock, siliciclastic sedimentary rock |  | rock | greenschist | galena | Assemblage 1 |  |  |  | chloritic |  | pyrite, arsenopyrite, pyrrhotite, galena, chalcopyrite, sulfosalts | cutting and polishing | EPMA | JEOL JXA-8230 SuperProbe electron probe microanalyzer (EPMA) equipped with five wavelength-dispersive spectrometers (WDS) and a tungsten filament electron gun. |  | sulfides were analyzed using an accelerating voltage of 25 kV, a 2-nA beam current, focused to 1 μm, with elemental counting times between 5 and 30 s |  | -99999 | 42.3763 | [13 empty] | 155.0809 | [16 empty] | -99999 | 55.0881 | [8 empty] | 7361.28 | 52.2276 | [8 empty] | -99999 | 147.8638 | [32 empty] | 855214.6593 | 212.127 | [14 empty] | 134092.7523 | 46.0992 | 759.4168 | 46.7466 |  |  | 2571.8916 | 111.1345 | [32 empty] | -99999 | 371.396 |  |  |  | 2024 | Denisová, N., Piercey, S. J., & Wälle, M. (2024). Mineralogy and mineral chemistry of the ABM replacement-style volcanogenic massive sulfide deposit, Finlayson Lake district, Yukon, Canada. Mineralium Deposita, 59(3), 473-503. https://doi.org/10.1007/s00126-023-01217-4 |  | CAN | CA-YT | -130.6 | 61.4667 | [8 empty] | Only analyses +/-3% of 100% were shown and they were normalized to 100% | 2025-04-30
| ABM |  | Volcanic basin hydrothermal | Volcanogenic massive sulfide (VMS) | Bimodal felsic VMS | Zn, Cu, Pb, Au, Ag |  | Zn, Cu, Pb, Au, Ag | Denisová et al., 2024 |  | B291157 | B291157-11-1-10 | borehole | K15-339 |  | 171 | 171.05 | ore material | half core | core drilling | rock | polished slab from core | Yukon–Tanana and Slide Mountain terranes | Kudz Ze Kayah formation |  |  | acid volcanic rock, siliciclastic sedimentary rock |  | rock | greenschist | galena | Assemblage 2 |  |  |  | chloritic |  | pyrite, arsenopyrite, pyrrhotite, galena, chalcopyrite, sulfosalts | cutting and polishing | EPMA | JEOL JXA-8230 SuperProbe electron probe microanalyzer (EPMA) equipped with five wavelength-dispersive spectrometers (WDS) and a tungsten filament electron gun. |  | sulfides were analyzed using an accelerating voltage of 25 kV, a 2-nA beam current, focused to 1 μm, with elemental counting times between 5 and 30 s |  | 453.954 | 42.3763 | [12 empty] | 2814.5146 | 155.0809 | [16 empty] | -99999 | 55.0881 | [8 empty] | 342.9874 | 52.2276 | [8 empty] | -99999 | 147.8638 | [32 empty] | 859183.489 | 212.127 | [14 empty] | 130204.0763 | 46.0992 | 1018.8745 | 46.7466 |  |  | 5982.1042 | 111.1345 | [32 empty] | -99999 | 371.396 |  |  |  | 2024 | Denisová, N., Piercey, S. J., & Wälle, M. (2024). Mineralogy and mineral chemistry of the ABM replacement-style volcanogenic massive sulfide deposit, Finlayson Lake district, Yukon, Canada. Mineralium Deposita, 59(3), 473-503. https://doi.org/10.1007/s00126-023-01217-4 |  | CAN | CA-YT | -130.6 | 61.4667 | [8 empty] | Only analyses +/-3% of 100% were shown and they were normalized to 100% | 2025-04-30
| ABM |  | Volcanic basin hydrothermal | Volcanogenic massive sulfide (VMS) | Bimodal felsic VMS | Zn, Cu, Pb, Au, Ag |  | Zn, Cu, Pb, Au, Ag | Denisová et al., 2024 |  | B291157 | B291157-11-1-3 | borehole | K15-339 |  | 171 | 171.05 | ore material | half core | core drilling | rock | polished slab from core | Yukon–Tanana and Slide Mountain terranes | Kudz Ze Kayah formation |  |  | acid volcanic rock, siliciclastic sedimentary rock |  | rock | greenschist | galena | Assemblage 2 |  |  |  | chloritic |  | pyrite, arsenopyrite, pyrrhotite, galena, chalcopyrite, sulfosalts | cutting and polishing | EPMA | JEOL JXA-8230 SuperProbe electron probe microanalyzer (EPMA) equipped with five wavelength-dispersive spectrometers (WDS) and a tungsten filament electron gun. |  | sulfides were analyzed using an accelerating voltage of 25 kV, a 2-nA beam current, focused to 1 μm, with elemental counting times between 5 and 30 s |  | -99999 | 42.3763 | [12 empty] | 2879.6237 | 155.0809 | [16 empty] | 172.3718 | 55.0881 | [8 empty] | 4765.5742 | 52.2276 | [8 empty] | -99999 | 147.8638 | [32 empty] | 856343.2841 | 212.127 | [14 empty] | 130262.4101 | 46.0992 | 334.6041 | 46.7466 |  |  | 5242.1319 | 111.1345 | [32 empty] | -99999 | 371.396 |  |  |  | 2024 | Denisová, N., Piercey, S. J., & Wälle, M. (2024). Mineralogy and mineral chemistry of the ABM replacement-style volcanogenic massive sulfide deposit, Finlayson Lake district, Yukon, Canada. Mineralium Deposita, 59(3), 473-503. https://doi.org/10.1007/s00126-023-01217-4 |  | CAN | CA-YT | -130.6 | 61.4667 | [8 empty] | Only analyses +/-3% of 100% were shown and they were normalized to 100% | 2025-04-30
| ABM |  | Volcanic basin hydrothermal | Volcanogenic massive sulfide (VMS) | Bimodal felsic VMS | Zn, Cu, Pb, Au, Ag |  | Zn, Cu, Pb, Au, Ag | Denisová et al., 2024 |  | B291157 | B291157-11-1-4 | borehole | K15-339 |  | 171 | 171.05 | ore material | half core | core drilling | rock | polished slab from core | Yukon–Tanana and Slide Mountain terranes | Kudz Ze Kayah formation |  |  | acid volcanic rock, siliciclastic sedimentary rock |  | rock | greenschist | galena | Assemblage 2 |  |  |  | chloritic |  | pyrite, arsenopyrite, pyrrhotite, galena, chalcopyrite, sulfosalts | cutting and polishing | EPMA | JEOL JXA-8230 SuperProbe electron probe microanalyzer (EPMA) equipped with five wavelength-dispersive spectrometers (WDS) and a tungsten filament electron gun. |  | sulfides were analyzed using an accelerating voltage of 25 kV, a 2-nA beam current, focused to 1 μm, with elemental counting times between 5 and 30 s |  | 470.2445 | 42.3763 | [12 empty] | 3461.8 | 155.0809 | [16 empty] | 110.0572 | 55.0881 | [8 empty] | 940.489 | 52.2276 | [8 empty] | -99999 | 147.8638 | [32 empty] | 857125.7021 | 212.127 | [14 empty] | 130427.8256 | 46.0992 | 1180.6139 | 46.7466 |  |  | 6283.2675 | 111.1345 | [32 empty] | -99999 | 371.396 |  |  |  | 2024 | Denisová, N., Piercey, S. J., & Wälle, M. (2024). Mineralogy and mineral chemistry of the ABM replacement-style volcanogenic massive sulfide deposit, Finlayson Lake district, Yukon, Canada. Mineralium Deposita, 59(3), 473-503. https://doi.org/10.1007/s00126-023-01217-4 |  | CAN | CA-YT | -130.6 | 61.4667 | [8 empty] | Only analyses +/-3% of 100% were shown and they were normalized to 100% | 2025-04-30
| ABM |  | Volcanic basin hydrothermal | Volcanogenic massive sulfide (VMS) | Bimodal felsic VMS | Zn, Cu, Pb, Au, Ag |  | Zn, Cu, Pb, Au, Ag | Denisová et al., 2024 |  | B291157 | B291157-11-1-5 | borehole | K15-339 |  | 171 | 171.05 | ore material | half core | core drilling | rock | polished slab from core | Yukon–Tanana and Slide Mountain terranes | Kudz Ze Kayah formation |  |  | acid volcanic rock, siliciclastic sedimentary rock |  | rock | greenschist | galena | Assemblage 2 |  |  |  | chloritic |  | pyrite, arsenopyrite, pyrrhotite, galena, chalcopyrite, sulfosalts | cutting and polishing | EPMA | JEOL JXA-8230 SuperProbe electron probe microanalyzer (EPMA) equipped with five wavelength-dispersive spectrometers (WDS) and a tungsten filament electron gun. |  | sulfides were analyzed using an accelerating voltage of 25 kV, a 2-nA beam current, focused to 1 μm, with elemental counting times between 5 and 30 s |  | 141.5071 | 42.3763 | [12 empty] | 3436.5999 | 155.0809 | [16 empty] | 121.2918 | 55.0881 | [8 empty] | 808.6117 | 52.2276 | [8 empty] | -99999 | 147.8638 | [32 empty] | 857492.2872 | 212.127 | [14 empty] | 131075.9645 | 46.0992 | 424.5211 | 46.7466 |  |  | 6499.2168 | 111.1345 | [32 empty] | -99999 | 371.396 |  |  |  | 2024 | Denisová, N., Piercey, S. J., & Wälle, M. (2024). Mineralogy and mineral chemistry of the ABM replacement-style volcanogenic massive sulfide deposit, Finlayson Lake district, Yukon, Canada. Mineralium Deposita, 59(3), 473-503. https://doi.org/10.1007/s00126-023-01217-4 |  | CAN | CA-YT | -130.6 | 61.4667 | [8 empty] | Only analyses +/-3% of 100% were shown and they were normalized to 100% | 2025-04-30
| ABM |  | Volcanic basin hydrothermal | Volcanogenic massive sulfide (VMS) | Bimodal felsic VMS | Zn, Cu, Pb, Au, Ag |  | Zn, Cu, Pb, Au, Ag | Denisová et al., 2024 |  | B291157 | B291157-2-1-13 | borehole | K15-339 |  | 171 | 171.05 | ore material | half core | core drilling | rock | polished slab from core | Yukon–Tanana and Slide Mountain terranes | Kudz Ze Kayah formation |  |  | acid volcanic rock, siliciclastic sedimentary rock |  | rock | greenschist | galena | Assemblage 2 |  |  |  | chloritic |  | pyrite, arsenopyrite, pyrrhotite, galena, chalcopyrite, sulfosalts | cutting and polishing | EPMA | JEOL JXA-8230 SuperProbe electron probe microanalyzer (EPMA) equipped with five wavelength-dispersive spectrometers (WDS) and a tungsten filament electron gun. |  | sulfides were analyzed using an accelerating voltage of 25 kV, a 2-nA beam current, focused to 1 μm, with elemental counting times between 5 and 30 s |  | 138.8104 | 42.3763 | [12 empty] | 3837.1159 | 155.0809 | [16 empty] | -99999 | 55.0881 | [8 empty] | 1011.3329 | 52.2276 | [8 empty] | -99999 | 147.8638 | [32 empty] | 850213.6703 | 212.127 | [14 empty] | 129896.7831 | 46.0992 | 347.026 | 46.7466 |  |  | 6623.2387 | 111.1345 | [32 empty] | 7922.1078 | 371.396 |  |  |  | 2024 | Denisová, N., Piercey, S. J., & Wälle, M. (2024). Mineralogy and mineral chemistry of the ABM replacement-style volcanogenic massive sulfide deposit, Finlayson Lake district, Yukon, Canada. Mineralium Deposita, 59(3), 473-503. https://doi.org/10.1007/s00126-023-01217-4 |  | CAN | CA-YT | -130.6 | 61.4667 | [8 empty] | Only analyses +/-3% of 100% were shown and they were normalized to 100% | 2025-04-30
| ABM |  | Volcanic basin hydrothermal | Volcanogenic massive sulfide (VMS) | Bimodal felsic VMS | Zn, Cu, Pb, Au, Ag |  | Zn, Cu, Pb, Au, Ag | Denisová et al., 2024 |  | B291157 | B291157-2-1-14 | borehole | K15-339 |  | 171 | 171.05 | ore material | half core | core drilling | rock | polished slab from core | Yukon–Tanana and Slide Mountain terranes | Kudz Ze Kayah formation |  |  | acid volcanic rock, siliciclastic sedimentary rock |  | rock | greenschist | galena | Assemblage 2 |  |  |  | chloritic |  | pyrite, arsenopyrite, pyrrhotite, galena, chalcopyrite, sulfosalts | cutting and polishing | EPMA | JEOL JXA-8230 SuperProbe electron probe microanalyzer (EPMA) equipped with five wavelength-dispersive spectrometers (WDS) and a tungsten filament electron gun. |  | sulfides were analyzed using an accelerating voltage of 25 kV, a 2-nA beam current, focused to 1 μm, with elemental counting times between 5 and 30 s |  | 161.5134 | 42.3763 | [12 empty] | 3664.3348 | 155.0809 | [16 empty] | -99999 | 55.0881 | [8 empty] | 3775.3753 | 52.2276 | [8 empty] | -99999 | 147.8638 | [32 empty] | 852942.0721 | 212.127 | [14 empty] | 131179.144 | 46.0992 | 524.9185 | 46.7466 |  |  | 5895.2381 | 111.1345 | [32 empty] | 1857.4038 | 371.396 |  |  |  | 2024 | Denisová, N., Piercey, S. J., & Wälle, M. (2024). Mineralogy and mineral chemistry of the ABM replacement-style volcanogenic massive sulfide deposit, Finlayson Lake district, Yukon, Canada. Mineralium Deposita, 59(3), 473-503. https://doi.org/10.1007/s00126-023-01217-4 |  | CAN | CA-YT | -130.6 | 61.4667 | [8 empty] | Only analyses +/-3% of 100% were shown and they were normalized to 100% | 2025-04-30
| ABM |  | Volcanic basin hydrothermal | Volcanogenic massive sulfide (VMS) | Bimodal felsic VMS | Zn, Cu, Pb, Au, Ag |  | Zn, Cu, Pb, Au, Ag | Denisová et al., 2024 |  | B291157 | B291157-4-1-10 | borehole | K15-339 |  | 171 | 171.05 | ore material | half core | core drilling | rock | polished slab from core | Yukon–Tanana and Slide Mountain terranes | Kudz Ze Kayah formation |  |  | acid volcanic rock, siliciclastic sedimentary rock |  | rock | greenschist | galena | Assemblage 2 |  |  |  | chloritic |  | pyrite, arsenopyrite, pyrrhotite, galena, chalcopyrite, sulfosalts | cutting and polishing | EPMA | JEOL JXA-8230 SuperProbe electron probe microanalyzer (EPMA) equipped with five wavelength-dispersive spectrometers (WDS) and a tungsten filament electron gun. |  | sulfides were analyzed using an accelerating voltage of 25 kV, a 2-nA beam current, focused to 1 μm, with elemental counting times between 5 and 30 s |  | 372.8824 | 42.3763 | [12 empty] | 4323.4198 | 155.0809 | [16 empty] | -99999 | 55.0881 | [8 empty] | 1038.0239 | 52.2276 | [8 empty] | -99999 | 147.8638 | [32 empty] | 855311.561 | 212.127 | [14 empty] | 131919.7373 | 46.0992 | 1400.8283 | 46.7466 |  |  | 5633.5473 | 111.1345 | [32 empty] | -99999 | 371.396 |  |  |  | 2024 | Denisová, N., Piercey, S. J., & Wälle, M. (2024). Mineralogy and mineral chemistry of the ABM replacement-style volcanogenic massive sulfide deposit, Finlayson Lake district, Yukon, Canada. Mineralium Deposita, 59(3), 473-503. https://doi.org/10.1007/s00126-023-01217-4 |  | CAN | CA-YT | -130.6 | 61.4667 | [8 empty] | Only analyses +/-3% of 100% were shown and they were normalized to 100% | 2025-04-30
| ABM |  | Volcanic basin hydrothermal | Volcanogenic massive sulfide (VMS) | Bimodal felsic VMS | Zn, Cu, Pb, Au, Ag |  | Zn, Cu, Pb, Au, Ag | Denisová et al., 2024 |  | B291157 | B291157-4-1-11 | borehole | K15-339 |  | 171 | 171.05 | ore material | half core | core drilling | rock | polished slab from core | Yukon–Tanana and Slide Mountain terranes | Kudz Ze Kayah formation |  |  | acid volcanic rock, siliciclastic sedimentary rock |  | rock | greenschist | galena | Assemblage 2 |  |  |  | chloritic |  | pyrite, arsenopyrite, pyrrhotite, galena, chalcopyrite, sulfosalts | cutting and polishing | EPMA | JEOL JXA-8230 SuperProbe electron probe microanalyzer (EPMA) equipped with five wavelength-dispersive spectrometers (WDS) and a tungsten filament electron gun. |  | sulfides were analyzed using an accelerating voltage of 25 kV, a 2-nA beam current, focused to 1 μm, with elemental counting times between 5 and 30 s |  | 535.3481 | 42.3763 | [12 empty] | 3919.1523 | 155.0809 | [16 empty] | 80.8073 | 55.0881 | [8 empty] | 1262.6135 | 52.2276 | [8 empty] | -99999 | 147.8638 | [32 empty] | 856698.422 | 212.127 | [14 empty] | 131190.5893 | 46.0992 | 626.2563 | 46.7466 |  |  | 5686.8113 | 111.1345 | [32 empty] | -99999 | 371.396 |  |  |  | 2024 | Denisová, N., Piercey, S. J., & Wälle, M. (2024). Mineralogy and mineral chemistry of the ABM replacement-style volcanogenic massive sulfide deposit, Finlayson Lake district, Yukon, Canada. Mineralium Deposita, 59(3), 473-503. https://doi.org/10.1007/s00126-023-01217-4 |  | CAN | CA-YT | -130.6 | 61.4667 | [8 empty] | Only analyses +/-3% of 100% were shown and they were normalized to 100% | 2025-04-30
| ABM |  | Volcanic basin hydrothermal | Volcanogenic massive sulfide (VMS) | Bimodal felsic VMS | Zn, Cu, Pb, Au, Ag |  | Zn, Cu, Pb, Au, Ag | Denisová et al., 2024 |  | B291157 | B291157-4-1-18 | borehole | K15-339 |  | 171 | 171.05 | ore material | half core | core drilling | rock | polished slab from core | Yukon–Tanana and Slide Mountain terranes | Kudz Ze Kayah formation |  |  | acid volcanic rock, siliciclastic sedimentary rock |  | rock | greenschist | galena | Assemblage 2 |  |  |  | chloritic |  | pyrite, arsenopyrite, pyrrhotite, galena, chalcopyrite, sulfosalts | cutting and polishing | EPMA | JEOL JXA-8230 SuperProbe electron probe microanalyzer (EPMA) equipped with five wavelength-dispersive spectrometers (WDS) and a tungsten filament electron gun. |  | sulfides were analyzed using an accelerating voltage of 25 kV, a 2-nA beam current, focused to 1 μm, with elemental counting times between 5 and 30 s |  | -99999 | 42.3763 | [12 empty] | 3874.3723 | 155.0809 | [16 empty] | 1510.5147 | 55.0881 | [8 empty] | 6532.4858 | 52.2276 | [8 empty] | -99999 | 147.8638 | [32 empty] | 848409.0536 | 212.127 | [14 empty] | 130737.9962 | 46.0992 | 215.7878 | 46.7466 |  |  | 4629.6296 | 111.1345 | [32 empty] | 4090.1599 | 371.396 |  |  |  | 2024 | Denisová, N., Piercey, S. J., & Wälle, M. (2024). Mineralogy and mineral chemistry of the ABM replacement-style volcanogenic massive sulfide deposit, Finlayson Lake district, Yukon, Canada. Mineralium Deposita, 59(3), 473-503. https://doi.org/10.1007/s00126-023-01217-4 |  | CAN | CA-YT | -130.6 | 61.4667 | [8 empty] | Only analyses +/-3% of 100% were shown and they were normalized to 100% | 2025-04-30
| ABM |  | Volcanic basin hydrothermal | Volcanogenic massive sulfide (VMS) | Bimodal felsic VMS | Zn, Cu, Pb, Au, Ag |  | Zn, Cu, Pb, Au, Ag | Denisová et al., 2024 |  | B291157 | B291157-5-1-15 | borehole | K15-339 |  | 171 | 171.05 | ore material | half core | core drilling | rock | polished slab from core | Yukon–Tanana and Slide Mountain terranes | Kudz Ze Kayah formation |  |  | acid volcanic rock, siliciclastic sedimentary rock |  | rock | greenschist | galena | Assemblage 2 |  |  |  | chloritic |  | pyrite, arsenopyrite, pyrrhotite, galena, chalcopyrite, sulfosalts | cutting and polishing | EPMA | JEOL JXA-8230 SuperProbe electron probe microanalyzer (EPMA) equipped with five wavelength-dispersive spectrometers (WDS) and a tungsten filament electron gun. |  | sulfides were analyzed using an accelerating voltage of 25 kV, a 2-nA beam current, focused to 1 μm, with elemental counting times between 5 and 30 s |  | 311.0389 | 42.3763 | [12 empty] | 3351.1928 | 155.0809 | [16 empty] | -99999 | 55.0881 | [8 empty] | 1244.1554 | 52.2276 | [8 empty] | -99999 | 147.8638 | [32 empty] | 856149.5407 | 212.127 | [14 empty] | 132311.9211 | 46.0992 | 521.7426 | 46.7466 |  |  | 6090.3415 | 111.1345 | [32 empty] | -99999 | 371.396 |  |  |  | 2024 | Denisová, N., Piercey, S. J., & Wälle, M. (2024). Mineralogy and mineral chemistry of the ABM replacement-style volcanogenic massive sulfide deposit, Finlayson Lake district, Yukon, Canada. Mineralium Deposita, 59(3), 473-503. https://doi.org/10.1007/s00126-023-01217-4 |  | CAN | CA-YT | -130.6 | 61.4667 | [8 empty] | Only analyses +/-3% of 100% were shown and they were normalized to 100% | 2025-04-30
| ABM |  | Volcanic basin hydrothermal | Volcanogenic massive sulfide (VMS) | Bimodal felsic VMS | Zn, Cu, Pb, Au, Ag |  | Zn, Cu, Pb, Au, Ag | Denisová et al., 2024 |  | B291157 | B291157-5-1-18 | borehole | K15-339 |  | 171 | 171.05 | ore material | half core | core drilling | rock | polished slab from core | Yukon–Tanana and Slide Mountain terranes | Kudz Ze Kayah formation |  |  | acid volcanic rock, siliciclastic sedimentary rock |  | rock | greenschist | galena | Assemblage 2 |  |  |  | chloritic |  | pyrite, arsenopyrite, pyrrhotite, galena, chalcopyrite, sulfosalts | cutting and polishing | EPMA | JEOL JXA-8230 SuperProbe electron probe microanalyzer (EPMA) equipped with five wavelength-dispersive spectrometers (WDS) and a tungsten filament electron gun. |  | sulfides were analyzed using an accelerating voltage of 25 kV, a 2-nA beam current, focused to 1 μm, with elemental counting times between 5 and 30 s |  | 160.6991 | 42.3763 | [12 empty] | 3434.9421 | 155.0809 | [16 empty] | 60.2621 | 55.0881 | [8 empty] | 2099.1313 | 52.2276 | [8 empty] | -99999 | 147.8638 | [32 empty] | 849836.7862 | 212.127 | [14 empty] | 130809.0228 | 46.0992 | 522.2719 | 46.7466 |  |  | 5493.8984 | 111.1345 | [32 empty] | 7582.986 | 371.396 |  |  |  | 2024 | Denisová, N., Piercey, S. J., & Wälle, M. (2024). Mineralogy and mineral chemistry of the ABM replacement-style volcanogenic massive sulfide deposit, Finlayson Lake district, Yukon, Canada. Mineralium Deposita, 59(3), 473-503. https://doi.org/10.1007/s00126-023-01217-4 |  | CAN | CA-YT | -130.6 | 61.4667 | [8 empty] | Only analyses +/-3% of 100% were shown and they were normalized to 100% | 2025-04-30
| ABM |  | Volcanic basin hydrothermal | Volcanogenic massive sulfide (VMS) | Bimodal felsic VMS | Zn, Cu, Pb, Au, Ag |  | Zn, Cu, Pb, Au, Ag | Denisová et al., 2024 |  | B291157 | B291157-5-2-1 | borehole | K15-339 |  | 171 | 171.05 | ore material | half core | core drilling | rock | polished slab from core | Yukon–Tanana and Slide Mountain terranes | Kudz Ze Kayah formation |  |  | acid volcanic rock, siliciclastic sedimentary rock |  | rock | greenschist | galena | Assemblage 2 |  |  |  | chloritic |  | pyrite, arsenopyrite, pyrrhotite, galena, chalcopyrite, sulfosalts | cutting and polishing | EPMA | JEOL JXA-8230 SuperProbe electron probe microanalyzer (EPMA) equipped with five wavelength-dispersive spectrometers (WDS) and a tungsten filament electron gun. |  | sulfides were analyzed using an accelerating voltage of 25 kV, a 2-nA beam current, focused to 1 μm, with elemental counting times between 5 and 30 s |  | -99999 | 42.3763 | [12 empty] | 3564.2414 | 155.0809 | [16 empty] | -99999 | 55.0881 | [8 empty] | 4655.54 | 52.2276 | [8 empty] | -99999 | 147.8638 | [32 empty] | 854837.2621 | 212.127 | [14 empty] | 130955.8318 | 46.0992 | 520.6195 | 46.7466 |  |  | 5446.4814 | 111.1345 | [32 empty] | -99999 | 371.396 |  |  |  | 2024 | Denisová, N., Piercey, S. J., & Wälle, M. (2024). Mineralogy and mineral chemistry of the ABM replacement-style volcanogenic massive sulfide deposit, Finlayson Lake district, Yukon, Canada. Mineralium Deposita, 59(3), 473-503. https://doi.org/10.1007/s00126-023-01217-4 |  | CAN | CA-YT | -130.6 | 61.4667 | [8 empty] | Only analyses +/-3% of 100% were shown and they were normalized to 100% | 2025-04-30
| ABM |  | Volcanic basin hydrothermal | Volcanogenic massive sulfide (VMS) | Bimodal felsic VMS | Zn, Cu, Pb, Au, Ag |  | Zn, Cu, Pb, Au, Ag | Denisová et al., 2024 |  | B291157 | B291157-5-2-12 | borehole | K15-339 |  | 171 | 171.05 | ore material | half core | core drilling | rock | polished slab from core | Yukon–Tanana and Slide Mountain terranes | Kudz Ze Kayah formation |  |  | acid volcanic rock, siliciclastic sedimentary rock |  | rock | greenschist | galena | Assemblage 2 |  |  |  | chloritic |  | pyrite, arsenopyrite, pyrrhotite, galena, chalcopyrite, sulfosalts | cutting and polishing | EPMA | JEOL JXA-8230 SuperProbe electron probe microanalyzer (EPMA) equipped with five wavelength-dispersive spectrometers (WDS) and a tungsten filament electron gun. |  | sulfides were analyzed using an accelerating voltage of 25 kV, a 2-nA beam current, focused to 1 μm, with elemental counting times between 5 and 30 s |  | 595.07 | 42.3763 | [12 empty] | 3015.6937 | 155.0809 | [16 empty] | -99999 | 55.0881 | [8 empty] | 433.6951 | 52.2276 | [8 empty] | -99999 | 147.8638 | [32 empty] | 857616.892 | 212.127 | [14 empty] | 131621.4185 | 46.0992 | 857.3043 | 46.7466 |  |  | 5859.9264 | 111.1345 | [32 empty] | -99999 | 371.396 |  |  |  | 2024 | Denisová, N., Piercey, S. J., & Wälle, M. (2024). Mineralogy and mineral chemistry of the ABM replacement-style volcanogenic massive sulfide deposit, Finlayson Lake district, Yukon, Canada. Mineralium Deposita, 59(3), 473-503. https://doi.org/10.1007/s00126-023-01217-4 |  | CAN | CA-YT | -130.6 | 61.4667 | [8 empty] | Only analyses +/-3% of 100% were shown and they were normalized to 100% | 2025-04-30
| ABM |  | Volcanic basin hydrothermal | Volcanogenic massive sulfide (VMS) | Bimodal felsic VMS | Zn, Cu, Pb, Au, Ag |  | Zn, Cu, Pb, Au, Ag | Denisová et al., 2024 |  | B291157 | B291157-5-2-4 | borehole | K15-339 |  | 171 | 171.05 | ore material | half core | core drilling | rock | polished slab from core | Yukon–Tanana and Slide Mountain terranes | Kudz Ze Kayah formation |  |  | acid volcanic rock, siliciclastic sedimentary rock |  | rock | greenschist | galena | Assemblage 2 |  |  |  | chloritic |  | pyrite, arsenopyrite, pyrrhotite, galena, chalcopyrite, sulfosalts | cutting and polishing | EPMA | JEOL JXA-8230 SuperProbe electron probe microanalyzer (EPMA) equipped with five wavelength-dispersive spectrometers (WDS) and a tungsten filament electron gun. |  | sulfides were analyzed using an accelerating voltage of 25 kV, a 2-nA beam current, focused to 1 μm, with elemental counting times between 5 and 30 s |  | 350.2242 | 42.3763 | [12 empty] | 3612.312 | 155.0809 | [16 empty] | -99999 | 55.0881 | [8 empty] | 570.3651 | 52.2276 | [8 empty] | -99999 | 147.8638 | [32 empty] | 856017.8476 | 212.127 | [14 empty] | 132134.5693 | 46.0992 | 340.2178 | 46.7466 |  |  | 6974.4641 | 111.1345 | [32 empty] | -99999 | 371.396 |  |  |  | 2024 | Denisová, N., Piercey, S. J., & Wälle, M. (2024). Mineralogy and mineral chemistry of the ABM replacement-style volcanogenic massive sulfide deposit, Finlayson Lake district, Yukon, Canada. Mineralium Deposita, 59(3), 473-503. https://doi.org/10.1007/s00126-023-01217-4 |  | CAN | CA-YT | -130.6 | 61.4667 | [8 empty] | Only analyses +/-3% of 100% were shown and they were normalized to 100% | 2025-04-30
| ABM |  | Volcanic basin hydrothermal | Volcanogenic massive sulfide (VMS) | Bimodal felsic VMS | Zn, Cu, Pb, Au, Ag |  | Zn, Cu, Pb, Au, Ag | Denisová et al., 2024 |  | B291157 | B291157-6-1-36 | borehole | K15-339 |  | 171 | 171.05 | ore material | half core | core drilling | rock | polished slab from core | Yukon–Tanana and Slide Mountain terranes | Kudz Ze Kayah formation |  |  | acid volcanic rock, siliciclastic sedimentary rock |  | rock | greenschist | galena | Assemblage 2 |  |  |  | chloritic |  | pyrite, arsenopyrite, pyrrhotite, galena, chalcopyrite, sulfosalts | cutting and polishing | EPMA | JEOL JXA-8230 SuperProbe electron probe microanalyzer (EPMA) equipped with five wavelength-dispersive spectrometers (WDS) and a tungsten filament electron gun. |  | sulfides were analyzed using an accelerating voltage of 25 kV, a 2-nA beam current, focused to 1 μm, with elemental counting times between 5 and 30 s |  | 422.7947 | 42.3763 | [12 empty] | -99999 | 155.0809 | [16 empty] | 1862.3099 | 55.0881 | [8 empty] | 2456.2357 | 52.2276 | [8 empty] | -99999 | 147.8638 | [32 empty] | 856350.475 | 212.127 | [14 empty] | 132224.0023 | 46.0992 | 2093.8403 | 46.7466 |  |  | 4590.3421 | 111.1345 | [32 empty] | -99999 | 371.396 |  |  |  | 2024 | Denisová, N., Piercey, S. J., & Wälle, M. (2024). Mineralogy and mineral chemistry of the ABM replacement-style volcanogenic massive sulfide deposit, Finlayson Lake district, Yukon, Canada. Mineralium Deposita, 59(3), 473-503. https://doi.org/10.1007/s00126-023-01217-4 |  | CAN | CA-YT | -130.6 | 61.4667 | [8 empty] | Only analyses +/-3% of 100% were shown and they were normalized to 100% | 2025-04-30
| ABM |  | Volcanic basin hydrothermal | Volcanogenic massive sulfide (VMS) | Bimodal felsic VMS | Zn, Cu, Pb, Au, Ag |  | Zn, Cu, Pb, Au, Ag | Denisová et al., 2024 |  | Q721165 | Q721165-5-1-6 | borehole | K16-350 |  | 110.1 | 110.18 | ore material | half core | core drilling | rock | polished slab from core | Yukon–Tanana and Slide Mountain terranes | Kudz Ze Kayah formation |  |  | acid volcanic rock, siliciclastic sedimentary rock |  | rock | greenschist | galena | Assemblage 2 |  |  |  | chloritic |  | pyrite, arsenopyrite, pyrrhotite, galena, chalcopyrite, sulfosalts | cutting and polishing | EPMA | JEOL JXA-8230 SuperProbe electron probe microanalyzer (EPMA) equipped with five wavelength-dispersive spectrometers (WDS) and a tungsten filament electron gun. |  | sulfides were analyzed using an accelerating voltage of 25 kV, a 2-nA beam current, focused to 1 μm, with elemental counting times between 5 and 30 s |  | -99999 | 42.3763 | [12 empty] | 2494.8313 | 155.0809 | [16 empty] | -99999 | 55.0881 | [8 empty] | 5248.0916 | 52.2276 | [8 empty] | -99999 | 147.8638 | [32 empty] | 841960.8826 | 212.127 | [14 empty] | 122216.9168 | 46.0992 | 208.7309 | 46.7466 |  |  | 26717.557 | 111.1345 | [32 empty] | 1152.9898 | 371.396 |  |  |  | 2024 | Denisová, N., Piercey, S. J., & Wälle, M. (2024). Mineralogy and mineral chemistry of the ABM replacement-style volcanogenic massive sulfide deposit, Finlayson Lake district, Yukon, Canada. Mineralium Deposita, 59(3), 473-503. https://doi.org/10.1007/s00126-023-01217-4 |  | CAN | CA-YT | -130.6 | 61.4667 | [8 empty] | Only analyses +/-3% of 100% were shown and they were normalized to 100% | 2025-04-30
| ABM |  | Volcanic basin hydrothermal | Volcanogenic massive sulfide (VMS) | Bimodal felsic VMS | Zn, Cu, Pb, Au, Ag |  | Zn, Cu, Pb, Au, Ag | Denisová et al., 2024 |  | Q721165 | Q721165-6-1-1 | borehole | K16-350 |  | 110.1 | 110.18 | ore material | half core | core drilling | rock | polished slab from core | Yukon–Tanana and Slide Mountain terranes | Kudz Ze Kayah formation |  |  | acid volcanic rock, siliciclastic sedimentary rock |  | rock | greenschist | galena | Assemblage 2 |  |  |  | chloritic |  | pyrite, arsenopyrite, pyrrhotite, galena, chalcopyrite, sulfosalts | cutting and polishing | EPMA | JEOL JXA-8230 SuperProbe electron probe microanalyzer (EPMA) equipped with five wavelength-dispersive spectrometers (WDS) and a tungsten filament electron gun. |  | sulfides were analyzed using an accelerating voltage of 25 kV, a 2-nA beam current, focused to 1 μm, with elemental counting times between 5 and 30 s |  | -99999 | 42.3763 | [12 empty] | 2364.8546 | 155.0809 | [16 empty] | 161.6995 | 55.0881 | [8 empty] | 3112.7146 | 52.2276 | [8 empty] | -99999 | 147.8638 | [32 empty] | 850054.0699 | 212.127 | [14 empty] | 127702.1473 | 46.0992 | 313.2927 | 46.7466 |  |  | 10116.3231 | 111.1345 | [32 empty] | 6174.8982 | 371.396 |  |  |  | 2024 | Denisová, N., Piercey, S. J., & Wälle, M. (2024). Mineralogy and mineral chemistry of the ABM replacement-style volcanogenic massive sulfide deposit, Finlayson Lake district, Yukon, Canada. Mineralium Deposita, 59(3), 473-503. https://doi.org/10.1007/s00126-023-01217-4 |  | CAN | CA-YT | -130.6 | 61.4667 | [8 empty] | Only analyses +/-3% of 100% were shown and they were normalized to 100% | 2025-04-30
| ABM |  | Volcanic basin hydrothermal | Volcanogenic massive sulfide (VMS) | Bimodal felsic VMS | Zn, Cu, Pb, Au, Ag |  | Zn, Cu, Pb, Au, Ag | Denisová et al., 2024 |  | Q721165 | Q721165-7-1-17 | borehole | K16-350 |  | 110.1 | 110.18 | ore material | half core | core drilling | rock | polished slab from core | Yukon–Tanana and Slide Mountain terranes | Kudz Ze Kayah formation |  |  | acid volcanic rock, siliciclastic sedimentary rock |  | rock | greenschist | galena | Assemblage 2 |  |  |  | chloritic |  | pyrite, arsenopyrite, pyrrhotite, galena, chalcopyrite, sulfosalts | cutting and polishing | EPMA | JEOL JXA-8230 SuperProbe electron probe microanalyzer (EPMA) equipped with five wavelength-dispersive spectrometers (WDS) and a tungsten filament electron gun. |  | sulfides were analyzed using an accelerating voltage of 25 kV, a 2-nA beam current, focused to 1 μm, with elemental counting times between 5 and 30 s |  | 656.4264 | 42.3763 | [12 empty] | 2241.9487 | 155.0809 | [16 empty] | 4160.7336 | 55.0881 | [8 empty] | 4908.0498 | 52.2276 | [8 empty] | -99999 | 147.8638 | [32 empty] | 835671.2209 | 212.127 | [14 empty] | 125094.6769 | 46.0992 | 949.2935 | 46.7466 |  |  | 12068.1476 | 111.1345 | [32 empty] | 14249.5027 | 371.396 |  |  |  | 2024 | Denisová, N., Piercey, S. J., & Wälle, M. (2024). Mineralogy and mineral chemistry of the ABM replacement-style volcanogenic massive sulfide deposit, Finlayson Lake district, Yukon, Canada. Mineralium Deposita, 59(3), 473-503. https://doi.org/10.1007/s00126-023-01217-4 |  | CAN | CA-YT | -130.6 | 61.4667 | [8 empty] | Only analyses +/-3% of 100% were shown and they were normalized to 100% | 2025-04-30
| ABM |  | Volcanic basin hydrothermal | Volcanogenic massive sulfide (VMS) | Bimodal felsic VMS | Zn, Cu, Pb, Au, Ag |  | Zn, Cu, Pb, Au, Ag | Denisová et al., 2024 |  | Q721165 | Q721165-4-1-1 | borehole | K16-350 |  | 110.1 | 110.18 | ore material | half core | core drilling | rock | polished slab from core | Yukon–Tanana and Slide Mountain terranes | Kudz Ze Kayah formation |  |  | acid volcanic rock, siliciclastic sedimentary rock |  | rock | greenschist | galena | Assemblage 2 |  |  |  | chloritic |  | pyrite, arsenopyrite, pyrrhotite, galena, chalcopyrite, sulfosalts | cutting and polishing | EPMA | JEOL JXA-8230 SuperProbe electron probe microanalyzer (EPMA) equipped with five wavelength-dispersive spectrometers (WDS) and a tungsten filament electron gun. |  | sulfides were analyzed using an accelerating voltage of 25 kV, a 2-nA beam current, focused to 1 μm, with elemental counting times between 5 and 30 s |  | 1510.5281 | 42.3763 | [12 empty] | 3477.2558 | 155.0809 | [16 empty] | 141.9288 | 55.0881 | [8 empty] | 1013.7772 | 52.2276 | [8 empty] | -99999 | 147.8638 | [32 empty] | 852100.0464 | 212.127 | [14 empty] | 131588.2782 | 46.0992 | 1551.0791 | 46.7466 |  |  | 8586.6931 | 111.1345 | [32 empty] | -99999 | 371.396 |  |  |  | 2024 | Denisová, N., Piercey, S. J., & Wälle, M. (2024). Mineralogy and mineral chemistry of the ABM replacement-style volcanogenic massive sulfide deposit, Finlayson Lake district, Yukon, Canada. Mineralium Deposita, 59(3), 473-503. https://doi.org/10.1007/s00126-023-01217-4 |  | CAN | CA-YT | -130.6 | 61.4667 | [8 empty] | Only analyses +/-3% of 100% were shown and they were normalized to 100% | 2025-04-30
| ABM |  | Volcanic basin hydrothermal | Volcanogenic massive sulfide (VMS) | Bimodal felsic VMS | Zn, Cu, Pb, Au, Ag |  | Zn, Cu, Pb, Au, Ag | Denisová et al., 2024 |  | Q721165 | Q721165-5-1-6 | borehole | K16-350 |  | 110.1 | 110.18 | ore material | half core | core drilling | rock | polished slab from core | Yukon–Tanana and Slide Mountain terranes | Kudz Ze Kayah formation |  |  | acid volcanic rock, siliciclastic sedimentary rock |  | rock | greenschist | galena | Assemblage 2 |  |  |  | chloritic |  | pyrite, arsenopyrite, pyrrhotite, galena, chalcopyrite, sulfosalts | cutting and polishing | EPMA | JEOL JXA-8230 SuperProbe electron probe microanalyzer (EPMA) equipped with five wavelength-dispersive spectrometers (WDS) and a tungsten filament electron gun. |  | sulfides were analyzed using an accelerating voltage of 25 kV, a 2-nA beam current, focused to 1 μm, with elemental counting times between 5 and 30 s |  | -99999 | 42.3763 | [12 empty] | 1268.4045 | 155.0809 | [16 empty] | 81.1779 | 55.0881 | [8 empty] | 5469.3601 | 52.2276 | [8 empty] | -99999 | 147.8638 | [32 empty] | 847284.0939 | 212.127 | [14 empty] | 122314.786 | 46.0992 | 710.3065 | 46.7466 |  |  | 22861.7237 | 111.1345 | [32 empty] | -99999 | 371.396 |  |  |  | 2024 | Denisová, N., Piercey, S. J., & Wälle, M. (2024). Mineralogy and mineral chemistry of the ABM replacement-style volcanogenic massive sulfide deposit, Finlayson Lake district, Yukon, Canada. Mineralium Deposita, 59(3), 473-503. https://doi.org/10.1007/s00126-023-01217-4 |  | CAN | CA-YT | -130.6 | 61.4667 | [8 empty] | Only analyses +/-3% of 100% were shown and they were normalized to 100% | 2025-04-30
| ABM |  | Volcanic basin hydrothermal | Volcanogenic massive sulfide (VMS) | Bimodal felsic VMS | Zn, Cu, Pb, Au, Ag |  | Zn, Cu, Pb, Au, Ag | Denisová et al., 2024 |  | Q721165 | Q721165-6-1-25 | borehole | K16-350 |  | 110.1 | 110.18 | ore material | half core | core drilling | rock | polished slab from core | Yukon–Tanana and Slide Mountain terranes | Kudz Ze Kayah formation |  |  | acid volcanic rock, siliciclastic sedimentary rock |  | rock | greenschist | galena | Assemblage 2 |  |  |  | chloritic |  | pyrite, arsenopyrite, pyrrhotite, galena, chalcopyrite, sulfosalts | cutting and polishing | EPMA | JEOL JXA-8230 SuperProbe electron probe microanalyzer (EPMA) equipped with five wavelength-dispersive spectrometers (WDS) and a tungsten filament electron gun. |  | sulfides were analyzed using an accelerating voltage of 25 kV, a 2-nA beam current, focused to 1 μm, with elemental counting times between 5 and 30 s |  | 1285.3471 | 42.3763 | [12 empty] | 3927.4493 | 155.0809 | [16 empty] | 61.207 | 55.0881 | [8 empty] | 601.8689 | 52.2276 | [8 empty] | -99999 | 147.8638 | [32 empty] | 851256.7842 | 212.127 | [14 empty] | 130778.9603 | 46.0992 | 1723.9973 | 46.7466 |  |  | 9813.523 | 111.1345 | [32 empty] | 550.863 | 371.396 |  |  |  | 2024 | Denisová, N., Piercey, S. J., & Wälle, M. (2024). Mineralogy and mineral chemistry of the ABM replacement-style volcanogenic massive sulfide deposit, Finlayson Lake district, Yukon, Canada. Mineralium Deposita, 59(3), 473-503. https://doi.org/10.1007/s00126-023-01217-4 |  | CAN | CA-YT | -130.6 | 61.4667 | [8 empty] | Only analyses +/-3% of 100% were shown and they were normalized to 100% | 2025-04-30
| ABM |  | Volcanic basin hydrothermal | Volcanogenic massive sulfide (VMS) | Bimodal felsic VMS | Zn, Cu, Pb, Au, Ag |  | Zn, Cu, Pb, Au, Ag | Denisová et al., 2024 |  | Q721165 | Q721165-7-1-17 | borehole | K16-350 |  | 110.1 | 110.18 | ore material | half core | core drilling | rock | polished slab from core | Yukon–Tanana and Slide Mountain terranes | Kudz Ze Kayah formation |  |  | acid volcanic rock, siliciclastic sedimentary rock |  | rock | greenschist | galena | Assemblage 2 |  |  |  | chloritic |  | pyrite, arsenopyrite, pyrrhotite, galena, chalcopyrite, sulfosalts | cutting and polishing | EPMA | JEOL JXA-8230 SuperProbe electron probe microanalyzer (EPMA) equipped with five wavelength-dispersive spectrometers (WDS) and a tungsten filament electron gun. |  | sulfides were analyzed using an accelerating voltage of 25 kV, a 2-nA beam current, focused to 1 μm, with elemental counting times between 5 and 30 s |  | 316.2555 | 42.3763 | [12 empty] | 4029.7077 | 155.0809 | [16 empty] | 1713.9009 | 55.0881 | [8 empty] | 8181.8364 | 52.2276 | [8 empty] | -99999 | 147.8638 | [32 empty] | 837363.0438 | 212.127 | [14 empty] | 127787.6373 | 46.0992 | 581.5021 | 46.7466 |  |  | 11660.6475 | 111.1345 | [32 empty] | 8365.4687 | 371.396 |  |  |  | 2024 | Denisová, N., Piercey, S. J., & Wälle, M. (2024). Mineralogy and mineral chemistry of the ABM replacement-style volcanogenic massive sulfide deposit, Finlayson Lake district, Yukon, Canada. Mineralium Deposita, 59(3), 473-503. https://doi.org/10.1007/s00126-023-01217-4 |  | CAN | CA-YT | -130.6 | 61.4667 | [8 empty] | Only analyses +/-3% of 100% were shown and they were normalized to 100% | 2025-04-30
| ABM |  | Volcanic basin hydrothermal | Volcanogenic massive sulfide (VMS) | Bimodal felsic VMS | Zn, Cu, Pb, Au, Ag |  | Zn, Cu, Pb, Au, Ag | Denisová et al., 2024 |  | Q721165 | Q721165-7-1-7 | borehole | K16-350 |  | 110.1 | 110.18 | ore material | half core | core drilling | rock | polished slab from core | Yukon–Tanana and Slide Mountain terranes | Kudz Ze Kayah formation |  |  | acid volcanic rock, siliciclastic sedimentary rock |  | rock | greenschist | galena | Assemblage 2 |  |  |  | chloritic |  | pyrite, arsenopyrite, pyrrhotite, galena, chalcopyrite, sulfosalts | cutting and polishing | EPMA | JEOL JXA-8230 SuperProbe electron probe microanalyzer (EPMA) equipped with five wavelength-dispersive spectrometers (WDS) and a tungsten filament electron gun. |  | sulfides were analyzed using an accelerating voltage of 25 kV, a 2-nA beam current, focused to 1 μm, with elemental counting times between 5 and 30 s |  | 801.7781 | 42.3763 | [12 empty] | 3501.436 | 155.0809 | [16 empty] | 1380.2763 | 55.0881 | [8 empty] | 1502.0653 | 52.2276 | [8 empty] | -99999 | 147.8638 | [32 empty] | 847682.4609 | 212.127 | [14 empty] | 128558.5197 | 46.0992 | 1065.6544 | 46.7466 |  |  | 13153.2205 | 111.1345 | [32 empty] | 2354.5888 | 371.396 |  |  |  | 2024 | Denisová, N., Piercey, S. J., & Wälle, M. (2024). Mineralogy and mineral chemistry of the ABM replacement-style volcanogenic massive sulfide deposit, Finlayson Lake district, Yukon, Canada. Mineralium Deposita, 59(3), 473-503. https://doi.org/10.1007/s00126-023-01217-4 |  | CAN | CA-YT | -130.6 | 61.4667 | [8 empty] | Only analyses +/-3% of 100% were shown and they were normalized to 100% | 2025-04-30
| ABM |  | Volcanic basin hydrothermal | Volcanogenic massive sulfide (VMS) | Bimodal felsic VMS | Zn, Cu, Pb, Au, Ag |  | Zn, Cu, Pb, Au, Ag | Denisová et al., 2024 |  | Q721165 | gal-Q721165-7-2-19 | borehole | K16-350 |  | 110.1 | 110.18 | ore material | half core | core drilling | rock | polished slab from core | Yukon–Tanana and Slide Mountain terranes | Kudz Ze Kayah formation |  |  | acid volcanic rock, siliciclastic sedimentary rock |  | rock | greenschist | galena | Assemblage 2 |  |  |  | chloritic |  | pyrite, arsenopyrite, pyrrhotite, galena, chalcopyrite, sulfosalts | cutting and polishing | EPMA | JEOL JXA-8230 SuperProbe electron probe microanalyzer (EPMA) equipped with five wavelength-dispersive spectrometers (WDS) and a tungsten filament electron gun. |  | sulfides were analyzed using an accelerating voltage of 25 kV, a 2-nA beam current, focused to 1 μm, with elemental counting times between 5 and 30 s |  | 111.9308 | 42.3763 | [12 empty] | 3581.7859 | 155.0809 | [16 empty] | 101.7553 | 55.0881 | [8 empty] | 2401.4247 | 52.2276 | [8 empty] | -99999 | 147.8638 | [32 empty] | 851121.8505 | 212.127 | [14 empty] | 131528.8736 | 46.0992 | 295.0903 | 46.7466 |  |  | 10857.2889 | 111.1345 | [32 empty] | -99999 | 371.396 |  |  |  | 2024 | Denisová, N., Piercey, S. J., & Wälle, M. (2024). Mineralogy and mineral chemistry of the ABM replacement-style volcanogenic massive sulfide deposit, Finlayson Lake district, Yukon, Canada. Mineralium Deposita, 59(3), 473-503. https://doi.org/10.1007/s00126-023-01217-4 |  | CAN | CA-YT | -130.6 | 61.4667 | [8 empty] | Only analyses +/-3% of 100% were shown and they were normalized to 100% | 2025-04-30
| ABM |  | Volcanic basin hydrothermal | Volcanogenic massive sulfide (VMS) | Bimodal felsic VMS | Zn, Cu, Pb, Au, Ag |  | Zn, Cu, Pb, Au, Ag | Denisová et al., 2024 |  | Q721165 | gal-Q721165-7-2-25 | borehole | K16-350 |  | 110.1 | 110.18 | ore material | half core | core drilling | rock | polished slab from core | Yukon–Tanana and Slide Mountain terranes | Kudz Ze Kayah formation |  |  | acid volcanic rock, siliciclastic sedimentary rock |  | rock | greenschist | galena | Assemblage 2 |  |  |  | chloritic |  | pyrite, arsenopyrite, pyrrhotite, galena, chalcopyrite, sulfosalts | cutting and polishing | EPMA | JEOL JXA-8230 SuperProbe electron probe microanalyzer (EPMA) equipped with five wavelength-dispersive spectrometers (WDS) and a tungsten filament electron gun. |  | sulfides were analyzed using an accelerating voltage of 25 kV, a 2-nA beam current, focused to 1 μm, with elemental counting times between 5 and 30 s |  | 469.9248 | 42.3763 | [12 empty] | 3504.0045 | 155.0809 | [16 empty] | 214.5309 | 55.0881 | [8 empty] | 2880.8434 | 52.2276 | [8 empty] | -99999 | 147.8638 | [32 empty] | 851708.0737 | 212.127 | [14 empty] | 129923.9963 | 46.0992 | 592.5139 | 46.7466 |  |  | 10706.1127 | 111.1345 | [32 empty] | -99999 | 371.396 |  |  |  | 2024 | Denisová, N., Piercey, S. J., & Wälle, M. (2024). Mineralogy and mineral chemistry of the ABM replacement-style volcanogenic massive sulfide deposit, Finlayson Lake district, Yukon, Canada. Mineralium Deposita, 59(3), 473-503. https://doi.org/10.1007/s00126-023-01217-4 |  | CAN | CA-YT | -130.6 | 61.4667 | [8 empty] | Only analyses +/-3% of 100% were shown and they were normalized to 100% | 2025-04-30
| ABM |  | Volcanic basin hydrothermal | Volcanogenic massive sulfide (VMS) | Bimodal felsic VMS | Zn, Cu, Pb, Au, Ag |  | Zn, Cu, Pb, Au, Ag | Denisová et al., 2024 |  | Q721165 | gal-Q721165-7-2-7 | borehole | K16-350 |  | 110.1 | 110.18 | ore material | half core | core drilling | rock | polished slab from core | Yukon–Tanana and Slide Mountain terranes | Kudz Ze Kayah formation |  |  | acid volcanic rock, siliciclastic sedimentary rock |  | rock | greenschist | galena | Assemblage 2 |  |  |  | chloritic |  | pyrite, arsenopyrite, pyrrhotite, galena, chalcopyrite, sulfosalts | cutting and polishing | EPMA | JEOL JXA-8230 SuperProbe electron probe microanalyzer (EPMA) equipped with five wavelength-dispersive spectrometers (WDS) and a tungsten filament electron gun. |  | sulfides were analyzed using an accelerating voltage of 25 kV, a 2-nA beam current, focused to 1 μm, with elemental counting times between 5 and 30 s |  | 902.9941 | 42.3763 | [12 empty] | 3743.8743 | 155.0809 | [16 empty] | -99999 | 55.0881 | [8 empty] | 1937.8862 | 52.2276 | [8 empty] | -99999 | 147.8638 | [32 empty] | 851046.5556 | 212.127 | [14 empty] | 130223.9262 | 46.0992 | 1197.2282 | 46.7466 |  |  | 10947.5353 | 111.1345 | [32 empty] | -99999 | 371.396 |  |  |  | 2024 | Denisová, N., Piercey, S. J., & Wälle, M. (2024). Mineralogy and mineral chemistry of the ABM replacement-style volcanogenic massive sulfide deposit, Finlayson Lake district, Yukon, Canada. Mineralium Deposita, 59(3), 473-503. https://doi.org/10.1007/s00126-023-01217-4 |  | CAN | CA-YT | -130.6 | 61.4667 | [8 empty] | Only analyses +/-3% of 100% were shown and they were normalized to 100% | 2025-04-30
| ABM |  | Volcanic basin hydrothermal | Volcanogenic massive sulfide (VMS) | Bimodal felsic VMS | Zn, Cu, Pb, Au, Ag |  | Zn, Cu, Pb, Au, Ag | Denisová et al., 2024 |  | Q721165 | gal-Q721165-7-2-9 | borehole | K16-350 |  | 110.1 | 110.18 | ore material | half core | core drilling | rock | polished slab from core | Yukon–Tanana and Slide Mountain terranes | Kudz Ze Kayah formation |  |  | acid volcanic rock, siliciclastic sedimentary rock |  | rock | greenschist | galena | Assemblage 2 |  |  |  | chloritic |  | pyrite, arsenopyrite, pyrrhotite, galena, chalcopyrite, sulfosalts | cutting and polishing | EPMA | JEOL JXA-8230 SuperProbe electron probe microanalyzer (EPMA) equipped with five wavelength-dispersive spectrometers (WDS) and a tungsten filament electron gun. |  | sulfides were analyzed using an accelerating voltage of 25 kV, a 2-nA beam current, focused to 1 μm, with elemental counting times between 5 and 30 s |  | 717.2719 | 42.3763 | [12 empty] | 4621.2804 | 155.0809 | [16 empty] | -99999 | 55.0881 | [8 empty] | 584.0643 | 52.2276 | [8 empty] | -99999 | 147.8638 | [32 empty] | 851852.6149 | 212.127 | [14 empty] | 131322.2357 | 46.0992 | 952.947 | 46.7466 |  |  | 9949.5859 | 111.1345 | [32 empty] | -99999 | 371.396 |  |  |  | 2024 | Denisová, N., Piercey, S. J., & Wälle, M. (2024). Mineralogy and mineral chemistry of the ABM replacement-style volcanogenic massive sulfide deposit, Finlayson Lake district, Yukon, Canada. Mineralium Deposita, 59(3), 473-503. https://doi.org/10.1007/s00126-023-01217-4 |  | CAN | CA-YT | -130.6 | 61.4667 | [8 empty] | Only analyses +/-3% of 100% were shown and they were normalized to 100% | 2025-04-30
| ABM |  | Volcanic basin hydrothermal | Volcanogenic massive sulfide (VMS) | Bimodal felsic VMS | Zn, Cu, Pb, Au, Ag |  | Zn, Cu, Pb, Au, Ag | Denisová et al., 2024 |  | Q930238 | Q930238-1-3-24 | borehole | K15-236 |  | 82.3 | 82.45 | ore material | half core | core drilling | rock | polished slab from core | Yukon–Tanana and Slide Mountain terranes | Kudz Ze Kayah formation |  |  | acid volcanic rock, siliciclastic sedimentary rock |  | rock | greenschist | galena | Assemblage 2 |  |  |  | chloritic |  | pyrite, arsenopyrite, pyrrhotite, galena, chalcopyrite, sulfosalts | cutting and polishing | EPMA | JEOL JXA-8230 SuperProbe electron probe microanalyzer (EPMA) equipped with five wavelength-dispersive spectrometers (WDS) and a tungsten filament electron gun. |  | sulfides were analyzed using an accelerating voltage of 25 kV, a 2-nA beam current, focused to 1 μm, with elemental counting times between 5 and 30 s |  | 3374.6013 | 42.3763 | [12 empty] | 12913.7475 | 155.0809 | [16 empty] | 256.4287 | 55.0881 | [8 empty] | 10913.6045 | 52.2276 | [8 empty] | -99999 | 147.8638 | [32 empty] | 811648.0149 | 212.127 | [14 empty] | 114849.2705 | 46.0992 | 5282.4306 | 46.7466 |  |  | 40761.902 | 111.1345 | [32 empty] | -99999 | 371.396 |  |  |  | 2024 | Denisová, N., Piercey, S. J., & Wälle, M. (2024). Mineralogy and mineral chemistry of the ABM replacement-style volcanogenic massive sulfide deposit, Finlayson Lake district, Yukon, Canada. Mineralium Deposita, 59(3), 473-503. https://doi.org/10.1007/s00126-023-01217-4 |  | CAN | CA-YT | -130.6 | 61.4667 | [8 empty] | Only analyses +/-3% of 100% were shown and they were normalized to 100% | 2025-04-30
| ABM |  | Volcanic basin hydrothermal | Volcanogenic massive sulfide (VMS) | Bimodal felsic VMS | Zn, Cu, Pb, Au, Ag |  | Zn, Cu, Pb, Au, Ag | Denisová et al., 2024 |  | Q930238 | Q930238-2-1-16 | borehole | K15-236 |  | 82.3 | 82.45 | ore material | half core | core drilling | rock | polished slab from core | Yukon–Tanana and Slide Mountain terranes | Kudz Ze Kayah formation |  |  | acid volcanic rock, siliciclastic sedimentary rock |  | rock | greenschist | galena | Assemblage 2 |  |  |  | chloritic |  | pyrite, arsenopyrite, pyrrhotite, galena, chalcopyrite, sulfosalts | cutting and polishing | EPMA | JEOL JXA-8230 SuperProbe electron probe microanalyzer (EPMA) equipped with five wavelength-dispersive spectrometers (WDS) and a tungsten filament electron gun. |  | sulfides were analyzed using an accelerating voltage of 25 kV, a 2-nA beam current, focused to 1 μm, with elemental counting times between 5 and 30 s |  | 12722.388 | 42.3763 | [12 empty] | 10978.7614 | 155.0809 | [16 empty] | 7511.7845 | 55.0881 | [8 empty] | 11830.3009 | 52.2276 | [8 empty] | -99999 | 147.8638 | [32 empty] | 786172.6415 | 212.127 | [14 empty] | 117380.508 | 46.0992 | 9072.9379 | 46.7466 |  |  | 43377.7658 | 111.1345 | [32 empty] | 952.9119 | 371.396 |  |  |  | 2024 | Denisová, N., Piercey, S. J., & Wälle, M. (2024). Mineralogy and mineral chemistry of the ABM replacement-style volcanogenic massive sulfide deposit, Finlayson Lake district, Yukon, Canada. Mineralium Deposita, 59(3), 473-503. https://doi.org/10.1007/s00126-023-01217-4 |  | CAN | CA-YT | -130.6 | 61.4667 | [8 empty] | Only analyses +/-3% of 100% were shown and they were normalized to 100% | 2025-04-30
| ABM |  | Volcanic basin hydrothermal | Volcanogenic massive sulfide (VMS) | Bimodal felsic VMS | Zn, Cu, Pb, Au, Ag |  | Zn, Cu, Pb, Au, Ag | Denisová et al., 2024 |  | Q930238 | Q930238-2-1-17 | borehole | K15-236 |  | 82.3 | 82.45 | ore material | half core | core drilling | rock | polished slab from core | Yukon–Tanana and Slide Mountain terranes | Kudz Ze Kayah formation |  |  | acid volcanic rock, siliciclastic sedimentary rock |  | rock | greenschist | galena | Assemblage 2 |  |  |  | chloritic |  | pyrite, arsenopyrite, pyrrhotite, galena, chalcopyrite, sulfosalts | cutting and polishing | EPMA | JEOL JXA-8230 SuperProbe electron probe microanalyzer (EPMA) equipped with five wavelength-dispersive spectrometers (WDS) and a tungsten filament electron gun. |  | sulfides were analyzed using an accelerating voltage of 25 kV, a 2-nA beam current, focused to 1 μm, with elemental counting times between 5 and 30 s |  | 6463.4707 | 42.3763 | [12 empty] | 11793.536 | 155.0809 | [16 empty] | 4329.402 | 55.0881 | [8 empty] | 8260.581 | 52.2276 | [8 empty] | -99999 | 147.8638 | [32 empty] | 807892.9947 | 212.127 | [14 empty] | 113493.6389 | 46.0992 | 2787.5631 | 46.7466 |  |  | 44978.8136 | 111.1345 | [32 empty] | -99999 | 371.396 |  |  |  | 2024 | Denisová, N., Piercey, S. J., & Wälle, M. (2024). Mineralogy and mineral chemistry of the ABM replacement-style volcanogenic massive sulfide deposit, Finlayson Lake district, Yukon, Canada. Mineralium Deposita, 59(3), 473-503. https://doi.org/10.1007/s00126-023-01217-4 |  | CAN | CA-YT | -130.6 | 61.4667 | [8 empty] | Only analyses +/-3% of 100% were shown and they were normalized to 100% | 2025-04-30
| ABM |  | Volcanic basin hydrothermal | Volcanogenic massive sulfide (VMS) | Bimodal felsic VMS | Zn, Cu, Pb, Au, Ag |  | Zn, Cu, Pb, Au, Ag | Denisová et al., 2024 |  | Q930238 | Q930238-3-2-4 | borehole | K15-236 |  | 82.3 | 82.45 | ore material | half core | core drilling | rock | polished slab from core | Yukon–Tanana and Slide Mountain terranes | Kudz Ze Kayah formation |  |  | acid volcanic rock, siliciclastic sedimentary rock |  | rock | greenschist | galena | Assemblage 2 |  |  |  | chloritic |  | pyrite, arsenopyrite, pyrrhotite, galena, chalcopyrite, sulfosalts | cutting and polishing | EPMA | JEOL JXA-8230 SuperProbe electron probe microanalyzer (EPMA) equipped with five wavelength-dispersive spectrometers (WDS) and a tungsten filament electron gun. |  | sulfides were analyzed using an accelerating voltage of 25 kV, a 2-nA beam current, focused to 1 μm, with elemental counting times between 5 and 30 s |  | 5181.0832 | 42.3763 | [12 empty] | 17419.8612 | 155.0809 | [16 empty] | 163.1837 | 55.0881 | [8 empty] | 13493.2531 | 52.2276 | [8 empty] | -99999 | 147.8638 | [32 empty] | 795826.5767 | 212.127 | [14 empty] | 97053.5135 | 46.0992 | -99999 | 46.7466 |  |  | 70862.5286 | 111.1345 | [32 empty] | -99999 | 371.396 |  |  |  | 2024 | Denisová, N., Piercey, S. J., & Wälle, M. (2024). Mineralogy and mineral chemistry of the ABM replacement-style volcanogenic massive sulfide deposit, Finlayson Lake district, Yukon, Canada. Mineralium Deposita, 59(3), 473-503. https://doi.org/10.1007/s00126-023-01217-4 |  | CAN | CA-YT | -130.6 | 61.4667 | [8 empty] | Only analyses +/-3% of 100% were shown and they were normalized to 100% | 2025-04-30
| ABM |  | Volcanic basin hydrothermal | Volcanogenic massive sulfide (VMS) | Bimodal felsic VMS | Zn, Cu, Pb, Au, Ag |  | Zn, Cu, Pb, Au, Ag | Denisová et al., 2024 |  | Q930239 | Q930239-1-1-10 | borehole | K15-236 |  | 86.33 | 86.42 | ore material | half core | core drilling | rock | polished slab from core | Yukon–Tanana and Slide Mountain terranes | Kudz Ze Kayah formation |  |  | acid volcanic rock, siliciclastic sedimentary rock |  | rock | greenschist | galena | Assemblage 1 |  |  |  | chloritic |  | pyrite, arsenopyrite, pyrrhotite, galena, chalcopyrite, sulfosalts | cutting and polishing | EPMA | JEOL JXA-8230 SuperProbe electron probe microanalyzer (EPMA) equipped with five wavelength-dispersive spectrometers (WDS) and a tungsten filament electron gun. |  | sulfides were analyzed using an accelerating voltage of 25 kV, a 2-nA beam current, focused to 1 μm, with elemental counting times between 5 and 30 s |  | -99999 | 42.3763 | [12 empty] | 2606.7317 | 155.0809 | [16 empty] | 129.3417 | 55.0881 | [8 empty] | 9183.2572 | 52.2276 | [8 empty] | -99999 | 147.8638 | [32 empty] | 829975.4254 | 212.127 | [14 empty] | 118258.0659 | 46.0992 | 318.3795 | 46.7466 |  |  | 23570.0287 | 111.1345 | [32 empty] | 15958.7699 | 371.396 |  |  |  | 2024 | Denisová, N., Piercey, S. J., & Wälle, M. (2024). Mineralogy and mineral chemistry of the ABM replacement-style volcanogenic massive sulfide deposit, Finlayson Lake district, Yukon, Canada. Mineralium Deposita, 59(3), 473-503. https://doi.org/10.1007/s00126-023-01217-4 |  | CAN | CA-YT | -130.6 | 61.4667 | [8 empty] | Only analyses +/-3% of 100% were shown and they were normalized to 100% | 2025-04-30
| ABM |  | Volcanic basin hydrothermal | Volcanogenic massive sulfide (VMS) | Bimodal felsic VMS | Zn, Cu, Pb, Au, Ag |  | Zn, Cu, Pb, Au, Ag | Denisová et al., 2024 |  | Q930239 | Q930239-1-1-4 | borehole | K15-236 |  | 86.33 | 86.42 | ore material | half core | core drilling | rock | polished slab from core | Yukon–Tanana and Slide Mountain terranes | Kudz Ze Kayah formation |  |  | acid volcanic rock, siliciclastic sedimentary rock |  | rock | greenschist | galena | Assemblage 1 |  |  |  | chloritic |  | pyrite, arsenopyrite, pyrrhotite, galena, chalcopyrite, sulfosalts | cutting and polishing | EPMA | JEOL JXA-8230 SuperProbe electron probe microanalyzer (EPMA) equipped with five wavelength-dispersive spectrometers (WDS) and a tungsten filament electron gun. |  | sulfides were analyzed using an accelerating voltage of 25 kV, a 2-nA beam current, focused to 1 μm, with elemental counting times between 5 and 30 s |  | -99999 | 42.3763 | [12 empty] | 1753.8561 | 155.0809 | [16 empty] | -99999 | 55.0881 | [8 empty] | 11088.2677 | 52.2276 | [8 empty] | -99999 | 147.8638 | [32 empty] | 821018.9905 | 212.127 | [14 empty] | 117089.379 | 46.0992 | 555.3877 | 46.7466 |  |  | 23920.6467 | 111.1345 | [32 empty] | 24573.4724 | 371.396 |  |  |  | 2024 | Denisová, N., Piercey, S. J., & Wälle, M. (2024). Mineralogy and mineral chemistry of the ABM replacement-style volcanogenic massive sulfide deposit, Finlayson Lake district, Yukon, Canada. Mineralium Deposita, 59(3), 473-503. https://doi.org/10.1007/s00126-023-01217-4 |  | CAN | CA-YT | -130.6 | 61.4667 | [8 empty] | Only analyses +/-3% of 100% were shown and they were normalized to 100% | 2025-04-30
| ABM |  | Volcanic basin hydrothermal | Volcanogenic massive sulfide (VMS) | Bimodal felsic VMS | Zn, Cu, Pb, Au, Ag |  | Zn, Cu, Pb, Au, Ag | Denisová et al., 2024 |  | Q930239 | Q930239-1-2-7 | borehole | K15-236 |  | 86.33 | 86.42 | ore material | half core | core drilling | rock | polished slab from core | Yukon–Tanana and Slide Mountain terranes | Kudz Ze Kayah formation |  |  | acid volcanic rock, siliciclastic sedimentary rock |  | rock | greenschist | galena | Assemblage 1 |  |  |  | chloritic |  | pyrite, arsenopyrite, pyrrhotite, galena, chalcopyrite, sulfosalts | cutting and polishing | EPMA | JEOL JXA-8230 SuperProbe electron probe microanalyzer (EPMA) equipped with five wavelength-dispersive spectrometers (WDS) and a tungsten filament electron gun. |  | sulfides were analyzed using an accelerating voltage of 25 kV, a 2-nA beam current, focused to 1 μm, with elemental counting times between 5 and 30 s |  | -99999 | 42.3763 | [12 empty] | 2248.6867 | 155.0809 | [16 empty] | -99999 | 55.0881 | [8 empty] | 14682.0073 | 52.2276 | [8 empty] | -99999 | 147.8638 | [32 empty] | 834585.4055 | 212.127 | [14 empty] | 120239.1865 | 46.0992 | 393.2681 | 46.7466 |  |  | 22617.9557 | 111.1345 | [32 empty] | 5233.4903 | 371.396 |  |  |  | 2024 | Denisová, N., Piercey, S. J., & Wälle, M. (2024). Mineralogy and mineral chemistry of the ABM replacement-style volcanogenic massive sulfide deposit, Finlayson Lake district, Yukon, Canada. Mineralium Deposita, 59(3), 473-503. https://doi.org/10.1007/s00126-023-01217-4 |  | CAN | CA-YT | -130.6 | 61.4667 | [8 empty] | Only analyses +/-3% of 100% were shown and they were normalized to 100% | 2025-04-30
| ABM |  | Volcanic basin hydrothermal | Volcanogenic massive sulfide (VMS) | Bimodal felsic VMS | Zn, Cu, Pb, Au, Ag |  | Zn, Cu, Pb, Au, Ag | Denisová et al., 2024 |  | Q930239 | Q930239-2-1-9 | borehole | K15-236 |  | 86.33 | 86.42 | ore material | half core | core drilling | rock | polished slab from core | Yukon–Tanana and Slide Mountain terranes | Kudz Ze Kayah formation |  |  | acid volcanic rock, siliciclastic sedimentary rock |  | rock | greenschist | galena | Assemblage 1 |  |  |  | chloritic |  | pyrite, arsenopyrite, pyrrhotite, galena, chalcopyrite, sulfosalts | cutting and polishing | EPMA | JEOL JXA-8230 SuperProbe electron probe microanalyzer (EPMA) equipped with five wavelength-dispersive spectrometers (WDS) and a tungsten filament electron gun. |  | sulfides were analyzed using an accelerating voltage of 25 kV, a 2-nA beam current, focused to 1 μm, with elemental counting times between 5 and 30 s |  | -99999 | 42.3763 | [12 empty] | 2550.9685 | 155.0809 | [16 empty] | -99999 | 55.0881 | [8 empty] | 9837.9984 | 52.2276 | [8 empty] | -99999 | 147.8638 | [32 empty] | 839624.3664 | 212.127 | [14 empty] | 121999.3082 | 46.0992 | 294.7334 | 46.7466 |  |  | 20611.0144 | 111.1345 | [32 empty] | 5081.6108 | 371.396 |  |  |  | 2024 | Denisová, N., Piercey, S. J., & Wälle, M. (2024). Mineralogy and mineral chemistry of the ABM replacement-style volcanogenic massive sulfide deposit, Finlayson Lake district, Yukon, Canada. Mineralium Deposita, 59(3), 473-503. https://doi.org/10.1007/s00126-023-01217-4 |  | CAN | CA-YT | -130.6 | 61.4667 | [8 empty] | Only analyses +/-3% of 100% were shown and they were normalized to 100% | 2025-04-30
| ABM |  | Volcanic basin hydrothermal | Volcanogenic massive sulfide (VMS) | Bimodal felsic VMS | Zn, Cu, Pb, Au, Ag |  | Zn, Cu, Pb, Au, Ag | Denisová et al., 2024 |  | Q930239 | Q930239-3-1-14 | borehole | K15-236 |  | 86.33 | 86.42 | ore material | half core | core drilling | rock | polished slab from core | Yukon–Tanana and Slide Mountain terranes | Kudz Ze Kayah formation |  |  | acid volcanic rock, siliciclastic sedimentary rock |  | rock | greenschist | galena | Assemblage 1 |  |  |  | chloritic |  | pyrite, arsenopyrite, pyrrhotite, galena, chalcopyrite, sulfosalts | cutting and polishing | EPMA | JEOL JXA-8230 SuperProbe electron probe microanalyzer (EPMA) equipped with five wavelength-dispersive spectrometers (WDS) and a tungsten filament electron gun. |  | sulfides were analyzed using an accelerating voltage of 25 kV, a 2-nA beam current, focused to 1 μm, with elemental counting times between 5 and 30 s |  | -99999 | 42.3763 | [12 empty] | 2364.4793 | 155.0809 | [16 empty] | -99999 | 55.0881 | [8 empty] | 1326.1644 | 52.2276 | [8 empty] | -99999 | 147.8638 | [32 empty] | 853505.0872 | 212.127 | [14 empty] | 123292.1746 | 46.0992 | 185.0462 | 46.7466 |  |  | 18884.9934 | 111.1345 | [32 empty] | 442.0548 | 371.396 |  |  |  | 2024 | Denisová, N., Piercey, S. J., & Wälle, M. (2024). Mineralogy and mineral chemistry of the ABM replacement-style volcanogenic massive sulfide deposit, Finlayson Lake district, Yukon, Canada. Mineralium Deposita, 59(3), 473-503. https://doi.org/10.1007/s00126-023-01217-4 |  | CAN | CA-YT | -130.6 | 61.4667 | [8 empty] | Only analyses +/-3% of 100% were shown and they were normalized to 100% | 2025-04-30
| ABM |  | Volcanic basin hydrothermal | Volcanogenic massive sulfide (VMS) | Bimodal felsic VMS | Zn, Cu, Pb, Au, Ag |  | Zn, Cu, Pb, Au, Ag | Denisová et al., 2024 |  | Q930239 | Q930239-3-1-18 | borehole | K15-236 |  | 86.33 | 86.42 | ore material | half core | core drilling | rock | polished slab from core | Yukon–Tanana and Slide Mountain terranes | Kudz Ze Kayah formation |  |  | acid volcanic rock, siliciclastic sedimentary rock |  | rock | greenschist | galena | Assemblage 1 |  |  |  | chloritic |  | pyrite, arsenopyrite, pyrrhotite, galena, chalcopyrite, sulfosalts | cutting and polishing | EPMA | JEOL JXA-8230 SuperProbe electron probe microanalyzer (EPMA) equipped with five wavelength-dispersive spectrometers (WDS) and a tungsten filament electron gun. |  | sulfides were analyzed using an accelerating voltage of 25 kV, a 2-nA beam current, focused to 1 μm, with elemental counting times between 5 and 30 s |  | 208.8686 | 42.3763 | [12 empty] | 1723.1657 | 155.0809 | [16 empty] | 156.6514 | 55.0881 | [8 empty] | 3759.6343 | 52.2276 | [8 empty] | -99999 | 147.8638 | [32 empty] | 851327.3571 | 212.127 | [14 empty] | 124381.2284 | 46.0992 | 960.7954 | 46.7466 |  |  | 17482.2991 | 111.1345 | [32 empty] | -99999 | 371.396 |  |  |  | 2024 | Denisová, N., Piercey, S. J., & Wälle, M. (2024). Mineralogy and mineral chemistry of the ABM replacement-style volcanogenic massive sulfide deposit, Finlayson Lake district, Yukon, Canada. Mineralium Deposita, 59(3), 473-503. https://doi.org/10.1007/s00126-023-01217-4 |  | CAN | CA-YT | -130.6 | 61.4667 | [8 empty] | Only analyses +/-3% of 100% were shown and they were normalized to 100% | 2025-04-30
| ABM |  | Volcanic basin hydrothermal | Volcanogenic massive sulfide (VMS) | Bimodal felsic VMS | Zn, Cu, Pb, Au, Ag |  | Zn, Cu, Pb, Au, Ag | Denisová et al., 2024 |  | Q930239 | Q930239-3-2-14 | borehole | K15-236 |  | 86.33 | 86.42 | ore material | half core | core drilling | rock | polished slab from core | Yukon–Tanana and Slide Mountain terranes | Kudz Ze Kayah formation |  |  | acid volcanic rock, siliciclastic sedimentary rock |  | rock | greenschist | galena | Assemblage 1 |  |  |  | chloritic |  | pyrite, arsenopyrite, pyrrhotite, galena, chalcopyrite, sulfosalts | cutting and polishing | EPMA | JEOL JXA-8230 SuperProbe electron probe microanalyzer (EPMA) equipped with five wavelength-dispersive spectrometers (WDS) and a tungsten filament electron gun. |  | sulfides were analyzed using an accelerating voltage of 25 kV, a 2-nA beam current, focused to 1 μm, with elemental counting times between 5 and 30 s |  | -99999 | 42.3763 | [12 empty] | 2071.5022 | 155.0809 | [16 empty] | 788.1814 | 55.0881 | [8 empty] | 646.7129 | 52.2276 | [8 empty] | -99999 | 147.8638 | [32 empty] | 855591.0326 | 212.127 | [14 empty] | 125260.2031 | 46.0992 | 80.8391 | 46.7466 |  |  | 15561.5287 | 111.1345 | [32 empty] | -99999 | 371.396 |  |  |  | 2024 | Denisová, N., Piercey, S. J., & Wälle, M. (2024). Mineralogy and mineral chemistry of the ABM replacement-style volcanogenic massive sulfide deposit, Finlayson Lake district, Yukon, Canada. Mineralium Deposita, 59(3), 473-503. https://doi.org/10.1007/s00126-023-01217-4 |  | CAN | CA-YT | -130.6 | 61.4667 | [8 empty] | Only analyses +/-3% of 100% were shown and they were normalized to 100% | 2025-04-30
| ABM |  | Volcanic basin hydrothermal | Volcanogenic massive sulfide (VMS) | Bimodal felsic VMS | Zn, Cu, Pb, Au, Ag |  | Zn, Cu, Pb, Au, Ag | Denisová et al., 2024 |  | Q930239 | Q930239-3-2-4 | borehole | K15-236 |  | 86.33 | 86.42 | ore material | half core | core drilling | rock | polished slab from core | Yukon–Tanana and Slide Mountain terranes | Kudz Ze Kayah formation |  |  | acid volcanic rock, siliciclastic sedimentary rock |  | rock | greenschist | galena | Assemblage 1 |  |  |  | chloritic |  | pyrite, arsenopyrite, pyrrhotite, galena, chalcopyrite, sulfosalts | cutting and polishing | EPMA | JEOL JXA-8230 SuperProbe electron probe microanalyzer (EPMA) equipped with five wavelength-dispersive spectrometers (WDS) and a tungsten filament electron gun. |  | sulfides were analyzed using an accelerating voltage of 25 kV, a 2-nA beam current, focused to 1 μm, with elemental counting times between 5 and 30 s |  | -99999 | 42.3763 | [12 empty] | 1619.6723 | 155.0809 | [16 empty] | 61.1197 | 55.0881 | [8 empty] | 1731.7252 | 52.2276 | [8 empty] | -99999 | 147.8638 | [32 empty] | 854402.6573 | 212.127 | [14 empty] | 124592.5348 | 46.0992 | 315.7852 | 46.7466 |  |  | 17276.5054 | 111.1345 | [32 empty] | -99999 | 371.396 |  |  |  | 2024 | Denisová, N., Piercey, S. J., & Wälle, M. (2024). Mineralogy and mineral chemistry of the ABM replacement-style volcanogenic massive sulfide deposit, Finlayson Lake district, Yukon, Canada. Mineralium Deposita, 59(3), 473-503. https://doi.org/10.1007/s00126-023-01217-4 |  | CAN | CA-YT | -130.6 | 61.4667 | [8 empty] | Only analyses +/-3% of 100% were shown and they were normalized to 100% | 2025-04-30
| ABM |  | Volcanic basin hydrothermal | Volcanogenic massive sulfide (VMS) | Bimodal felsic VMS | Zn, Cu, Pb, Au, Ag |  | Zn, Cu, Pb, Au, Ag | Denisová et al., 2024 |  | Q930239 | Q930239-3-3-3 | borehole | K15-236 |  | 86.33 | 86.42 | ore material | half core | core drilling | rock | polished slab from core | Yukon–Tanana and Slide Mountain terranes | Kudz Ze Kayah formation |  |  | acid volcanic rock, siliciclastic sedimentary rock |  | rock | greenschist | galena | Assemblage 1 |  |  |  | chloritic |  | pyrite, arsenopyrite, pyrrhotite, galena, chalcopyrite, sulfosalts | cutting and polishing | EPMA | JEOL JXA-8230 SuperProbe electron probe microanalyzer (EPMA) equipped with five wavelength-dispersive spectrometers (WDS) and a tungsten filament electron gun. |  | sulfides were analyzed using an accelerating voltage of 25 kV, a 2-nA beam current, focused to 1 μm, with elemental counting times between 5 and 30 s |  | -99999 | 42.3763 | [12 empty] | 1601.0443 | 155.0809 | [16 empty] | -99999 | 55.0881 | [8 empty] | 7046.6341 | 52.2276 | [8 empty] | -99999 | 147.8638 | [32 empty] | 847125.7715 | 212.127 | [14 empty] | 123372.1832 | 46.0992 | -99999 | 46.7466 |  |  | 20823.7737 | 111.1345 | [32 empty] | -99999 | 371.396 |  |  |  | 2024 | Denisová, N., Piercey, S. J., & Wälle, M. (2024). Mineralogy and mineral chemistry of the ABM replacement-style volcanogenic massive sulfide deposit, Finlayson Lake district, Yukon, Canada. Mineralium Deposita, 59(3), 473-503. https://doi.org/10.1007/s00126-023-01217-4 |  | CAN | CA-YT | -130.6 | 61.4667 | [8 empty] | Only analyses +/-3% of 100% were shown and they were normalized to 100% | 2025-04-30
| ABM |  | Volcanic basin hydrothermal | Volcanogenic massive sulfide (VMS) | Bimodal felsic VMS | Zn, Cu, Pb, Au, Ag |  | Zn, Cu, Pb, Au, Ag | Denisová et al., 2024 |  | Q930239 | Q930239-3-3-6 | borehole | K15-236 |  | 86.33 | 86.42 | ore material | half core | core drilling | rock | polished slab from core | Yukon–Tanana and Slide Mountain terranes | Kudz Ze Kayah formation |  |  | acid volcanic rock, siliciclastic sedimentary rock |  | rock | greenschist | galena | Assemblage 1 |  |  |  | chloritic |  | pyrite, arsenopyrite, pyrrhotite, galena, chalcopyrite, sulfosalts | cutting and polishing | EPMA | JEOL JXA-8230 SuperProbe electron probe microanalyzer (EPMA) equipped with five wavelength-dispersive spectrometers (WDS) and a tungsten filament electron gun. |  | sulfides were analyzed using an accelerating voltage of 25 kV, a 2-nA beam current, focused to 1 μm, with elemental counting times between 5 and 30 s |  | -99999 | 42.3763 | [12 empty] | 2197.9828 | 155.0809 | [16 empty] | 636.7987 | 55.0881 | [8 empty] | 10527.7208 | 52.2276 | [8 empty] | -99999 | 147.8638 | [32 empty] | 844744.3604 | 212.127 | [14 empty] | 121844.2478 | 46.0992 | -99999 | 46.7466 |  |  | 20048.8895 | 111.1345 | [32 empty] | -99999 | 371.396 |  |  |  | 2024 | Denisová, N., Piercey, S. J., & Wälle, M. (2024). Mineralogy and mineral chemistry of the ABM replacement-style volcanogenic massive sulfide deposit, Finlayson Lake district, Yukon, Canada. Mineralium Deposita, 59(3), 473-503. https://doi.org/10.1007/s00126-023-01217-4 |  | CAN | CA-YT | -130.6 | 61.4667 | [8 empty] | Only analyses +/-3% of 100% were shown and they were normalized to 100% | 2025-04-30
| ABM |  | Volcanic basin hydrothermal | Volcanogenic massive sulfide (VMS) | Bimodal felsic VMS | Zn, Cu, Pb, Au, Ag |  | Zn, Cu, Pb, Au, Ag | Denisová et al., 2024 |  | Q930239 | Q930239-3-3-9 | borehole | K15-236 |  | 86.33 | 86.42 | ore material | half core | core drilling | rock | polished slab from core | Yukon–Tanana and Slide Mountain terranes | Kudz Ze Kayah formation |  |  | acid volcanic rock, siliciclastic sedimentary rock |  | rock | greenschist | galena | Assemblage 1 |  |  |  | chloritic |  | pyrite, arsenopyrite, pyrrhotite, galena, chalcopyrite, sulfosalts | cutting and polishing | EPMA | JEOL JXA-8230 SuperProbe electron probe microanalyzer (EPMA) equipped with five wavelength-dispersive spectrometers (WDS) and a tungsten filament electron gun. |  | sulfides were analyzed using an accelerating voltage of 25 kV, a 2-nA beam current, focused to 1 μm, with elemental counting times between 5 and 30 s |  | -99999 | 42.3763 | [12 empty] | 1343.6553 | 155.0809 | [16 empty] | 186.0446 | 55.0881 | [8 empty] | 3917.2723 | 52.2276 | [8 empty] | -99999 | 147.8638 | [32 empty] | 850296.1213 | 212.127 | [14 empty] | 123605.9564 | 46.0992 | -99999 | 46.7466 |  |  | 20650.95 | 111.1345 | [32 empty] | -99999 | 371.396 |  |  |  | 2024 | Denisová, N., Piercey, S. J., & Wälle, M. (2024). Mineralogy and mineral chemistry of the ABM replacement-style volcanogenic massive sulfide deposit, Finlayson Lake district, Yukon, Canada. Mineralium Deposita, 59(3), 473-503. https://doi.org/10.1007/s00126-023-01217-4 |  | CAN | CA-YT | -130.6 | 61.4667 | [8 empty] | Only analyses +/-3% of 100% were shown and they were normalized to 100% | 2025-04-30
| ABM |  | Volcanic basin hydrothermal | Volcanogenic massive sulfide (VMS) | Bimodal felsic VMS | Zn, Cu, Pb, Au, Ag |  | Zn, Cu, Pb, Au, Ag | Denisová et al., 2024 |  | Q930239 | Q930239-3-4-8 | borehole | K15-236 |  | 86.33 | 86.42 | ore material | half core | core drilling | rock | polished slab from core | Yukon–Tanana and Slide Mountain terranes | Kudz Ze Kayah formation |  |  | acid volcanic rock, siliciclastic sedimentary rock |  | rock | greenschist | galena | Assemblage 1 |  |  |  | chloritic |  | pyrite, arsenopyrite, pyrrhotite, galena, chalcopyrite, sulfosalts | cutting and polishing | EPMA | JEOL JXA-8230 SuperProbe electron probe microanalyzer (EPMA) equipped with five wavelength-dispersive spectrometers (WDS) and a tungsten filament electron gun. |  | sulfides were analyzed using an accelerating voltage of 25 kV, a 2-nA beam current, focused to 1 μm, with elemental counting times between 5 and 30 s |  | -99999 | 42.3763 | [12 empty] | 1899.3449 | 155.0809 | [16 empty] | -99999 | 55.0881 | [8 empty] | 832.8678 | 52.2276 | [8 empty] | -99999 | 147.8638 | [32 empty] | 852866.7924 | 212.127 | [14 empty] | 122106.5468 | 46.0992 | -99999 | 46.7466 |  |  | 22294.4481 | 111.1345 | [32 empty] | -99999 | 371.396 |  |  |  | 2024 | Denisová, N., Piercey, S. J., & Wälle, M. (2024). Mineralogy and mineral chemistry of the ABM replacement-style volcanogenic massive sulfide deposit, Finlayson Lake district, Yukon, Canada. Mineralium Deposita, 59(3), 473-503. https://doi.org/10.1007/s00126-023-01217-4 |  | CAN | CA-YT | -130.6 | 61.4667 | [8 empty] | Only analyses +/-3% of 100% were shown and they were normalized to 100% | 2025-04-30
| ABM |  | Volcanic basin hydrothermal | Volcanogenic massive sulfide (VMS) | Bimodal felsic VMS | Zn, Cu, Pb, Au, Ag |  | Zn, Cu, Pb, Au, Ag | Denisová et al., 2024 |  | Q930239 | Q930239-6-1-9 | borehole | K15-236 |  | 86.33 | 86.42 | ore material | half core | core drilling | rock | polished slab from core | Yukon–Tanana and Slide Mountain terranes | Kudz Ze Kayah formation |  |  | acid volcanic rock, siliciclastic sedimentary rock |  | rock | greenschist | galena | Assemblage 1 |  |  |  | chloritic |  | pyrite, arsenopyrite, pyrrhotite, galena, chalcopyrite, sulfosalts | cutting and polishing | EPMA | JEOL JXA-8230 SuperProbe electron probe microanalyzer (EPMA) equipped with five wavelength-dispersive spectrometers (WDS) and a tungsten filament electron gun. |  | sulfides were analyzed using an accelerating voltage of 25 kV, a 2-nA beam current, focused to 1 μm, with elemental counting times between 5 and 30 s |  | -99999 | 42.3763 | [12 empty] | 1448.6629 | 155.0809 | [16 empty] | 100.6016 | 55.0881 | [8 empty] | 4617.6131 | 52.2276 | [8 empty] | -99999 | 147.8638 | [32 empty] | 849469.8351 | 212.127 | [14 empty] | 126033.6765 | 46.0992 | 432.5869 | 46.7466 |  |  | 17866.8434 | 111.1345 | [32 empty] | -99999 | 371.396 |  |  |  | 2024 | Denisová, N., Piercey, S. J., & Wälle, M. (2024). Mineralogy and mineral chemistry of the ABM replacement-style volcanogenic massive sulfide deposit, Finlayson Lake district, Yukon, Canada. Mineralium Deposita, 59(3), 473-503. https://doi.org/10.1007/s00126-023-01217-4 |  | CAN | CA-YT | -130.6 | 61.4667 | [8 empty] | Only analyses +/-3% of 100% were shown and they were normalized to 100% | 2025-04-30
| ABM |  | Volcanic basin hydrothermal | Volcanogenic massive sulfide (VMS) | Bimodal felsic VMS | Zn, Cu, Pb, Au, Ag |  | Zn, Cu, Pb, Au, Ag | Denisová et al., 2024 |  | Q930239 | Q930239-9-1-11 | borehole | K15-236 |  | 86.33 | 86.42 | ore material | half core | core drilling | rock | polished slab from core | Yukon–Tanana and Slide Mountain terranes | Kudz Ze Kayah formation |  |  | acid volcanic rock, siliciclastic sedimentary rock |  | rock | greenschist | galena | Assemblage 1 |  |  |  | chloritic |  | pyrite, arsenopyrite, pyrrhotite, galena, chalcopyrite, sulfosalts | cutting and polishing | EPMA | JEOL JXA-8230 SuperProbe electron probe microanalyzer (EPMA) equipped with five wavelength-dispersive spectrometers (WDS) and a tungsten filament electron gun. |  | sulfides were analyzed using an accelerating voltage of 25 kV, a 2-nA beam current, focused to 1 μm, with elemental counting times between 5 and 30 s |  | -99999 | 42.3763 | [12 empty] | 2256.7806 | 155.0809 | [16 empty] | -99999 | 55.0881 | [8 empty] | 1651.5531 | 52.2276 | [8 empty] | -99999 | 147.8638 | [32 empty] | 853699.0677 | 212.127 | [14 empty] | 125979.649 | 46.0992 | 574.4533 | 46.7466 |  |  | 15828.2383 | 111.1345 | [32 empty] | -99999 | 371.396 |  |  |  | 2024 | Denisová, N., Piercey, S. J., & Wälle, M. (2024). Mineralogy and mineral chemistry of the ABM replacement-style volcanogenic massive sulfide deposit, Finlayson Lake district, Yukon, Canada. Mineralium Deposita, 59(3), 473-503. https://doi.org/10.1007/s00126-023-01217-4 |  | CAN | CA-YT | -130.6 | 61.4667 | [8 empty] | Only analyses +/-3% of 100% were shown and they were normalized to 100% | 2025-04-30
| ABM |  | Volcanic basin hydrothermal | Volcanogenic massive sulfide (VMS) | Bimodal felsic VMS | Zn, Cu, Pb, Au, Ag |  | Zn, Cu, Pb, Au, Ag | Denisová et al., 2024 |  | Q930239 | Q930239-9-1-12 | borehole | K15-236 |  | 86.33 | 86.42 | ore material | half core | core drilling | rock | polished slab from core | Yukon–Tanana and Slide Mountain terranes | Kudz Ze Kayah formation |  |  | acid volcanic rock, siliciclastic sedimentary rock |  | rock | greenschist | galena | Assemblage 1 |  |  |  | chloritic |  | pyrite, arsenopyrite, pyrrhotite, galena, chalcopyrite, sulfosalts | cutting and polishing | EPMA | JEOL JXA-8230 SuperProbe electron probe microanalyzer (EPMA) equipped with five wavelength-dispersive spectrometers (WDS) and a tungsten filament electron gun. |  | sulfides were analyzed using an accelerating voltage of 25 kV, a 2-nA beam current, focused to 1 μm, with elemental counting times between 5 and 30 s |  | -99999 | 42.3763 | [12 empty] | 1747.8944 | 155.0809 | [16 empty] | -99999 | 55.0881 | [8 empty] | 2074.9857 | 52.2276 | [8 empty] | -99999 | 147.8638 | [32 empty] | 853565.2902 | 212.127 | [14 empty] | 126758.1204 | 46.0992 | 592.8531 | 46.7466 |  |  | 15260.8562 | 111.1345 | [32 empty] | -99999 | 371.396 |  |  |  | 2024 | Denisová, N., Piercey, S. J., & Wälle, M. (2024). Mineralogy and mineral chemistry of the ABM replacement-style volcanogenic massive sulfide deposit, Finlayson Lake district, Yukon, Canada. Mineralium Deposita, 59(3), 473-503. https://doi.org/10.1007/s00126-023-01217-4 |  | CAN | CA-YT | -130.6 | 61.4667 | [8 empty] | Only analyses +/-3% of 100% were shown and they were normalized to 100% | 2025-04-30
| ABM |  | Volcanic basin hydrothermal | Volcanogenic massive sulfide (VMS) | Bimodal felsic VMS | Zn, Cu, Pb, Au, Ag |  | Zn, Cu, Pb, Au, Ag | Denisová et al., 2024 |  | Q930239 | Q930239-9-1-8 | borehole | K15-236 |  | 86.33 | 86.42 | ore material | half core | core drilling | rock | polished slab from core | Yukon–Tanana and Slide Mountain terranes | Kudz Ze Kayah formation |  |  | acid volcanic rock, siliciclastic sedimentary rock |  | rock | greenschist | galena | Assemblage 1 |  |  |  | chloritic |  | pyrite, arsenopyrite, pyrrhotite, galena, chalcopyrite, sulfosalts | cutting and polishing | EPMA | JEOL JXA-8230 SuperProbe electron probe microanalyzer (EPMA) equipped with five wavelength-dispersive spectrometers (WDS) and a tungsten filament electron gun. |  | sulfides were analyzed using an accelerating voltage of 25 kV, a 2-nA beam current, focused to 1 μm, with elemental counting times between 5 and 30 s |  | -99999 | 42.3763 | [12 empty] | 1834.2116 | 155.0809 | [16 empty] | -99999 | 55.0881 | [8 empty] | 6303.2022 | 52.2276 | [8 empty] | -99999 | 147.8638 | [32 empty] | 850162.1354 | 212.127 | [14 empty] | 124929.0678 | 46.0992 | 557.3571 | 46.7466 |  |  | 16214.0258 | 111.1345 | [32 empty] | -99999 | 371.396 |  |  |  | 2024 | Denisová, N., Piercey, S. J., & Wälle, M. (2024). Mineralogy and mineral chemistry of the ABM replacement-style volcanogenic massive sulfide deposit, Finlayson Lake district, Yukon, Canada. Mineralium Deposita, 59(3), 473-503. https://doi.org/10.1007/s00126-023-01217-4 |  | CAN | CA-YT | -130.6 | 61.4667 | [8 empty] | Only analyses +/-3% of 100% were shown and they were normalized to 100% | 2025-04-30
| ABM |  | Volcanic basin hydrothermal | Volcanogenic massive sulfide (VMS) | Bimodal felsic VMS | Zn, Cu, Pb, Au, Ag |  | Zn, Cu, Pb, Au, Ag | Denisová et al., 2024 |  | Q930271 | Q930271-7-1-19 | borehole | K15-286 |  | 127.08 | 127.15 | ore material | half core | core drilling | rock | polished slab from core | Yukon–Tanana and Slide Mountain terranes | Kudz Ze Kayah formation |  |  | acid volcanic rock, siliciclastic sedimentary rock |  | rock | greenschist | galena | Assemblage 3 |  |  |  | chloritic |  | pyrite, arsenopyrite, pyrrhotite, galena, chalcopyrite, sulfosalts | cutting and polishing | EPMA | JEOL JXA-8230 SuperProbe electron probe microanalyzer (EPMA) equipped with five wavelength-dispersive spectrometers (WDS) and a tungsten filament electron gun. |  | sulfides were analyzed using an accelerating voltage of 25 kV, a 2-nA beam current, focused to 1 μm, with elemental counting times between 5 and 30 s |  | 16790.2679 | 42.3763 | [12 empty] | 45318.5064 | 155.0809 | [16 empty] | -99999 | 55.0881 | [8 empty] | 38511.0925 | 52.2276 | [8 empty] | -99999 | 147.8638 | [32 empty] | 723209.1296 | 212.127 | [14 empty] | 112367.9842 | 46.0992 | -99999 | 46.7466 |  |  | 63803.0194 | 111.1345 | [32 empty] | -99999 | 371.396 |  |  |  | 2024 | Denisová, N., Piercey, S. J., & Wälle, M. (2024). Mineralogy and mineral chemistry of the ABM replacement-style volcanogenic massive sulfide deposit, Finlayson Lake district, Yukon, Canada. Mineralium Deposita, 59(3), 473-503. https://doi.org/10.1007/s00126-023-01217-4 |  | CAN | CA-YT | -130.6 | 61.4667 | [8 empty] | Only analyses +/-3% of 100% were shown and they were normalized to 100% | 2025-04-30
| ABM |  | Volcanic basin hydrothermal | Volcanogenic massive sulfide (VMS) | Bimodal felsic VMS | Zn, Cu, Pb, Au, Ag |  | Zn, Cu, Pb, Au, Ag | Denisová et al., 2024 |  | Q930271 | Q930271-7-1-3 | borehole | K15-286 |  | 127.08 | 127.15 | ore material | half core | core drilling | rock | polished slab from core | Yukon–Tanana and Slide Mountain terranes | Kudz Ze Kayah formation |  |  | acid volcanic rock, siliciclastic sedimentary rock |  | rock | greenschist | galena | Assemblage 3 |  |  |  | chloritic |  | pyrite, arsenopyrite, pyrrhotite, galena, chalcopyrite, sulfosalts | cutting and polishing | EPMA | JEOL JXA-8230 SuperProbe electron probe microanalyzer (EPMA) equipped with five wavelength-dispersive spectrometers (WDS) and a tungsten filament electron gun. |  | sulfides were analyzed using an accelerating voltage of 25 kV, a 2-nA beam current, focused to 1 μm, with elemental counting times between 5 and 30 s |  | 16093.8521 | 42.3763 | [12 empty] | 41432.2418 | 155.0809 | [16 empty] | 407.6973 | 55.0881 | [8 empty] | 11313.6011 | 52.2276 | [8 empty] | -99999 | 147.8638 | [32 empty] | 777906.8778 | 212.127 | [14 empty] | 113849.4804 | 46.0992 | -99999 | 46.7466 |  |  | 38996.2494 | 111.1345 | [32 empty] | -99999 | 371.396 |  |  |  | 2024 | Denisová, N., Piercey, S. J., & Wälle, M. (2024). Mineralogy and mineral chemistry of the ABM replacement-style volcanogenic massive sulfide deposit, Finlayson Lake district, Yukon, Canada. Mineralium Deposita, 59(3), 473-503. https://doi.org/10.1007/s00126-023-01217-4 |  | CAN | CA-YT | -130.6 | 61.4667 | [8 empty] | Only analyses +/-3% of 100% were shown and they were normalized to 100% | 2025-04-30
| ABM |  | Volcanic basin hydrothermal | Volcanogenic massive sulfide (VMS) | Bimodal felsic VMS | Zn, Cu, Pb, Au, Ag |  | Zn, Cu, Pb, Au, Ag | Denisová et al., 2024 |  | Q930271 | Q930271-7-1-6* | borehole | K15-286 |  | 127.08 | 127.15 | ore material | half core | core drilling | rock | polished slab from core | Yukon–Tanana and Slide Mountain terranes | Kudz Ze Kayah formation |  |  | acid volcanic rock, siliciclastic sedimentary rock |  | rock | greenschist | galena | Assemblage 3 |  |  |  | chloritic |  | pyrite, arsenopyrite, pyrrhotite, galena, chalcopyrite, sulfosalts | cutting and polishing | EPMA | JEOL JXA-8230 SuperProbe electron probe microanalyzer (EPMA) equipped with five wavelength-dispersive spectrometers (WDS) and a tungsten filament electron gun. |  | sulfides were analyzed using an accelerating voltage of 25 kV, a 2-nA beam current, focused to 1 μm, with elemental counting times between 5 and 30 s |  | 11426.9956 | 42.3763 | [12 empty] | 31891.4275 | 155.0809 | [16 empty] | 837.367 | 55.0881 | [8 empty] | 57533.2381 | 52.2276 | [8 empty] | -99999 | 147.8638 | [32 empty] | 717245.6762 | 212.127 | [14 empty] | 143179.544 | 46.0992 | -99999 | 46.7466 |  |  | 37610.0333 | 111.1345 | [32 empty] | 275.7184 | 371.396 |  |  |  | 2024 | Denisová, N., Piercey, S. J., & Wälle, M. (2024). Mineralogy and mineral chemistry of the ABM replacement-style volcanogenic massive sulfide deposit, Finlayson Lake district, Yukon, Canada. Mineralium Deposita, 59(3), 473-503. https://doi.org/10.1007/s00126-023-01217-4 |  | CAN | CA-YT | -130.6 | 61.4667 | [8 empty] | spot with likely inclusion; Only analyses +/-3% of 100% were shown and they were normalized to 100% | 2025-04-30
| ABM |  | Volcanic basin hydrothermal | Volcanogenic massive sulfide (VMS) | Bimodal felsic VMS | Zn, Cu, Pb, Au, Ag |  | Zn, Cu, Pb, Au, Ag | Denisová et al., 2024 |  | A348395 | A348395-2-2-1 | borehole | K15-290 |  | 78.92 | 79 | ore material | half core | core drilling | rock | polished slab from core | Yukon–Tanana and Slide Mountain terranes | Kudz Ze Kayah formation |  |  | acid volcanic rock, siliciclastic sedimentary rock |  | rock | greenschist | tennantite | Assemblage 1 |  |  |  | chloritic |  | pyrite, arsenopyrite, pyrrhotite, galena, chalcopyrite, sulfosalts | cutting and polishing | EPMA | JEOL JXA-8230 SuperProbe electron probe microanalyzer (EPMA) equipped with five wavelength-dispersive spectrometers (WDS) and a tungsten filament electron gun. |  | sulfides were analyzed using an accelerating voltage of 25 kV, a 2-nA beam current, focused to 1 μm, with elemental counting times between 5 and 30 s |  | 20076.4156 | 56.4979 |  |  | 133695.682 | 112.9901 | [8 empty] | -99999 | 100 | [10 empty] | 70.1973 | 30.3846 |  |  |  |  | 402099.8999 | 49.1628 | [8 empty] | 50772.673 | 38.5937 | [8 empty] | -99999 | 100 | [26 empty] | -99999 | 151.362 |  |  |  |  | 1403.9451 | 95.2547 | [14 empty] | 270680.617 | 32.4392 | 90955.5817 | 51.194 |  |  | -99999 | 45.2873 | [32 empty] | 30244.9886 | 253.0182 |  |  |  | 2024 | Denisová, N., Piercey, S. J., & Wälle, M. (2024). Mineralogy and mineral chemistry of the ABM replacement-style volcanogenic massive sulfide deposit, Finlayson Lake district, Yukon, Canada. Mineralium Deposita, 59(3), 473-503. https://doi.org/10.1007/s00126-023-01217-4 |  | CAN | CA-YT | -130.6 | 61.4667 | [8 empty] | Only analyses +/-3% of 100% were shown and they were normalized to 100% | 2025-04-30
| ABM |  | Volcanic basin hydrothermal | Volcanogenic massive sulfide (VMS) | Bimodal felsic VMS | Zn, Cu, Pb, Au, Ag |  | Zn, Cu, Pb, Au, Ag | Denisová et al., 2024 |  | A348395 | A348395-2-2-2 | borehole | K15-290 |  | 78.92 | 79 | ore material | half core | core drilling | rock | polished slab from core | Yukon–Tanana and Slide Mountain terranes | Kudz Ze Kayah formation |  |  | acid volcanic rock, siliciclastic sedimentary rock |  | rock | greenschist | tennantite | Assemblage 1 |  |  |  | chloritic |  | pyrite, arsenopyrite, pyrrhotite, galena, chalcopyrite, sulfosalts | cutting and polishing | EPMA | JEOL JXA-8230 SuperProbe electron probe microanalyzer (EPMA) equipped with five wavelength-dispersive spectrometers (WDS) and a tungsten filament electron gun. |  | sulfides were analyzed using an accelerating voltage of 25 kV, a 2-nA beam current, focused to 1 μm, with elemental counting times between 5 and 30 s |  | 22995.7677 | 56.4979 |  |  | 113725.2555 | 112.9901 | [8 empty] | -99999 | 100 | [10 empty] | 50.1434 | 30.3846 |  |  |  |  | 397236.1003 | 49.1628 | [8 empty] | 46392.6822 | 38.5937 | [8 empty] | -99999 | 100 | [26 empty] | -99999 | 151.362 |  |  |  |  | 240.6884 | 95.2547 | [14 empty] | 271446.3302 | 32.4392 | 118689.4519 | 51.194 |  |  | -99999 | 45.2873 | [32 empty] | 29213.5518 | 253.0182 |  |  |  | 2024 | Denisová, N., Piercey, S. J., & Wälle, M. (2024). Mineralogy and mineral chemistry of the ABM replacement-style volcanogenic massive sulfide deposit, Finlayson Lake district, Yukon, Canada. Mineralium Deposita, 59(3), 473-503. https://doi.org/10.1007/s00126-023-01217-4 |  | CAN | CA-YT | -130.6 | 61.4667 | [8 empty] | Only analyses +/-3% of 100% were shown and they were normalized to 100% | 2025-04-30
| ABM |  | Volcanic basin hydrothermal | Volcanogenic massive sulfide (VMS) | Bimodal felsic VMS | Zn, Cu, Pb, Au, Ag |  | Zn, Cu, Pb, Au, Ag | Denisová et al., 2024 |  | A348395 | A348395-4-2-2 | borehole | K15-290 |  | 78.92 | 79 | ore material | half core | core drilling | rock | polished slab from core | Yukon–Tanana and Slide Mountain terranes | Kudz Ze Kayah formation |  |  | acid volcanic rock, siliciclastic sedimentary rock |  | rock | greenschist | tennantite | Assemblage 1 |  |  |  | chloritic |  | pyrite, arsenopyrite, pyrrhotite, galena, chalcopyrite, sulfosalts | cutting and polishing | EPMA | JEOL JXA-8230 SuperProbe electron probe microanalyzer (EPMA) equipped with five wavelength-dispersive spectrometers (WDS) and a tungsten filament electron gun. |  | sulfides were analyzed using an accelerating voltage of 25 kV, a 2-nA beam current, focused to 1 μm, with elemental counting times between 5 and 30 s |  | 18333.3996 | 56.4979 |  |  | 117301.5745 | 112.9901 | [8 empty] | -99999 | 100 | [10 empty] | -99999 | 30.3846 |  |  |  |  | 399794.8525 | 49.1628 | [8 empty] | 42952.2491 | 38.5937 | [8 empty] | -99999 | 100 | [26 empty] | 412.3255 | 151.362 |  |  |  |  | 864.8779 | 95.2547 | [14 empty] | 267850.6812 | 32.4392 | 113278.8904 | 51.194 |  |  | -99999 | 45.2873 | [32 empty] | 39180.9792 | 253.0182 |  |  |  | 2024 | Denisová, N., Piercey, S. J., & Wälle, M. (2024). Mineralogy and mineral chemistry of the ABM replacement-style volcanogenic massive sulfide deposit, Finlayson Lake district, Yukon, Canada. Mineralium Deposita, 59(3), 473-503. https://doi.org/10.1007/s00126-023-01217-4 |  | CAN | CA-YT | -130.6 | 61.4667 | [8 empty] | Only analyses +/-3% of 100% were shown and they were normalized to 100% | 2025-04-30
| ABM |  | Volcanic basin hydrothermal | Volcanogenic massive sulfide (VMS) | Bimodal felsic VMS | Zn, Cu, Pb, Au, Ag |  | Zn, Cu, Pb, Au, Ag | Denisová et al., 2024 |  | A348395 | A348395-8-1-1 | borehole | K15-290 |  | 78.92 | 79 | ore material | half core | core drilling | rock | polished slab from core | Yukon–Tanana and Slide Mountain terranes | Kudz Ze Kayah formation |  |  | acid volcanic rock, siliciclastic sedimentary rock |  | rock | greenschist | tennantite | Assemblage 1 |  |  |  | chloritic |  | pyrite, arsenopyrite, pyrrhotite, galena, chalcopyrite, sulfosalts | cutting and polishing | EPMA | JEOL JXA-8230 SuperProbe electron probe microanalyzer (EPMA) equipped with five wavelength-dispersive spectrometers (WDS) and a tungsten filament electron gun. |  | sulfides were analyzed using an accelerating voltage of 25 kV, a 2-nA beam current, focused to 1 μm, with elemental counting times between 5 and 30 s |  | 16306.9157 | 56.4979 |  |  | 138457.9845 | 112.9901 | [8 empty] | -99999 | 100 | [10 empty] | 100.5359 | 30.3846 |  |  |  |  | 407321.0158 | 49.1628 | [8 empty] | 47664.0513 | 38.5937 | [8 empty] | -99999 | 100 | [26 empty] | 563.0008 | 151.362 |  |  |  |  | 1025.4657 | 95.2547 | [14 empty] | 271698.1479 | 32.4392 | 82690.7457 | 51.194 |  |  | 130.6966 | 45.2873 | [32 empty] | 34041.4401 | 253.0182 |  |  |  | 2024 | Denisová, N., Piercey, S. J., & Wälle, M. (2024). Mineralogy and mineral chemistry of the ABM replacement-style volcanogenic massive sulfide deposit, Finlayson Lake district, Yukon, Canada. Mineralium Deposita, 59(3), 473-503. https://doi.org/10.1007/s00126-023-01217-4 |  | CAN | CA-YT | -130.6 | 61.4667 | [8 empty] | Only analyses +/-3% of 100% were shown and they were normalized to 100% | 2025-04-30
| ABM |  | Volcanic basin hydrothermal | Volcanogenic massive sulfide (VMS) | Bimodal felsic VMS | Zn, Cu, Pb, Au, Ag |  | Zn, Cu, Pb, Au, Ag | Denisová et al., 2024 |  | A348395 | A348395-8-3-10 | borehole | K15-290 |  | 78.92 | 79 | ore material | half core | core drilling | rock | polished slab from core | Yukon–Tanana and Slide Mountain terranes | Kudz Ze Kayah formation |  |  | acid volcanic rock, siliciclastic sedimentary rock |  | rock | greenschist | tennantite | Assemblage 1 |  |  |  | chloritic |  | pyrite, arsenopyrite, pyrrhotite, galena, chalcopyrite, sulfosalts | cutting and polishing | EPMA | JEOL JXA-8230 SuperProbe electron probe microanalyzer (EPMA) equipped with five wavelength-dispersive spectrometers (WDS) and a tungsten filament electron gun. |  | sulfides were analyzed using an accelerating voltage of 25 kV, a 2-nA beam current, focused to 1 μm, with elemental counting times between 5 and 30 s |  | 15882.2758 | 56.4979 |  |  | 131403.4538 | 112.9901 | [8 empty] | -99999 | 100 | [10 empty] | 110.6428 | 30.3846 |  |  |  |  | 407004.6994 | 49.1628 | [8 empty] | 48481.6797 | 38.5937 | [8 empty] | -99999 | 100 | [26 empty] | 714.1492 | 151.362 |  |  |  |  | 945.4933 | 95.2547 | [14 empty] | 272090.8505 | 32.4392 | 91823.4905 | 51.194 |  |  | -99999 | 45.2873 | [32 empty] | 31543.2652 | 253.0182 |  |  |  | 2024 | Denisová, N., Piercey, S. J., & Wälle, M. (2024). Mineralogy and mineral chemistry of the ABM replacement-style volcanogenic massive sulfide deposit, Finlayson Lake district, Yukon, Canada. Mineralium Deposita, 59(3), 473-503. https://doi.org/10.1007/s00126-023-01217-4 |  | CAN | CA-YT | -130.6 | 61.4667 | [8 empty] | Only analyses +/-3% of 100% were shown and they were normalized to 100% | 2025-04-30
| ABM |  | Volcanic basin hydrothermal | Volcanogenic massive sulfide (VMS) | Bimodal felsic VMS | Zn, Cu, Pb, Au, Ag |  | Zn, Cu, Pb, Au, Ag | Denisová et al., 2024 |  | A348395 | A348395-8-3-16 | borehole | K15-290 |  | 78.92 | 79 | ore material | half core | core drilling | rock | polished slab from core | Yukon–Tanana and Slide Mountain terranes | Kudz Ze Kayah formation |  |  | acid volcanic rock, siliciclastic sedimentary rock |  | rock | greenschist | tennantite | Assemblage 1 |  |  |  | chloritic |  | pyrite, arsenopyrite, pyrrhotite, galena, chalcopyrite, sulfosalts | cutting and polishing | EPMA | JEOL JXA-8230 SuperProbe electron probe microanalyzer (EPMA) equipped with five wavelength-dispersive spectrometers (WDS) and a tungsten filament electron gun. |  | sulfides were analyzed using an accelerating voltage of 25 kV, a 2-nA beam current, focused to 1 μm, with elemental counting times between 5 and 30 s |  | 16866.8924 | 56.4979 |  |  | 133267.4258 | 112.9901 | [8 empty] | -99999 | 100 | [10 empty] | 119.8358 | 30.3846 |  |  |  |  | 402638.3864 | 49.1628 | [8 empty] | 50820.3782 | 38.5937 | [8 empty] | -99999 | 100 | [26 empty] | 299.5896 | 151.362 |  |  |  |  | 1078.5224 | 95.2547 | [14 empty] | 271647.8382 | 32.4392 | 90206.4168 | 51.194 |  |  | -99999 | 45.2873 | [32 empty] | 33054.7144 | 253.0182 |  |  |  | 2024 | Denisová, N., Piercey, S. J., & Wälle, M. (2024). Mineralogy and mineral chemistry of the ABM replacement-style volcanogenic massive sulfide deposit, Finlayson Lake district, Yukon, Canada. Mineralium Deposita, 59(3), 473-503. https://doi.org/10.1007/s00126-023-01217-4 |  | CAN | CA-YT | -130.6 | 61.4667 | [8 empty] | Only analyses +/-3% of 100% were shown and they were normalized to 100% | 2025-04-30
| ABM |  | Volcanic basin hydrothermal | Volcanogenic massive sulfide (VMS) | Bimodal felsic VMS | Zn, Cu, Pb, Au, Ag |  | Zn, Cu, Pb, Au, Ag | Denisová et al., 2024 |  | A348395 | A348395-3-1-26 | borehole | K15-290 |  | 78.92 | 79 | ore material | half core | core drilling | rock | polished slab from core | Yukon–Tanana and Slide Mountain terranes | Kudz Ze Kayah formation |  |  | acid volcanic rock, siliciclastic sedimentary rock |  | rock | greenschist | tetrahedrite | Assemblage 1 |  |  |  | chloritic |  | pyrite, arsenopyrite, pyrrhotite, galena, chalcopyrite, sulfosalts | cutting and polishing | EPMA | JEOL JXA-8230 SuperProbe electron probe microanalyzer (EPMA) equipped with five wavelength-dispersive spectrometers (WDS) and a tungsten filament electron gun. |  | sulfides were analyzed using an accelerating voltage of 25 kV, a 2-nA beam current, focused to 1 μm, with elemental counting times between 5 and 30 s |  | 37993.3712 | 56.4979 |  |  | 39499.85 | 112.9901 | [8 empty] | -99999 | 100 | [10 empty] | -99999 | 30.3846 |  |  |  |  | 369006.7325 | 49.1628 | [8 empty] | 26162.4988 | 38.5937 | [8 empty] | -99999 | 100 | [26 empty] | -99999 | 151.362 |  |  |  |  | 813.498 | 95.2547 | [14 empty] | 255217.44 | 32.4392 | 222145.2179 | 51.194 |  |  | 612.6343 | 45.2873 | [32 empty] | 48528.6708 | 253.0182 |  |  |  | 2024 | Denisová, N., Piercey, S. J., & Wälle, M. (2024). Mineralogy and mineral chemistry of the ABM replacement-style volcanogenic massive sulfide deposit, Finlayson Lake district, Yukon, Canada. Mineralium Deposita, 59(3), 473-503. https://doi.org/10.1007/s00126-023-01217-4 |  | CAN | CA-YT | -130.6 | 61.4667 | [8 empty] | Only analyses +/-3% of 100% were shown and they were normalized to 100% | 2025-04-30
| ABM |  | Volcanic basin hydrothermal | Volcanogenic massive sulfide (VMS) | Bimodal felsic VMS | Zn, Cu, Pb, Au, Ag |  | Zn, Cu, Pb, Au, Ag | Denisová et al., 2024 |  | A348395 | A348395-3-1-5 | borehole | K15-290 |  | 78.92 | 79 | ore material | half core | core drilling | rock | polished slab from core | Yukon–Tanana and Slide Mountain terranes | Kudz Ze Kayah formation |  |  | acid volcanic rock, siliciclastic sedimentary rock |  | rock | greenschist | tetrahedrite | Assemblage 1 |  |  |  | chloritic |  | pyrite, arsenopyrite, pyrrhotite, galena, chalcopyrite, sulfosalts | cutting and polishing | EPMA | JEOL JXA-8230 SuperProbe electron probe microanalyzer (EPMA) equipped with five wavelength-dispersive spectrometers (WDS) and a tungsten filament electron gun. |  | sulfides were analyzed using an accelerating voltage of 25 kV, a 2-nA beam current, focused to 1 μm, with elemental counting times between 5 and 30 s |  | 35308.6501 | 56.4979 |  |  | 42016.8916 | 112.9901 | [8 empty] | -99999 | 100 | [10 empty] | 110.4651 | 30.3846 |  |  |  |  | 371935.8406 | 49.1628 | [8 empty] | 26682.3335 | 38.5937 | [8 empty] | -99999 | 100 | [26 empty] | -99999 | 151.362 |  |  |  |  | 461.9448 | 95.2547 | [14 empty] | 254762.5474 | 32.4392 | 220638.8984 | 51.194 |  |  | -99999 | 45.2873 | [32 empty] | 48082.4285 | 253.0182 |  |  |  | 2024 | Denisová, N., Piercey, S. J., & Wälle, M. (2024). Mineralogy and mineral chemistry of the ABM replacement-style volcanogenic massive sulfide deposit, Finlayson Lake district, Yukon, Canada. Mineralium Deposita, 59(3), 473-503. https://doi.org/10.1007/s00126-023-01217-4 |  | CAN | CA-YT | -130.6 | 61.4667 | [8 empty] | Only analyses +/-3% of 100% were shown and they were normalized to 100% | 2025-04-30
| ABM |  | Volcanic basin hydrothermal | Volcanogenic massive sulfide (VMS) | Bimodal felsic VMS | Zn, Cu, Pb, Au, Ag |  | Zn, Cu, Pb, Au, Ag | Denisová et al., 2024 |  | A348395 | A348395-4-1-1 | borehole | K15-290 |  | 78.92 | 79 | ore material | half core | core drilling | rock | polished slab from core | Yukon–Tanana and Slide Mountain terranes | Kudz Ze Kayah formation |  |  | acid volcanic rock, siliciclastic sedimentary rock |  | rock | greenschist | tetrahedrite | Assemblage 1 |  |  |  | chloritic |  | pyrite, arsenopyrite, pyrrhotite, galena, chalcopyrite, sulfosalts | cutting and polishing | EPMA | JEOL JXA-8230 SuperProbe electron probe microanalyzer (EPMA) equipped with five wavelength-dispersive spectrometers (WDS) and a tungsten filament electron gun. |  | sulfides were analyzed using an accelerating voltage of 25 kV, a 2-nA beam current, focused to 1 μm, with elemental counting times between 5 and 30 s |  | 28924.8337 | 56.4979 |  |  | 78732.0354 | 112.9901 | [8 empty] | -99999 | 100 | [10 empty] | -99999 | 30.3846 |  |  |  |  | 382352.6342 | 49.1628 | [8 empty] | 33361.7116 | 38.5937 | [8 empty] | -99999 | 100 | [26 empty] | -99999 | 151.362 |  |  |  |  | 1352.0958 | 95.2547 | [14 empty] | 261164.8081 | 32.4392 | 171846.3717 | 51.194 |  |  | -99999 | 45.2873 | [32 empty] | 42265.5095 | 253.0182 |  |  |  | 2024 | Denisová, N., Piercey, S. J., & Wälle, M. (2024). Mineralogy and mineral chemistry of the ABM replacement-style volcanogenic massive sulfide deposit, Finlayson Lake district, Yukon, Canada. Mineralium Deposita, 59(3), 473-503. https://doi.org/10.1007/s00126-023-01217-4 |  | CAN | CA-YT | -130.6 | 61.4667 | [8 empty] | Only analyses +/-3% of 100% were shown and they were normalized to 100% | 2025-04-30
| ABM |  | Volcanic basin hydrothermal | Volcanogenic massive sulfide (VMS) | Bimodal felsic VMS | Zn, Cu, Pb, Au, Ag |  | Zn, Cu, Pb, Au, Ag | Denisová et al., 2024 |  | A348395 | A348395-4-1-11 | borehole | K15-290 |  | 78.92 | 79 | ore material | half core | core drilling | rock | polished slab from core | Yukon–Tanana and Slide Mountain terranes | Kudz Ze Kayah formation |  |  | acid volcanic rock, siliciclastic sedimentary rock |  | rock | greenschist | tetrahedrite | Assemblage 1 |  |  |  | chloritic |  | pyrite, arsenopyrite, pyrrhotite, galena, chalcopyrite, sulfosalts | cutting and polishing | EPMA | JEOL JXA-8230 SuperProbe electron probe microanalyzer (EPMA) equipped with five wavelength-dispersive spectrometers (WDS) and a tungsten filament electron gun. |  | sulfides were analyzed using an accelerating voltage of 25 kV, a 2-nA beam current, focused to 1 μm, with elemental counting times between 5 and 30 s |  | 64935.5891 | 56.4979 |  |  | 16331.6454 | 112.9901 | [8 empty] | -99999 | 100 | [10 empty] | 190.4857 | 30.3846 |  |  |  |  | 340748.9046 | 49.1628 | [8 empty] | 26056.4441 | 38.5937 | [8 empty] | -99999 | 100 | [26 empty] | 230.588 | 151.362 |  |  |  |  | 471.2016 | 95.2547 | [14 empty] | 249706.7519 | 32.4392 | 254228.284 | 51.194 |  |  | -99999 | 45.2873 | [32 empty] | 47100.1055 | 253.0182 |  |  |  | 2024 | Denisová, N., Piercey, S. J., & Wälle, M. (2024). Mineralogy and mineral chemistry of the ABM replacement-style volcanogenic massive sulfide deposit, Finlayson Lake district, Yukon, Canada. Mineralium Deposita, 59(3), 473-503. https://doi.org/10.1007/s00126-023-01217-4 |  | CAN | CA-YT | -130.6 | 61.4667 | [8 empty] | Only analyses +/-3% of 100% were shown and they were normalized to 100% | 2025-04-30
| ABM |  | Volcanic basin hydrothermal | Volcanogenic massive sulfide (VMS) | Bimodal felsic VMS | Zn, Cu, Pb, Au, Ag |  | Zn, Cu, Pb, Au, Ag | Denisová et al., 2024 |  | A348395 | A348395-4-1-3 | borehole | K15-290 |  | 78.92 | 79 | ore material | half core | core drilling | rock | polished slab from core | Yukon–Tanana and Slide Mountain terranes | Kudz Ze Kayah formation |  |  | acid volcanic rock, siliciclastic sedimentary rock |  | rock | greenschist | tetrahedrite | Assemblage 1 |  |  |  | chloritic |  | pyrite, arsenopyrite, pyrrhotite, galena, chalcopyrite, sulfosalts | cutting and polishing | EPMA | JEOL JXA-8230 SuperProbe electron probe microanalyzer (EPMA) equipped with five wavelength-dispersive spectrometers (WDS) and a tungsten filament electron gun. |  | sulfides were analyzed using an accelerating voltage of 25 kV, a 2-nA beam current, focused to 1 μm, with elemental counting times between 5 and 30 s |  | 29545.0448 | 56.4979 |  |  | 79301.4245 | 112.9901 | [8 empty] | -99999 | 100 | [10 empty] | 120.3056 | 30.3846 |  |  |  |  | 382702.0687 | 49.1628 | [8 empty] | 33184.2877 | 38.5937 | [8 empty] | -99999 | 100 | [26 empty] | -99999 | 151.362 |  |  |  |  | 160.4074 | 95.2547 | [14 empty] | 262306.2549 | 32.4392 | 172458.041 | 51.194 |  |  | -99999 | 45.2873 | [32 empty] | 40222.1654 | 253.0182 |  |  |  | 2024 | Denisová, N., Piercey, S. J., & Wälle, M. (2024). Mineralogy and mineral chemistry of the ABM replacement-style volcanogenic massive sulfide deposit, Finlayson Lake district, Yukon, Canada. Mineralium Deposita, 59(3), 473-503. https://doi.org/10.1007/s00126-023-01217-4 |  | CAN | CA-YT | -130.6 | 61.4667 | [8 empty] | Only analyses +/-3% of 100% were shown and they were normalized to 100% | 2025-04-30
| ABM |  | Volcanic basin hydrothermal | Volcanogenic massive sulfide (VMS) | Bimodal felsic VMS | Zn, Cu, Pb, Au, Ag |  | Zn, Cu, Pb, Au, Ag | Denisová et al., 2024 |  | A348395 | A348395-4-1-5 | borehole | K15-290 |  | 78.92 | 79 | ore material | half core | core drilling | rock | polished slab from core | Yukon–Tanana and Slide Mountain terranes | Kudz Ze Kayah formation |  |  | acid volcanic rock, siliciclastic sedimentary rock |  | rock | greenschist | tetrahedrite | Assemblage 1 |  |  |  | chloritic |  | pyrite, arsenopyrite, pyrrhotite, galena, chalcopyrite, sulfosalts | cutting and polishing | EPMA | JEOL JXA-8230 SuperProbe electron probe microanalyzer (EPMA) equipped with five wavelength-dispersive spectrometers (WDS) and a tungsten filament electron gun. |  | sulfides were analyzed using an accelerating voltage of 25 kV, a 2-nA beam current, focused to 1 μm, with elemental counting times between 5 and 30 s |  | 25069.666 | 56.4979 |  |  | 80913.5314 | 112.9901 | [8 empty] | -99999 | 100 | [10 empty] | -99999 | 30.3846 |  |  |  |  | 389109.8988 | 49.1628 | [8 empty] | 34166.6331 | 38.5937 | [8 empty] | -99999 | 100 | [26 empty] | -99999 | 151.362 |  |  |  |  | 343.2818 | 95.2547 | [14 empty] | 261318.1973 | 32.4392 | 167672.9542 | 51.194 |  |  | -99999 | 45.2873 | [32 empty] | 41405.8374 | 253.0182 |  |  |  | 2024 | Denisová, N., Piercey, S. J., & Wälle, M. (2024). Mineralogy and mineral chemistry of the ABM replacement-style volcanogenic massive sulfide deposit, Finlayson Lake district, Yukon, Canada. Mineralium Deposita, 59(3), 473-503. https://doi.org/10.1007/s00126-023-01217-4 |  | CAN | CA-YT | -130.6 | 61.4667 | [8 empty] | Only analyses +/-3% of 100% were shown and they were normalized to 100% | 2025-04-30
| ABM |  | Volcanic basin hydrothermal | Volcanogenic massive sulfide (VMS) | Bimodal felsic VMS | Zn, Cu, Pb, Au, Ag |  | Zn, Cu, Pb, Au, Ag | Denisová et al., 2024 |  | A348395 | A348395-4-2-1 | borehole | K15-290 |  | 78.92 | 79 | ore material | half core | core drilling | rock | polished slab from core | Yukon–Tanana and Slide Mountain terranes | Kudz Ze Kayah formation |  |  | acid volcanic rock, siliciclastic sedimentary rock |  | rock | greenschist | tetrahedrite | Assemblage 1 |  |  |  | chloritic |  | pyrite, arsenopyrite, pyrrhotite, galena, chalcopyrite, sulfosalts | cutting and polishing | EPMA | JEOL JXA-8230 SuperProbe electron probe microanalyzer (EPMA) equipped with five wavelength-dispersive spectrometers (WDS) and a tungsten filament electron gun. |  | sulfides were analyzed using an accelerating voltage of 25 kV, a 2-nA beam current, focused to 1 μm, with elemental counting times between 5 and 30 s |  | 28490.6871 | 56.4979 |  |  | 75767.3275 | 112.9901 | [8 empty] | -99999 | 100 | [10 empty] | -99999 | 30.3846 |  |  |  |  | 385936.6801 | 49.1628 | [8 empty] | 32463.0913 | 38.5937 | [8 empty] | -99999 | 100 | [26 empty] | 191.0777 | 151.362 |  |  |  |  | 512.8927 | 95.2547 | [14 empty] | 260961.8206 | 32.4392 | 172000.0881 | 51.194 |  |  | -99999 | 45.2873 | [32 empty] | 43666.2782 | 253.0182 |  |  |  | 2024 | Denisová, N., Piercey, S. J., & Wälle, M. (2024). Mineralogy and mineral chemistry of the ABM replacement-style volcanogenic massive sulfide deposit, Finlayson Lake district, Yukon, Canada. Mineralium Deposita, 59(3), 473-503. https://doi.org/10.1007/s00126-023-01217-4 |  | CAN | CA-YT | -130.6 | 61.4667 | [8 empty] | Only analyses +/-3% of 100% were shown and they were normalized to 100% | 2025-04-30
| ABM |  | Volcanic basin hydrothermal | Volcanogenic massive sulfide (VMS) | Bimodal felsic VMS | Zn, Cu, Pb, Au, Ag |  | Zn, Cu, Pb, Au, Ag | Denisová et al., 2024 |  | A348395 | A348395-4-2-13 | borehole | K15-290 |  | 78.92 | 79 | ore material | half core | core drilling | rock | polished slab from core | Yukon–Tanana and Slide Mountain terranes | Kudz Ze Kayah formation |  |  | acid volcanic rock, siliciclastic sedimentary rock |  | rock | greenschist | tetrahedrite | Assemblage 1 |  |  |  | chloritic |  | pyrite, arsenopyrite, pyrrhotite, galena, chalcopyrite, sulfosalts | cutting and polishing | EPMA | JEOL JXA-8230 SuperProbe electron probe microanalyzer (EPMA) equipped with five wavelength-dispersive spectrometers (WDS) and a tungsten filament electron gun. |  | sulfides were analyzed using an accelerating voltage of 25 kV, a 2-nA beam current, focused to 1 μm, with elemental counting times between 5 and 30 s |  | 71186.8532 | 56.4979 |  |  | 14952.3513 | 112.9901 | [8 empty] | -99999 | 100 | [10 empty] | -99999 | 30.3846 |  |  |  |  | 335529.1468 | 49.1628 | [8 empty] | 31802.6183 | 38.5937 | [8 empty] | -99999 | 100 | [26 empty] | -99999 | 151.362 |  |  |  |  | 773.2244 | 95.2547 | [14 empty] | 245092.0357 | 32.4392 | 258588.3141 | 51.194 |  |  | -99999 | 45.2873 | [32 empty] | 42075.4563 | 253.0182 |  |  |  | 2024 | Denisová, N., Piercey, S. J., & Wälle, M. (2024). Mineralogy and mineral chemistry of the ABM replacement-style volcanogenic massive sulfide deposit, Finlayson Lake district, Yukon, Canada. Mineralium Deposita, 59(3), 473-503. https://doi.org/10.1007/s00126-023-01217-4 |  | CAN | CA-YT | -130.6 | 61.4667 | [8 empty] | Only analyses +/-3% of 100% were shown and they were normalized to 100% | 2025-04-30
| ABM |  | Volcanic basin hydrothermal | Volcanogenic massive sulfide (VMS) | Bimodal felsic VMS | Zn, Cu, Pb, Au, Ag |  | Zn, Cu, Pb, Au, Ag | Denisová et al., 2024 |  | A348395 | A348395-4-2-5 | borehole | K15-290 |  | 78.92 | 79 | ore material | half core | core drilling | rock | polished slab from core | Yukon–Tanana and Slide Mountain terranes | Kudz Ze Kayah formation |  |  | acid volcanic rock, siliciclastic sedimentary rock |  | rock | greenschist | tetrahedrite | Assemblage 1 |  |  |  | chloritic |  | pyrite, arsenopyrite, pyrrhotite, galena, chalcopyrite, sulfosalts | cutting and polishing | EPMA | JEOL JXA-8230 SuperProbe electron probe microanalyzer (EPMA) equipped with five wavelength-dispersive spectrometers (WDS) and a tungsten filament electron gun. |  | sulfides were analyzed using an accelerating voltage of 25 kV, a 2-nA beam current, focused to 1 μm, with elemental counting times between 5 and 30 s |  | 85948.92 | 56.4979 |  |  | 8903.3549 | 112.9901 | [8 empty] | -99999 | 100 | [10 empty] | -99999 | 30.3846 |  |  |  |  | 320190.2879 | 49.1628 | [8 empty] | 34111.1653 | 38.5937 | [8 empty] | -99999 | 100 | [26 empty] | -99999 | 151.362 |  |  |  |  | 450.676 | 95.2547 | [14 empty] | 243685.5324 | 32.4392 | 267481.2201 | 51.194 |  |  | -99999 | 45.2873 | [32 empty] | 39228.8433 | 253.0182 |  |  |  | 2024 | Denisová, N., Piercey, S. J., & Wälle, M. (2024). Mineralogy and mineral chemistry of the ABM replacement-style volcanogenic massive sulfide deposit, Finlayson Lake district, Yukon, Canada. Mineralium Deposita, 59(3), 473-503. https://doi.org/10.1007/s00126-023-01217-4 |  | CAN | CA-YT | -130.6 | 61.4667 | [8 empty] | Only analyses +/-3% of 100% were shown and they were normalized to 100% | 2025-04-30
| ABM |  | Volcanic basin hydrothermal | Volcanogenic massive sulfide (VMS) | Bimodal felsic VMS | Zn, Cu, Pb, Au, Ag |  | Zn, Cu, Pb, Au, Ag | Denisová et al., 2024 |  | A348395 | A348395-8-1-13 | borehole | K15-290 |  | 78.92 | 79 | ore material | half core | core drilling | rock | polished slab from core | Yukon–Tanana and Slide Mountain terranes | Kudz Ze Kayah formation |  |  | acid volcanic rock, siliciclastic sedimentary rock |  | rock | greenschist | tetrahedrite | Assemblage 1 |  |  |  | chloritic |  | pyrite, arsenopyrite, pyrrhotite, galena, chalcopyrite, sulfosalts | cutting and polishing | EPMA | JEOL JXA-8230 SuperProbe electron probe microanalyzer (EPMA) equipped with five wavelength-dispersive spectrometers (WDS) and a tungsten filament electron gun. |  | sulfides were analyzed using an accelerating voltage of 25 kV, a 2-nA beam current, focused to 1 μm, with elemental counting times between 5 and 30 s |  | 55983.3812 | 56.4979 |  |  | 25210 | 112.9901 | [8 empty] | -99999 | 100 | [10 empty] | -99999 | 30.3846 |  |  |  |  | 347586.3724 | 49.1628 | [8 empty] | 34758.6382 | 38.5937 | [8 empty] | -99999 | 100 | [26 empty] | -99999 | 151.362 |  |  |  |  | 868.9659 | 95.2547 | [14 empty] | 249333.2924 | 32.4392 | 246906.1803 | 51.194 |  |  | 559.3344 | 45.2873 | [32 empty] | 38783.8471 | 253.0182 |  |  |  | 2024 | Denisová, N., Piercey, S. J., & Wälle, M. (2024). Mineralogy and mineral chemistry of the ABM replacement-style volcanogenic massive sulfide deposit, Finlayson Lake district, Yukon, Canada. Mineralium Deposita, 59(3), 473-503. https://doi.org/10.1007/s00126-023-01217-4 |  | CAN | CA-YT | -130.6 | 61.4667 | [8 empty] | Only analyses +/-3% of 100% were shown and they were normalized to 100% | 2025-04-30
| ABM |  | Volcanic basin hydrothermal | Volcanogenic massive sulfide (VMS) | Bimodal felsic VMS | Zn, Cu, Pb, Au, Ag |  | Zn, Cu, Pb, Au, Ag | Denisová et al., 2024 |  | A348395 | A348395-8-1-4 | borehole | K15-290 |  | 78.92 | 79 | ore material | half core | core drilling | rock | polished slab from core | Yukon–Tanana and Slide Mountain terranes | Kudz Ze Kayah formation |  |  | acid volcanic rock, siliciclastic sedimentary rock |  | rock | greenschist | tetrahedrite | Assemblage 1 |  |  |  | chloritic |  | pyrite, arsenopyrite, pyrrhotite, galena, chalcopyrite, sulfosalts | cutting and polishing | EPMA | JEOL JXA-8230 SuperProbe electron probe microanalyzer (EPMA) equipped with five wavelength-dispersive spectrometers (WDS) and a tungsten filament electron gun. |  | sulfides were analyzed using an accelerating voltage of 25 kV, a 2-nA beam current, focused to 1 μm, with elemental counting times between 5 and 30 s |  | 48664.4858 | 56.4979 |  |  | 28125.0629 | 112.9901 | [8 empty] | -99999 | 100 | [10 empty] | 80.2713 | 30.3846 |  |  |  |  | 355190.5323 | 49.1628 | [8 empty] | 30533.2025 | 38.5937 | [8 empty] | -99999 | 100 | [26 empty] | 50.1696 | 151.362 |  |  |  |  | 612.0688 | 95.2547 | [14 empty] | 250777.6327 | 32.4392 | 241997.9573 | 51.194 |  |  | 230.78 | 45.2873 | [32 empty] | 43737.8367 | 253.0182 |  |  |  | 2024 | Denisová, N., Piercey, S. J., & Wälle, M. (2024). Mineralogy and mineral chemistry of the ABM replacement-style volcanogenic massive sulfide deposit, Finlayson Lake district, Yukon, Canada. Mineralium Deposita, 59(3), 473-503. https://doi.org/10.1007/s00126-023-01217-4 |  | CAN | CA-YT | -130.6 | 61.4667 | [8 empty] | Only analyses +/-3% of 100% were shown and they were normalized to 100% | 2025-04-30
| ABM |  | Volcanic basin hydrothermal | Volcanogenic massive sulfide (VMS) | Bimodal felsic VMS | Zn, Cu, Pb, Au, Ag |  | Zn, Cu, Pb, Au, Ag | Denisová et al., 2024 |  | A348395 | A348395-8-1-7 | borehole | K15-290 |  | 78.92 | 79 | ore material | half core | core drilling | rock | polished slab from core | Yukon–Tanana and Slide Mountain terranes | Kudz Ze Kayah formation |  |  | acid volcanic rock, siliciclastic sedimentary rock |  | rock | greenschist | tetrahedrite | Assemblage 1 |  |  |  | chloritic |  | pyrite, arsenopyrite, pyrrhotite, galena, chalcopyrite, sulfosalts | cutting and polishing | EPMA | JEOL JXA-8230 SuperProbe electron probe microanalyzer (EPMA) equipped with five wavelength-dispersive spectrometers (WDS) and a tungsten filament electron gun. |  | sulfides were analyzed using an accelerating voltage of 25 kV, a 2-nA beam current, focused to 1 μm, with elemental counting times between 5 and 30 s |  | 52246.6794 | 56.4979 |  |  | 26540.2267 | 112.9901 | [8 empty] | -99999 | 100 | [10 empty] | -99999 | 30.3846 |  |  |  |  | 352285.856 | 49.1628 | [8 empty] | 31221.4334 | 38.5937 | [8 empty] | -99999 | 100 | [26 empty] | -99999 | 151.362 |  |  |  |  | 723.2764 | 95.2547 | [14 empty] | 251338.5673 | 32.4392 | 247310.3096 | 51.194 |  |  | -99999 | 45.2873 | [32 empty] | 38333.6511 | 253.0182 |  |  |  | 2024 | Denisová, N., Piercey, S. J., & Wälle, M. (2024). Mineralogy and mineral chemistry of the ABM replacement-style volcanogenic massive sulfide deposit, Finlayson Lake district, Yukon, Canada. Mineralium Deposita, 59(3), 473-503. https://doi.org/10.1007/s00126-023-01217-4 |  | CAN | CA-YT | -130.6 | 61.4667 | [8 empty] | Only analyses +/-3% of 100% were shown and they were normalized to 100% | 2025-04-30
| ABM |  | Volcanic basin hydrothermal | Volcanogenic massive sulfide (VMS) | Bimodal felsic VMS | Zn, Cu, Pb, Au, Ag |  | Zn, Cu, Pb, Au, Ag | Denisová et al., 2024 |  | A348395 | A348395-8-3-17 | borehole | K15-290 |  | 78.92 | 79 | ore material | half core | core drilling | rock | polished slab from core | Yukon–Tanana and Slide Mountain terranes | Kudz Ze Kayah formation |  |  | acid volcanic rock, siliciclastic sedimentary rock |  | rock | greenschist | tetrahedrite | Assemblage 1 |  |  |  | chloritic |  | pyrite, arsenopyrite, pyrrhotite, galena, chalcopyrite, sulfosalts | cutting and polishing | EPMA | JEOL JXA-8230 SuperProbe electron probe microanalyzer (EPMA) equipped with five wavelength-dispersive spectrometers (WDS) and a tungsten filament electron gun. |  | sulfides were analyzed using an accelerating voltage of 25 kV, a 2-nA beam current, focused to 1 μm, with elemental counting times between 5 and 30 s |  | 62710.4678 | 56.4979 |  |  | 18327.3897 | 112.9901 | [8 empty] | -99999 | 100 | [10 empty] | 79.4684 | 30.3846 |  |  |  |  | 334820.06 | 49.1628 | [8 empty] | 39307.0353 | 38.5937 | [8 empty] | -99999 | 100 | [26 empty] | 486.7437 | 151.362 |  |  |  |  | 397.3418 | 95.2547 | [14 empty] | 248845.2265 | 32.4392 | 252828.5686 | 51.194 |  |  | 69.5348 | 45.2873 | [32 empty] | 42128.1635 | 253.0182 |  |  |  | 2024 | Denisová, N., Piercey, S. J., & Wälle, M. (2024). Mineralogy and mineral chemistry of the ABM replacement-style volcanogenic massive sulfide deposit, Finlayson Lake district, Yukon, Canada. Mineralium Deposita, 59(3), 473-503. https://doi.org/10.1007/s00126-023-01217-4 |  | CAN | CA-YT | -130.6 | 61.4667 | [8 empty] | Only analyses +/-3% of 100% were shown and they were normalized to 100% | 2025-04-30
| ABM |  | Volcanic basin hydrothermal | Volcanogenic massive sulfide (VMS) | Bimodal felsic VMS | Zn, Cu, Pb, Au, Ag |  | Zn, Cu, Pb, Au, Ag | Denisová et al., 2024 |  | B232695 | B232695-5-1-3 | borehole | K15-319 |  | 188 | 188.05 | ore material | half core | core drilling | rock | polished slab from core | Yukon–Tanana and Slide Mountain terranes | Kudz Ze Kayah formation |  |  | acid volcanic rock, siliciclastic sedimentary rock |  | rock | greenschist | freibergite | Assemblage 1 |  |  |  | chloritic |  | pyrite, arsenopyrite, pyrrhotite, galena, chalcopyrite, sulfosalts | cutting and polishing | EPMA | JEOL JXA-8230 SuperProbe electron probe microanalyzer (EPMA) equipped with five wavelength-dispersive spectrometers (WDS) and a tungsten filament electron gun. |  | sulfides were analyzed using an accelerating voltage of 25 kV, a 2-nA beam current, focused to 1 μm, with elemental counting times between 5 and 30 s |  | 236406.5545 | 56.4979 |  |  | 545.4239 | 112.9901 | [8 empty] | -99999 | 100 | [10 empty] | 59.5008 | 30.3846 |  |  |  |  | 187348.1498 | 49.1628 | [8 empty] | 57100.9219 | 38.5937 | [8 empty] | -99999 | 100 | [26 empty] | 119.0016 | 151.362 |  |  |  |  | 40133.2808 | 95.2547 | [14 empty] | 219141.3979 | 32.4392 | 253939.4498 | 51.194 |  |  | 624.7583 | 45.2873 | [32 empty] | 4581.5608 | 253.0182 |  |  |  | 2024 | Denisová, N., Piercey, S. J., & Wälle, M. (2024). Mineralogy and mineral chemistry of the ABM replacement-style volcanogenic massive sulfide deposit, Finlayson Lake district, Yukon, Canada. Mineralium Deposita, 59(3), 473-503. https://doi.org/10.1007/s00126-023-01217-4 |  | CAN | CA-YT | -130.6 | 61.4667 | [8 empty] | Only analyses +/-3% of 100% were shown and they were normalized to 100% | 2025-04-30
| ABM |  | Volcanic basin hydrothermal | Volcanogenic massive sulfide (VMS) | Bimodal felsic VMS | Zn, Cu, Pb, Au, Ag |  | Zn, Cu, Pb, Au, Ag | Denisová et al., 2024 |  | B232695 | B232695-5-1-4 | borehole | K15-319 |  | 188 | 188.05 | ore material | half core | core drilling | rock | polished slab from core | Yukon–Tanana and Slide Mountain terranes | Kudz Ze Kayah formation |  |  | acid volcanic rock, siliciclastic sedimentary rock |  | rock | greenschist | tetrahedrite | Assemblage 1 |  |  |  | chloritic |  | pyrite, arsenopyrite, pyrrhotite, galena, chalcopyrite, sulfosalts | cutting and polishing | EPMA | JEOL JXA-8230 SuperProbe electron probe microanalyzer (EPMA) equipped with five wavelength-dispersive spectrometers (WDS) and a tungsten filament electron gun. |  | sulfides were analyzed using an accelerating voltage of 25 kV, a 2-nA beam current, focused to 1 μm, with elemental counting times between 5 and 30 s |  | 214460.7345 | 56.4979 |  |  | 357.3325 | 112.9901 | [8 empty] | -99999 | 100 | [10 empty] | 81.676 | 30.3846 |  |  |  |  | 217686.9359 | 49.1628 | [8 empty] | 62032.9161 | 38.5937 | [8 empty] | -99999 | 100 | [26 empty] | -99999 | 151.362 |  |  |  |  | 6074.652 | 95.2547 | [14 empty] | 229917.9148 | 32.4392 | 262812.9208 | 51.194 |  |  | 449.2179 | 45.2873 | [32 empty] | 6125.6994 | 253.0182 |  |  |  | 2024 | Denisová, N., Piercey, S. J., & Wälle, M. (2024). Mineralogy and mineral chemistry of the ABM replacement-style volcanogenic massive sulfide deposit, Finlayson Lake district, Yukon, Canada. Mineralium Deposita, 59(3), 473-503. https://doi.org/10.1007/s00126-023-01217-4 |  | CAN | CA-YT | -130.6 | 61.4667 | [8 empty] | Only analyses +/-3% of 100% were shown and they were normalized to 100% | 2025-04-30
| ABM |  | Volcanic basin hydrothermal | Volcanogenic massive sulfide (VMS) | Bimodal felsic VMS | Zn, Cu, Pb, Au, Ag |  | Zn, Cu, Pb, Au, Ag | Denisová et al., 2024 |  | B233308 | B233308-2-1-18 | borehole | K15-321 |  | 237.89 | 237.96 | ore material | half core | core drilling | rock | polished slab from core | Yukon–Tanana and Slide Mountain terranes | Kudz Ze Kayah formation |  |  | acid volcanic rock, siliciclastic sedimentary rock |  | rock | greenschist | tetrahedrite | Assemblage 1 |  |  |  | chloritic |  | pyrite, arsenopyrite, pyrrhotite, galena, chalcopyrite, sulfosalts | cutting and polishing | EPMA | JEOL JXA-8230 SuperProbe electron probe microanalyzer (EPMA) equipped with five wavelength-dispersive spectrometers (WDS) and a tungsten filament electron gun. |  | sulfides were analyzed using an accelerating voltage of 25 kV, a 2-nA beam current, focused to 1 μm, with elemental counting times between 5 and 30 s |  | 224845.2144 | 56.4979 |  |  | 644.2845 | 112.9901 | [8 empty] | -99999 | 100 | [10 empty] | 231.5397 | 30.3846 |  |  |  |  | 216227.9194 | 49.1628 | [8 empty] | 53173.6058 | 38.5937 | [8 empty] | -99999 | 100 | [26 empty] | 50.3347 | 151.362 |  |  |  |  | 1006.6945 | 95.2547 | [14 empty] | 228841.8045 | 32.4392 | 265112.9957 | 51.194 |  |  | -99999 | 45.2873 | [32 empty] | 9865.6066 | 253.0182 |  |  |  | 2024 | Denisová, N., Piercey, S. J., & Wälle, M. (2024). Mineralogy and mineral chemistry of the ABM replacement-style volcanogenic massive sulfide deposit, Finlayson Lake district, Yukon, Canada. Mineralium Deposita, 59(3), 473-503. https://doi.org/10.1007/s00126-023-01217-4 |  | CAN | CA-YT | -130.6 | 61.4667 | [8 empty] | Only analyses +/-3% of 100% were shown and they were normalized to 100% | 2025-04-30
| ABM |  | Volcanic basin hydrothermal | Volcanogenic massive sulfide (VMS) | Bimodal felsic VMS | Zn, Cu, Pb, Au, Ag |  | Zn, Cu, Pb, Au, Ag | Denisová et al., 2024 |  | B233308 | B233308-2-1-2 | borehole | K15-321 |  | 237.89 | 237.96 | ore material | half core | core drilling | rock | polished slab from core | Yukon–Tanana and Slide Mountain terranes | Kudz Ze Kayah formation |  |  | acid volcanic rock, siliciclastic sedimentary rock |  | rock | greenschist | tetrahedrite | Assemblage 1 |  |  |  | chloritic |  | pyrite, arsenopyrite, pyrrhotite, galena, chalcopyrite, sulfosalts | cutting and polishing | EPMA | JEOL JXA-8230 SuperProbe electron probe microanalyzer (EPMA) equipped with five wavelength-dispersive spectrometers (WDS) and a tungsten filament electron gun. |  | sulfides were analyzed using an accelerating voltage of 25 kV, a 2-nA beam current, focused to 1 μm, with elemental counting times between 5 and 30 s |  | 196998.4745 | 56.4979 |  |  | 229.9632 | 112.9901 | [8 empty] | -99999 | 100 | [10 empty] | 119.9808 | 30.3846 |  |  |  |  | 231942.8923 | 49.1628 | [8 empty] | 53331.4689 | 38.5937 | [8 empty] | -99999 | 100 | [26 empty] | -99999 | 151.362 |  |  |  |  | 1379.7792 | 95.2547 | [14 empty] | 234312.5084 | 32.4392 | 267357.2248 | 51.194 |  |  | 399.936 | 45.2873 | [32 empty] | 13927.7718 | 253.0182 |  |  |  | 2024 | Denisová, N., Piercey, S. J., & Wälle, M. (2024). Mineralogy and mineral chemistry of the ABM replacement-style volcanogenic massive sulfide deposit, Finlayson Lake district, Yukon, Canada. Mineralium Deposita, 59(3), 473-503. https://doi.org/10.1007/s00126-023-01217-4 |  | CAN | CA-YT | -130.6 | 61.4667 | [8 empty] | Only analyses +/-3% of 100% were shown and they were normalized to 100% | 2025-04-30
| ABM |  | Volcanic basin hydrothermal | Volcanogenic massive sulfide (VMS) | Bimodal felsic VMS | Zn, Cu, Pb, Au, Ag |  | Zn, Cu, Pb, Au, Ag | Denisová et al., 2024 |  | B233308 | B233308-2-1-3 | borehole | K15-321 |  | 237.89 | 237.96 | ore material | half core | core drilling | rock | polished slab from core | Yukon–Tanana and Slide Mountain terranes | Kudz Ze Kayah formation |  |  | acid volcanic rock, siliciclastic sedimentary rock |  | rock | greenschist | tetrahedrite | Assemblage 1 |  |  |  | chloritic |  | pyrite, arsenopyrite, pyrrhotite, galena, chalcopyrite, sulfosalts | cutting and polishing | EPMA | JEOL JXA-8230 SuperProbe electron probe microanalyzer (EPMA) equipped with five wavelength-dispersive spectrometers (WDS) and a tungsten filament electron gun. |  | sulfides were analyzed using an accelerating voltage of 25 kV, a 2-nA beam current, focused to 1 μm, with elemental counting times between 5 and 30 s |  | 197168.3084 | 56.4979 |  |  | 819.9098 | 112.9901 | [8 empty] | -99999 | 100 | [10 empty] | 179.9802 | 30.3846 |  |  |  |  | 233574.3109 | 49.1628 | [8 empty] | 49684.5329 | 38.5937 | [8 empty] | -99999 | 100 | [26 empty] | 109.9879 | 151.362 |  |  |  |  | 979.8922 | 95.2547 | [14 empty] | 234684.1894 | 32.4392 | 269730.3256 | 51.194 |  |  | -99999 | 45.2873 | [32 empty] | 13068.5628 | 253.0182 |  |  |  | 2024 | Denisová, N., Piercey, S. J., & Wälle, M. (2024). Mineralogy and mineral chemistry of the ABM replacement-style volcanogenic massive sulfide deposit, Finlayson Lake district, Yukon, Canada. Mineralium Deposita, 59(3), 473-503. https://doi.org/10.1007/s00126-023-01217-4 |  | CAN | CA-YT | -130.6 | 61.4667 | [8 empty] | Only analyses +/-3% of 100% were shown and they were normalized to 100% | 2025-04-30
| ABM |  | Volcanic basin hydrothermal | Volcanogenic massive sulfide (VMS) | Bimodal felsic VMS | Zn, Cu, Pb, Au, Ag |  | Zn, Cu, Pb, Au, Ag | Denisová et al., 2024 |  | B233308 | B233308-7-1-10 | borehole | K15-321 |  | 237.89 | 237.96 | ore material | half core | core drilling | rock | polished slab from core | Yukon–Tanana and Slide Mountain terranes | Kudz Ze Kayah formation |  |  | acid volcanic rock, siliciclastic sedimentary rock |  | rock | greenschist | tetrahedrite | Assemblage 1 |  |  |  | chloritic |  | pyrite, arsenopyrite, pyrrhotite, galena, chalcopyrite, sulfosalts | cutting and polishing | EPMA | JEOL JXA-8230 SuperProbe electron probe microanalyzer (EPMA) equipped with five wavelength-dispersive spectrometers (WDS) and a tungsten filament electron gun. |  | sulfides were analyzed using an accelerating voltage of 25 kV, a 2-nA beam current, focused to 1 μm, with elemental counting times between 5 and 30 s |  | 219331.5004 | 56.4979 |  |  | 689.1799 | 112.9901 | [8 empty] | -99999 | 100 | [10 empty] | -99999 | 30.3846 |  |  |  |  | 219655.8161 | 49.1628 | [8 empty] | 56036.4022 | 38.5937 | [8 empty] | -99999 | 100 | [26 empty] | -99999 | 151.362 |  |  |  |  | 760.1249 | 95.2547 | [14 empty] | 231949.5621 | 32.4392 | 263216.0411 | 51.194 |  |  | -99999 | 45.2873 | [32 empty] | 8361.3733 | 253.0182 |  |  |  | 2024 | Denisová, N., Piercey, S. J., & Wälle, M. (2024). Mineralogy and mineral chemistry of the ABM replacement-style volcanogenic massive sulfide deposit, Finlayson Lake district, Yukon, Canada. Mineralium Deposita, 59(3), 473-503. https://doi.org/10.1007/s00126-023-01217-4 |  | CAN | CA-YT | -130.6 | 61.4667 | [8 empty] | Only analyses +/-3% of 100% were shown and they were normalized to 100% | 2025-04-30
| ABM |  | Volcanic basin hydrothermal | Volcanogenic massive sulfide (VMS) | Bimodal felsic VMS | Zn, Cu, Pb, Au, Ag |  | Zn, Cu, Pb, Au, Ag | Denisová et al., 2024 |  | B233308 | B233308-7-1-20 | borehole | K15-321 |  | 237.89 | 237.96 | ore material | half core | core drilling | rock | polished slab from core | Yukon–Tanana and Slide Mountain terranes | Kudz Ze Kayah formation |  |  | acid volcanic rock, siliciclastic sedimentary rock |  | rock | greenschist | tetrahedrite | Assemblage 1 |  |  |  | chloritic |  | pyrite, arsenopyrite, pyrrhotite, galena, chalcopyrite, sulfosalts | cutting and polishing | EPMA | JEOL JXA-8230 SuperProbe electron probe microanalyzer (EPMA) equipped with five wavelength-dispersive spectrometers (WDS) and a tungsten filament electron gun. |  | sulfides were analyzed using an accelerating voltage of 25 kV, a 2-nA beam current, focused to 1 μm, with elemental counting times between 5 and 30 s |  | 275636.5227 | 56.4979 |  |  | 401.276 | 112.9901 | [8 empty] | -99999 | 100 | [10 empty] | 70.2233 | 30.3846 |  |  |  |  | 177514.4932 | 49.1628 | [8 empty] | 50530.6894 | 38.5937 | [8 empty] | -99999 | 100 | [26 empty] | -99999 | 151.362 |  |  |  |  | 351.1166 | 95.2547 | [14 empty] | 220059.7986 | 32.4392 | 262233.8979 | 51.194 |  |  | -99999 | 45.2873 | [32 empty] | 13201.9822 | 253.0182 |  |  |  | 2024 | Denisová, N., Piercey, S. J., & Wälle, M. (2024). Mineralogy and mineral chemistry of the ABM replacement-style volcanogenic massive sulfide deposit, Finlayson Lake district, Yukon, Canada. Mineralium Deposita, 59(3), 473-503. https://doi.org/10.1007/s00126-023-01217-4 |  | CAN | CA-YT | -130.6 | 61.4667 | [8 empty] | Only analyses +/-3% of 100% were shown and they were normalized to 100% | 2025-04-30
| ABM |  | Volcanic basin hydrothermal | Volcanogenic massive sulfide (VMS) | Bimodal felsic VMS | Zn, Cu, Pb, Au, Ag |  | Zn, Cu, Pb, Au, Ag | Denisová et al., 2024 |  | B265159A | B265159A-3-2-16 | borehole | K15-292 |  | 239.65 | 239.71 | ore material | half core | core drilling | rock | polished slab from core | Yukon–Tanana and Slide Mountain terranes | Kudz Ze Kayah formation |  |  | acid volcanic rock, siliciclastic sedimentary rock |  | rock | greenschist | bournonite | Assemblage 2 |  |  |  | chloritic |  | pyrite, arsenopyrite, pyrrhotite, galena, chalcopyrite, sulfosalts | cutting and polishing | EPMA | JEOL JXA-8230 SuperProbe electron probe microanalyzer (EPMA) equipped with five wavelength-dispersive spectrometers (WDS) and a tungsten filament electron gun. |  | sulfides were analyzed using an accelerating voltage of 25 kV, a 2-nA beam current, focused to 1 μm, with elemental counting times between 5 and 30 s |  | 128019.7631 | 56.4979 |  |  | -99999 | 112.9901 | [8 empty] | 2531.7228 | 100 | [10 empty] | -99999 | 30.3846 |  |  |  |  | 79083.2923 | 49.1628 | [8 empty] | 34762.8919 | 38.5937 | [8 empty] | -99999 | 100 | [26 empty] | -99999 | 151.362 |  |  |  |  | 384384.6664 | 95.2547 | [14 empty] | 164846.6683 | 32.4392 | 198480.9675 | 51.194 |  |  | 1952.1718 | 45.2873 | [32 empty] | 5937.8558 | 253.0182 |  |  |  | 2024 | Denisová, N., Piercey, S. J., & Wälle, M. (2024). Mineralogy and mineral chemistry of the ABM replacement-style volcanogenic massive sulfide deposit, Finlayson Lake district, Yukon, Canada. Mineralium Deposita, 59(3), 473-503. https://doi.org/10.1007/s00126-023-01217-4 |  | CAN | CA-YT | -130.6 | 61.4667 | [8 empty] | Only analyses +/-2% of 100% were shown and they were normalized to 100% | 2025-04-30
| ABM |  | Volcanic basin hydrothermal | Volcanogenic massive sulfide (VMS) | Bimodal felsic VMS | Zn, Cu, Pb, Au, Ag |  | Zn, Cu, Pb, Au, Ag | Denisová et al., 2024 |  | B265159A | B265159A-4-1-13 | borehole | K15-292 |  | 239.65 | 239.71 | ore material | half core | core drilling | rock | polished slab from core | Yukon–Tanana and Slide Mountain terranes | Kudz Ze Kayah formation |  |  | acid volcanic rock, siliciclastic sedimentary rock |  | rock | greenschist | discrasite | Assemblage 2 |  |  |  | chloritic |  | pyrite, arsenopyrite, pyrrhotite, galena, chalcopyrite, sulfosalts | cutting and polishing | EPMA | JEOL JXA-8230 SuperProbe electron probe microanalyzer (EPMA) equipped with five wavelength-dispersive spectrometers (WDS) and a tungsten filament electron gun. |  | sulfides were analyzed using an accelerating voltage of 25 kV, a 2-nA beam current, focused to 1 μm, with elemental counting times between 5 and 30 s |  | 722767.1025 | 56.4979 |  |  | -99999 | 112.9901 | [8 empty] | -99999 | 100 | [10 empty] | 215.2191 | 30.3846 |  |  |  |  | 727.6454 | 49.1628 | [8 empty] | 297.2073 | 38.5937 | [8 empty] | -99999 | 100 | [26 empty] | 389.444 | 151.362 |  |  |  |  | 584.166 | 95.2547 | [14 empty] | -99999 | 32.4392 | 192036.898 | 51.194 |  |  | 102.4853 | 45.2873 | [32 empty] | -99999 | 253.0182 |  |  |  | 2024 | Denisová, N., Piercey, S. J., & Wälle, M. (2024). Mineralogy and mineral chemistry of the ABM replacement-style volcanogenic massive sulfide deposit, Finlayson Lake district, Yukon, Canada. Mineralium Deposita, 59(3), 473-503. https://doi.org/10.1007/s00126-023-01217-4 |  | CAN | CA-YT | -130.6 | 61.4667 | [8 empty] | Only analyses +/-3% of 100% were shown and they were normalized to 100% | 2025-04-30
| ABM |  | Volcanic basin hydrothermal | Volcanogenic massive sulfide (VMS) | Bimodal felsic VMS | Zn, Cu, Pb, Au, Ag |  | Zn, Cu, Pb, Au, Ag | Denisová et al., 2024 |  | B265159A | B265159A-4-1-14 | borehole | K15-292 |  | 239.65 | 239.71 | ore material | half core | core drilling | rock | polished slab from core | Yukon–Tanana and Slide Mountain terranes | Kudz Ze Kayah formation |  |  | acid volcanic rock, siliciclastic sedimentary rock |  | rock | greenschist | discrasite | Assemblage 2 |  |  |  | chloritic |  | pyrite, arsenopyrite, pyrrhotite, galena, chalcopyrite, sulfosalts | cutting and polishing | EPMA | JEOL JXA-8230 SuperProbe electron probe microanalyzer (EPMA) equipped with five wavelength-dispersive spectrometers (WDS) and a tungsten filament electron gun. |  | sulfides were analyzed using an accelerating voltage of 25 kV, a 2-nA beam current, focused to 1 μm, with elemental counting times between 5 and 30 s |  | 685714.0014 | 56.4979 |  |  | 713.6376 | 112.9901 | [8 empty] | -99999 | 100 | [10 empty] | -99999 | 30.3846 |  |  |  |  | 1335.5218 | 49.1628 | [8 empty] | 499.5463 | 38.5937 | [8 empty] | -99999 | 100 | [26 empty] | 448.5722 | 151.362 |  |  |  |  | 234.4809 | 95.2547 | [14 empty] | -99999 | 32.4392 | 184047.1333 | 51.194 |  |  | -99999 | 45.2873 | [32 empty] | 1039.8719 | 253.0182 |  |  |  | 2024 | Denisová, N., Piercey, S. J., & Wälle, M. (2024). Mineralogy and mineral chemistry of the ABM replacement-style volcanogenic massive sulfide deposit, Finlayson Lake district, Yukon, Canada. Mineralium Deposita, 59(3), 473-503. https://doi.org/10.1007/s00126-023-01217-4 |  | CAN | CA-YT | -130.6 | 61.4667 | [8 empty] | Only analyses +/-3% of 100% were shown and they were normalized to 100% | 2025-04-30
| ABM |  | Volcanic basin hydrothermal | Volcanogenic massive sulfide (VMS) | Bimodal felsic VMS | Zn, Cu, Pb, Au, Ag |  | Zn, Cu, Pb, Au, Ag | Denisová et al., 2024 |  | B265159A | B265159A-4-1-15 | borehole | K15-292 |  | 239.65 | 239.71 | ore material | half core | core drilling | rock | polished slab from core | Yukon–Tanana and Slide Mountain terranes | Kudz Ze Kayah formation |  |  | acid volcanic rock, siliciclastic sedimentary rock |  | rock | greenschist | discrasite | Assemblage 2 |  |  |  | chloritic |  | pyrite, arsenopyrite, pyrrhotite, galena, chalcopyrite, sulfosalts | cutting and polishing | EPMA | JEOL JXA-8230 SuperProbe electron probe microanalyzer (EPMA) equipped with five wavelength-dispersive spectrometers (WDS) and a tungsten filament electron gun. |  | sulfides were analyzed using an accelerating voltage of 25 kV, a 2-nA beam current, focused to 1 μm, with elemental counting times between 5 and 30 s |  | 679735.8252 | 56.4979 |  |  | 511.9803 | 112.9901 | [8 empty] | -99999 | 100 | [10 empty] | 245.7506 | 30.3846 |  |  |  |  | 1249.232 | 49.1628 | [8 empty] | 440.3031 | 38.5937 | [8 empty] | -99999 | 100 | [26 empty] | -99999 | 151.362 |  |  |  |  | 931.8042 | 95.2547 | [14 empty] | -99999 | 32.4392 | 195852.96 | 51.194 |  |  | -99999 | 45.2873 | [32 empty] | -99999 | 253.0182 |  |  |  | 2024 | Denisová, N., Piercey, S. J., & Wälle, M. (2024). Mineralogy and mineral chemistry of the ABM replacement-style volcanogenic massive sulfide deposit, Finlayson Lake district, Yukon, Canada. Mineralium Deposita, 59(3), 473-503. https://doi.org/10.1007/s00126-023-01217-4 |  | CAN | CA-YT | -130.6 | 61.4667 | [8 empty] | Only analyses +/-3% of 100% were shown and they were normalized to 100% | 2025-04-30
| ABM |  | Volcanic basin hydrothermal | Volcanogenic massive sulfide (VMS) | Bimodal felsic VMS | Zn, Cu, Pb, Au, Ag |  | Zn, Cu, Pb, Au, Ag | Denisová et al., 2024 |  | B265159A | B265159A-3-3-16 | borehole | K15-292 |  | 239.65 | 239.71 | ore material | half core | core drilling | rock | polished slab from core | Yukon–Tanana and Slide Mountain terranes | Kudz Ze Kayah formation |  |  | acid volcanic rock, siliciclastic sedimentary rock |  | rock | greenschist | freibergite | Assemblage 2 |  |  |  | chloritic |  | pyrite, arsenopyrite, pyrrhotite, galena, chalcopyrite, sulfosalts | cutting and polishing | EPMA | JEOL JXA-8230 SuperProbe electron probe microanalyzer (EPMA) equipped with five wavelength-dispersive spectrometers (WDS) and a tungsten filament electron gun. |  | sulfides were analyzed using an accelerating voltage of 25 kV, a 2-nA beam current, focused to 1 μm, with elemental counting times between 5 and 30 s |  | 241608.851 | 56.4979 |  |  | 641.362 | 112.9901 | [8 empty] | -99999 | 100 | [10 empty] | 136.0465 | 30.3846 |  |  |  |  | 131994.2466 | 49.1628 | [8 empty] | 65788.1937 | 38.5937 | [8 empty] | -99999 | 100 | [26 empty] | 301.2458 | 151.362 |  |  |  |  | 127047.9867 | 95.2547 | [14 empty] | 208685.5965 | 32.4392 | 218374.0473 | 51.194 |  |  | 77.7409 | 45.2873 | [32 empty] | 5237.7895 | 253.0182 |  |  |  | 2024 | Denisová, N., Piercey, S. J., & Wälle, M. (2024). Mineralogy and mineral chemistry of the ABM replacement-style volcanogenic massive sulfide deposit, Finlayson Lake district, Yukon, Canada. Mineralium Deposita, 59(3), 473-503. https://doi.org/10.1007/s00126-023-01217-4 |  | CAN | CA-YT | -130.6 | 61.4667 | [8 empty] | Only analyses +/-3% of 100% were shown and they were normalized to 100% | 2025-04-30
| ABM |  | Volcanic basin hydrothermal | Volcanogenic massive sulfide (VMS) | Bimodal felsic VMS | Zn, Cu, Pb, Au, Ag |  | Zn, Cu, Pb, Au, Ag | Denisová et al., 2024 |  | B265159A | B265159A-3-3-5 | borehole | K15-292 |  | 239.65 | 239.71 | ore material | half core | core drilling | rock | polished slab from core | Yukon–Tanana and Slide Mountain terranes | Kudz Ze Kayah formation |  |  | acid volcanic rock, siliciclastic sedimentary rock |  | rock | greenschist | freibergite | Assemblage 2 |  |  |  | chloritic |  | pyrite, arsenopyrite, pyrrhotite, galena, chalcopyrite, sulfosalts | cutting and polishing | EPMA | JEOL JXA-8230 SuperProbe electron probe microanalyzer (EPMA) equipped with five wavelength-dispersive spectrometers (WDS) and a tungsten filament electron gun. |  | sulfides were analyzed using an accelerating voltage of 25 kV, a 2-nA beam current, focused to 1 μm, with elemental counting times between 5 and 30 s |  | 175135.0781 | 56.4979 |  |  | 1555.3199 | 112.9901 | [8 empty] | -99999 | 100 | [10 empty] | 3757.0066 | 30.3846 |  |  |  |  | 106812.1023 | 49.1628 | [8 empty] | 83805.4882 | 38.5937 | [8 empty] | -99999 | 100 | [26 empty] | 74604.8594 | 151.362 |  |  |  |  | 717.0631 | 95.2547 | [14 empty] | 200666.5623 | 32.4392 | 346058.675 | 51.194 |  |  | -99999 | 45.2873 | [32 empty] | 6887.8452 | 253.0182 |  |  |  | 2024 | Denisová, N., Piercey, S. J., & Wälle, M. (2024). Mineralogy and mineral chemistry of the ABM replacement-style volcanogenic massive sulfide deposit, Finlayson Lake district, Yukon, Canada. Mineralium Deposita, 59(3), 473-503. https://doi.org/10.1007/s00126-023-01217-4 |  | CAN | CA-YT | -130.6 | 61.4667 | [8 empty] | Only analyses +/-3% of 100% were shown and they were normalized to 100% | 2025-04-30
| ABM |  | Volcanic basin hydrothermal | Volcanogenic massive sulfide (VMS) | Bimodal felsic VMS | Zn, Cu, Pb, Au, Ag |  | Zn, Cu, Pb, Au, Ag | Denisová et al., 2024 |  | B265159A | B265159A-4-1-17 | borehole | K15-292 |  | 239.65 | 239.71 | ore material | half core | core drilling | rock | polished slab from core | Yukon–Tanana and Slide Mountain terranes | Kudz Ze Kayah formation |  |  | acid volcanic rock, siliciclastic sedimentary rock |  | rock | greenschist | freibergite | Assemblage 2 |  |  |  | chloritic |  | pyrite, arsenopyrite, pyrrhotite, galena, chalcopyrite, sulfosalts | cutting and polishing | EPMA | JEOL JXA-8230 SuperProbe electron probe microanalyzer (EPMA) equipped with five wavelength-dispersive spectrometers (WDS) and a tungsten filament electron gun. |  | sulfides were analyzed using an accelerating voltage of 25 kV, a 2-nA beam current, focused to 1 μm, with elemental counting times between 5 and 30 s |  | 291757.6028 | 56.4979 |  |  | 895.1471 | 112.9901 | [8 empty] | -99999 | 100 | [10 empty] | -99999 | 30.3846 |  |  |  |  | 154800.0998 | 49.1628 | [8 empty] | 54583.8581 | 38.5937 | [8 empty] | -99999 | 100 | [26 empty] | -99999 | 151.362 |  |  |  |  | 27055.5703 | 95.2547 | [14 empty] | 212954.4934 | 32.4392 | 253759.1124 | 51.194 |  |  | 533.0651 | 45.2873 | [32 empty] | 3570.5305 | 253.0182 |  |  |  | 2024 | Denisová, N., Piercey, S. J., & Wälle, M. (2024). Mineralogy and mineral chemistry of the ABM replacement-style volcanogenic massive sulfide deposit, Finlayson Lake district, Yukon, Canada. Mineralium Deposita, 59(3), 473-503. https://doi.org/10.1007/s00126-023-01217-4 |  | CAN | CA-YT | -130.6 | 61.4667 | [8 empty] | Only analyses +/-3% of 100% were shown and they were normalized to 100% | 2025-04-30
| ABM |  | Volcanic basin hydrothermal | Volcanogenic massive sulfide (VMS) | Bimodal felsic VMS | Zn, Cu, Pb, Au, Ag |  | Zn, Cu, Pb, Au, Ag | Denisová et al., 2024 |  | B265159A | B265159A-4-1-19 | borehole | K15-292 |  | 239.65 | 239.71 | ore material | half core | core drilling | rock | polished slab from core | Yukon–Tanana and Slide Mountain terranes | Kudz Ze Kayah formation |  |  | acid volcanic rock, siliciclastic sedimentary rock |  | rock | greenschist | gudmundite | Assemblage 2 |  |  |  | chloritic |  | pyrite, arsenopyrite, pyrrhotite, galena, chalcopyrite, sulfosalts | cutting and polishing | EPMA | JEOL JXA-8230 SuperProbe electron probe microanalyzer (EPMA) equipped with five wavelength-dispersive spectrometers (WDS) and a tungsten filament electron gun. |  | sulfides were analyzed using an accelerating voltage of 25 kV, a 2-nA beam current, focused to 1 μm, with elemental counting times between 5 and 30 s |  | 220.9434 | 56.4979 |  |  | 4177.8394 | 112.9901 | [8 empty] | -99999 | 100 | [10 empty] | 421.8011 | 30.3846 |  |  |  |  | 20.0858 | 49.1628 | [8 empty] | 271529.4314 | 38.5937 | [8 empty] | -99999 | 100 | [26 empty] | 1817.7617 | 151.362 |  |  |  |  | 773.302 | 95.2547 | [14 empty] | 149659.0452 | 32.4392 | 571239.1897 | 51.194 |  |  | 140.6004 | 45.2873 | [33 empty] | 253.0182 |  |  |  | 2024 | Denisová, N., Piercey, S. J., & Wälle, M. (2024). Mineralogy and mineral chemistry of the ABM replacement-style volcanogenic massive sulfide deposit, Finlayson Lake district, Yukon, Canada. Mineralium Deposita, 59(3), 473-503. https://doi.org/10.1007/s00126-023-01217-4 |  | CAN | CA-YT | -130.6 | 61.4667 | [8 empty] | Only analyses +/-3% of 100% were shown and they were normalized to 100% | 2025-04-30
| ABM |  | Volcanic basin hydrothermal | Volcanogenic massive sulfide (VMS) | Bimodal felsic VMS | Zn, Cu, Pb, Au, Ag |  | Zn, Cu, Pb, Au, Ag | Denisová et al., 2024 |  | B265159A | B265159A-3-2-20 | borehole | K15-292 |  | 239.65 | 239.71 | ore material | half core | core drilling | rock | polished slab from core | Yukon–Tanana and Slide Mountain terranes | Kudz Ze Kayah formation |  |  | acid volcanic rock, siliciclastic sedimentary rock |  | rock | greenschist | menenghinite | Assemblage 2 |  |  |  | chloritic |  | pyrite, arsenopyrite, pyrrhotite, galena, chalcopyrite, sulfosalts | cutting and polishing | EPMA | JEOL JXA-8230 SuperProbe electron probe microanalyzer (EPMA) equipped with five wavelength-dispersive spectrometers (WDS) and a tungsten filament electron gun. |  | sulfides were analyzed using an accelerating voltage of 25 kV, a 2-nA beam current, focused to 1 μm, with elemental counting times between 5 and 30 s |  | 153367.8282 | 56.4979 |  |  | 801.7527 | 112.9901 | [8 empty] | -99999 | 100 | [10 empty] | 102.5498 | 30.3846 |  |  |  |  | 69239.7333 | 49.1628 | [8 empty] | 73145.9482 | 38.5937 | [8 empty] | -99999 | 100 | [26 empty] | -99999 | 151.362 |  |  |  |  | 358262.2531 | 95.2547 | [14 empty] | 190444.2208 | 32.4392 | 132186.6387 | 51.194 |  |  | 745.8164 | 45.2873 | [32 empty] | 21703.2588 | 253.0182 |  |  |  | 2024 | Denisová, N., Piercey, S. J., & Wälle, M. (2024). Mineralogy and mineral chemistry of the ABM replacement-style volcanogenic massive sulfide deposit, Finlayson Lake district, Yukon, Canada. Mineralium Deposita, 59(3), 473-503. https://doi.org/10.1007/s00126-023-01217-4 |  | CAN | CA-YT | -130.6 | 61.4667 | [8 empty] | Only analyses +/-3% of 100% were shown and they were normalized to 100% | 2025-04-30
| ABM |  | Volcanic basin hydrothermal | Volcanogenic massive sulfide (VMS) | Bimodal felsic VMS | Zn, Cu, Pb, Au, Ag |  | Zn, Cu, Pb, Au, Ag | Denisová et al., 2024 |  | B265159A | B265159A-4-1-18 | borehole | K15-292 |  | 239.65 | 239.71 | ore material | half core | core drilling | rock | polished slab from core | Yukon–Tanana and Slide Mountain terranes | Kudz Ze Kayah formation |  |  | acid volcanic rock, siliciclastic sedimentary rock |  | rock | greenschist | menenghinite | Assemblage 2 |  |  |  | chloritic |  | pyrite, arsenopyrite, pyrrhotite, galena, chalcopyrite, sulfosalts | cutting and polishing | EPMA | JEOL JXA-8230 SuperProbe electron probe microanalyzer (EPMA) equipped with five wavelength-dispersive spectrometers (WDS) and a tungsten filament electron gun. |  | sulfides were analyzed using an accelerating voltage of 25 kV, a 2-nA beam current, focused to 1 μm, with elemental counting times between 5 and 30 s |  | 117034.6789 | 56.4979 |  |  | 105.8354 | 112.9901 | [8 empty] | -99999 | 100 | [10 empty] | -99999 | 30.3846 |  |  |  |  | 53841.3441 | 49.1628 | [8 empty] | 19521.8166 | 38.5937 | [8 empty] | -99999 | 100 | [26 empty] | 317.5061 | 151.362 |  |  |  |  | 561485.5509 | 95.2547 | [14 empty] | 151315.7259 | 32.4392 | 91403.2794 | 51.194 |  |  | 3069.226 | 45.2873 | [32 empty] | 1905.0368 | 253.0182 |  |  |  | 2024 | Denisová, N., Piercey, S. J., & Wälle, M. (2024). Mineralogy and mineral chemistry of the ABM replacement-style volcanogenic massive sulfide deposit, Finlayson Lake district, Yukon, Canada. Mineralium Deposita, 59(3), 473-503. https://doi.org/10.1007/s00126-023-01217-4 |  | CAN | CA-YT | -130.6 | 61.4667 | [8 empty] | Only analyses +/-3% of 100% were shown and they were normalized to 100% | 2025-04-30
| ABM |  | Volcanic basin hydrothermal | Volcanogenic massive sulfide (VMS) | Bimodal felsic VMS | Zn, Cu, Pb, Au, Ag |  | Zn, Cu, Pb, Au, Ag | Denisová et al., 2024 |  | B265159A | B265159A-3-2-19 | borehole | K15-292 |  | 239.65 | 239.71 | ore material | half core | core drilling | rock | polished slab from core | Yukon–Tanana and Slide Mountain terranes | Kudz Ze Kayah formation |  |  | acid volcanic rock, siliciclastic sedimentary rock |  | rock | greenschist | tetrahedrite | Assemblage 2 |  |  |  | chloritic |  | pyrite, arsenopyrite, pyrrhotite, galena, chalcopyrite, sulfosalts | cutting and polishing | EPMA | JEOL JXA-8230 SuperProbe electron probe microanalyzer (EPMA) equipped with five wavelength-dispersive spectrometers (WDS) and a tungsten filament electron gun. |  | sulfides were analyzed using an accelerating voltage of 25 kV, a 2-nA beam current, focused to 1 μm, with elemental counting times between 5 and 30 s |  | 288231.7846 | 56.4979 |  |  | 886.1012 | 112.9901 | [8 empty] | -99999 | 100 | [10 empty] | 119.4743 | 30.3846 |  |  |  |  | 130665.0682 | 49.1628 | [8 empty] | 98048.5809 | 38.5937 | [8 empty] | -99999 | 100 | [26 empty] | 248.9048 | 151.362 |  |  |  |  | 7984.8664 | 95.2547 | [14 empty] | 226214.6597 | 32.4392 | 237833.5347 | 51.194 |  |  | 99.5619 | 45.2873 | [32 empty] | 9667.4632 | 253.0182 |  |  |  | 2024 | Denisová, N., Piercey, S. J., & Wälle, M. (2024). Mineralogy and mineral chemistry of the ABM replacement-style volcanogenic massive sulfide deposit, Finlayson Lake district, Yukon, Canada. Mineralium Deposita, 59(3), 473-503. https://doi.org/10.1007/s00126-023-01217-4 |  | CAN | CA-YT | -130.6 | 61.4667 | [8 empty] | Only analyses +/-3% of 100% were shown and they were normalized to 100% | 2025-04-30
| ABM |  | Volcanic basin hydrothermal | Volcanogenic massive sulfide (VMS) | Bimodal felsic VMS | Zn, Cu, Pb, Au, Ag |  | Zn, Cu, Pb, Au, Ag | Denisová et al., 2024 |  | B265159A | B265159A-3-3-1 | borehole | K15-292 |  | 239.65 | 239.71 | ore material | half core | core drilling | rock | polished slab from core | Yukon–Tanana and Slide Mountain terranes | Kudz Ze Kayah formation |  |  | acid volcanic rock, siliciclastic sedimentary rock |  | rock | greenschist | tetrahedrite | Assemblage 2 |  |  |  | chloritic |  | pyrite, arsenopyrite, pyrrhotite, galena, chalcopyrite, sulfosalts | cutting and polishing | EPMA | JEOL JXA-8230 SuperProbe electron probe microanalyzer (EPMA) equipped with five wavelength-dispersive spectrometers (WDS) and a tungsten filament electron gun. |  | sulfides were analyzed using an accelerating voltage of 25 kV, a 2-nA beam current, focused to 1 μm, with elemental counting times between 5 and 30 s |  | 269177.8587 | 56.4979 |  |  | 1106.4152 | 112.9901 | [8 empty] | -99999 | 100 | [10 empty] | 279.0957 | 30.3846 |  |  |  |  | 155406.4809 | 49.1628 | [8 empty] | 87775.6057 | 38.5937 | [8 empty] | -99999 | 100 | [26 empty] | 2013.4764 | 151.362 |  |  |  |  | 4904.1109 | 95.2547 | [14 empty] | 223017.4318 | 32.4392 | 251136.3184 | 51.194 |  |  | -99999 | 45.2873 | [32 empty] | 5183.2063 | 253.0182 |  |  |  | 2024 | Denisová, N., Piercey, S. J., & Wälle, M. (2024). Mineralogy and mineral chemistry of the ABM replacement-style volcanogenic massive sulfide deposit, Finlayson Lake district, Yukon, Canada. Mineralium Deposita, 59(3), 473-503. https://doi.org/10.1007/s00126-023-01217-4 |  | CAN | CA-YT | -130.6 | 61.4667 | [8 empty] | Only analyses +/-3% of 100% were shown and they were normalized to 100% | 2025-04-30
| ABM |  | Volcanic basin hydrothermal | Volcanogenic massive sulfide (VMS) | Bimodal felsic VMS | Zn, Cu, Pb, Au, Ag |  | Zn, Cu, Pb, Au, Ag | Denisová et al., 2024 |  | B265159A | B265159A-3-3-17 | borehole | K15-292 |  | 239.65 | 239.71 | ore material | half core | core drilling | rock | polished slab from core | Yukon–Tanana and Slide Mountain terranes | Kudz Ze Kayah formation |  |  | acid volcanic rock, siliciclastic sedimentary rock |  | rock | greenschist | ullmannite | Assemblage 2 |  |  |  | chloritic |  | pyrite, arsenopyrite, pyrrhotite, galena, chalcopyrite, sulfosalts | cutting and polishing | EPMA | JEOL JXA-8230 SuperProbe electron probe microanalyzer (EPMA) equipped with five wavelength-dispersive spectrometers (WDS) and a tungsten filament electron gun. |  | sulfides were analyzed using an accelerating voltage of 25 kV, a 2-nA beam current, focused to 1 μm, with elemental counting times between 5 and 30 s |  | 45694.3167 | 56.4979 |  |  | 4461.2512 | 112.9901 | [8 empty] | -99999 | 100 | [10 empty] | 6615.2889 | 30.3846 |  |  |  |  | 30826.6726 | 49.1628 | [8 empty] | 69225.9832 | 38.5937 | [8 empty] | -99999 | 100 | [26 empty] | 129060.3627 | 151.362 |  |  |  |  | 1033.9381 | 95.2547 | [14 empty] | 89282.4697 | 32.4392 | 622440.2798 | 51.194 |  |  | -99999 | 45.2873 | [32 empty] | 1359.4371 | 253.0182 |  |  |  | 2024 | Denisová, N., Piercey, S. J., & Wälle, M. (2024). Mineralogy and mineral chemistry of the ABM replacement-style volcanogenic massive sulfide deposit, Finlayson Lake district, Yukon, Canada. Mineralium Deposita, 59(3), 473-503. https://doi.org/10.1007/s00126-023-01217-4 |  | CAN | CA-YT | -130.6 | 61.4667 | [8 empty] | Only analyses +/-3% of 100% were shown and they were normalized to 100% | 2025-04-30
| ABM |  | Volcanic basin hydrothermal | Volcanogenic massive sulfide (VMS) | Bimodal felsic VMS | Zn, Cu, Pb, Au, Ag |  | Zn, Cu, Pb, Au, Ag | Denisová et al., 2024 |  | B266543 | B266543-1-2-1 | borehole | K15-229 |  | 63.58 | 63.63 | ore material | half core | core drilling | rock | polished slab from core | Yukon–Tanana and Slide Mountain terranes | Kudz Ze Kayah formation |  |  | acid volcanic rock, siliciclastic sedimentary rock |  | rock | greenschist | tennantite | Assemblage 1 |  |  |  | chloritic |  | pyrite, arsenopyrite, pyrrhotite, galena, chalcopyrite, sulfosalts | cutting and polishing | EPMA | JEOL JXA-8230 SuperProbe electron probe microanalyzer (EPMA) equipped with five wavelength-dispersive spectrometers (WDS) and a tungsten filament electron gun. |  | sulfides were analyzed using an accelerating voltage of 25 kV, a 2-nA beam current, focused to 1 μm, with elemental counting times between 5 and 30 s |  | 13012.8415 | 56.4979 |  |  | 175385.632 | 112.9901 | [8 empty] | -99999 | 100 | [10 empty] | -99999 | 30.3846 |  |  |  |  | 420903.3347 | 49.1628 | [8 empty] | 54746.8084 | 38.5937 | [8 empty] | -99999 | 100 | [26 empty] | -99999 | 151.362 |  |  |  |  | 625.9086 | 95.2547 | [14 empty] | 279861.8971 | 32.4392 | 31275.2387 | 51.194 |  |  | 131.2389 | 45.2873 | [32 empty] | 24026.8142 | 253.0182 |  |  |  | 2024 | Denisová, N., Piercey, S. J., & Wälle, M. (2024). Mineralogy and mineral chemistry of the ABM replacement-style volcanogenic massive sulfide deposit, Finlayson Lake district, Yukon, Canada. Mineralium Deposita, 59(3), 473-503. https://doi.org/10.1007/s00126-023-01217-4 |  | CAN | CA-YT | -130.6 | 61.4667 | [8 empty] | Only analyses +/-3% of 100% were shown and they were normalized to 100% | 2025-04-30
| ABM |  | Volcanic basin hydrothermal | Volcanogenic massive sulfide (VMS) | Bimodal felsic VMS | Zn, Cu, Pb, Au, Ag |  | Zn, Cu, Pb, Au, Ag | Denisová et al., 2024 |  | B266543 | B266543-1-2-2 | borehole | K15-229 |  | 63.58 | 63.63 | ore material | half core | core drilling | rock | polished slab from core | Yukon–Tanana and Slide Mountain terranes | Kudz Ze Kayah formation |  |  | acid volcanic rock, siliciclastic sedimentary rock |  | rock | greenschist | tennantite | Assemblage 1 |  |  |  | chloritic |  | pyrite, arsenopyrite, pyrrhotite, galena, chalcopyrite, sulfosalts | cutting and polishing | EPMA | JEOL JXA-8230 SuperProbe electron probe microanalyzer (EPMA) equipped with five wavelength-dispersive spectrometers (WDS) and a tungsten filament electron gun. |  | sulfides were analyzed using an accelerating voltage of 25 kV, a 2-nA beam current, focused to 1 μm, with elemental counting times between 5 and 30 s |  | 11889.8621 | 56.4979 |  |  | 172130.4944 | 112.9901 | [8 empty] | -99999 | 100 | [10 empty] | 151.3989 | 30.3846 |  |  |  |  | 422100.2029 | 49.1628 | [8 empty] | 52908.8791 | 38.5937 | [8 empty] | -99999 | 100 | [26 empty] | 70.6528 | 151.362 |  |  |  |  | 807.4609 | 95.2547 | [14 empty] | 279260.3585 | 32.4392 | 34498.7685 | 51.194 |  |  | -99999 | 45.2873 | [32 empty] | 26181.922 | 253.0182 |  |  |  | 2024 | Denisová, N., Piercey, S. J., & Wälle, M. (2024). Mineralogy and mineral chemistry of the ABM replacement-style volcanogenic massive sulfide deposit, Finlayson Lake district, Yukon, Canada. Mineralium Deposita, 59(3), 473-503. https://doi.org/10.1007/s00126-023-01217-4 |  | CAN | CA-YT | -130.6 | 61.4667 | [8 empty] | Only analyses +/-3% of 100% were shown and they were normalized to 100% | 2025-04-30
| ABM |  | Volcanic basin hydrothermal | Volcanogenic massive sulfide (VMS) | Bimodal felsic VMS | Zn, Cu, Pb, Au, Ag |  | Zn, Cu, Pb, Au, Ag | Denisová et al., 2024 |  | B266543 | B266543-1-2-3 | borehole | K15-229 |  | 63.58 | 63.63 | ore material | half core | core drilling | rock | polished slab from core | Yukon–Tanana and Slide Mountain terranes | Kudz Ze Kayah formation |  |  | acid volcanic rock, siliciclastic sedimentary rock |  | rock | greenschist | tennantite | Assemblage 1 |  |  |  | chloritic |  | pyrite, arsenopyrite, pyrrhotite, galena, chalcopyrite, sulfosalts | cutting and polishing | EPMA | JEOL JXA-8230 SuperProbe electron probe microanalyzer (EPMA) equipped with five wavelength-dispersive spectrometers (WDS) and a tungsten filament electron gun. |  | sulfides were analyzed using an accelerating voltage of 25 kV, a 2-nA beam current, focused to 1 μm, with elemental counting times between 5 and 30 s |  | 13939.253 | 56.4979 |  |  | 174270.9688 | 112.9901 | [8 empty] | -99999 | 100 | [10 empty] | 161.6145 | 30.3846 |  |  |  |  | 422288.6538 | 49.1628 | [8 empty] | 54605.5102 | 38.5937 | [8 empty] | -99999 | 100 | [26 empty] | -99999 | 151.362 |  |  |  |  | 535.3481 | 95.2547 | [14 empty] | 279653.7479 | 32.4392 | 31605.7407 | 51.194 |  |  | 191.9172 | 45.2873 | [32 empty] | 22747.2458 | 253.0182 |  |  |  | 2024 | Denisová, N., Piercey, S. J., & Wälle, M. (2024). Mineralogy and mineral chemistry of the ABM replacement-style volcanogenic massive sulfide deposit, Finlayson Lake district, Yukon, Canada. Mineralium Deposita, 59(3), 473-503. https://doi.org/10.1007/s00126-023-01217-4 |  | CAN | CA-YT | -130.6 | 61.4667 | [8 empty] | Only analyses +/-3% of 100% were shown and they were normalized to 100% | 2025-04-30
| ABM |  | Volcanic basin hydrothermal | Volcanogenic massive sulfide (VMS) | Bimodal felsic VMS | Zn, Cu, Pb, Au, Ag |  | Zn, Cu, Pb, Au, Ag | Denisová et al., 2024 |  | B266543 | B266543-1-2-8 | borehole | K15-229 |  | 63.58 | 63.63 | ore material | half core | core drilling | rock | polished slab from core | Yukon–Tanana and Slide Mountain terranes | Kudz Ze Kayah formation |  |  | acid volcanic rock, siliciclastic sedimentary rock |  | rock | greenschist | tennantite | Assemblage 1 |  |  |  | chloritic |  | pyrite, arsenopyrite, pyrrhotite, galena, chalcopyrite, sulfosalts | cutting and polishing | EPMA | JEOL JXA-8230 SuperProbe electron probe microanalyzer (EPMA) equipped with five wavelength-dispersive spectrometers (WDS) and a tungsten filament electron gun. |  | sulfides were analyzed using an accelerating voltage of 25 kV, a 2-nA beam current, focused to 1 μm, with elemental counting times between 5 and 30 s |  | 14021.8249 | 56.4979 |  |  | 174835.9079 | 112.9901 | [8 empty] | -99999 | 100 | [10 empty] | 71.1252 | 30.3846 |  |  |  |  | 417921.5153 | 49.1628 | [8 empty] | 56849.3535 | 38.5937 | [8 empty] | -99999 | 100 | [26 empty] | -99999 | 151.362 |  |  |  |  | 944.9491 | 95.2547 | [14 empty] | 279227.3806 | 32.4392 | 32565.1797 | 51.194 |  |  | 182.8934 | 45.2873 | [32 empty] | 23379.8703 | 253.0182 |  |  |  | 2024 | Denisová, N., Piercey, S. J., & Wälle, M. (2024). Mineralogy and mineral chemistry of the ABM replacement-style volcanogenic massive sulfide deposit, Finlayson Lake district, Yukon, Canada. Mineralium Deposita, 59(3), 473-503. https://doi.org/10.1007/s00126-023-01217-4 |  | CAN | CA-YT | -130.6 | 61.4667 | [8 empty] | Only analyses +/-3% of 100% were shown and they were normalized to 100% | 2025-04-30
| ABM |  | Volcanic basin hydrothermal | Volcanogenic massive sulfide (VMS) | Bimodal felsic VMS | Zn, Cu, Pb, Au, Ag |  | Zn, Cu, Pb, Au, Ag | Denisová et al., 2024 |  | B266543 | B266543-3-2-10 | borehole | K15-229 |  | 63.58 | 63.63 | ore material | half core | core drilling | rock | polished slab from core | Yukon–Tanana and Slide Mountain terranes | Kudz Ze Kayah formation |  |  | acid volcanic rock, siliciclastic sedimentary rock |  | rock | greenschist | tennantite | Assemblage 1 |  |  |  | chloritic |  | pyrite, arsenopyrite, pyrrhotite, galena, chalcopyrite, sulfosalts | cutting and polishing | EPMA | JEOL JXA-8230 SuperProbe electron probe microanalyzer (EPMA) equipped with five wavelength-dispersive spectrometers (WDS) and a tungsten filament electron gun. |  | sulfides were analyzed using an accelerating voltage of 25 kV, a 2-nA beam current, focused to 1 μm, with elemental counting times between 5 and 30 s |  | 13154.5844 | 56.4979 |  |  | 175820.5243 | 112.9901 | [8 empty] | -99999 | 100 | [10 empty] | 90.5824 | 30.3846 |  |  |  |  | 420976.8771 | 49.1628 | [8 empty] | 51964.1303 | 38.5937 | [8 empty] | -99999 | 100 | [26 empty] | 60.3883 | 151.362 |  |  |  |  | 704.5301 | 95.2547 | [14 empty] | 279668.273 | 32.4392 | 30667.1893 | 51.194 |  |  | -99999 | 45.2873 | [32 empty] | 26892.9207 | 253.0182 |  |  |  | 2024 | Denisová, N., Piercey, S. J., & Wälle, M. (2024). Mineralogy and mineral chemistry of the ABM replacement-style volcanogenic massive sulfide deposit, Finlayson Lake district, Yukon, Canada. Mineralium Deposita, 59(3), 473-503. https://doi.org/10.1007/s00126-023-01217-4 |  | CAN | CA-YT | -130.6 | 61.4667 | [8 empty] | Only analyses +/-3% of 100% were shown and they were normalized to 100% | 2025-04-30
| ABM |  | Volcanic basin hydrothermal | Volcanogenic massive sulfide (VMS) | Bimodal felsic VMS | Zn, Cu, Pb, Au, Ag |  | Zn, Cu, Pb, Au, Ag | Denisová et al., 2024 |  | B266543 | B266543-3-2-4 | borehole | K15-229 |  | 63.58 | 63.63 | ore material | half core | core drilling | rock | polished slab from core | Yukon–Tanana and Slide Mountain terranes | Kudz Ze Kayah formation |  |  | acid volcanic rock, siliciclastic sedimentary rock |  | rock | greenschist | tennantite | Assemblage 1 |  |  |  | chloritic |  | pyrite, arsenopyrite, pyrrhotite, galena, chalcopyrite, sulfosalts | cutting and polishing | EPMA | JEOL JXA-8230 SuperProbe electron probe microanalyzer (EPMA) equipped with five wavelength-dispersive spectrometers (WDS) and a tungsten filament electron gun. |  | sulfides were analyzed using an accelerating voltage of 25 kV, a 2-nA beam current, focused to 1 μm, with elemental counting times between 5 and 30 s |  | 11942.8038 | 56.4979 |  |  | 174237.5154 | 112.9901 | [8 empty] | -99999 | 100 | [10 empty] | -99999 | 30.3846 |  |  |  |  | 424621.8084 | 49.1628 | [8 empty] | 53960.0349 | 38.5937 | [8 empty] | -99999 | 100 | [26 empty] | -99999 | 151.362 |  |  |  |  | 626.9719 | 95.2547 | [14 empty] | 277536.1976 | 32.4392 | 31712.6436 | 51.194 |  |  | -99999 | 45.2873 | [32 empty] | 25362.0245 | 253.0182 |  |  |  | 2024 | Denisová, N., Piercey, S. J., & Wälle, M. (2024). Mineralogy and mineral chemistry of the ABM replacement-style volcanogenic massive sulfide deposit, Finlayson Lake district, Yukon, Canada. Mineralium Deposita, 59(3), 473-503. https://doi.org/10.1007/s00126-023-01217-4 |  | CAN | CA-YT | -130.6 | 61.4667 | [8 empty] | Only analyses +/-3% of 100% were shown and they were normalized to 100% | 2025-04-30
| ABM |  | Volcanic basin hydrothermal | Volcanogenic massive sulfide (VMS) | Bimodal felsic VMS | Zn, Cu, Pb, Au, Ag |  | Zn, Cu, Pb, Au, Ag | Denisová et al., 2024 |  | B266543 | B266543-4-1-12 | borehole | K15-229 |  | 63.58 | 63.63 | ore material | half core | core drilling | rock | polished slab from core | Yukon–Tanana and Slide Mountain terranes | Kudz Ze Kayah formation |  |  | acid volcanic rock, siliciclastic sedimentary rock |  | rock | greenschist | tennantite | Assemblage 1 |  |  |  | chloritic |  | pyrite, arsenopyrite, pyrrhotite, galena, chalcopyrite, sulfosalts | cutting and polishing | EPMA | JEOL JXA-8230 SuperProbe electron probe microanalyzer (EPMA) equipped with five wavelength-dispersive spectrometers (WDS) and a tungsten filament electron gun. |  | sulfides were analyzed using an accelerating voltage of 25 kV, a 2-nA beam current, focused to 1 μm, with elemental counting times between 5 and 30 s |  | 12138.8638 | 56.4979 |  |  | 174699.8421 | 112.9901 | [8 empty] | -99999 | 100 | [10 empty] | -99999 | 30.3846 |  |  |  |  | 421051.5593 | 49.1628 | [8 empty] | 53891.664 | 38.5937 | [8 empty] | -99999 | 100 | [26 empty] | -99999 | 151.362 |  |  |  |  | 743.4035 | 95.2547 | [14 empty] | 279122.5794 | 32.4392 | 32913.4297 | 51.194 |  |  | -99999 | 45.2873 | [32 empty] | 25397.9237 | 253.0182 |  |  |  | 2024 | Denisová, N., Piercey, S. J., & Wälle, M. (2024). Mineralogy and mineral chemistry of the ABM replacement-style volcanogenic massive sulfide deposit, Finlayson Lake district, Yukon, Canada. Mineralium Deposita, 59(3), 473-503. https://doi.org/10.1007/s00126-023-01217-4 |  | CAN | CA-YT | -130.6 | 61.4667 | [8 empty] | Only analyses +/-3% of 100% were shown and they were normalized to 100% | 2025-04-30
| ABM |  | Volcanic basin hydrothermal | Volcanogenic massive sulfide (VMS) | Bimodal felsic VMS | Zn, Cu, Pb, Au, Ag |  | Zn, Cu, Pb, Au, Ag | Denisová et al., 2024 |  | B266543 | B266543-4-1-17 | borehole | K15-229 |  | 63.58 | 63.63 | ore material | half core | core drilling | rock | polished slab from core | Yukon–Tanana and Slide Mountain terranes | Kudz Ze Kayah formation |  |  | acid volcanic rock, siliciclastic sedimentary rock |  | rock | greenschist | tennantite | Assemblage 1 |  |  |  | chloritic |  | pyrite, arsenopyrite, pyrrhotite, galena, chalcopyrite, sulfosalts | cutting and polishing | EPMA | JEOL JXA-8230 SuperProbe electron probe microanalyzer (EPMA) equipped with five wavelength-dispersive spectrometers (WDS) and a tungsten filament electron gun. |  | sulfides were analyzed using an accelerating voltage of 25 kV, a 2-nA beam current, focused to 1 μm, with elemental counting times between 5 and 30 s |  | 12003.5627 | 56.4979 |  |  | 175337.027 | 112.9901 | [8 empty] | -99999 | 100 | [10 empty] | -99999 | 30.3846 |  |  |  |  | 422007.2027 | 49.1628 | [8 empty] | 53095.0152 | 38.5937 | [8 empty] | -99999 | 100 | [26 empty] | -99999 | 151.362 |  |  |  |  | 526.2945 | 95.2547 | [14 empty] | 280251.8205 | 32.4392 | 32265.9002 | 51.194 |  |  | -99999 | 45.2873 | [32 empty] | 24513.1772 | 253.0182 |  |  |  | 2024 | Denisová, N., Piercey, S. J., & Wälle, M. (2024). Mineralogy and mineral chemistry of the ABM replacement-style volcanogenic massive sulfide deposit, Finlayson Lake district, Yukon, Canada. Mineralium Deposita, 59(3), 473-503. https://doi.org/10.1007/s00126-023-01217-4 |  | CAN | CA-YT | -130.6 | 61.4667 | [8 empty] | Only analyses +/-3% of 100% were shown and they were normalized to 100% | 2025-04-30
| ABM |  | Volcanic basin hydrothermal | Volcanogenic massive sulfide (VMS) | Bimodal felsic VMS | Zn, Cu, Pb, Au, Ag |  | Zn, Cu, Pb, Au, Ag | Denisová et al., 2024 |  | B266543 | B266543-4-1-3 | borehole | K15-229 |  | 63.58 | 63.63 | ore material | half core | core drilling | rock | polished slab from core | Yukon–Tanana and Slide Mountain terranes | Kudz Ze Kayah formation |  |  | acid volcanic rock, siliciclastic sedimentary rock |  | rock | greenschist | tennantite | Assemblage 1 |  |  |  | chloritic |  | pyrite, arsenopyrite, pyrrhotite, galena, chalcopyrite, sulfosalts | cutting and polishing | EPMA | JEOL JXA-8230 SuperProbe electron probe microanalyzer (EPMA) equipped with five wavelength-dispersive spectrometers (WDS) and a tungsten filament electron gun. |  | sulfides were analyzed using an accelerating voltage of 25 kV, a 2-nA beam current, focused to 1 μm, with elemental counting times between 5 and 30 s |  | 11912.6201 | 56.4979 |  |  | 175601.9801 | 112.9901 | [8 empty] | -99999 | 100 | [10 empty] | -99999 | 30.3846 |  |  |  |  | 420760.2477 | 49.1628 | [8 empty] | 52779.1034 | 38.5937 | [8 empty] | -99999 | 100 | [26 empty] | 162.491 | 151.362 |  |  |  |  | 954.6345 | 95.2547 | [14 empty] | 280957.0782 | 32.4392 | 32264.6167 | 51.194 |  |  | -99999 | 45.2873 | [32 empty] | 24322.8691 | 253.0182 |  |  |  | 2024 | Denisová, N., Piercey, S. J., & Wälle, M. (2024). Mineralogy and mineral chemistry of the ABM replacement-style volcanogenic massive sulfide deposit, Finlayson Lake district, Yukon, Canada. Mineralium Deposita, 59(3), 473-503. https://doi.org/10.1007/s00126-023-01217-4 |  | CAN | CA-YT | -130.6 | 61.4667 | [8 empty] | Only analyses +/-3% of 100% were shown and they were normalized to 100% | 2025-04-30
| ABM |  | Volcanic basin hydrothermal | Volcanogenic massive sulfide (VMS) | Bimodal felsic VMS | Zn, Cu, Pb, Au, Ag |  | Zn, Cu, Pb, Au, Ag | Denisová et al., 2024 |  | B266543 | B266543-4-1-4 | borehole | K15-229 |  | 63.58 | 63.63 | ore material | half core | core drilling | rock | polished slab from core | Yukon–Tanana and Slide Mountain terranes | Kudz Ze Kayah formation |  |  | acid volcanic rock, siliciclastic sedimentary rock |  | rock | greenschist | tennantite | Assemblage 1 |  |  |  | chloritic |  | pyrite, arsenopyrite, pyrrhotite, galena, chalcopyrite, sulfosalts | cutting and polishing | EPMA | JEOL JXA-8230 SuperProbe electron probe microanalyzer (EPMA) equipped with five wavelength-dispersive spectrometers (WDS) and a tungsten filament electron gun. |  | sulfides were analyzed using an accelerating voltage of 25 kV, a 2-nA beam current, focused to 1 μm, with elemental counting times between 5 and 30 s |  | 12077.1216 | 56.4979 |  |  | 172568.4218 | 112.9901 | [8 empty] | -99999 | 100 | [10 empty] | -99999 | 30.3846 |  |  |  |  | 417579.0232 | 49.1628 | [8 empty] | 52987.4714 | 38.5937 | [8 empty] | -99999 | 100 | [26 empty] | -99999 | 151.362 |  |  |  |  | 2185.5793 | 95.2547 | [14 empty] | 283232.6098 | 32.4392 | 34620.3972 | 51.194 |  |  | 595.1342 | 45.2873 | [32 empty] | 24041.3713 | 253.0182 |  |  |  | 2024 | Denisová, N., Piercey, S. J., & Wälle, M. (2024). Mineralogy and mineral chemistry of the ABM replacement-style volcanogenic massive sulfide deposit, Finlayson Lake district, Yukon, Canada. Mineralium Deposita, 59(3), 473-503. https://doi.org/10.1007/s00126-023-01217-4 |  | CAN | CA-YT | -130.6 | 61.4667 | [8 empty] | Only analyses +/-3% of 100% were shown and they were normalized to 100% | 2025-04-30
| ABM |  | Volcanic basin hydrothermal | Volcanogenic massive sulfide (VMS) | Bimodal felsic VMS | Zn, Cu, Pb, Au, Ag |  | Zn, Cu, Pb, Au, Ag | Denisová et al., 2024 |  | B266543 | B266543-5-1-11 | borehole | K15-229 |  | 63.58 | 63.63 | ore material | half core | core drilling | rock | polished slab from core | Yukon–Tanana and Slide Mountain terranes | Kudz Ze Kayah formation |  |  | acid volcanic rock, siliciclastic sedimentary rock |  | rock | greenschist | tennantite | Assemblage 1 |  |  |  | chloritic |  | pyrite, arsenopyrite, pyrrhotite, galena, chalcopyrite, sulfosalts | cutting and polishing | EPMA | JEOL JXA-8230 SuperProbe electron probe microanalyzer (EPMA) equipped with five wavelength-dispersive spectrometers (WDS) and a tungsten filament electron gun. |  | sulfides were analyzed using an accelerating voltage of 25 kV, a 2-nA beam current, focused to 1 μm, with elemental counting times between 5 and 30 s |  | 12372.9076 | 56.4979 |  |  | 174161.5674 | 112.9901 | [8 empty] | -99999 | 100 | [10 empty] | -99999 | 30.3846 |  |  |  |  | 420466.3946 | 49.1628 | [8 empty] | 53123.5765 | 38.5937 | [8 empty] | -99999 | 100 | [26 empty] | -99999 | 151.362 |  |  |  |  | 839.6985 | 95.2547 | [14 empty] | 281460.8641 | 32.4392 | 32323.3338 | 51.194 |  |  | 263.0381 | 45.2873 | [32 empty] | 24948.1519 | 253.0182 |  |  |  | 2024 | Denisová, N., Piercey, S. J., & Wälle, M. (2024). Mineralogy and mineral chemistry of the ABM replacement-style volcanogenic massive sulfide deposit, Finlayson Lake district, Yukon, Canada. Mineralium Deposita, 59(3), 473-503. https://doi.org/10.1007/s00126-023-01217-4 |  | CAN | CA-YT | -130.6 | 61.4667 | [8 empty] | Only analyses +/-3% of 100% were shown and they were normalized to 100% | 2025-04-30
| ABM |  | Volcanic basin hydrothermal | Volcanogenic massive sulfide (VMS) | Bimodal felsic VMS | Zn, Cu, Pb, Au, Ag |  | Zn, Cu, Pb, Au, Ag | Denisová et al., 2024 |  | B266543 | B266543-5-1-15 | borehole | K15-229 |  | 63.58 | 63.63 | ore material | half core | core drilling | rock | polished slab from core | Yukon–Tanana and Slide Mountain terranes | Kudz Ze Kayah formation |  |  | acid volcanic rock, siliciclastic sedimentary rock |  | rock | greenschist | tennantite | Assemblage 1 |  |  |  | chloritic |  | pyrite, arsenopyrite, pyrrhotite, galena, chalcopyrite, sulfosalts | cutting and polishing | EPMA | JEOL JXA-8230 SuperProbe electron probe microanalyzer (EPMA) equipped with five wavelength-dispersive spectrometers (WDS) and a tungsten filament electron gun. |  | sulfides were analyzed using an accelerating voltage of 25 kV, a 2-nA beam current, focused to 1 μm, with elemental counting times between 5 and 30 s |  | 12807.6082 | 56.4979 |  |  | 175629.598 | 112.9901 | [8 empty] | -99999 | 100 | [10 empty] | 51.3537 | 30.3846 |  |  |  |  | 419929.3487 | 49.1628 | [8 empty] | 52524.5448 | 38.5937 | [8 empty] | -99999 | 100 | [26 empty] | -99999 | 151.362 |  |  |  |  | 944.9078 | 95.2547 | [14 empty] | 280781.3876 | 32.4392 | 32198.7588 | 51.194 |  |  | -99999 | 45.2873 | [32 empty] | 25132.4925 | 253.0182 |  |  |  | 2024 | Denisová, N., Piercey, S. J., & Wälle, M. (2024). Mineralogy and mineral chemistry of the ABM replacement-style volcanogenic massive sulfide deposit, Finlayson Lake district, Yukon, Canada. Mineralium Deposita, 59(3), 473-503. https://doi.org/10.1007/s00126-023-01217-4 |  | CAN | CA-YT | -130.6 | 61.4667 | [8 empty] | Only analyses +/-3% of 100% were shown and they were normalized to 100% | 2025-04-30
| ABM |  | Volcanic basin hydrothermal | Volcanogenic massive sulfide (VMS) | Bimodal felsic VMS | Zn, Cu, Pb, Au, Ag |  | Zn, Cu, Pb, Au, Ag | Denisová et al., 2024 |  | B266543 | B266543-5-1-16 | borehole | K15-229 |  | 63.58 | 63.63 | ore material | half core | core drilling | rock | polished slab from core | Yukon–Tanana and Slide Mountain terranes | Kudz Ze Kayah formation |  |  | acid volcanic rock, siliciclastic sedimentary rock |  | rock | greenschist | tennantite | Assemblage 1 |  |  |  | chloritic |  | pyrite, arsenopyrite, pyrrhotite, galena, chalcopyrite, sulfosalts | cutting and polishing | EPMA | JEOL JXA-8230 SuperProbe electron probe microanalyzer (EPMA) equipped with five wavelength-dispersive spectrometers (WDS) and a tungsten filament electron gun. |  | sulfides were analyzed using an accelerating voltage of 25 kV, a 2-nA beam current, focused to 1 μm, with elemental counting times between 5 and 30 s |  | 13708.5353 | 56.4979 |  |  | 166722.6908 | 112.9901 | [8 empty] | -99999 | 100 | [10 empty] | 152.7697 | 30.3846 |  |  |  |  | 418568.6454 | 49.1628 | [8 empty] | 50953.7901 | 38.5937 | [8 empty] | -99999 | 100 | [26 empty] | -99999 | 151.362 |  |  |  |  | 641.6328 | 95.2547 | [14 empty] | 278387.1556 | 32.4392 | 44211.5563 | 51.194 |  |  | -99999 | 45.2873 | [32 empty] | 26653.224 | 253.0182 |  |  |  | 2024 | Denisová, N., Piercey, S. J., & Wälle, M. (2024). Mineralogy and mineral chemistry of the ABM replacement-style volcanogenic massive sulfide deposit, Finlayson Lake district, Yukon, Canada. Mineralium Deposita, 59(3), 473-503. https://doi.org/10.1007/s00126-023-01217-4 |  | CAN | CA-YT | -130.6 | 61.4667 | [8 empty] | Only analyses +/-3% of 100% were shown and they were normalized to 100% | 2025-04-30
| ABM |  | Volcanic basin hydrothermal | Volcanogenic massive sulfide (VMS) | Bimodal felsic VMS | Zn, Cu, Pb, Au, Ag |  | Zn, Cu, Pb, Au, Ag | Denisová et al., 2024 |  | B266543 | B266543-6-1-6 | borehole | K15-229 |  | 63.58 | 63.63 | ore material | half core | core drilling | rock | polished slab from core | Yukon–Tanana and Slide Mountain terranes | Kudz Ze Kayah formation |  |  | acid volcanic rock, siliciclastic sedimentary rock |  | rock | greenschist | tennantite | Assemblage 1 |  |  |  | chloritic |  | pyrite, arsenopyrite, pyrrhotite, galena, chalcopyrite, sulfosalts | cutting and polishing | EPMA | JEOL JXA-8230 SuperProbe electron probe microanalyzer (EPMA) equipped with five wavelength-dispersive spectrometers (WDS) and a tungsten filament electron gun. |  | sulfides were analyzed using an accelerating voltage of 25 kV, a 2-nA beam current, focused to 1 μm, with elemental counting times between 5 and 30 s |  | 12327.7514 | 56.4979 |  |  | 174111.7195 | 112.9901 | [8 empty] | -99999 | 100 | [10 empty] | 101.5466 | 30.3846 |  |  |  |  | 421976.7057 | 49.1628 | [8 empty] | 54764.0575 | 38.5937 | [8 empty] | -99999 | 100 | [26 empty] | 213.2478 | 151.362 |  |  |  |  | 873.3004 | 95.2547 | [14 empty] | 279283.4884 | 32.4392 | 32697.9905 | 51.194 |  |  | -99999 | 45.2873 | [32 empty] | 23650.1922 | 253.0182 |  |  |  | 2024 | Denisová, N., Piercey, S. J., & Wälle, M. (2024). Mineralogy and mineral chemistry of the ABM replacement-style volcanogenic massive sulfide deposit, Finlayson Lake district, Yukon, Canada. Mineralium Deposita, 59(3), 473-503. https://doi.org/10.1007/s00126-023-01217-4 |  | CAN | CA-YT | -130.6 | 61.4667 | [8 empty] | Only analyses +/-3% of 100% were shown and they were normalized to 100% | 2025-04-30
| ABM |  | Volcanic basin hydrothermal | Volcanogenic massive sulfide (VMS) | Bimodal felsic VMS | Zn, Cu, Pb, Au, Ag |  | Zn, Cu, Pb, Au, Ag | Denisová et al., 2024 |  | B266543 | B266543-6-1-8 | borehole | K15-229 |  | 63.58 | 63.63 | ore material | half core | core drilling | rock | polished slab from core | Yukon–Tanana and Slide Mountain terranes | Kudz Ze Kayah formation |  |  | acid volcanic rock, siliciclastic sedimentary rock |  | rock | greenschist | tennantite | Assemblage 1 |  |  |  | chloritic |  | pyrite, arsenopyrite, pyrrhotite, galena, chalcopyrite, sulfosalts | cutting and polishing | EPMA | JEOL JXA-8230 SuperProbe electron probe microanalyzer (EPMA) equipped with five wavelength-dispersive spectrometers (WDS) and a tungsten filament electron gun. |  | sulfides were analyzed using an accelerating voltage of 25 kV, a 2-nA beam current, focused to 1 μm, with elemental counting times between 5 and 30 s |  | 12394.2077 | 56.4979 |  |  | 174621.9556 | 112.9901 | [8 empty] | -99999 | 100 | [10 empty] | 70.1937 | 30.3846 |  |  |  |  | 417843.2428 | 49.1628 | [8 empty] | 54400.1474 | 38.5937 | [8 empty] | -99999 | 100 | [26 empty] | 180.4982 | 151.362 |  |  |  |  | 671.8543 | 95.2547 | [14 empty] | 279351.0124 | 32.4392 | 32238.9794 | 51.194 |  |  | 471.3008 | 45.2873 | [32 empty] | 27756.6077 | 253.0182 |  |  |  | 2024 | Denisová, N., Piercey, S. J., & Wälle, M. (2024). Mineralogy and mineral chemistry of the ABM replacement-style volcanogenic massive sulfide deposit, Finlayson Lake district, Yukon, Canada. Mineralium Deposita, 59(3), 473-503. https://doi.org/10.1007/s00126-023-01217-4 |  | CAN | CA-YT | -130.6 | 61.4667 | [8 empty] | Only analyses +/-3% of 100% were shown and they were normalized to 100% | 2025-04-30
| ABM |  | Volcanic basin hydrothermal | Volcanogenic massive sulfide (VMS) | Bimodal felsic VMS | Zn, Cu, Pb, Au, Ag |  | Zn, Cu, Pb, Au, Ag | Denisová et al., 2024 |  | B266575 | B266575-9-1-1 | borehole | K15-231 |  | 63.09 | 63.14 | ore material | half core | core drilling | rock | polished slab from core | Yukon–Tanana and Slide Mountain terranes | Kudz Ze Kayah formation |  |  | acid volcanic rock, siliciclastic sedimentary rock |  | rock | greenschist | bournonite | Assemblage 2 |  |  |  | chloritic |  | pyrite, arsenopyrite, pyrrhotite, galena, chalcopyrite, sulfosalts | cutting and polishing | EPMA | JEOL JXA-8230 SuperProbe electron probe microanalyzer (EPMA) equipped with five wavelength-dispersive spectrometers (WDS) and a tungsten filament electron gun. |  | sulfides were analyzed using an accelerating voltage of 25 kV, a 2-nA beam current, focused to 1 μm, with elemental counting times between 5 and 30 s |  | -99999 | 56.4979 |  |  | -99999 | 112.9901 | [8 empty] | 88357.7185 | 100 | [10 empty] | -99999 | 30.3846 |  |  |  |  | 9087.1628 | 49.1628 | [8 empty] | 968.4731 | 38.5937 | [8 empty] | -99999 | 100 | [26 empty] | -99999 | 151.362 |  |  |  |  | 501421.7902 | 95.2547 | [14 empty] | 171677.313 | 32.4392 | 207150.2243 | 51.194 |  |  | 21337.318 | 45.2873 | [32 empty] | -99999 | 253.0182 |  |  |  | 2024 | Denisová, N., Piercey, S. J., & Wälle, M. (2024). Mineralogy and mineral chemistry of the ABM replacement-style volcanogenic massive sulfide deposit, Finlayson Lake district, Yukon, Canada. Mineralium Deposita, 59(3), 473-503. https://doi.org/10.1007/s00126-023-01217-4 |  | CAN | CA-YT | -130.6 | 61.4667 | [8 empty] | Only analyses +/-2% of 100% were shown and they were normalized to 100% | 2025-04-30
| ABM |  | Volcanic basin hydrothermal | Volcanogenic massive sulfide (VMS) | Bimodal felsic VMS | Zn, Cu, Pb, Au, Ag |  | Zn, Cu, Pb, Au, Ag | Denisová et al., 2024 |  | B266575 | B266575-9-1-2 | borehole | K15-231 |  | 63.09 | 63.14 | ore material | half core | core drilling | rock | polished slab from core | Yukon–Tanana and Slide Mountain terranes | Kudz Ze Kayah formation |  |  | acid volcanic rock, siliciclastic sedimentary rock |  | rock | greenschist | bournonite | Assemblage 2 |  |  |  | chloritic |  | pyrite, arsenopyrite, pyrrhotite, galena, chalcopyrite, sulfosalts | cutting and polishing | EPMA | JEOL JXA-8230 SuperProbe electron probe microanalyzer (EPMA) equipped with five wavelength-dispersive spectrometers (WDS) and a tungsten filament electron gun. |  | sulfides were analyzed using an accelerating voltage of 25 kV, a 2-nA beam current, focused to 1 μm, with elemental counting times between 5 and 30 s |  | -99999 | 56.4979 |  |  | -99999 | 112.9901 | [8 empty] | 86805.0896 | 100 | [10 empty] | -99999 | 30.3846 |  |  |  |  | 8732.5988 | 49.1628 | [8 empty] | 1583.1027 | 38.5937 | [8 empty] | -99999 | 100 | [26 empty] | -99999 | 151.362 |  |  |  |  | 502568.7202 | 95.2547 | [14 empty] | 171097.6586 | 32.4392 | 207335.3732 | 51.194 |  |  | 21877.457 | 45.2873 | [32 empty] | -99999 | 253.0182 |  |  |  | 2024 | Denisová, N., Piercey, S. J., & Wälle, M. (2024). Mineralogy and mineral chemistry of the ABM replacement-style volcanogenic massive sulfide deposit, Finlayson Lake district, Yukon, Canada. Mineralium Deposita, 59(3), 473-503. https://doi.org/10.1007/s00126-023-01217-4 |  | CAN | CA-YT | -130.6 | 61.4667 | [8 empty] | Only analyses +/-2% of 100% were shown and they were normalized to 100% | 2025-04-30
| ABM |  | Volcanic basin hydrothermal | Volcanogenic massive sulfide (VMS) | Bimodal felsic VMS | Zn, Cu, Pb, Au, Ag |  | Zn, Cu, Pb, Au, Ag | Denisová et al., 2024 |  | B266575 | B266575-10-1-5 | borehole | K15-231 |  | 63.09 | 63.14 | ore material | half core | core drilling | rock | polished slab from core | Yukon–Tanana and Slide Mountain terranes | Kudz Ze Kayah formation |  |  | acid volcanic rock, siliciclastic sedimentary rock |  | rock | greenschist | gudmundite | Assemblage 2 |  |  |  | chloritic |  | pyrite, arsenopyrite, pyrrhotite, galena, chalcopyrite, sulfosalts | cutting and polishing | EPMA | JEOL JXA-8230 SuperProbe electron probe microanalyzer (EPMA) equipped with five wavelength-dispersive spectrometers (WDS) and a tungsten filament electron gun. |  | sulfides were analyzed using an accelerating voltage of 25 kV, a 2-nA beam current, focused to 1 μm, with elemental counting times between 5 and 30 s |  | -99999 | 56.4979 |  |  | -99999 | 112.9901 | [8 empty] | 8538.323 | 100 | [10 empty] | -99999 | 30.3846 |  |  |  |  | 136.1941 | 49.1628 | [8 empty] | 272388.2181 | 38.5937 | [8 empty] | -99999 | 100 | [26 empty] | -99999 | 151.362 |  |  |  |  | 17663.3282 | 95.2547 | [14 empty] | 154810.8006 | 32.4392 | 543561.1539 | 51.194 |  |  | 2860.0763 | 45.2873 | [32 empty] | -99999 | 253.0182 |  |  |  | 2024 | Denisová, N., Piercey, S. J., & Wälle, M. (2024). Mineralogy and mineral chemistry of the ABM replacement-style volcanogenic massive sulfide deposit, Finlayson Lake district, Yukon, Canada. Mineralium Deposita, 59(3), 473-503. https://doi.org/10.1007/s00126-023-01217-4 |  | CAN | CA-YT | -130.6 | 61.4667 | [8 empty] | Only analyses +/-3% of 100% were shown and they were normalized to 100% | 2025-04-30
| ABM |  | Volcanic basin hydrothermal | Volcanogenic massive sulfide (VMS) | Bimodal felsic VMS | Zn, Cu, Pb, Au, Ag |  | Zn, Cu, Pb, Au, Ag | Denisová et al., 2024 |  | B291152 | B291152-4-2-3 | borehole | K15-339 |  | 165.25 | 165.3 | ore material | half core | core drilling | rock | polished slab from core | Yukon–Tanana and Slide Mountain terranes | Kudz Ze Kayah formation |  |  | acid volcanic rock, siliciclastic sedimentary rock |  | rock | greenschist | boulangerite | Assemblage 1 |  |  |  | chloritic |  | pyrite, arsenopyrite, pyrrhotite, galena, chalcopyrite, sulfosalts | cutting and polishing | EPMA | JEOL JXA-8230 SuperProbe electron probe microanalyzer (EPMA) equipped with five wavelength-dispersive spectrometers (WDS) and a tungsten filament electron gun. |  | sulfides were analyzed using an accelerating voltage of 25 kV, a 2-nA beam current, focused to 1 μm, with elemental counting times between 5 and 30 s |  | -99999 | 56.4979 |  |  | 50.1827 | 112.9901 | [8 empty] | -99999 | 100 | [10 empty] | -99999 | 30.3846 |  |  |  |  | 13097.6749 | 49.1628 | [8 empty] | 9705.3274 | 38.5937 | [8 empty] | -99999 | 100 | [26 empty] | -99999 | 151.362 |  |  |  |  | 612559.7212 | 95.2547 | [14 empty] | 179613.7916 | 32.4392 | 184140.2701 | 51.194 |  |  | 833.0322 | 45.2873 | [32 empty] | -99999 | 253.0182 |  |  |  | 2024 | Denisová, N., Piercey, S. J., & Wälle, M. (2024). Mineralogy and mineral chemistry of the ABM replacement-style volcanogenic massive sulfide deposit, Finlayson Lake district, Yukon, Canada. Mineralium Deposita, 59(3), 473-503. https://doi.org/10.1007/s00126-023-01217-4 |  | CAN | CA-YT | -130.6 | 61.4667 | [8 empty] | Only analyses +/-2% of 100% were shown and they were normalized to 100% | 2025-04-30
| ABM |  | Volcanic basin hydrothermal | Volcanogenic massive sulfide (VMS) | Bimodal felsic VMS | Zn, Cu, Pb, Au, Ag |  | Zn, Cu, Pb, Au, Ag | Denisová et al., 2024 |  | B291152 | B291152-4-2-5 | borehole | K15-339 |  | 165.25 | 165.3 | ore material | half core | core drilling | rock | polished slab from core | Yukon–Tanana and Slide Mountain terranes | Kudz Ze Kayah formation |  |  | acid volcanic rock, siliciclastic sedimentary rock |  | rock | greenschist | boulangerite | Assemblage 1 |  |  |  | chloritic |  | pyrite, arsenopyrite, pyrrhotite, galena, chalcopyrite, sulfosalts | cutting and polishing | EPMA | JEOL JXA-8230 SuperProbe electron probe microanalyzer (EPMA) equipped with five wavelength-dispersive spectrometers (WDS) and a tungsten filament electron gun. |  | sulfides were analyzed using an accelerating voltage of 25 kV, a 2-nA beam current, focused to 1 μm, with elemental counting times between 5 and 30 s |  | -99999 | 56.4979 |  |  | 644.4193 | 112.9901 | [8 empty] | -99999 | 100 | [10 empty] | -99999 | 30.3846 |  |  |  |  | 14276.367 | 49.1628 | [8 empty] | 4491.107 | 38.5937 | [8 empty] | -99999 | 100 | [26 empty] | -99999 | 151.362 |  |  |  |  | 611910.85 | 95.2547 | [14 empty] | 178266.221 | 32.4392 | 189439.4497 | 51.194 |  |  | 971.586 | 45.2873 | [32 empty] | -99999 | 253.0182 |  |  |  | 2024 | Denisová, N., Piercey, S. J., & Wälle, M. (2024). Mineralogy and mineral chemistry of the ABM replacement-style volcanogenic massive sulfide deposit, Finlayson Lake district, Yukon, Canada. Mineralium Deposita, 59(3), 473-503. https://doi.org/10.1007/s00126-023-01217-4 |  | CAN | CA-YT | -130.6 | 61.4667 | [8 empty] | Only analyses +/-2% of 100% were shown and they were normalized to 100% | 2025-04-30
| ABM |  | Volcanic basin hydrothermal | Volcanogenic massive sulfide (VMS) | Bimodal felsic VMS | Zn, Cu, Pb, Au, Ag |  | Zn, Cu, Pb, Au, Ag | Denisová et al., 2024 |  | B291152 | B291152-6-1-16 | borehole | K15-339 |  | 165.25 | 165.3 | ore material | half core | core drilling | rock | polished slab from core | Yukon–Tanana and Slide Mountain terranes | Kudz Ze Kayah formation |  |  | acid volcanic rock, siliciclastic sedimentary rock |  | rock | greenschist | boulangerite | Assemblage 1 |  |  |  | chloritic |  | pyrite, arsenopyrite, pyrrhotite, galena, chalcopyrite, sulfosalts | cutting and polishing | EPMA | JEOL JXA-8230 SuperProbe electron probe microanalyzer (EPMA) equipped with five wavelength-dispersive spectrometers (WDS) and a tungsten filament electron gun. |  | sulfides were analyzed using an accelerating voltage of 25 kV, a 2-nA beam current, focused to 1 μm, with elemental counting times between 5 and 30 s |  | -99999 | 56.4979 |  |  | -99999 | 112.9901 | [8 empty] | 1650.1819 | 100 | [10 empty] | -99999 | 30.3846 |  |  |  |  | 15753.5996 | 49.1628 | [8 empty] | 11869.0103 | 38.5937 | [8 empty] | -99999 | 100 | [26 empty] | -99999 | 151.362 |  |  |  |  | 603679.5862 | 95.2547 | [14 empty] | 178035.1647 | 32.4392 | 188684.4709 | 51.194 |  |  | 307.4873 | 45.2873 | [32 empty] | -99999 | 253.0182 |  |  |  | 2024 | Denisová, N., Piercey, S. J., & Wälle, M. (2024). Mineralogy and mineral chemistry of the ABM replacement-style volcanogenic massive sulfide deposit, Finlayson Lake district, Yukon, Canada. Mineralium Deposita, 59(3), 473-503. https://doi.org/10.1007/s00126-023-01217-4 |  | CAN | CA-YT | -130.6 | 61.4667 | [8 empty] | Only analyses +/-2% of 100% were shown and they were normalized to 100% | 2025-04-30
| ABM |  | Volcanic basin hydrothermal | Volcanogenic massive sulfide (VMS) | Bimodal felsic VMS | Zn, Cu, Pb, Au, Ag |  | Zn, Cu, Pb, Au, Ag | Denisová et al., 2024 |  | B291157 | B291157-6-1-1 | borehole | K15-339 |  | 171 | 171.05 | ore material | half core | core drilling | rock | polished slab from core | Yukon–Tanana and Slide Mountain terranes | Kudz Ze Kayah formation |  |  | acid volcanic rock, siliciclastic sedimentary rock |  | rock | greenschist | boulangerite | Assemblage 2 |  |  |  | chloritic |  | pyrite, arsenopyrite, pyrrhotite, galena, chalcopyrite, sulfosalts | cutting and polishing | EPMA | JEOL JXA-8230 SuperProbe electron probe microanalyzer (EPMA) equipped with five wavelength-dispersive spectrometers (WDS) and a tungsten filament electron gun. |  | sulfides were analyzed using an accelerating voltage of 25 kV, a 2-nA beam current, focused to 1 μm, with elemental counting times between 5 and 30 s |  | 20565.0036 | 56.4979 |  |  | 304.9679 | 112.9901 | [8 empty] | -99999 | 100 | [10 empty] | -99999 | 30.3846 |  |  |  |  | 10653.5459 | 49.1628 | [8 empty] | 4086.5703 | 38.5937 | [8 empty] | -99999 | 100 | [26 empty] | -99999 | 151.362 |  |  |  |  | 503674.8641 | 95.2547 | [14 empty] | 191296.2202 | 32.4392 | 266918.091 | 51.194 |  |  | 2500.737 | 45.2873 | [32 empty] | -99999 | 253.0182 |  |  |  | 2024 | Denisová, N., Piercey, S. J., & Wälle, M. (2024). Mineralogy and mineral chemistry of the ABM replacement-style volcanogenic massive sulfide deposit, Finlayson Lake district, Yukon, Canada. Mineralium Deposita, 59(3), 473-503. https://doi.org/10.1007/s00126-023-01217-4 |  | CAN | CA-YT | -130.6 | 61.4667 | [8 empty] | Only analyses +/-2% of 100% were shown and they were normalized to 100% | 2025-04-30
| ABM |  | Volcanic basin hydrothermal | Volcanogenic massive sulfide (VMS) | Bimodal felsic VMS | Zn, Cu, Pb, Au, Ag |  | Zn, Cu, Pb, Au, Ag | Denisová et al., 2024 |  | B291157 | B291157-11-1-11 | borehole | K15-339 |  | 171 | 171.05 | ore material | half core | core drilling | rock | polished slab from core | Yukon–Tanana and Slide Mountain terranes | Kudz Ze Kayah formation |  |  | acid volcanic rock, siliciclastic sedimentary rock |  | rock | greenschist | freibergite | Assemblage 2 |  |  |  | chloritic |  | pyrite, arsenopyrite, pyrrhotite, galena, chalcopyrite, sulfosalts | cutting and polishing | EPMA | JEOL JXA-8230 SuperProbe electron probe microanalyzer (EPMA) equipped with five wavelength-dispersive spectrometers (WDS) and a tungsten filament electron gun. |  | sulfides were analyzed using an accelerating voltage of 25 kV, a 2-nA beam current, focused to 1 μm, with elemental counting times between 5 and 30 s |  | 229373.9868 | 56.4979 |  |  | 1431.697 | 112.9901 | [8 empty] | -99999 | 100 | [10 empty] | 50.4119 | 30.3846 |  |  |  |  | 204843.5675 | 49.1628 | [8 empty] | 53194.6004 | 38.5937 | [8 empty] | -99999 | 100 | [26 empty] | -99999 | 151.362 |  |  |  |  | 10697.3977 | 95.2547 | [14 empty] | 230452.8043 | 32.4392 | 262464.331 | 51.194 |  |  | -99999 | 45.2873 | [32 empty] | 7450.8739 | 253.0182 |  |  |  | 2024 | Denisová, N., Piercey, S. J., & Wälle, M. (2024). Mineralogy and mineral chemistry of the ABM replacement-style volcanogenic massive sulfide deposit, Finlayson Lake district, Yukon, Canada. Mineralium Deposita, 59(3), 473-503. https://doi.org/10.1007/s00126-023-01217-4 |  | CAN | CA-YT | -130.6 | 61.4667 | [8 empty] | Only analyses +/-3% of 100% were shown and they were normalized to 100% | 2025-04-30
| ABM |  | Volcanic basin hydrothermal | Volcanogenic massive sulfide (VMS) | Bimodal felsic VMS | Zn, Cu, Pb, Au, Ag |  | Zn, Cu, Pb, Au, Ag | Denisová et al., 2024 |  | B291157 | B291157-6-1-37 | borehole | K15-339 |  | 171 | 171.05 | ore material | half core | core drilling | rock | polished slab from core | Yukon–Tanana and Slide Mountain terranes | Kudz Ze Kayah formation |  |  | acid volcanic rock, siliciclastic sedimentary rock |  | rock | greenschist | freibergite | Assemblage 2 |  |  |  | chloritic |  | pyrite, arsenopyrite, pyrrhotite, galena, chalcopyrite, sulfosalts | cutting and polishing | EPMA | JEOL JXA-8230 SuperProbe electron probe microanalyzer (EPMA) equipped with five wavelength-dispersive spectrometers (WDS) and a tungsten filament electron gun. |  | sulfides were analyzed using an accelerating voltage of 25 kV, a 2-nA beam current, focused to 1 μm, with elemental counting times between 5 and 30 s |  | 296463.4704 | 56.4979 |  |  | 812.421 | 112.9901 | [8 empty] | -99999 | 100 | [10 empty] | 140.4185 | 30.3846 |  |  |  |  | 142574.8764 | 49.1628 | [8 empty] | 53148.3807 | 38.5937 | [8 empty] | -99999 | 100 | [26 empty] | -99999 | 151.362 |  |  |  |  | 49296.905 | 95.2547 | [14 empty] | 206916.6056 | 32.4392 | 243936.9265 | 51.194 |  |  | 812.421 | 45.2873 | [32 empty] | 5887.5451 | 253.0182 |  |  |  | 2024 | Denisová, N., Piercey, S. J., & Wälle, M. (2024). Mineralogy and mineral chemistry of the ABM replacement-style volcanogenic massive sulfide deposit, Finlayson Lake district, Yukon, Canada. Mineralium Deposita, 59(3), 473-503. https://doi.org/10.1007/s00126-023-01217-4 |  | CAN | CA-YT | -130.6 | 61.4667 | [8 empty] | Only analyses +/-3% of 100% were shown and they were normalized to 100% | 2025-04-30
| ABM |  | Volcanic basin hydrothermal | Volcanogenic massive sulfide (VMS) | Bimodal felsic VMS | Zn, Cu, Pb, Au, Ag |  | Zn, Cu, Pb, Au, Ag | Denisová et al., 2024 |  | B291157 | B291157-6-1-38 | borehole | K15-339 |  | 171 | 171.05 | ore material | half core | core drilling | rock | polished slab from core | Yukon–Tanana and Slide Mountain terranes | Kudz Ze Kayah formation |  |  | acid volcanic rock, siliciclastic sedimentary rock |  | rock | greenschist | freibergite | Assemblage 2 |  |  |  | chloritic |  | pyrite, arsenopyrite, pyrrhotite, galena, chalcopyrite, sulfosalts | cutting and polishing | EPMA | JEOL JXA-8230 SuperProbe electron probe microanalyzer (EPMA) equipped with five wavelength-dispersive spectrometers (WDS) and a tungsten filament electron gun. |  | sulfides were analyzed using an accelerating voltage of 25 kV, a 2-nA beam current, focused to 1 μm, with elemental counting times between 5 and 30 s |  | 185936.5368 | 56.4979 |  |  | 494.7904 | 112.9901 | [8 empty] | -99999 | 100 | [10 empty] | -99999 | 30.3846 |  |  |  |  | 169560.8703 | 49.1628 | [8 empty] | 45311.3857 | 38.5937 | [8 empty] | -99999 | 100 | [26 empty] | -99999 | 151.362 |  |  |  |  | 159160.7522 | 95.2547 | [14 empty] | 207288.6418 | 32.4392 | 223987.8288 | 51.194 |  |  | 637.5185 | 45.2873 | [32 empty] | 7621.6756 | 253.0182 |  |  |  | 2024 | Denisová, N., Piercey, S. J., & Wälle, M. (2024). Mineralogy and mineral chemistry of the ABM replacement-style volcanogenic massive sulfide deposit, Finlayson Lake district, Yukon, Canada. Mineralium Deposita, 59(3), 473-503. https://doi.org/10.1007/s00126-023-01217-4 |  | CAN | CA-YT | -130.6 | 61.4667 | [8 empty] | Only analyses +/-3% of 100% were shown and they were normalized to 100% | 2025-04-30
| ABM |  | Volcanic basin hydrothermal | Volcanogenic massive sulfide (VMS) | Bimodal felsic VMS | Zn, Cu, Pb, Au, Ag |  | Zn, Cu, Pb, Au, Ag | Denisová et al., 2024 |  | B291157 | B291157-11-1-12 | borehole | K15-339 |  | 171 | 171.05 | ore material | half core | core drilling | rock | polished slab from core | Yukon–Tanana and Slide Mountain terranes | Kudz Ze Kayah formation |  |  | acid volcanic rock, siliciclastic sedimentary rock |  | rock | greenschist | menenghinite | Assemblage 2 |  |  |  | chloritic |  | pyrite, arsenopyrite, pyrrhotite, galena, chalcopyrite, sulfosalts | cutting and polishing | EPMA | JEOL JXA-8230 SuperProbe electron probe microanalyzer (EPMA) equipped with five wavelength-dispersive spectrometers (WDS) and a tungsten filament electron gun. |  | sulfides were analyzed using an accelerating voltage of 25 kV, a 2-nA beam current, focused to 1 μm, with elemental counting times between 5 and 30 s |  | 190499.7671 | 56.4979 |  |  | 733.1309 | 112.9901 | [8 empty] | -99999 | 100 | [10 empty] | -99999 | 30.3846 |  |  |  |  | 128374.0702 | 49.1628 | [8 empty] | 46691.8657 | 38.5937 | [8 empty] | -99999 | 100 | [26 empty] | 218.9871 | 151.362 |  |  |  |  | 248683.6997 | 95.2547 | [14 empty] | 184158.6576 | 32.4392 | 194041.6437 | 51.194 |  |  | 1628.1218 | 45.2873 | [32 empty] | 4970.0562 | 253.0182 |  |  |  | 2024 | Denisová, N., Piercey, S. J., & Wälle, M. (2024). Mineralogy and mineral chemistry of the ABM replacement-style volcanogenic massive sulfide deposit, Finlayson Lake district, Yukon, Canada. Mineralium Deposita, 59(3), 473-503. https://doi.org/10.1007/s00126-023-01217-4 |  | CAN | CA-YT | -130.6 | 61.4667 | [8 empty] | Only analyses +/-3% of 100% were shown and they were normalized to 100% | 2025-04-30
| ABM |  | Volcanic basin hydrothermal | Volcanogenic massive sulfide (VMS) | Bimodal felsic VMS | Zn, Cu, Pb, Au, Ag |  | Zn, Cu, Pb, Au, Ag | Denisová et al., 2024 |  | Q721165 | Q721165-4-1-17 | borehole | K16-350 |  | 110.1 | 110.18 | ore material | half core | core drilling | rock | polished slab from core | Yukon–Tanana and Slide Mountain terranes | Kudz Ze Kayah formation |  |  | acid volcanic rock, siliciclastic sedimentary rock |  | rock | greenschist | tetrahedrite | Assemblage 3 |  |  |  | chloritic |  | pyrite, arsenopyrite, pyrrhotite, galena, chalcopyrite, sulfosalts | cutting and polishing | EPMA | JEOL JXA-8230 SuperProbe electron probe microanalyzer (EPMA) equipped with five wavelength-dispersive spectrometers (WDS) and a tungsten filament electron gun. |  | sulfides were analyzed using an accelerating voltage of 25 kV, a 2-nA beam current, focused to 1 μm, with elemental counting times between 5 and 30 s |  | 288229.9995 | 56.4979 |  |  | -99999 | 112.9901 | [8 empty] | -99999 | 100 | [10 empty] | -99999 | 30.3846 |  |  |  |  | 163880.0049 | 49.1628 | [8 empty] | 58390.0023 | 38.5937 | [8 empty] | -99999 | 100 | [26 empty] | -99999 | 151.362 |  |  |  |  | -99999 | 95.2547 | [14 empty] | 215020.0081 | 32.4392 | 261110.0006 | 51.194 |  |  | -99999 | 45.2873 | [32 empty] | 15920.0001 | 253.0182 |  |  |  | 2024 | Denisová, N., Piercey, S. J., & Wälle, M. (2024). Mineralogy and mineral chemistry of the ABM replacement-style volcanogenic massive sulfide deposit, Finlayson Lake district, Yukon, Canada. Mineralium Deposita, 59(3), 473-503. https://doi.org/10.1007/s00126-023-01217-4 |  | CAN | CA-YT | -130.6 | 61.4667 | [8 empty] | Only analyses +/-3% of 100% were shown and they were normalized to 100% | 2025-04-30
| ABM |  | Volcanic basin hydrothermal | Volcanogenic massive sulfide (VMS) | Bimodal felsic VMS | Zn, Cu, Pb, Au, Ag |  | Zn, Cu, Pb, Au, Ag | Denisová et al., 2024 |  | Q721165 | Q721165-4-1-3 | borehole | K16-350 |  | 110.1 | 110.18 | ore material | half core | core drilling | rock | polished slab from core | Yukon–Tanana and Slide Mountain terranes | Kudz Ze Kayah formation |  |  | acid volcanic rock, siliciclastic sedimentary rock |  | rock | greenschist | tetrahedrite | Assemblage 3 |  |  |  | chloritic |  | pyrite, arsenopyrite, pyrrhotite, galena, chalcopyrite, sulfosalts | cutting and polishing | EPMA | JEOL JXA-8230 SuperProbe electron probe microanalyzer (EPMA) equipped with five wavelength-dispersive spectrometers (WDS) and a tungsten filament electron gun. |  | sulfides were analyzed using an accelerating voltage of 25 kV, a 2-nA beam current, focused to 1 μm, with elemental counting times between 5 and 30 s |  | 290616.7883 | 56.4979 |  |  | 1097.6839 | 112.9901 | [8 empty] | -99999 | 100 | [10 empty] | 89.8105 | 30.3846 |  |  |  |  | 162636.8384 | 49.1628 | [8 empty] | 56510.7629 | 38.5937 | [8 empty] | -99999 | 100 | [26 empty] | -99999 | 151.362 |  |  |  |  | 908.0839 | 95.2547 | [14 empty] | 219177.5407 | 32.4392 | 259721.9889 | 51.194 |  |  | -99999 | 45.2873 | [32 empty] | 9240.5025 | 253.0182 |  |  |  | 2024 | Denisová, N., Piercey, S. J., & Wälle, M. (2024). Mineralogy and mineral chemistry of the ABM replacement-style volcanogenic massive sulfide deposit, Finlayson Lake district, Yukon, Canada. Mineralium Deposita, 59(3), 473-503. https://doi.org/10.1007/s00126-023-01217-4 |  | CAN | CA-YT | -130.6 | 61.4667 | [8 empty] | Only analyses +/-3% of 100% were shown and they were normalized to 100% | 2025-04-30
| ABM |  | Volcanic basin hydrothermal | Volcanogenic massive sulfide (VMS) | Bimodal felsic VMS | Zn, Cu, Pb, Au, Ag |  | Zn, Cu, Pb, Au, Ag | Denisová et al., 2024 |  | Q721165 | Q721165-4-1-6 | borehole | K16-350 |  | 110.1 | 110.18 | ore material | half core | core drilling | rock | polished slab from core | Yukon–Tanana and Slide Mountain terranes | Kudz Ze Kayah formation |  |  | acid volcanic rock, siliciclastic sedimentary rock |  | rock | greenschist | tetrahedrite | Assemblage 3 |  |  |  | chloritic |  | pyrite, arsenopyrite, pyrrhotite, galena, chalcopyrite, sulfosalts | cutting and polishing | EPMA | JEOL JXA-8230 SuperProbe electron probe microanalyzer (EPMA) equipped with five wavelength-dispersive spectrometers (WDS) and a tungsten filament electron gun. |  | sulfides were analyzed using an accelerating voltage of 25 kV, a 2-nA beam current, focused to 1 μm, with elemental counting times between 5 and 30 s |  | 287800.0069 | 56.4979 |  |  | -99999 | 112.9901 | [8 empty] | -99999 | 100 | [10 empty] | -99999 | 30.3846 |  |  |  |  | 164899.9977 | 49.1628 | [8 empty] | 53119.998 | 38.5937 | [8 empty] | -99999 | 100 | [26 empty] | -99999 | 151.362 |  |  |  |  | -99999 | 95.2547 | [14 empty] | 213799.9916 | 32.4392 | 258789.9971 | 51.194 |  |  | -99999 | 45.2873 | [32 empty] | 9639.9999 | 253.0182 |  |  |  | 2024 | Denisová, N., Piercey, S. J., & Wälle, M. (2024). Mineralogy and mineral chemistry of the ABM replacement-style volcanogenic massive sulfide deposit, Finlayson Lake district, Yukon, Canada. Mineralium Deposita, 59(3), 473-503. https://doi.org/10.1007/s00126-023-01217-4 |  | CAN | CA-YT | -130.6 | 61.4667 | [8 empty] | Only analyses +/-3% of 100% were shown and they were normalized to 100% | 2025-04-30
| ABM |  | Volcanic basin hydrothermal | Volcanogenic massive sulfide (VMS) | Bimodal felsic VMS | Zn, Cu, Pb, Au, Ag |  | Zn, Cu, Pb, Au, Ag | Denisová et al., 2024 |  | Q930238 | Q930238-2-1-1 | borehole | K15-236 |  | 82.3 | 82.45 | ore material | half core | core drilling | rock | polished slab from core | Yukon–Tanana and Slide Mountain terranes | Kudz Ze Kayah formation |  |  | acid volcanic rock, siliciclastic sedimentary rock |  | rock | greenschist | freibergite | Assemblage 2 |  |  |  | chloritic |  | pyrite, arsenopyrite, pyrrhotite, galena, chalcopyrite, sulfosalts | cutting and polishing | EPMA | JEOL JXA-8230 SuperProbe electron probe microanalyzer (EPMA) equipped with five wavelength-dispersive spectrometers (WDS) and a tungsten filament electron gun. |  | sulfides were analyzed using an accelerating voltage of 25 kV, a 2-nA beam current, focused to 1 μm, with elemental counting times between 5 and 30 s |  | 213066.7515 | 56.4979 |  |  | 160.4267 | 112.9901 | [8 empty] | -99999 | 100 | [10 empty] | -99999 | 30.3846 |  |  |  |  | 136813.9257 | 49.1628 | [8 empty] | 45160.1265 | 38.5937 | [8 empty] | -99999 | 100 | [26 empty] | -99999 | 151.362 |  |  |  |  | 202438.486 | 95.2547 | [14 empty] | 191639.765 | 32.4392 | 206228.5701 | 51.194 |  |  | -99999 | 45.2873 | [32 empty] | 4481.9218 | 253.0182 |  |  |  | 2024 | Denisová, N., Piercey, S. J., & Wälle, M. (2024). Mineralogy and mineral chemistry of the ABM replacement-style volcanogenic massive sulfide deposit, Finlayson Lake district, Yukon, Canada. Mineralium Deposita, 59(3), 473-503. https://doi.org/10.1007/s00126-023-01217-4 |  | CAN | CA-YT | -130.6 | 61.4667 | [8 empty] | Only analyses +/-3% of 100% were shown and they were normalized to 100% | 2025-04-30
| ABM |  | Volcanic basin hydrothermal | Volcanogenic massive sulfide (VMS) | Bimodal felsic VMS | Zn, Cu, Pb, Au, Ag |  | Zn, Cu, Pb, Au, Ag | Denisová et al., 2024 |  | Q930238 | Q930238-2-1-14 | borehole | K15-236 |  | 82.3 | 82.45 | ore material | half core | core drilling | rock | polished slab from core | Yukon–Tanana and Slide Mountain terranes | Kudz Ze Kayah formation |  |  | acid volcanic rock, siliciclastic sedimentary rock |  | rock | greenschist | freibergite | Assemblage 2 |  |  |  | chloritic |  | pyrite, arsenopyrite, pyrrhotite, galena, chalcopyrite, sulfosalts | cutting and polishing | EPMA | JEOL JXA-8230 SuperProbe electron probe microanalyzer (EPMA) equipped with five wavelength-dispersive spectrometers (WDS) and a tungsten filament electron gun. |  | sulfides were analyzed using an accelerating voltage of 25 kV, a 2-nA beam current, focused to 1 μm, with elemental counting times between 5 and 30 s |  | 243012.3454 | 56.4979 |  |  | 671.605 | 112.9901 | [8 empty] | -99999 | 100 | [10 empty] | -99999 | 30.3846 |  |  |  |  | 152118.5254 | 49.1628 | [8 empty] | 62854.3205 | 38.5937 | [8 empty] | -99999 | 100 | [26 empty] | 217.284 | 151.362 |  |  |  |  | 93046.9105 | 95.2547 | [14 empty] | 209718.5148 | 32.4392 | 232928.3955 | 51.194 |  |  | -99999 | 45.2873 | [32 empty] | 5432.099 | 253.0182 |  |  |  | 2024 | Denisová, N., Piercey, S. J., & Wälle, M. (2024). Mineralogy and mineral chemistry of the ABM replacement-style volcanogenic massive sulfide deposit, Finlayson Lake district, Yukon, Canada. Mineralium Deposita, 59(3), 473-503. https://doi.org/10.1007/s00126-023-01217-4 |  | CAN | CA-YT | -130.6 | 61.4667 | [8 empty] | Only analyses +/-3% of 100% were shown and they were normalized to 100% | 2025-04-30
| ABM |  | Volcanic basin hydrothermal | Volcanogenic massive sulfide (VMS) | Bimodal felsic VMS | Zn, Cu, Pb, Au, Ag |  | Zn, Cu, Pb, Au, Ag | Denisová et al., 2024 |  | Q930239 | Q930239-3-1-1 | borehole | K15-236 |  | 86.33 | 86.42 | ore material | half core | core drilling | rock | polished slab from core | Yukon–Tanana and Slide Mountain terranes | Kudz Ze Kayah formation |  |  | acid volcanic rock, siliciclastic sedimentary rock |  | rock | greenschist | tennantite | Assemblage 1 |  |  |  | chloritic |  | pyrite, arsenopyrite, pyrrhotite, galena, chalcopyrite, sulfosalts | cutting and polishing | EPMA | JEOL JXA-8230 SuperProbe electron probe microanalyzer (EPMA) equipped with five wavelength-dispersive spectrometers (WDS) and a tungsten filament electron gun. |  | sulfides were analyzed using an accelerating voltage of 25 kV, a 2-nA beam current, focused to 1 μm, with elemental counting times between 5 and 30 s |  | 19984.7751 | 56.4979 |  |  | 120010.1523 | 112.9901 | [8 empty] | -99999 | 100 | [10 empty] | 111.6468 | 30.3846 |  |  |  |  | 402649.085 | 49.1628 | [8 empty] | 54879.4724 | 38.5937 | [8 empty] | 300 | 100 | [26 empty] | 152.2456 | 151.362 |  |  |  |  | 314.6409 | 95.2547 | [14 empty] | 268662.7667 | 32.4392 | 111758.4327 | 51.194 |  |  | 1207.8153 | 45.2873 | [32 empty] | 19964.4759 | 253.0182 |  |  |  | 2024 | Denisová, N., Piercey, S. J., & Wälle, M. (2024). Mineralogy and mineral chemistry of the ABM replacement-style volcanogenic massive sulfide deposit, Finlayson Lake district, Yukon, Canada. Mineralium Deposita, 59(3), 473-503. https://doi.org/10.1007/s00126-023-01217-4 |  | CAN | CA-YT | -130.6 | 61.4667 | [8 empty] | Only analyses +/-3% of 100% were shown and they were normalized to 100% | 2025-04-30
| ABM |  | Volcanic basin hydrothermal | Volcanogenic massive sulfide (VMS) | Bimodal felsic VMS | Zn, Cu, Pb, Au, Ag |  | Zn, Cu, Pb, Au, Ag | Denisová et al., 2024 |  | Q930239 | Q930239-3-1-13 | borehole | K15-236 |  | 86.33 | 86.42 | ore material | half core | core drilling | rock | polished slab from core | Yukon–Tanana and Slide Mountain terranes | Kudz Ze Kayah formation |  |  | acid volcanic rock, siliciclastic sedimentary rock |  | rock | greenschist | tennantite | Assemblage 1 |  |  |  | chloritic |  | pyrite, arsenopyrite, pyrrhotite, galena, chalcopyrite, sulfosalts | cutting and polishing | EPMA | JEOL JXA-8230 SuperProbe electron probe microanalyzer (EPMA) equipped with five wavelength-dispersive spectrometers (WDS) and a tungsten filament electron gun. |  | sulfides were analyzed using an accelerating voltage of 25 kV, a 2-nA beam current, focused to 1 μm, with elemental counting times between 5 and 30 s |  | 20757.5022 | 56.4979 |  |  | 118104.4232 | 112.9901 | [8 empty] | -99999 | 100 | [10 empty] | 90.9973 | 30.3846 |  |  |  |  | 400994.9066 | 49.1628 | [8 empty] | 55083.7176 | 38.5937 | [8 empty] | -99999 | 100 | [26 empty] | 111.219 | 151.362 |  |  |  |  | 363.9893 | 95.2547 | [14 empty] | 268007.363 | 32.4392 | 114211.7573 | 51.194 |  |  | 1455.9572 | 45.2873 | [32 empty] | 20555.2861 | 253.0182 |  |  |  | 2024 | Denisová, N., Piercey, S. J., & Wälle, M. (2024). Mineralogy and mineral chemistry of the ABM replacement-style volcanogenic massive sulfide deposit, Finlayson Lake district, Yukon, Canada. Mineralium Deposita, 59(3), 473-503. https://doi.org/10.1007/s00126-023-01217-4 |  | CAN | CA-YT | -130.6 | 61.4667 | [8 empty] | Only analyses +/-3% of 100% were shown and they were normalized to 100% | 2025-04-30
| ABM |  | Volcanic basin hydrothermal | Volcanogenic massive sulfide (VMS) | Bimodal felsic VMS | Zn, Cu, Pb, Au, Ag |  | Zn, Cu, Pb, Au, Ag | Denisová et al., 2024 |  | Q930239 | Q930239-3-2-5 | borehole | K15-236 |  | 86.33 | 86.42 | ore material | half core | core drilling | rock | polished slab from core | Yukon–Tanana and Slide Mountain terranes | Kudz Ze Kayah formation |  |  | acid volcanic rock, siliciclastic sedimentary rock |  | rock | greenschist | tennantite | Assemblage 1 |  |  |  | chloritic |  | pyrite, arsenopyrite, pyrrhotite, galena, chalcopyrite, sulfosalts | cutting and polishing | EPMA | JEOL JXA-8230 SuperProbe electron probe microanalyzer (EPMA) equipped with five wavelength-dispersive spectrometers (WDS) and a tungsten filament electron gun. |  | sulfides were analyzed using an accelerating voltage of 25 kV, a 2-nA beam current, focused to 1 μm, with elemental counting times between 5 and 30 s |  | 20404.8595 | 56.4979 |  |  | 123471.1521 | 112.9901 | [8 empty] | -99999 | 100 | [10 empty] | 80.9315 | 30.3846 |  |  |  |  | 402614.0912 | 49.1628 | [8 empty] | 54588.3105 | 38.5937 | [8 empty] | 260 | 100 | [26 empty] | -99999 | 151.362 |  |  |  |  | 687.918 | 95.2547 | [14 empty] | 270098.8314 | 32.4392 | 106091.1133 | 51.194 |  |  | 1031.8769 | 45.2873 | [32 empty] | 20920.7992 | 253.0182 |  |  |  | 2024 | Denisová, N., Piercey, S. J., & Wälle, M. (2024). Mineralogy and mineral chemistry of the ABM replacement-style volcanogenic massive sulfide deposit, Finlayson Lake district, Yukon, Canada. Mineralium Deposita, 59(3), 473-503. https://doi.org/10.1007/s00126-023-01217-4 |  | CAN | CA-YT | -130.6 | 61.4667 | [8 empty] | Only analyses +/-3% of 100% were shown and they were normalized to 100% | 2025-04-30
| ABM |  | Volcanic basin hydrothermal | Volcanogenic massive sulfide (VMS) | Bimodal felsic VMS | Zn, Cu, Pb, Au, Ag |  | Zn, Cu, Pb, Au, Ag | Denisová et al., 2024 |  | Q930239 | Q930239-3-1-5 | borehole | K15-236 |  | 86.33 | 86.42 | ore material | half core | core drilling | rock | polished slab from core | Yukon–Tanana and Slide Mountain terranes | Kudz Ze Kayah formation |  |  | acid volcanic rock, siliciclastic sedimentary rock |  | rock | greenschist | tetrahedrite | Assemblage 1 |  |  |  | chloritic |  | pyrite, arsenopyrite, pyrrhotite, galena, chalcopyrite, sulfosalts | cutting and polishing | EPMA | JEOL JXA-8230 SuperProbe electron probe microanalyzer (EPMA) equipped with five wavelength-dispersive spectrometers (WDS) and a tungsten filament electron gun. |  | sulfides were analyzed using an accelerating voltage of 25 kV, a 2-nA beam current, focused to 1 μm, with elemental counting times between 5 and 30 s |  | 22821.8456 | 56.4979 |  |  | 81827.3435 | 112.9901 | [8 empty] | -99999 | 100 | [10 empty] | 89.8105 | 30.3846 |  |  |  |  | 357884.8521 | 49.1628 | [8 empty] | 77945.5347 | 38.5937 | [8 empty] | -99999 | 100 | [26 empty] | 269.4315 | 151.362 |  |  |  |  | 708.5051 | 95.2547 | [14 empty] | 296304.8089 | 32.4392 | 136970.9914 | 51.194 |  |  | 648.6314 | 45.2873 | [32 empty] | 24528.2452 | 253.0182 |  |  |  | 2024 | Denisová, N., Piercey, S. J., & Wälle, M. (2024). Mineralogy and mineral chemistry of the ABM replacement-style volcanogenic massive sulfide deposit, Finlayson Lake district, Yukon, Canada. Mineralium Deposita, 59(3), 473-503. https://doi.org/10.1007/s00126-023-01217-4 |  | CAN | CA-YT | -130.6 | 61.4667 | [8 empty] | Only analyses +/-3% of 100% were shown and they were normalized to 100% | 2025-04-30
| ABM |  | Volcanic basin hydrothermal | Volcanogenic massive sulfide (VMS) | Bimodal felsic VMS | Zn, Cu, Pb, Au, Ag |  | Zn, Cu, Pb, Au, Ag | Denisová et al., 2024 |  | Q930239 | Q930239-3-2-12 | borehole | K15-236 |  | 86.33 | 86.42 | ore material | half core | core drilling | rock | polished slab from core | Yukon–Tanana and Slide Mountain terranes | Kudz Ze Kayah formation |  |  | acid volcanic rock, siliciclastic sedimentary rock |  | rock | greenschist | tetrahedrite | Assemblage 1 |  |  |  | chloritic |  | pyrite, arsenopyrite, pyrrhotite, galena, chalcopyrite, sulfosalts | cutting and polishing | EPMA | JEOL JXA-8230 SuperProbe electron probe microanalyzer (EPMA) equipped with five wavelength-dispersive spectrometers (WDS) and a tungsten filament electron gun. |  | sulfides were analyzed using an accelerating voltage of 25 kV, a 2-nA beam current, focused to 1 μm, with elemental counting times between 5 and 30 s |  | 27476.304 | 56.4979 |  |  | 88815.4523 | 112.9901 | [8 empty] | -99999 | 100 | [10 empty] | -99999 | 30.3846 |  |  |  |  | 387699.8423 | 49.1628 | [8 empty] | 50112.1697 | 38.5937 | [8 empty] | -99999 | 100 | [26 empty] | -99999 | 151.362 |  |  |  |  | -99999 | 95.2547 | [14 empty] | 264667.8378 | 32.4392 | 156429.9954 | 51.194 |  |  | 515.3701 | 45.2873 | [32 empty] | 24242.6072 | 253.0182 |  |  |  | 2024 | Denisová, N., Piercey, S. J., & Wälle, M. (2024). Mineralogy and mineral chemistry of the ABM replacement-style volcanogenic massive sulfide deposit, Finlayson Lake district, Yukon, Canada. Mineralium Deposita, 59(3), 473-503. https://doi.org/10.1007/s00126-023-01217-4 |  | CAN | CA-YT | -130.6 | 61.4667 | [8 empty] | Only analyses +/-3% of 100% were shown and they were normalized to 100% | 2025-04-30
| ABM |  | Volcanic basin hydrothermal | Volcanogenic massive sulfide (VMS) | Bimodal felsic VMS | Zn, Cu, Pb, Au, Ag |  | Zn, Cu, Pb, Au, Ag | Denisová et al., 2024 |  | Q930239 | Q930239-3-2-13 | borehole | K15-236 |  | 86.33 | 86.42 | ore material | half core | core drilling | rock | polished slab from core | Yukon–Tanana and Slide Mountain terranes | Kudz Ze Kayah formation |  |  | acid volcanic rock, siliciclastic sedimentary rock |  | rock | greenschist | tetrahedrite | Assemblage 1 |  |  |  | chloritic |  | pyrite, arsenopyrite, pyrrhotite, galena, chalcopyrite, sulfosalts | cutting and polishing | EPMA | JEOL JXA-8230 SuperProbe electron probe microanalyzer (EPMA) equipped with five wavelength-dispersive spectrometers (WDS) and a tungsten filament electron gun. |  | sulfides were analyzed using an accelerating voltage of 25 kV, a 2-nA beam current, focused to 1 μm, with elemental counting times between 5 and 30 s |  | 29172.3744 | 56.4979 |  |  | 76506.9697 | 112.9901 | [8 empty] | -99999 | 100 | [10 empty] | 120.88 | 30.3846 |  |  |  |  | 380419.4526 | 49.1628 | [8 empty] | 48493.0312 | 38.5937 | [8 empty] | 540 | 100 | [26 empty] | 60.44 | 151.362 |  |  |  |  | 624.5467 | 95.2547 | [14 empty] | 262390.2076 | 32.4392 | 174550.7228 | 51.194 |  |  | 1037.5534 | 45.2873 | [32 empty] | 26079.8616 | 253.0182 |  |  |  | 2024 | Denisová, N., Piercey, S. J., & Wälle, M. (2024). Mineralogy and mineral chemistry of the ABM replacement-style volcanogenic massive sulfide deposit, Finlayson Lake district, Yukon, Canada. Mineralium Deposita, 59(3), 473-503. https://doi.org/10.1007/s00126-023-01217-4 |  | CAN | CA-YT | -130.6 | 61.4667 | [8 empty] | Only analyses +/-3% of 100% were shown and they were normalized to 100% | 2025-04-30
| ABM |  | Volcanic basin hydrothermal | Volcanogenic massive sulfide (VMS) | Bimodal felsic VMS | Zn, Cu, Pb, Au, Ag |  | Zn, Cu, Pb, Au, Ag | Denisová et al., 2024 |  | Q930239 | Q930239-3-2-6 | borehole | K15-236 |  | 86.33 | 86.42 | ore material | half core | core drilling | rock | polished slab from core | Yukon–Tanana and Slide Mountain terranes | Kudz Ze Kayah formation |  |  | acid volcanic rock, siliciclastic sedimentary rock |  | rock | greenschist | tetrahedrite | Assemblage 1 |  |  |  | chloritic |  | pyrite, arsenopyrite, pyrrhotite, galena, chalcopyrite, sulfosalts | cutting and polishing | EPMA | JEOL JXA-8230 SuperProbe electron probe microanalyzer (EPMA) equipped with five wavelength-dispersive spectrometers (WDS) and a tungsten filament electron gun. |  | sulfides were analyzed using an accelerating voltage of 25 kV, a 2-nA beam current, focused to 1 μm, with elemental counting times between 5 and 30 s |  | 42893.1214 | 56.4979 |  |  | 43530.1985 | 112.9901 | [8 empty] | -99999 | 100 | [10 empty] | -99999 | 30.3846 |  |  |  |  | 358444.7327 | 49.1628 | [8 empty] | 42106.7309 | 38.5937 | [8 empty] | 200 | 100 | [26 empty] | -99999 | 151.362 |  |  |  |  | 507.6698 | 95.2547 | [14 empty] | 258294.4319 | 32.4392 | 222528.5925 | 51.194 |  |  | 1104.9284 | 45.2873 | [32 empty] | 30390.5078 | 253.0182 |  |  |  | 2024 | Denisová, N., Piercey, S. J., & Wälle, M. (2024). Mineralogy and mineral chemistry of the ABM replacement-style volcanogenic massive sulfide deposit, Finlayson Lake district, Yukon, Canada. Mineralium Deposita, 59(3), 473-503. https://doi.org/10.1007/s00126-023-01217-4 |  | CAN | CA-YT | -130.6 | 61.4667 | [8 empty] | Only analyses +/-3% of 100% were shown and they were normalized to 100% | 2025-04-30
| ABM |  | Volcanic basin hydrothermal | Volcanogenic massive sulfide (VMS) | Bimodal felsic VMS | Zn, Cu, Pb, Au, Ag |  | Zn, Cu, Pb, Au, Ag | Denisová et al., 2024 |  | B265159A | B265159A-3-3-4 | borehole | K15-292 |  | 239.65 | 239.71 | ore material | half core | core drilling | rock | polished slab from core | Yukon–Tanana and Slide Mountain terranes | Kudz Ze Kayah formation |  |  | acid volcanic rock, siliciclastic sedimentary rock |  | rock | greenschist | ullmannite | Assemblage 2 |  |  |  | chloritic |  | pyrite, arsenopyrite, pyrrhotite, galena, chalcopyrite, sulfosalts | cutting and polishing | EPMA | JEOL JXA-8230 SuperProbe electron probe microanalyzer (EPMA) equipped with five wavelength-dispersive spectrometers (WDS) and a tungsten filament electron gun. |  | sulfides were analyzed using an accelerating voltage of 25 kV, a 2-nA beam current, focused to 1 μm, with elemental counting times between 5 and 30 s |  | 5075.2885 | 56.4979 |  |  | 3670.4327 | 112.9901 | [8 empty] | -99999 | 100 | [10 empty] | 8785.2947 | 30.3846 |  |  |  |  | 3027.365 | 49.1628 | [8 empty] | 15839.2524 | 38.5937 | [8 empty] | -99999 | 100 | [26 empty] | 249253.0556 | 151.362 |  |  |  |  | 850.8281 | 95.2547 | [14 empty] | 153732.7571 | 32.4392 | 554512.357 | 51.194 |  |  | -99999 | 45.2873 | [32 empty] | 5253.3689 | 253.0182 |  |  |  | 2024 | Denisová, N., Piercey, S. J., & Wälle, M. (2024). Mineralogy and mineral chemistry of the ABM replacement-style volcanogenic massive sulfide deposit, Finlayson Lake district, Yukon, Canada. Mineralium Deposita, 59(3), 473-503. https://doi.org/10.1007/s00126-023-01217-4 |  | CAN | CA-YT | -130.6 | 61.4667 | [8 empty] | Only analyses +/-3% of 100% were shown and they were normalized to 100% | 2025-04-30
| ABM |  | Volcanic basin hydrothermal | Volcanogenic massive sulfide (VMS) | Bimodal felsic VMS | Zn, Cu, Pb, Au, Ag |  | Zn, Cu, Pb, Au, Ag | Denisová et al., 2024 |  | B266575 | B266575-5-1-21 | borehole | K15-231 |  | 63.09 | 63.14 | ore material | half core | core drilling | rock | polished slab from core | Yukon–Tanana and Slide Mountain terranes | Kudz Ze Kayah formation |  |  | acid volcanic rock, siliciclastic sedimentary rock |  | rock | greenschist | Bi-rich galena | Assemblage 2 |  |  |  | chloritic |  | pyrite, arsenopyrite, pyrrhotite, galena, chalcopyrite, sulfosalts | cutting and polishing | EPMA | JEOL JXA-8230 SuperProbe electron probe microanalyzer (EPMA) equipped with five wavelength-dispersive spectrometers (WDS) and a tungsten filament electron gun. |  | sulfides were analyzed using an accelerating voltage of 25 kV, a 2-nA beam current, focused to 1 μm, with elemental counting times between 5 and 30 s |  | 3619.1111 | [13 empty] | 95141.0633 | [17 empty] | -99999 | [9 empty] | 26266.4354 | [43 empty] | 722676.7244 | [15 empty] | 93853.5938 |  | -99999 |  |  |  | 57672.6168 | [33 empty] | -99999 |  |  |  |  | 2024 | Denisová, N., Piercey, S. J., & Wälle, M. (2024). Mineralogy and mineral chemistry of the ABM replacement-style volcanogenic massive sulfide deposit, Finlayson Lake district, Yukon, Canada. Mineralium Deposita, 59(3), 473-503. https://doi.org/10.1007/s00126-023-01217-4 |  | CAN | CA-YT | -130.6 | 61.4667 | [8 empty] | Only analyses +/-2% of 100% were shown and they were normalized to 100% | 2025-04-30
| ABM |  | Volcanic basin hydrothermal | Volcanogenic massive sulfide (VMS) | Bimodal felsic VMS | Zn, Cu, Pb, Au, Ag |  | Zn, Cu, Pb, Au, Ag | Denisová et al., 2024 |  | Q930238 | Q930238-5-1-22 | borehole | K15-236 |  | 82.3 | 82.45 | ore material | half core | core drilling | rock | polished slab from core | Yukon–Tanana and Slide Mountain terranes | Kudz Ze Kayah formation |  |  | acid volcanic rock, siliciclastic sedimentary rock |  | rock | greenschist | Native Bi | Assemblage 2 |  |  |  | chloritic |  | pyrite, arsenopyrite, pyrrhotite, galena, chalcopyrite, sulfosalts | cutting and polishing | EPMA | JEOL JXA-8230 SuperProbe electron probe microanalyzer (EPMA) equipped with five wavelength-dispersive spectrometers (WDS) and a tungsten filament electron gun. |  | sulfides were analyzed using an accelerating voltage of 25 kV, a 2-nA beam current, focused to 1 μm, with elemental counting times between 5 and 30 s |  | -99999 | [13 empty] | 978441.026 | [17 empty] | -99999 | [9 empty] | 4403.5352 | [43 empty] | 2028.4803 | [15 empty] | 1794.0328 |  | 12323.7822 |  |  |  | -99999 | [33 empty] | -99999 |  |  |  |  | 2024 | Denisová, N., Piercey, S. J., & Wälle, M. (2024). Mineralogy and mineral chemistry of the ABM replacement-style volcanogenic massive sulfide deposit, Finlayson Lake district, Yukon, Canada. Mineralium Deposita, 59(3), 473-503. https://doi.org/10.1007/s00126-023-01217-4 |  | CAN | CA-YT | -130.6 | 61.4667 | [8 empty] | Only analyses +/-2% of 100% were shown and they were normalized to 100% | 2025-04-30
| ABM |  | Volcanic basin hydrothermal | Volcanogenic massive sulfide (VMS) | Bimodal felsic VMS | Zn, Cu, Pb, Au, Ag |  | Zn, Cu, Pb, Au, Ag | Denisová et al., 2024 |  | Q930238 | Q930238-1-1-16 | borehole | K15-236 |  | 82.3 | 82.45 | ore material | half core | core drilling | rock | polished slab from core | Yukon–Tanana and Slide Mountain terranes | Kudz Ze Kayah formation |  |  | acid volcanic rock, siliciclastic sedimentary rock |  | rock | greenschist | Native Bi | Assemblage 2 |  |  |  | chloritic |  | pyrite, arsenopyrite, pyrrhotite, galena, chalcopyrite, sulfosalts | cutting and polishing | EPMA | JEOL JXA-8230 SuperProbe electron probe microanalyzer (EPMA) equipped with five wavelength-dispersive spectrometers (WDS) and a tungsten filament electron gun. |  | sulfides were analyzed using an accelerating voltage of 25 kV, a 2-nA beam current, focused to 1 μm, with elemental counting times between 5 and 30 s |  | -99999 | [13 empty] | 916790.7964 | [17 empty] | 1953.2214 | [9 empty] | 32681.9314 | [43 empty] | -99999 | [15 empty] | 13909.3035 |  | 12399.9961 |  |  |  | -99999 | [33 empty] | 21672.8659 |  |  |  |  | 2024 | Denisová, N., Piercey, S. J., & Wälle, M. (2024). Mineralogy and mineral chemistry of the ABM replacement-style volcanogenic massive sulfide deposit, Finlayson Lake district, Yukon, Canada. Mineralium Deposita, 59(3), 473-503. https://doi.org/10.1007/s00126-023-01217-4 |  | CAN | CA-YT | -130.6 | 61.4667 | [8 empty] | Only analyses +/-2% of 100% were shown and they were normalized to 100% | 2025-04-30
| ABM |  | Volcanic basin hydrothermal | Volcanogenic massive sulfide (VMS) | Bimodal felsic VMS | Zn, Cu, Pb, Au, Ag |  | Zn, Cu, Pb, Au, Ag | Denisová et al., 2024 |  | Q721151 | Q721151-3-1-15 | borehole | K15-204 |  | 112.53 | 112.62 | ore material | half core | core drilling | rock | polished slab from core | Yukon–Tanana and Slide Mountain terranes | Kudz Ze Kayah formation |  |  | acid volcanic rock, siliciclastic sedimentary rock |  | rock | greenschist | Bismuthinite | Assemblage 2 |  |  |  | chloritic |  | pyrite, arsenopyrite, pyrrhotite, galena, chalcopyrite, sulfosalts | cutting and polishing | EPMA | JEOL JXA-8230 SuperProbe electron probe microanalyzer (EPMA) equipped with five wavelength-dispersive spectrometers (WDS) and a tungsten filament electron gun. |  | sulfides were analyzed using an accelerating voltage of 25 kV, a 2-nA beam current, focused to 1 μm, with elemental counting times between 5 and 30 s |  | -99999 | [13 empty] | 783595.0157 | [17 empty] | 2824.7768 | [9 empty] | 21108.4342 | [43 empty] | 7623.0277 | [15 empty] | 172795.0752 |  | -99999 |  |  |  | -99999 | [33 empty] | -99999 |  |  |  |  | 2024 | Denisová, N., Piercey, S. J., & Wälle, M. (2024). Mineralogy and mineral chemistry of the ABM replacement-style volcanogenic massive sulfide deposit, Finlayson Lake district, Yukon, Canada. Mineralium Deposita, 59(3), 473-503. https://doi.org/10.1007/s00126-023-01217-4 |  | CAN | CA-YT | -130.6 | 61.4667 | [8 empty] | Only analyses +/-2% of 100% were shown and they were normalized to 100% | 2025-04-30