## Sheet1
Uploaded | deposit_name | deposit_local_id | deposit_environment | deposit_group | deposit_type | primary_commodities | secondary_commodities | all_commodities | deposit_source | sample_uid | sample_name | sample_local_id | feature_type | feature_name | feature_uid | top_depth_m | bottom_depth_m | sample_deposit_relation | sample_type | sampling_method | material_class | material_class_comments | province | strat_unit_name | strat_unit_uid | strat_grouping | earth_material_group | earth_material_qualifier | earth_material | metamorphic_grade | mineral | paragenetic_stage | mode_of_occurrence | texture | color | alteration | sample_description | associated_minerals | sample_preparation | analytical_method | instrument_type_model | laboratory_location/if reported | operating_conditions/if reported | standards_used/if reported | ag_ppm | ag_detection_limit | al_ppm | al_detection_limit | as_ppm | as_detection_limit | au_ppm | au_detection_limit | b_ppm | b_detection_limit | ba_ppm | ba_detection_limit | be_ppm | be_detection_limit | bi_ppm | bi_detection_limit | br_ppm | br_detection_limit | ca_ppm | ca_detection_limit | cd_ppm | cd_detection_limit | ce_ppm | ce_detection_limit | cl_ppm | cl_detection_limit | co_ppm | co_detection_limit | cr_ppm | cr_detection_limit | cs_ppm | cs_detection_limit | cu_ppm | cu_detection_limit | dy_ppm | dy_detection_limit | er_ppm | er_detection_limit | eu_ppm | eu_detection_limit | f_ppm | f_detection_limit | fe_ppm | fe_detection_limit | ga_ppm | ga_detection_limit | gd_ppm | gd_detection_limit | ge_ppm | ge_detection_limit | hf_ppm | hf_detection_limit | hg_ppm | hg_detection_limit | ho_ppm | ho_detection_limit | in_ppm | in_detection_limit | ir_ppm | ir_detection_limit | k_ppm | k_detection_limit | la_ppm | la_detection_limit | li_ppm | li_detection_limit | lu_ppm | lu_detection_limit | mg_ppm | mg_detection_limit | mn_ppm | mn_detection_limit | mo_ppm | mo_detection_limit | na_ppm | na_detection_limit | nb_ppm | nb_detection_limit | nd_ppm | nd_detection_limit | ni_ppm | ni_detection_limit | os_ppm | os_detection_limit | p_ppm | p_detection_limit | pb_ppm | pb_detection_limit | pd_ppm | pd_detection_limit | pr_ppm | pr_detection_limit | pt_ppm | pt_detection_limit | rb_ppm | rb_detection_limit | re_ppm | re_detection_limit | rh_ppm | rh_detection_limit | ru_ppm | ru_detection_limit | s_ppm | s_detection_limit | sb_ppm | sb_detection_limit | sc_ppm | sc_detection_limit | se_ppm | se_detection_limit | si_ppm | si_detection_limit | sm_ppm | sm_detection_limit | sn_ppm | sn_detection_limit | sr_ppm | sr_detection_limit | ta_ppm | ta_detection_limit | tb_ppm | tb_detection_limit | te_ppm | te_detection_limit | th_ppm | th_detection_limit | ti_ppm | ti_detection_limit | tl_ppm | tl_detection_limit | tm_ppm | tm_detection_limit | u_ppm | u_detection_limit | v_ppm | v_detection_limit | w_ppm | w_detection_limit | y_ppm | y_detection_limit | yb_ppm | yb_detection_limit | zn_ppm | zn_detection_limit | zr_ppm | zr_detection_limit | analysis_datetime | publication_date | sample_source | submitter | country | state | deposit_longitude_wgs84 | deposit_latitude_wgs84 | sample_longitude_wgs84 | sample_latitude_wgs84 | sample_easting | sample_northing | sample_utm_zone | sample_location_description | location_source | location_accuracy | comments | last_update
| Guojiagou |  | Basin hydrothermal | Sediment-hosted | Irish-type sediment-hosted zinc-lead | Zn, Pb | Ga, Ge, In | Zn, Pb, Ga, Ge, In | Sun et al., 2025 |  | GB-1-1-SP | GB-1-1-SP@1 | unknown | Guojiagou |  |  |  | unknown | hand specimen | grab | rock | samples from underground and drill core | Qinling Orogen |  |  |  | ore |  | mineralisation | unknown | sphalerite | Sp1 |  | Fine-grained colloform texture | Black-brown |  |  | ankerite, quartz, pyrite, calcite, galena |  | EPMA | JEOL JXA-iSP100 electron probe microanalyzer | Southern Marine Science and Engineering Guangdong Laboratory | accelerating voltage of 20 kV, a probe current of 20nA, and a beam diameter of 5 μm | sphalerite, pyrite, greenockite, gallium phosphide, germanium dioxide, indium phosphide, chalcopyrite, tin metal | [20 empty] | 3900 | 91 | [10 empty] | 0 | 112 | [8 empty] | 32850 | 82 | 0 | 148 |  |  | 0 | 155 | [6 empty] | 0 | 93 | [12 empty] | 900000 | 77 | [30 empty] | 328560 | 54 | [10 empty] | 0 | 93 | [26 empty] | 627810 | 222 |  |  |  | 2025 | Lihao Sun, Xi Chen, Yi Zheng, Shixin Zhang, Fangcheng Pu, Yihan Wu, Jiajian Lu, Kai Ou, Yan Li, Pengpeng Yu, Critical metals Ga and Ge enrichment in the last-stage and low-temperature sphalerite from the Guojiagou Zn-Pb deposit, western Qinling Orogen, NW China, Ore Geology Reviews, Volume 179, 2025, 106494, https://doi.org/10.1016/j.oregeorev.2025.106494. |  | CHN |  | 106.0885 | 33.8613 | [5 empty] | Highly uncertain location; found on Mindat.org |  |  |  | 2025-03-27
| Guojiagou |  | Basin hydrothermal | Sediment-hosted | Irish-type sediment-hosted zinc-lead | Zn, Pb | Ga, Ge, In | Zn, Pb, Ga, Ge, In | Sun et al., 2025 |  | GB-1-1-SP | GB-1-1-SP@2 | unknown | Guojiagou |  |  |  | unknown | hand specimen | grab | rock | samples from underground and drill core | Qinling Orogen |  |  |  | ore |  | mineralisation | unknown | sphalerite | Sp1 |  | Fine-grained colloform texture | Black-brown |  |  | ankerite, quartz, pyrite, calcite, galena |  | EPMA | JEOL JXA-iSP100 electron probe microanalyzer | Southern Marine Science and Engineering Guangdong Laboratory | accelerating voltage of 20 kV, a probe current of 20nA, and a beam diameter of 5 μm | sphalerite, pyrite, greenockite, gallium phosphide, germanium dioxide, indium phosphide, chalcopyrite, tin metal | [20 empty] | 3760 | 91 | [10 empty] | 0 | 112 | [8 empty] | 33010 | 82 | 0 | 148 |  |  | 0 | 155 | [6 empty] | 0 | 93 | [12 empty] | 600000 | 77 | [30 empty] | 325940 | 54 | [10 empty] | 0 | 93 | [26 empty] | 628740 | 222 |  |  |  | 2025 | Lihao Sun, Xi Chen, Yi Zheng, Shixin Zhang, Fangcheng Pu, Yihan Wu, Jiajian Lu, Kai Ou, Yan Li, Pengpeng Yu, Critical metals Ga and Ge enrichment in the last-stage and low-temperature sphalerite from the Guojiagou Zn-Pb deposit, western Qinling Orogen, NW China, Ore Geology Reviews, Volume 179, 2025, 106494, https://doi.org/10.1016/j.oregeorev.2025.106494. |  | CHN |  | 106.0885 | 33.8613 | [5 empty] | Highly uncertain location; found on Mindat.org |  |  |  | 2025-03-27
| Guojiagou |  | Basin hydrothermal | Sediment-hosted | Irish-type sediment-hosted zinc-lead | Zn, Pb | Ga, Ge, In | Zn, Pb, Ga, Ge, In | Sun et al., 2025 |  | GB-1-1-SP | GB-1-1-SP@3 | unknown | Guojiagou |  |  |  | unknown | hand specimen | grab | rock | samples from underground and drill core | Qinling Orogen |  |  |  | ore |  | mineralisation | unknown | sphalerite | Sp1 |  | Fine-grained colloform texture | Black-brown |  |  | ankerite, quartz, pyrite, calcite, galena |  | EPMA | JEOL JXA-iSP100 electron probe microanalyzer | Southern Marine Science and Engineering Guangdong Laboratory | accelerating voltage of 20 kV, a probe current of 20nA, and a beam diameter of 5 μm | sphalerite, pyrite, greenockite, gallium phosphide, germanium dioxide, indium phosphide, chalcopyrite, tin metal | [20 empty] | 3660 | 91 | [10 empty] | 0 | 112 | [8 empty] | 31820 | 82 | 0 | 148 |  |  | 0 | 155 | [6 empty] | 0 | 93 | [12 empty] | 500000 | 77 | [30 empty] | 326900 | 54 | [10 empty] | 0 | 93 | [26 empty] | 623590 | 222 |  |  |  | 2025 | Lihao Sun, Xi Chen, Yi Zheng, Shixin Zhang, Fangcheng Pu, Yihan Wu, Jiajian Lu, Kai Ou, Yan Li, Pengpeng Yu, Critical metals Ga and Ge enrichment in the last-stage and low-temperature sphalerite from the Guojiagou Zn-Pb deposit, western Qinling Orogen, NW China, Ore Geology Reviews, Volume 179, 2025, 106494, https://doi.org/10.1016/j.oregeorev.2025.106494. |  | CHN |  | 106.0885 | 33.8613 | [5 empty] | Highly uncertain location; found on Mindat.org |  |  |  | 2025-03-27
| Guojiagou |  | Basin hydrothermal | Sediment-hosted | Irish-type sediment-hosted zinc-lead | Zn, Pb | Ga, Ge, In | Zn, Pb, Ga, Ge, In | Sun et al., 2025 |  | GB-1-1-SP | GB-1-1-SP@4 | unknown | Guojiagou |  |  |  | unknown | hand specimen | grab | rock | samples from underground and drill core | Qinling Orogen |  |  |  | ore |  | mineralisation | unknown | sphalerite | Sp1 |  | Fine-grained colloform texture | Black-brown |  |  | ankerite, quartz, pyrite, calcite, galena |  | EPMA | JEOL JXA-iSP100 electron probe microanalyzer | Southern Marine Science and Engineering Guangdong Laboratory | accelerating voltage of 20 kV, a probe current of 20nA, and a beam diameter of 5 μm | sphalerite, pyrite, greenockite, gallium phosphide, germanium dioxide, indium phosphide, chalcopyrite, tin metal | [20 empty] | 3460 | 91 | [10 empty] | 0 | 112 | [8 empty] | 29390 | 82 | 0 | 148 |  |  | 0 | 155 | [6 empty] | 0 | 93 | [12 empty] | 0 | 77 | [30 empty] | 325690 | 54 | [10 empty] | 0 | 93 | [26 empty] | 633080 | 222 |  |  |  | 2025 | Lihao Sun, Xi Chen, Yi Zheng, Shixin Zhang, Fangcheng Pu, Yihan Wu, Jiajian Lu, Kai Ou, Yan Li, Pengpeng Yu, Critical metals Ga and Ge enrichment in the last-stage and low-temperature sphalerite from the Guojiagou Zn-Pb deposit, western Qinling Orogen, NW China, Ore Geology Reviews, Volume 179, 2025, 106494, https://doi.org/10.1016/j.oregeorev.2025.106494. |  | CHN |  | 106.0885 | 33.8613 | [5 empty] | Highly uncertain location; found on Mindat.org |  |  |  | 2025-03-27
| Guojiagou |  | Basin hydrothermal | Sediment-hosted | Irish-type sediment-hosted zinc-lead | Zn, Pb | Ga, Ge, In | Zn, Pb, Ga, Ge, In | Sun et al., 2025 |  | GB-1-1-SP | GB-1-1-SP@5 | unknown | Guojiagou |  |  |  | unknown | hand specimen | grab | rock | samples from underground and drill core | Qinling Orogen |  |  |  | ore |  | mineralisation | unknown | sphalerite | Sp1 |  | Fine-grained colloform texture | Black-brown |  |  | ankerite, quartz, pyrite, calcite, galena |  | EPMA | JEOL JXA-iSP100 electron probe microanalyzer | Southern Marine Science and Engineering Guangdong Laboratory | accelerating voltage of 20 kV, a probe current of 20nA, and a beam diameter of 5 μm | sphalerite, pyrite, greenockite, gallium phosphide, germanium dioxide, indium phosphide, chalcopyrite, tin metal | [20 empty] | 3520 | 91 | [10 empty] | 0 | 112 | [8 empty] | 29430 | 82 | 0 | 148 |  |  | 0 | 155 | [6 empty] | 0 | 93 | [12 empty] | 0 | 77 | [30 empty] | 325760 | 54 | [10 empty] | 40 | 93 | [26 empty] | 631080 | 222 |  |  |  | 2025 | Lihao Sun, Xi Chen, Yi Zheng, Shixin Zhang, Fangcheng Pu, Yihan Wu, Jiajian Lu, Kai Ou, Yan Li, Pengpeng Yu, Critical metals Ga and Ge enrichment in the last-stage and low-temperature sphalerite from the Guojiagou Zn-Pb deposit, western Qinling Orogen, NW China, Ore Geology Reviews, Volume 179, 2025, 106494, https://doi.org/10.1016/j.oregeorev.2025.106494. |  | CHN |  | 106.0885 | 33.8613 | [5 empty] | Highly uncertain location; found on Mindat.org |  |  |  | 2025-03-27
| Guojiagou |  | Basin hydrothermal | Sediment-hosted | Irish-type sediment-hosted zinc-lead | Zn, Pb | Ga, Ge, In | Zn, Pb, Ga, Ge, In | Sun et al., 2025 |  | GB-1-1-SP | GB-1-1-SP@6 | unknown | Guojiagou |  |  |  | unknown | hand specimen | grab | rock | samples from underground and drill core | Qinling Orogen |  |  |  | ore |  | mineralisation | unknown | sphalerite | Sp1 |  | Fine-grained colloform texture | Black-brown |  |  | ankerite, quartz, pyrite, calcite, galena |  | EPMA | JEOL JXA-iSP100 electron probe microanalyzer | Southern Marine Science and Engineering Guangdong Laboratory | accelerating voltage of 20 kV, a probe current of 20nA, and a beam diameter of 5 μm | sphalerite, pyrite, greenockite, gallium phosphide, germanium dioxide, indium phosphide, chalcopyrite, tin metal | [20 empty] | 3780 | 91 | [10 empty] | 0 | 112 | [8 empty] | 32070 | 82 | 0 | 148 |  |  | 0 | 155 | [6 empty] | 0 | 93 | [12 empty] | 0 | 77 | [30 empty] | 327430 | 54 | [10 empty] | 0 | 93 | [26 empty] | 628530 | 222 |  |  |  | 2025 | Lihao Sun, Xi Chen, Yi Zheng, Shixin Zhang, Fangcheng Pu, Yihan Wu, Jiajian Lu, Kai Ou, Yan Li, Pengpeng Yu, Critical metals Ga and Ge enrichment in the last-stage and low-temperature sphalerite from the Guojiagou Zn-Pb deposit, western Qinling Orogen, NW China, Ore Geology Reviews, Volume 179, 2025, 106494, https://doi.org/10.1016/j.oregeorev.2025.106494. |  | CHN |  | 106.0885 | 33.8613 | [5 empty] | Highly uncertain location; found on Mindat.org |  |  |  | 2025-03-27
| Guojiagou |  | Basin hydrothermal | Sediment-hosted | Irish-type sediment-hosted zinc-lead | Zn, Pb | Ga, Ge, In | Zn, Pb, Ga, Ge, In | Sun et al., 2025 |  | GJG-1-13-1 | GJG-1-13-1@1 | unknown | Guojiagou |  |  |  | unknown | hand specimen | grab | rock | samples from underground and drill core | Qinling Orogen |  |  |  | ore |  | mineralisation | unknown | sphalerite | Sp1 |  | Fine-grained colloform texture | Black-brown |  |  | ankerite, quartz, pyrite, calcite, galena |  | EPMA | JEOL JXA-iSP100 electron probe microanalyzer | Southern Marine Science and Engineering Guangdong Laboratory | accelerating voltage of 20 kV, a probe current of 20nA, and a beam diameter of 5 μm | sphalerite, pyrite, greenockite, gallium phosphide, germanium dioxide, indium phosphide, chalcopyrite, tin metal | [20 empty] | 2900 | 91 | [10 empty] | 0 | 112 | [8 empty] | 34690 | 82 | 0 | 148 |  |  | 0 | 155 | [6 empty] | 120 | 93 | [12 empty] | 0 | 77 | [30 empty] | 325220 | 54 | [10 empty] | 0 | 93 | [26 empty] | 627190 | 222 |  |  |  | 2025 | Lihao Sun, Xi Chen, Yi Zheng, Shixin Zhang, Fangcheng Pu, Yihan Wu, Jiajian Lu, Kai Ou, Yan Li, Pengpeng Yu, Critical metals Ga and Ge enrichment in the last-stage and low-temperature sphalerite from the Guojiagou Zn-Pb deposit, western Qinling Orogen, NW China, Ore Geology Reviews, Volume 179, 2025, 106494, https://doi.org/10.1016/j.oregeorev.2025.106494. |  | CHN |  | 106.0885 | 33.8613 | [5 empty] | Highly uncertain location; found on Mindat.org |  |  |  | 2025-03-27
| Guojiagou |  | Basin hydrothermal | Sediment-hosted | Irish-type sediment-hosted zinc-lead | Zn, Pb | Ga, Ge, In | Zn, Pb, Ga, Ge, In | Sun et al., 2025 |  | GJG-1-13-1 | GJG-1-13-1@2 | unknown | Guojiagou |  |  |  | unknown | hand specimen | grab | rock | samples from underground and drill core | Qinling Orogen |  |  |  | ore |  | mineralisation | unknown | sphalerite | Sp1 |  | Fine-grained colloform texture | Black-brown |  |  | ankerite, quartz, pyrite, calcite, galena |  | EPMA | JEOL JXA-iSP100 electron probe microanalyzer | Southern Marine Science and Engineering Guangdong Laboratory | accelerating voltage of 20 kV, a probe current of 20nA, and a beam diameter of 5 μm | sphalerite, pyrite, greenockite, gallium phosphide, germanium dioxide, indium phosphide, chalcopyrite, tin metal | [20 empty] | 2830 | 91 | [10 empty] | 0 | 112 | [8 empty] | 31400 | 82 | 0 | 148 |  |  | 0 | 155 | [6 empty] | 40 | 93 | [12 empty] | 0 | 77 | [30 empty] | 326260 | 54 | [10 empty] | 0 | 93 | [26 empty] | 624450 | 222 |  |  |  | 2025 | Lihao Sun, Xi Chen, Yi Zheng, Shixin Zhang, Fangcheng Pu, Yihan Wu, Jiajian Lu, Kai Ou, Yan Li, Pengpeng Yu, Critical metals Ga and Ge enrichment in the last-stage and low-temperature sphalerite from the Guojiagou Zn-Pb deposit, western Qinling Orogen, NW China, Ore Geology Reviews, Volume 179, 2025, 106494, https://doi.org/10.1016/j.oregeorev.2025.106494. |  | CHN |  | 106.0885 | 33.8613 | [5 empty] | Highly uncertain location; found on Mindat.org |  |  |  | 2025-03-27
| Guojiagou |  | Basin hydrothermal | Sediment-hosted | Irish-type sediment-hosted zinc-lead | Zn, Pb | Ga, Ge, In | Zn, Pb, Ga, Ge, In | Sun et al., 2025 |  | GJG-1-13-1 | GJG-1-13-1@3 | unknown | Guojiagou |  |  |  | unknown | hand specimen | grab | rock | samples from underground and drill core | Qinling Orogen |  |  |  | ore |  | mineralisation | unknown | sphalerite | Sp1 |  | Fine-grained colloform texture | Black-brown |  |  | ankerite, quartz, pyrite, calcite, galena |  | EPMA | JEOL JXA-iSP100 electron probe microanalyzer | Southern Marine Science and Engineering Guangdong Laboratory | accelerating voltage of 20 kV, a probe current of 20nA, and a beam diameter of 5 μm | sphalerite, pyrite, greenockite, gallium phosphide, germanium dioxide, indium phosphide, chalcopyrite, tin metal | [20 empty] | 2460 | 91 | [10 empty] | 0 | 112 | [8 empty] | 33080 | 82 | 0 | 148 |  |  | 0 | 155 | [6 empty] | 0 | 93 | [12 empty] | 0 | 77 | [30 empty] | 325370 | 54 | [10 empty] | 0 | 93 | [26 empty] | 627340 | 222 |  |  |  | 2025 | Lihao Sun, Xi Chen, Yi Zheng, Shixin Zhang, Fangcheng Pu, Yihan Wu, Jiajian Lu, Kai Ou, Yan Li, Pengpeng Yu, Critical metals Ga and Ge enrichment in the last-stage and low-temperature sphalerite from the Guojiagou Zn-Pb deposit, western Qinling Orogen, NW China, Ore Geology Reviews, Volume 179, 2025, 106494, https://doi.org/10.1016/j.oregeorev.2025.106494. |  | CHN |  | 106.0885 | 33.8613 | [5 empty] | Highly uncertain location; found on Mindat.org |  |  |  | 2025-03-27
| Guojiagou |  | Basin hydrothermal | Sediment-hosted | Irish-type sediment-hosted zinc-lead | Zn, Pb | Ga, Ge, In | Zn, Pb, Ga, Ge, In | Sun et al., 2025 |  | GJG-1-13-1 | GJG-1-13-1@4 | unknown | Guojiagou |  |  |  | unknown | hand specimen | grab | rock | samples from underground and drill core | Qinling Orogen |  |  |  | ore |  | mineralisation | unknown | sphalerite | Sp1 |  | Fine-grained colloform texture | Black-brown |  |  | ankerite, quartz, pyrite, calcite, galena |  | EPMA | JEOL JXA-iSP100 electron probe microanalyzer | Southern Marine Science and Engineering Guangdong Laboratory | accelerating voltage of 20 kV, a probe current of 20nA, and a beam diameter of 5 μm | sphalerite, pyrite, greenockite, gallium phosphide, germanium dioxide, indium phosphide, chalcopyrite, tin metal | [20 empty] | 2580 | 91 | [10 empty] | 0 | 112 | [8 empty] | 32340 | 82 | 0 | 148 |  |  | 0 | 155 | [6 empty] | 10 | 93 | [12 empty] | 500000 | 77 | [30 empty] | 325580 | 54 | [10 empty] | 0 | 93 | [26 empty] | 629150 | 222 |  |  |  | 2025 | Lihao Sun, Xi Chen, Yi Zheng, Shixin Zhang, Fangcheng Pu, Yihan Wu, Jiajian Lu, Kai Ou, Yan Li, Pengpeng Yu, Critical metals Ga and Ge enrichment in the last-stage and low-temperature sphalerite from the Guojiagou Zn-Pb deposit, western Qinling Orogen, NW China, Ore Geology Reviews, Volume 179, 2025, 106494, https://doi.org/10.1016/j.oregeorev.2025.106494. |  | CHN |  | 106.0885 | 33.8613 | [5 empty] | Highly uncertain location; found on Mindat.org |  |  |  | 2025-03-27
| Guojiagou |  | Basin hydrothermal | Sediment-hosted | Irish-type sediment-hosted zinc-lead | Zn, Pb | Ga, Ge, In | Zn, Pb, Ga, Ge, In | Sun et al., 2025 |  | GJG-1-13-1 | GJG-1-13-1@5 | unknown | Guojiagou |  |  |  | unknown | hand specimen | grab | rock | samples from underground and drill core | Qinling Orogen |  |  |  | ore |  | mineralisation | unknown | sphalerite | Sp1 |  | Fine-grained colloform texture | Black-brown |  |  | ankerite, quartz, pyrite, calcite, galena |  | EPMA | JEOL JXA-iSP100 electron probe microanalyzer | Southern Marine Science and Engineering Guangdong Laboratory | accelerating voltage of 20 kV, a probe current of 20nA, and a beam diameter of 5 μm | sphalerite, pyrite, greenockite, gallium phosphide, germanium dioxide, indium phosphide, chalcopyrite, tin metal | [20 empty] | 2480 | 91 | [10 empty] | 0 | 112 | [8 empty] | 32350 | 82 | 0 | 148 |  |  | 0 | 155 | [6 empty] | 0 | 93 | [12 empty] | 0 | 77 | [30 empty] | 322880 | 54 | [10 empty] | 180 | 93 | [26 empty] | 628210 | 222 |  |  |  | 2025 | Lihao Sun, Xi Chen, Yi Zheng, Shixin Zhang, Fangcheng Pu, Yihan Wu, Jiajian Lu, Kai Ou, Yan Li, Pengpeng Yu, Critical metals Ga and Ge enrichment in the last-stage and low-temperature sphalerite from the Guojiagou Zn-Pb deposit, western Qinling Orogen, NW China, Ore Geology Reviews, Volume 179, 2025, 106494, https://doi.org/10.1016/j.oregeorev.2025.106494. |  | CHN |  | 106.0885 | 33.8613 | [5 empty] | Highly uncertain location; found on Mindat.org |  |  |  | 2025-03-27
| Guojiagou |  | Basin hydrothermal | Sediment-hosted | Irish-type sediment-hosted zinc-lead | Zn, Pb | Ga, Ge, In | Zn, Pb, Ga, Ge, In | Sun et al., 2025 |  | GJG-1-13-1 | GJG-1-13-1@6 | unknown | Guojiagou |  |  |  | unknown | hand specimen | grab | rock | samples from underground and drill core | Qinling Orogen |  |  |  | ore |  | mineralisation | unknown | sphalerite | Sp1 |  | Fine-grained colloform texture | Black-brown |  |  | ankerite, quartz, pyrite, calcite, galena |  | EPMA | JEOL JXA-iSP100 electron probe microanalyzer | Southern Marine Science and Engineering Guangdong Laboratory | accelerating voltage of 20 kV, a probe current of 20nA, and a beam diameter of 5 μm | sphalerite, pyrite, greenockite, gallium phosphide, germanium dioxide, indium phosphide, chalcopyrite, tin metal | [20 empty] | 2570 | 91 | [10 empty] | 0 | 112 | [8 empty] | 30810 | 82 | 0 | 148 |  |  | 0 | 155 | [6 empty] | 0 | 93 | [12 empty] | 0 | 77 | [30 empty] | 325900 | 54 | [10 empty] | 0 | 93 | [26 empty] | 627350 | 222 |  |  |  | 2025 | Lihao Sun, Xi Chen, Yi Zheng, Shixin Zhang, Fangcheng Pu, Yihan Wu, Jiajian Lu, Kai Ou, Yan Li, Pengpeng Yu, Critical metals Ga and Ge enrichment in the last-stage and low-temperature sphalerite from the Guojiagou Zn-Pb deposit, western Qinling Orogen, NW China, Ore Geology Reviews, Volume 179, 2025, 106494, https://doi.org/10.1016/j.oregeorev.2025.106494. |  | CHN |  | 106.0885 | 33.8613 | [5 empty] | Highly uncertain location; found on Mindat.org |  |  |  | 2025-03-27
| Guojiagou |  | Basin hydrothermal | Sediment-hosted | Irish-type sediment-hosted zinc-lead | Zn, Pb | Ga, Ge, In | Zn, Pb, Ga, Ge, In | Sun et al., 2025 |  | GJ-N7-22-1 | GJ-N7-22-1@1 | unknown | Guojiagou |  |  |  | unknown | hand specimen | grab | rock | samples from underground and drill core | Qinling Orogen |  |  |  | ore |  | mineralisation | unknown | sphalerite | Sp1 |  | Fine-grained colloform texture | Black-brown |  |  | ankerite, quartz, pyrite, calcite, galena |  | EPMA | JEOL JXA-iSP100 electron probe microanalyzer | Southern Marine Science and Engineering Guangdong Laboratory | accelerating voltage of 20 kV, a probe current of 20nA, and a beam diameter of 5 μm | sphalerite, pyrite, greenockite, gallium phosphide, germanium dioxide, indium phosphide, chalcopyrite, tin metal | [20 empty] | 3820 | 91 | [10 empty] | 1750 | 112 | [8 empty] | 14300 | 82 | 0 | 148 |  |  | 0 | 155 | [6 empty] | 0 | 93 | [12 empty] | 1200000 | 77 | [30 empty] | 323340 | 54 | [10 empty] | 0 | 93 | [26 empty] | 647130 | 222 |  |  |  | 2025 | Lihao Sun, Xi Chen, Yi Zheng, Shixin Zhang, Fangcheng Pu, Yihan Wu, Jiajian Lu, Kai Ou, Yan Li, Pengpeng Yu, Critical metals Ga and Ge enrichment in the last-stage and low-temperature sphalerite from the Guojiagou Zn-Pb deposit, western Qinling Orogen, NW China, Ore Geology Reviews, Volume 179, 2025, 106494, https://doi.org/10.1016/j.oregeorev.2025.106494. |  | CHN |  | 106.0885 | 33.8613 | [5 empty] | Highly uncertain location; found on Mindat.org |  |  |  | 2025-03-27
| Guojiagou |  | Basin hydrothermal | Sediment-hosted | Irish-type sediment-hosted zinc-lead | Zn, Pb | Ga, Ge, In | Zn, Pb, Ga, Ge, In | Sun et al., 2025 |  | GJ-N7-22-1 | GJ-N7-22-1@2 | unknown | Guojiagou |  |  |  | unknown | hand specimen | grab | rock | samples from underground and drill core | Qinling Orogen |  |  |  | ore |  | mineralisation | unknown | sphalerite | Sp1 |  | Fine-grained colloform texture | Black-brown |  |  | ankerite, quartz, pyrite, calcite, galena |  | EPMA | JEOL JXA-iSP100 electron probe microanalyzer | Southern Marine Science and Engineering Guangdong Laboratory | accelerating voltage of 20 kV, a probe current of 20nA, and a beam diameter of 5 μm | sphalerite, pyrite, greenockite, gallium phosphide, germanium dioxide, indium phosphide, chalcopyrite, tin metal | [20 empty] | 3270 | 91 | [10 empty] | 2300 | 112 | [8 empty] | 14130 | 82 | 0 | 148 |  |  | 0 | 155 | [6 empty] | 0 | 93 | [12 empty] | 0 | 77 | [30 empty] | 323960 | 54 | [10 empty] | 0 | 93 | [26 empty] | 648530 | 222 |  |  |  | 2025 | Lihao Sun, Xi Chen, Yi Zheng, Shixin Zhang, Fangcheng Pu, Yihan Wu, Jiajian Lu, Kai Ou, Yan Li, Pengpeng Yu, Critical metals Ga and Ge enrichment in the last-stage and low-temperature sphalerite from the Guojiagou Zn-Pb deposit, western Qinling Orogen, NW China, Ore Geology Reviews, Volume 179, 2025, 106494, https://doi.org/10.1016/j.oregeorev.2025.106494. |  | CHN |  | 106.0885 | 33.8613 | [5 empty] | Highly uncertain location; found on Mindat.org |  |  |  | 2025-03-27
| Guojiagou |  | Basin hydrothermal | Sediment-hosted | Irish-type sediment-hosted zinc-lead | Zn, Pb | Ga, Ge, In | Zn, Pb, Ga, Ge, In | Sun et al., 2025 |  | GJ-N7-22-1 | GJ-N7-22-1@3 | unknown | Guojiagou |  |  |  | unknown | hand specimen | grab | rock | samples from underground and drill core | Qinling Orogen |  |  |  | ore |  | mineralisation | unknown | sphalerite | Sp1 |  | Fine-grained colloform texture | Black-brown |  |  | ankerite, quartz, pyrite, calcite, galena |  | EPMA | JEOL JXA-iSP100 electron probe microanalyzer | Southern Marine Science and Engineering Guangdong Laboratory | accelerating voltage of 20 kV, a probe current of 20nA, and a beam diameter of 5 μm | sphalerite, pyrite, greenockite, gallium phosphide, germanium dioxide, indium phosphide, chalcopyrite, tin metal | [20 empty] | 3470 | 91 | [10 empty] | 6010 | 112 | [8 empty] | 15290 | 82 | 0 | 148 |  |  | 0 | 155 | [6 empty] | 100 | 93 | [12 empty] | 0 | 77 | [30 empty] | 326630 | 54 | [10 empty] | 0 | 93 | [26 empty] | 643540 | 222 |  |  |  | 2025 | Lihao Sun, Xi Chen, Yi Zheng, Shixin Zhang, Fangcheng Pu, Yihan Wu, Jiajian Lu, Kai Ou, Yan Li, Pengpeng Yu, Critical metals Ga and Ge enrichment in the last-stage and low-temperature sphalerite from the Guojiagou Zn-Pb deposit, western Qinling Orogen, NW China, Ore Geology Reviews, Volume 179, 2025, 106494, https://doi.org/10.1016/j.oregeorev.2025.106494. |  | CHN |  | 106.0885 | 33.8613 | [5 empty] | Highly uncertain location; found on Mindat.org |  |  |  | 2025-03-27
| Guojiagou |  | Basin hydrothermal | Sediment-hosted | Irish-type sediment-hosted zinc-lead | Zn, Pb | Ga, Ge, In | Zn, Pb, Ga, Ge, In | Sun et al., 2025 |  | GJ-N7-22-1 | GJ-N7-22-1@4 | unknown | Guojiagou |  |  |  | unknown | hand specimen | grab | rock | samples from underground and drill core | Qinling Orogen |  |  |  | ore |  | mineralisation | unknown | sphalerite | Sp1 |  | Fine-grained colloform texture | Black-brown |  |  | ankerite, quartz, pyrite, calcite, galena |  | EPMA | JEOL JXA-iSP100 electron probe microanalyzer | Southern Marine Science and Engineering Guangdong Laboratory | accelerating voltage of 20 kV, a probe current of 20nA, and a beam diameter of 5 μm | sphalerite, pyrite, greenockite, gallium phosphide, germanium dioxide, indium phosphide, chalcopyrite, tin metal | [20 empty] | 3360 | 91 | [10 empty] | 3150 | 112 | [8 empty] | 12630 | 82 | 0 | 148 |  |  | 0 | 155 | [6 empty] | 0 | 93 | [12 empty] | 200000 | 77 | [30 empty] | 329890 | 54 | [10 empty] | 70 | 93 | [26 empty] | 648190 | 222 |  |  |  | 2025 | Lihao Sun, Xi Chen, Yi Zheng, Shixin Zhang, Fangcheng Pu, Yihan Wu, Jiajian Lu, Kai Ou, Yan Li, Pengpeng Yu, Critical metals Ga and Ge enrichment in the last-stage and low-temperature sphalerite from the Guojiagou Zn-Pb deposit, western Qinling Orogen, NW China, Ore Geology Reviews, Volume 179, 2025, 106494, https://doi.org/10.1016/j.oregeorev.2025.106494. |  | CHN |  | 106.0885 | 33.8613 | [5 empty] | Highly uncertain location; found on Mindat.org |  |  |  | 2025-03-27
| Guojiagou |  | Basin hydrothermal | Sediment-hosted | Irish-type sediment-hosted zinc-lead | Zn, Pb | Ga, Ge, In | Zn, Pb, Ga, Ge, In | Sun et al., 2025 |  | GJ-N7-22-1 | GJ-N7-22-1@5 | unknown | Guojiagou |  |  |  | unknown | hand specimen | grab | rock | samples from underground and drill core | Qinling Orogen |  |  |  | ore |  | mineralisation | unknown | sphalerite | Sp1 |  | Fine-grained colloform texture | Black-brown |  |  | ankerite, quartz, pyrite, calcite, galena |  | EPMA | JEOL JXA-iSP100 electron probe microanalyzer | Southern Marine Science and Engineering Guangdong Laboratory | accelerating voltage of 20 kV, a probe current of 20nA, and a beam diameter of 5 μm | sphalerite, pyrite, greenockite, gallium phosphide, germanium dioxide, indium phosphide, chalcopyrite, tin metal | [20 empty] | 3680 | 91 | [10 empty] | 6760 | 112 | [8 empty] | 13900 | 82 | 0 | 148 |  |  | 0 | 155 | [6 empty] | 0 | 93 | [12 empty] | 0 | 77 | [30 empty] | 322720 | 54 | [10 empty] | 80 | 93 | [26 empty] | 641770 | 222 |  |  |  | 2025 | Lihao Sun, Xi Chen, Yi Zheng, Shixin Zhang, Fangcheng Pu, Yihan Wu, Jiajian Lu, Kai Ou, Yan Li, Pengpeng Yu, Critical metals Ga and Ge enrichment in the last-stage and low-temperature sphalerite from the Guojiagou Zn-Pb deposit, western Qinling Orogen, NW China, Ore Geology Reviews, Volume 179, 2025, 106494, https://doi.org/10.1016/j.oregeorev.2025.106494. |  | CHN |  | 106.0885 | 33.8613 | [5 empty] | Highly uncertain location; found on Mindat.org |  |  |  | 2025-03-27
| Guojiagou |  | Basin hydrothermal | Sediment-hosted | Irish-type sediment-hosted zinc-lead | Zn, Pb | Ga, Ge, In | Zn, Pb, Ga, Ge, In | Sun et al., 2025 |  | GJ-N7-22-1 | GJ-N7-22-1@6 | unknown | Guojiagou |  |  |  | unknown | hand specimen | grab | rock | samples from underground and drill core | Qinling Orogen |  |  |  | ore |  | mineralisation | unknown | sphalerite | Sp1 |  | Fine-grained colloform texture | Black-brown |  |  | ankerite, quartz, pyrite, calcite, galena |  | EPMA | JEOL JXA-iSP100 electron probe microanalyzer | Southern Marine Science and Engineering Guangdong Laboratory | accelerating voltage of 20 kV, a probe current of 20nA, and a beam diameter of 5 μm | sphalerite, pyrite, greenockite, gallium phosphide, germanium dioxide, indium phosphide, chalcopyrite, tin metal | [20 empty] | 4840 | 91 | [10 empty] | 5410 | 112 | [8 empty] | 11090 | 82 | 0 | 148 |  |  | 0 | 155 | [6 empty] | 0 | 93 | [12 empty] | 300000 | 77 | [30 empty] | 325630 | 54 | [10 empty] | 0 | 93 | [26 empty] | 646540 | 222 |  |  |  | 2025 | Lihao Sun, Xi Chen, Yi Zheng, Shixin Zhang, Fangcheng Pu, Yihan Wu, Jiajian Lu, Kai Ou, Yan Li, Pengpeng Yu, Critical metals Ga and Ge enrichment in the last-stage and low-temperature sphalerite from the Guojiagou Zn-Pb deposit, western Qinling Orogen, NW China, Ore Geology Reviews, Volume 179, 2025, 106494, https://doi.org/10.1016/j.oregeorev.2025.106494. |  | CHN |  | 106.0885 | 33.8613 | [5 empty] | Highly uncertain location; found on Mindat.org |  |  |  | 2025-03-27
| Guojiagou |  | Basin hydrothermal | Sediment-hosted | Irish-type sediment-hosted zinc-lead | Zn, Pb | Ga, Ge, In | Zn, Pb, Ga, Ge, In | Sun et al., 2025 |  | GT-N7-18-Z-1 | GT-N7-18-Z-1@1 | unknown | Guojiagou |  |  |  | unknown | hand specimen | grab | rock | samples from underground and drill core | Qinling Orogen |  |  |  | ore |  | mineralisation | unknown | sphalerite | Sp1 |  | Fine-grained colloform texture | Black-brown |  |  | ankerite, quartz, pyrite, calcite, galena |  | EPMA | JEOL JXA-iSP100 electron probe microanalyzer | Southern Marine Science and Engineering Guangdong Laboratory | accelerating voltage of 20 kV, a probe current of 20nA, and a beam diameter of 5 μm | sphalerite, pyrite, greenockite, gallium phosphide, germanium dioxide, indium phosphide, chalcopyrite, tin metal | [20 empty] | 2960 | 91 | [10 empty] | 0 | 112 | [8 empty] | 33570 | 82 | 0 | 148 |  |  | 0 | 155 | [6 empty] | 10 | 93 | [12 empty] | 1500000 | 77 | [30 empty] | 328450 | 54 | [10 empty] | 110 | 93 | [26 empty] | 629150 | 222 |  |  |  | 2025 | Lihao Sun, Xi Chen, Yi Zheng, Shixin Zhang, Fangcheng Pu, Yihan Wu, Jiajian Lu, Kai Ou, Yan Li, Pengpeng Yu, Critical metals Ga and Ge enrichment in the last-stage and low-temperature sphalerite from the Guojiagou Zn-Pb deposit, western Qinling Orogen, NW China, Ore Geology Reviews, Volume 179, 2025, 106494, https://doi.org/10.1016/j.oregeorev.2025.106494. |  | CHN |  | 106.0885 | 33.8613 | [5 empty] | Highly uncertain location; found on Mindat.org |  |  |  | 2025-03-27
| Guojiagou |  | Basin hydrothermal | Sediment-hosted | Irish-type sediment-hosted zinc-lead | Zn, Pb | Ga, Ge, In | Zn, Pb, Ga, Ge, In | Sun et al., 2025 |  | GT-N7-18-Z-1 | GT-N7-18-Z-1@2 | unknown | Guojiagou |  |  |  | unknown | hand specimen | grab | rock | samples from underground and drill core | Qinling Orogen |  |  |  | ore |  | mineralisation | unknown | sphalerite | Sp1 |  | Fine-grained colloform texture | Black-brown |  |  | ankerite, quartz, pyrite, calcite, galena |  | EPMA | JEOL JXA-iSP100 electron probe microanalyzer | Southern Marine Science and Engineering Guangdong Laboratory | accelerating voltage of 20 kV, a probe current of 20nA, and a beam diameter of 5 μm | sphalerite, pyrite, greenockite, gallium phosphide, germanium dioxide, indium phosphide, chalcopyrite, tin metal | [20 empty] | 2850 | 91 | [10 empty] | 2750 | 112 | [8 empty] | 31690 | 82 | 0 | 148 |  |  | 0 | 155 | [6 empty] | 0 | 93 | [12 empty] | 0 | 77 | [30 empty] | 324320 | 54 | [10 empty] | 0 | 93 | [26 empty] | 634010 | 222 |  |  |  | 2025 | Lihao Sun, Xi Chen, Yi Zheng, Shixin Zhang, Fangcheng Pu, Yihan Wu, Jiajian Lu, Kai Ou, Yan Li, Pengpeng Yu, Critical metals Ga and Ge enrichment in the last-stage and low-temperature sphalerite from the Guojiagou Zn-Pb deposit, western Qinling Orogen, NW China, Ore Geology Reviews, Volume 179, 2025, 106494, https://doi.org/10.1016/j.oregeorev.2025.106494. |  | CHN |  | 106.0885 | 33.8613 | [5 empty] | Highly uncertain location; found on Mindat.org |  |  |  | 2025-03-27
| Guojiagou |  | Basin hydrothermal | Sediment-hosted | Irish-type sediment-hosted zinc-lead | Zn, Pb | Ga, Ge, In | Zn, Pb, Ga, Ge, In | Sun et al., 2025 |  | GT-N7-18-Z-1 | GT-N7-18-Z-1@3 | unknown | Guojiagou |  |  |  | unknown | hand specimen | grab | rock | samples from underground and drill core | Qinling Orogen |  |  |  | ore |  | mineralisation | unknown | sphalerite | Sp1 |  | Fine-grained colloform texture | Black-brown |  |  | ankerite, quartz, pyrite, calcite, galena |  | EPMA | JEOL JXA-iSP100 electron probe microanalyzer | Southern Marine Science and Engineering Guangdong Laboratory | accelerating voltage of 20 kV, a probe current of 20nA, and a beam diameter of 5 μm | sphalerite, pyrite, greenockite, gallium phosphide, germanium dioxide, indium phosphide, chalcopyrite, tin metal | [20 empty] | 3490 | 91 | [10 empty] | 40 | 112 | [8 empty] | 36630 | 82 | 0 | 148 |  |  | 0 | 155 | [6 empty] | 40 | 93 | [12 empty] | 0 | 77 | [30 empty] | 326210 | 54 | [10 empty] | 0 | 93 | [26 empty] | 625230 | 222 |  |  |  | 2025 | Lihao Sun, Xi Chen, Yi Zheng, Shixin Zhang, Fangcheng Pu, Yihan Wu, Jiajian Lu, Kai Ou, Yan Li, Pengpeng Yu, Critical metals Ga and Ge enrichment in the last-stage and low-temperature sphalerite from the Guojiagou Zn-Pb deposit, western Qinling Orogen, NW China, Ore Geology Reviews, Volume 179, 2025, 106494, https://doi.org/10.1016/j.oregeorev.2025.106494. |  | CHN |  | 106.0885 | 33.8613 | [5 empty] | Highly uncertain location; found on Mindat.org |  |  |  | 2025-03-27
| Guojiagou |  | Basin hydrothermal | Sediment-hosted | Irish-type sediment-hosted zinc-lead | Zn, Pb | Ga, Ge, In | Zn, Pb, Ga, Ge, In | Sun et al., 2025 |  | GT-N7-18-Z-1 | GT-N7-18-Z-1@4 | unknown | Guojiagou |  |  |  | unknown | hand specimen | grab | rock | samples from underground and drill core | Qinling Orogen |  |  |  | ore |  | mineralisation | unknown | sphalerite | Sp1 |  | Fine-grained colloform texture | Black-brown |  |  | ankerite, quartz, pyrite, calcite, galena |  | EPMA | JEOL JXA-iSP100 electron probe microanalyzer | Southern Marine Science and Engineering Guangdong Laboratory | accelerating voltage of 20 kV, a probe current of 20nA, and a beam diameter of 5 μm | sphalerite, pyrite, greenockite, gallium phosphide, germanium dioxide, indium phosphide, chalcopyrite, tin metal | [20 empty] | 3760 | 91 | [10 empty] | 1080 | 112 | [8 empty] | 26770 | 82 | 0 | 148 |  |  | 0 | 155 | [6 empty] | 40 | 93 | [12 empty] | 600000 | 77 | [30 empty] | 321360 | 54 | [10 empty] | 0 | 93 | [26 empty] | 631840 | 222 |  |  |  | 2025 | Lihao Sun, Xi Chen, Yi Zheng, Shixin Zhang, Fangcheng Pu, Yihan Wu, Jiajian Lu, Kai Ou, Yan Li, Pengpeng Yu, Critical metals Ga and Ge enrichment in the last-stage and low-temperature sphalerite from the Guojiagou Zn-Pb deposit, western Qinling Orogen, NW China, Ore Geology Reviews, Volume 179, 2025, 106494, https://doi.org/10.1016/j.oregeorev.2025.106494. |  | CHN |  | 106.0885 | 33.8613 | [5 empty] | Highly uncertain location; found on Mindat.org |  |  |  | 2025-03-27
| Guojiagou |  | Basin hydrothermal | Sediment-hosted | Irish-type sediment-hosted zinc-lead | Zn, Pb | Ga, Ge, In | Zn, Pb, Ga, Ge, In | Sun et al., 2025 |  | GJ-1-3-2 | GJ-1-3-2@1 | unknown | Guojiagou |  |  |  | unknown | hand specimen | grab | rock | samples from underground and drill core | Qinling Orogen |  |  |  | ore |  | mineralisation | unknown | sphalerite | Sp1 |  | Fine-grained colloform texture | Black-brown |  |  | ankerite, quartz, pyrite, calcite, galena |  | EPMA | JEOL JXA-iSP100 electron probe microanalyzer | Southern Marine Science and Engineering Guangdong Laboratory | accelerating voltage of 20 kV, a probe current of 20nA, and a beam diameter of 5 μm | sphalerite, pyrite, greenockite, gallium phosphide, germanium dioxide, indium phosphide, chalcopyrite, tin metal | [20 empty] | 3280 | 91 | [10 empty] | 80 | 112 | [8 empty] | 39830 | 82 | 0 | 148 |  |  | 0 | 155 | [6 empty] | 0 | 93 | [12 empty] | 0 | 77 | [30 empty] | 327140 | 54 | [10 empty] | 0 | 93 | [26 empty] | 622210 | 222 |  |  |  | 2025 | Lihao Sun, Xi Chen, Yi Zheng, Shixin Zhang, Fangcheng Pu, Yihan Wu, Jiajian Lu, Kai Ou, Yan Li, Pengpeng Yu, Critical metals Ga and Ge enrichment in the last-stage and low-temperature sphalerite from the Guojiagou Zn-Pb deposit, western Qinling Orogen, NW China, Ore Geology Reviews, Volume 179, 2025, 106494, https://doi.org/10.1016/j.oregeorev.2025.106494. |  | CHN |  | 106.0885 | 33.8613 | [5 empty] | Highly uncertain location; found on Mindat.org |  |  |  | 2025-03-27
| Guojiagou |  | Basin hydrothermal | Sediment-hosted | Irish-type sediment-hosted zinc-lead | Zn, Pb | Ga, Ge, In | Zn, Pb, Ga, Ge, In | Sun et al., 2025 |  | GJ-1-3-2 | GJ-1-3-2@2 | unknown | Guojiagou |  |  |  | unknown | hand specimen | grab | rock | samples from underground and drill core | Qinling Orogen |  |  |  | ore |  | mineralisation | unknown | sphalerite | Sp1 |  | Fine-grained colloform texture | Black-brown |  |  | ankerite, quartz, pyrite, calcite, galena |  | EPMA | JEOL JXA-iSP100 electron probe microanalyzer | Southern Marine Science and Engineering Guangdong Laboratory | accelerating voltage of 20 kV, a probe current of 20nA, and a beam diameter of 5 μm | sphalerite, pyrite, greenockite, gallium phosphide, germanium dioxide, indium phosphide, chalcopyrite, tin metal | [20 empty] | 3130 | 91 | [10 empty] | 470 | 112 | [8 empty] | 34760 | 82 | 0 | 148 |  |  | 0 | 155 | [6 empty] | 0 | 93 | [12 empty] | 1100000 | 77 | [30 empty] | 327510 | 54 | [10 empty] | 0 | 93 | [26 empty] | 629370 | 222 |  |  |  | 2025 | Lihao Sun, Xi Chen, Yi Zheng, Shixin Zhang, Fangcheng Pu, Yihan Wu, Jiajian Lu, Kai Ou, Yan Li, Pengpeng Yu, Critical metals Ga and Ge enrichment in the last-stage and low-temperature sphalerite from the Guojiagou Zn-Pb deposit, western Qinling Orogen, NW China, Ore Geology Reviews, Volume 179, 2025, 106494, https://doi.org/10.1016/j.oregeorev.2025.106494. |  | CHN |  | 106.0885 | 33.8613 | [5 empty] | Highly uncertain location; found on Mindat.org |  |  |  | 2025-03-27
| Guojiagou |  | Basin hydrothermal | Sediment-hosted | Irish-type sediment-hosted zinc-lead | Zn, Pb | Ga, Ge, In | Zn, Pb, Ga, Ge, In | Sun et al., 2025 |  | GJ-1-3-2 | GJ-1-3-2@3 | unknown | Guojiagou |  |  |  | unknown | hand specimen | grab | rock | samples from underground and drill core | Qinling Orogen |  |  |  | ore |  | mineralisation | unknown | sphalerite | Sp1 |  | Fine-grained colloform texture | Black-brown |  |  | ankerite, quartz, pyrite, calcite, galena |  | EPMA | JEOL JXA-iSP100 electron probe microanalyzer | Southern Marine Science and Engineering Guangdong Laboratory | accelerating voltage of 20 kV, a probe current of 20nA, and a beam diameter of 5 μm | sphalerite, pyrite, greenockite, gallium phosphide, germanium dioxide, indium phosphide, chalcopyrite, tin metal | [20 empty] | 2680 | 91 | [10 empty] | 0 | 112 | [8 empty] | 30940 | 82 | 0 | 148 |  |  | 0 | 155 | [6 empty] | 70 | 93 | [12 empty] | 0 | 77 | [30 empty] | 324760 | 54 | [10 empty] | 0 | 93 | [26 empty] | 626960 | 222 |  |  |  | 2025 | Lihao Sun, Xi Chen, Yi Zheng, Shixin Zhang, Fangcheng Pu, Yihan Wu, Jiajian Lu, Kai Ou, Yan Li, Pengpeng Yu, Critical metals Ga and Ge enrichment in the last-stage and low-temperature sphalerite from the Guojiagou Zn-Pb deposit, western Qinling Orogen, NW China, Ore Geology Reviews, Volume 179, 2025, 106494, https://doi.org/10.1016/j.oregeorev.2025.106494. |  | CHN |  | 106.0885 | 33.8613 | [5 empty] | Highly uncertain location; found on Mindat.org |  |  |  | 2025-03-27
| Guojiagou |  | Basin hydrothermal | Sediment-hosted | Irish-type sediment-hosted zinc-lead | Zn, Pb | Ga, Ge, In | Zn, Pb, Ga, Ge, In | Sun et al., 2025 |  | GJ-1-3-2 | GJ-1-3-2@4 | unknown | Guojiagou |  |  |  | unknown | hand specimen | grab | rock | samples from underground and drill core | Qinling Orogen |  |  |  | ore |  | mineralisation | unknown | sphalerite | Sp2 |  | Infilling and replacement | Dark red to colorless |  |  | ankerite, quartz, pyrite, calcite, galena, chalcopyrite, tetrahedrite, arsenopyrite, marcasite |  | EPMA | JEOL JXA-iSP100 electron probe microanalyzer | Southern Marine Science and Engineering Guangdong Laboratory | accelerating voltage of 20 kV, a probe current of 20nA, and a beam diameter of 5 μm | sphalerite, pyrite, greenockite, gallium phosphide, germanium dioxide, indium phosphide, chalcopyrite, tin metal | [20 empty] | 3020 | 91 | [10 empty] | 0 | 112 | [8 empty] | 50540 | 82 | 0 | 148 |  |  | 0 | 155 | [6 empty] | 0 | 93 | [12 empty] | 200000 | 77 | [30 empty] | 322680 | 54 | [10 empty] | 0 | 93 | [26 empty] | 612150 | 222 |  |  |  | 2025 | Lihao Sun, Xi Chen, Yi Zheng, Shixin Zhang, Fangcheng Pu, Yihan Wu, Jiajian Lu, Kai Ou, Yan Li, Pengpeng Yu, Critical metals Ga and Ge enrichment in the last-stage and low-temperature sphalerite from the Guojiagou Zn-Pb deposit, western Qinling Orogen, NW China, Ore Geology Reviews, Volume 179, 2025, 106494, https://doi.org/10.1016/j.oregeorev.2025.106494. |  | CHN |  | 106.0885 | 33.8613 | [5 empty] | Highly uncertain location; found on Mindat.org |  |  |  | 2025-03-27
| Guojiagou |  | Basin hydrothermal | Sediment-hosted | Irish-type sediment-hosted zinc-lead | Zn, Pb | Ga, Ge, In | Zn, Pb, Ga, Ge, In | Sun et al., 2025 |  | GJ-1-3-2 | GJ-1-3-2@5 | unknown | Guojiagou |  |  |  | unknown | hand specimen | grab | rock | samples from underground and drill core | Qinling Orogen |  |  |  | ore |  | mineralisation | unknown | sphalerite | Sp2 |  | Infilling and replacement | Dark red to colorless |  |  | ankerite, quartz, pyrite, calcite, galena, chalcopyrite, tetrahedrite, arsenopyrite, marcasite |  | EPMA | JEOL JXA-iSP100 electron probe microanalyzer | Southern Marine Science and Engineering Guangdong Laboratory | accelerating voltage of 20 kV, a probe current of 20nA, and a beam diameter of 5 μm | sphalerite, pyrite, greenockite, gallium phosphide, germanium dioxide, indium phosphide, chalcopyrite, tin metal | [20 empty] | 3900 | 91 | [10 empty] | 0 | 112 | [8 empty] | 46710 | 82 | 0 | 148 |  |  | 0 | 155 | [6 empty] | 0 | 93 | [12 empty] | 0 | 77 | [30 empty] | 325210 | 54 | [10 empty] | 0 | 93 | [26 empty] | 619520 | 222 |  |  |  | 2025 | Lihao Sun, Xi Chen, Yi Zheng, Shixin Zhang, Fangcheng Pu, Yihan Wu, Jiajian Lu, Kai Ou, Yan Li, Pengpeng Yu, Critical metals Ga and Ge enrichment in the last-stage and low-temperature sphalerite from the Guojiagou Zn-Pb deposit, western Qinling Orogen, NW China, Ore Geology Reviews, Volume 179, 2025, 106494, https://doi.org/10.1016/j.oregeorev.2025.106494. |  | CHN |  | 106.0885 | 33.8613 | [5 empty] | Highly uncertain location; found on Mindat.org |  |  |  | 2025-03-27
| Guojiagou |  | Basin hydrothermal | Sediment-hosted | Irish-type sediment-hosted zinc-lead | Zn, Pb | Ga, Ge, In | Zn, Pb, Ga, Ge, In | Sun et al., 2025 |  | GJ-1-3-2 | GJ-1-3-2@6 | unknown | Guojiagou |  |  |  | unknown | hand specimen | grab | rock | samples from underground and drill core | Qinling Orogen |  |  |  | ore |  | mineralisation | unknown | sphalerite | Sp2 |  | Infilling and replacement | Dark red to colorless |  |  | ankerite, quartz, pyrite, calcite, galena, chalcopyrite, tetrahedrite, arsenopyrite, marcasite |  | EPMA | JEOL JXA-iSP100 electron probe microanalyzer | Southern Marine Science and Engineering Guangdong Laboratory | accelerating voltage of 20 kV, a probe current of 20nA, and a beam diameter of 5 μm | sphalerite, pyrite, greenockite, gallium phosphide, germanium dioxide, indium phosphide, chalcopyrite, tin metal | [20 empty] | 3920 | 91 | [10 empty] | 0 | 112 | [8 empty] | 47150 | 82 | 0 | 148 |  |  | 0 | 155 | [6 empty] | 0 | 93 | [12 empty] | 300000 | 77 | [30 empty] | 325090 | 54 | [10 empty] | 0 | 93 | [26 empty] | 613910 | 222 |  |  |  | 2025 | Lihao Sun, Xi Chen, Yi Zheng, Shixin Zhang, Fangcheng Pu, Yihan Wu, Jiajian Lu, Kai Ou, Yan Li, Pengpeng Yu, Critical metals Ga and Ge enrichment in the last-stage and low-temperature sphalerite from the Guojiagou Zn-Pb deposit, western Qinling Orogen, NW China, Ore Geology Reviews, Volume 179, 2025, 106494, https://doi.org/10.1016/j.oregeorev.2025.106494. |  | CHN |  | 106.0885 | 33.8613 | [5 empty] | Highly uncertain location; found on Mindat.org |  |  |  | 2025-03-27
| Guojiagou |  | Basin hydrothermal | Sediment-hosted | Irish-type sediment-hosted zinc-lead | Zn, Pb | Ga, Ge, In | Zn, Pb, Ga, Ge, In | Sun et al., 2025 |  | GT-N7-18-Z-1 | GT-N7-18-Z-1@5 | unknown | Guojiagou |  |  |  | unknown | hand specimen | grab | rock | samples from underground and drill core | Qinling Orogen |  |  |  | ore |  | mineralisation | unknown | sphalerite | Sp2 |  | Infilling and replacement | Dark red to colorless |  |  | ankerite, quartz, pyrite, calcite, galena, chalcopyrite, tetrahedrite, arsenopyrite, marcasite |  | EPMA | JEOL JXA-iSP100 electron probe microanalyzer | Southern Marine Science and Engineering Guangdong Laboratory | accelerating voltage of 20 kV, a probe current of 20nA, and a beam diameter of 5 μm | sphalerite, pyrite, greenockite, gallium phosphide, germanium dioxide, indium phosphide, chalcopyrite, tin metal | [20 empty] | 2450 | 91 | [10 empty] | 440 | 112 | [8 empty] | 29780 | 82 | 0 | 148 |  |  | 0 | 155 | [6 empty] | 0 | 93 | [12 empty] | 0 | 77 | [30 empty] | 328840 | 54 | [10 empty] | 0 | 93 | [26 empty] | 630800 | 222 |  |  |  | 2025 | Lihao Sun, Xi Chen, Yi Zheng, Shixin Zhang, Fangcheng Pu, Yihan Wu, Jiajian Lu, Kai Ou, Yan Li, Pengpeng Yu, Critical metals Ga and Ge enrichment in the last-stage and low-temperature sphalerite from the Guojiagou Zn-Pb deposit, western Qinling Orogen, NW China, Ore Geology Reviews, Volume 179, 2025, 106494, https://doi.org/10.1016/j.oregeorev.2025.106494. |  | CHN |  | 106.0885 | 33.8613 | [5 empty] | Highly uncertain location; found on Mindat.org |  |  |  | 2025-03-27
| Guojiagou |  | Basin hydrothermal | Sediment-hosted | Irish-type sediment-hosted zinc-lead | Zn, Pb | Ga, Ge, In | Zn, Pb, Ga, Ge, In | Sun et al., 2025 |  | GT-N7-18-Z-1 | GT-N7-18-Z-1@6 | unknown | Guojiagou |  |  |  | unknown | hand specimen | grab | rock | samples from underground and drill core | Qinling Orogen |  |  |  | ore |  | mineralisation | unknown | sphalerite | Sp2 |  | Infilling and replacement | Dark red to colorless |  |  | ankerite, quartz, pyrite, calcite, galena, chalcopyrite, tetrahedrite, arsenopyrite, marcasite |  | EPMA | JEOL JXA-iSP100 electron probe microanalyzer | Southern Marine Science and Engineering Guangdong Laboratory | accelerating voltage of 20 kV, a probe current of 20nA, and a beam diameter of 5 μm | sphalerite, pyrite, greenockite, gallium phosphide, germanium dioxide, indium phosphide, chalcopyrite, tin metal | [20 empty] | 2750 | 91 | [10 empty] | 80 | 112 | [8 empty] | 29440 | 82 | 0 | 148 |  |  | 0 | 155 | [6 empty] | 0 | 93 | [12 empty] | 900000 | 77 | [30 empty] | 320090 | 54 | [10 empty] | 0 | 93 | [26 empty] | 632590 | 222 |  |  |  | 2025 | Lihao Sun, Xi Chen, Yi Zheng, Shixin Zhang, Fangcheng Pu, Yihan Wu, Jiajian Lu, Kai Ou, Yan Li, Pengpeng Yu, Critical metals Ga and Ge enrichment in the last-stage and low-temperature sphalerite from the Guojiagou Zn-Pb deposit, western Qinling Orogen, NW China, Ore Geology Reviews, Volume 179, 2025, 106494, https://doi.org/10.1016/j.oregeorev.2025.106494. |  | CHN |  | 106.0885 | 33.8613 | [5 empty] | Highly uncertain location; found on Mindat.org |  |  |  | 2025-03-27
| Guojiagou |  | Basin hydrothermal | Sediment-hosted | Irish-type sediment-hosted zinc-lead | Zn, Pb | Ga, Ge, In | Zn, Pb, Ga, Ge, In | Sun et al., 2025 |  | GJG-1-36J-1-SP | GJG-1-36J-1-SP@1 | unknown | Guojiagou |  |  |  | unknown | hand specimen | grab | rock | samples from underground and drill core | Qinling Orogen |  |  |  | ore |  | mineralisation | unknown | sphalerite | Sp2 |  | Infilling and replacement | Dark red to colorless |  |  | ankerite, quartz, pyrite, calcite, galena, chalcopyrite, tetrahedrite, arsenopyrite, marcasite |  | EPMA | JEOL JXA-iSP100 electron probe microanalyzer | Southern Marine Science and Engineering Guangdong Laboratory | accelerating voltage of 20 kV, a probe current of 20nA, and a beam diameter of 5 μm | sphalerite, pyrite, greenockite, gallium phosphide, germanium dioxide, indium phosphide, chalcopyrite, tin metal | [20 empty] | 3470 | 91 | [10 empty] | 0 | 112 | [8 empty] | 33980 | 82 | 0 | 148 |  |  | 0 | 155 | [6 empty] | 20 | 93 | [12 empty] | 700000 | 77 | [30 empty] | 322820 | 54 | [10 empty] | 100 | 93 | [26 empty] | 627270 | 222 |  |  |  | 2025 | Lihao Sun, Xi Chen, Yi Zheng, Shixin Zhang, Fangcheng Pu, Yihan Wu, Jiajian Lu, Kai Ou, Yan Li, Pengpeng Yu, Critical metals Ga and Ge enrichment in the last-stage and low-temperature sphalerite from the Guojiagou Zn-Pb deposit, western Qinling Orogen, NW China, Ore Geology Reviews, Volume 179, 2025, 106494, https://doi.org/10.1016/j.oregeorev.2025.106494. |  | CHN |  | 106.0885 | 33.8613 | [5 empty] | Highly uncertain location; found on Mindat.org |  |  |  | 2025-03-27
| Guojiagou |  | Basin hydrothermal | Sediment-hosted | Irish-type sediment-hosted zinc-lead | Zn, Pb | Ga, Ge, In | Zn, Pb, Ga, Ge, In | Sun et al., 2025 |  | GJG-1-36J-1-SP | GJG-1-36J-1-SP@2 | unknown | Guojiagou |  |  |  | unknown | hand specimen | grab | rock | samples from underground and drill core | Qinling Orogen |  |  |  | ore |  | mineralisation | unknown | sphalerite | Sp2 |  | Infilling and replacement | Dark red to colorless |  |  | ankerite, quartz, pyrite, calcite, galena, chalcopyrite, tetrahedrite, arsenopyrite, marcasite |  | EPMA | JEOL JXA-iSP100 electron probe microanalyzer | Southern Marine Science and Engineering Guangdong Laboratory | accelerating voltage of 20 kV, a probe current of 20nA, and a beam diameter of 5 μm | sphalerite, pyrite, greenockite, gallium phosphide, germanium dioxide, indium phosphide, chalcopyrite, tin metal | [20 empty] | 3340 | 91 | [10 empty] | 0 | 112 | [8 empty] | 33730 | 82 | 0 | 148 |  |  | 0 | 155 | [6 empty] | 0 | 93 | [12 empty] | 0 | 77 | [30 empty] | 324420 | 54 | [10 empty] | 0 | 93 | [26 empty] | 621390 | 222 |  |  |  | 2025 | Lihao Sun, Xi Chen, Yi Zheng, Shixin Zhang, Fangcheng Pu, Yihan Wu, Jiajian Lu, Kai Ou, Yan Li, Pengpeng Yu, Critical metals Ga and Ge enrichment in the last-stage and low-temperature sphalerite from the Guojiagou Zn-Pb deposit, western Qinling Orogen, NW China, Ore Geology Reviews, Volume 179, 2025, 106494, https://doi.org/10.1016/j.oregeorev.2025.106494. |  | CHN |  | 106.0885 | 33.8613 | [5 empty] | Highly uncertain location; found on Mindat.org |  |  |  | 2025-03-27
| Guojiagou |  | Basin hydrothermal | Sediment-hosted | Irish-type sediment-hosted zinc-lead | Zn, Pb | Ga, Ge, In | Zn, Pb, Ga, Ge, In | Sun et al., 2025 |  | GJG-1-36J-1-SP | GJG-1-36J-1-SP@3 | unknown | Guojiagou |  |  |  | unknown | hand specimen | grab | rock | samples from underground and drill core | Qinling Orogen |  |  |  | ore |  | mineralisation | unknown | sphalerite | Sp2 |  | Infilling and replacement | Dark red to colorless |  |  | ankerite, quartz, pyrite, calcite, galena, chalcopyrite, tetrahedrite, arsenopyrite, marcasite |  | EPMA | JEOL JXA-iSP100 electron probe microanalyzer | Southern Marine Science and Engineering Guangdong Laboratory | accelerating voltage of 20 kV, a probe current of 20nA, and a beam diameter of 5 μm | sphalerite, pyrite, greenockite, gallium phosphide, germanium dioxide, indium phosphide, chalcopyrite, tin metal | [20 empty] | 3430 | 91 | [10 empty] | 0 | 112 | [8 empty] | 33300 | 82 | 0 | 148 |  |  | 0 | 155 | [6 empty] | 0 | 93 | [12 empty] | 0 | 77 | [30 empty] | 325820 | 54 | [10 empty] | 10 | 93 | [26 empty] | 623640 | 222 |  |  |  | 2025 | Lihao Sun, Xi Chen, Yi Zheng, Shixin Zhang, Fangcheng Pu, Yihan Wu, Jiajian Lu, Kai Ou, Yan Li, Pengpeng Yu, Critical metals Ga and Ge enrichment in the last-stage and low-temperature sphalerite from the Guojiagou Zn-Pb deposit, western Qinling Orogen, NW China, Ore Geology Reviews, Volume 179, 2025, 106494, https://doi.org/10.1016/j.oregeorev.2025.106494. |  | CHN |  | 106.0885 | 33.8613 | [5 empty] | Highly uncertain location; found on Mindat.org |  |  |  | 2025-03-27
| Guojiagou |  | Basin hydrothermal | Sediment-hosted | Irish-type sediment-hosted zinc-lead | Zn, Pb | Ga, Ge, In | Zn, Pb, Ga, Ge, In | Sun et al., 2025 |  | GJG-1-36J-1-SP | GJG-1-36J-1-SP@4 | unknown | Guojiagou |  |  |  | unknown | hand specimen | grab | rock | samples from underground and drill core | Qinling Orogen |  |  |  | ore |  | mineralisation | unknown | sphalerite | Sp2 |  | Infilling and replacement | Dark red to colorless |  |  | ankerite, quartz, pyrite, calcite, galena, chalcopyrite, tetrahedrite, arsenopyrite, marcasite |  | EPMA | JEOL JXA-iSP100 electron probe microanalyzer | Southern Marine Science and Engineering Guangdong Laboratory | accelerating voltage of 20 kV, a probe current of 20nA, and a beam diameter of 5 μm | sphalerite, pyrite, greenockite, gallium phosphide, germanium dioxide, indium phosphide, chalcopyrite, tin metal | [20 empty] | 3350 | 91 | [10 empty] | 0 | 112 | [8 empty] | 34140 | 82 | 0 | 148 |  |  | 0 | 155 | [6 empty] | 20 | 93 | [12 empty] | 0 | 77 | [30 empty] | 321860 | 54 | [10 empty] | 50 | 93 | [26 empty] | 631900 | 222 |  |  |  | 2025 | Lihao Sun, Xi Chen, Yi Zheng, Shixin Zhang, Fangcheng Pu, Yihan Wu, Jiajian Lu, Kai Ou, Yan Li, Pengpeng Yu, Critical metals Ga and Ge enrichment in the last-stage and low-temperature sphalerite from the Guojiagou Zn-Pb deposit, western Qinling Orogen, NW China, Ore Geology Reviews, Volume 179, 2025, 106494, https://doi.org/10.1016/j.oregeorev.2025.106494. |  | CHN |  | 106.0885 | 33.8613 | [5 empty] | Highly uncertain location; found on Mindat.org |  |  |  | 2025-03-27
| Guojiagou |  | Basin hydrothermal | Sediment-hosted | Irish-type sediment-hosted zinc-lead | Zn, Pb | Ga, Ge, In | Zn, Pb, Ga, Ge, In | Sun et al., 2025 |  | GJG-1-36J-1-SP | GJG-1-36J-1-SP@5 | unknown | Guojiagou |  |  |  | unknown | hand specimen | grab | rock | samples from underground and drill core | Qinling Orogen |  |  |  | ore |  | mineralisation | unknown | sphalerite | Sp2 |  | Infilling and replacement | Dark red to colorless |  |  | ankerite, quartz, pyrite, calcite, galena, chalcopyrite, tetrahedrite, arsenopyrite, marcasite |  | EPMA | JEOL JXA-iSP100 electron probe microanalyzer | Southern Marine Science and Engineering Guangdong Laboratory | accelerating voltage of 20 kV, a probe current of 20nA, and a beam diameter of 5 μm | sphalerite, pyrite, greenockite, gallium phosphide, germanium dioxide, indium phosphide, chalcopyrite, tin metal | [20 empty] | 3470 | 91 | [10 empty] | 0 | 112 | [8 empty] | 33670 | 82 | 0 | 148 |  |  | 0 | 155 | [6 empty] | 0 | 93 | [12 empty] | 1100000 | 77 | [30 empty] | 324580 | 54 | [10 empty] | 0 | 93 | [26 empty] | 625740 | 222 |  |  |  | 2025 | Lihao Sun, Xi Chen, Yi Zheng, Shixin Zhang, Fangcheng Pu, Yihan Wu, Jiajian Lu, Kai Ou, Yan Li, Pengpeng Yu, Critical metals Ga and Ge enrichment in the last-stage and low-temperature sphalerite from the Guojiagou Zn-Pb deposit, western Qinling Orogen, NW China, Ore Geology Reviews, Volume 179, 2025, 106494, https://doi.org/10.1016/j.oregeorev.2025.106494. |  | CHN |  | 106.0885 | 33.8613 | [5 empty] | Highly uncertain location; found on Mindat.org |  |  |  | 2025-03-27
| Guojiagou |  | Basin hydrothermal | Sediment-hosted | Irish-type sediment-hosted zinc-lead | Zn, Pb | Ga, Ge, In | Zn, Pb, Ga, Ge, In | Sun et al., 2025 |  | GJG-1-36J-1-SP | GJG-1-36J-1-SP@6 | unknown | Guojiagou |  |  |  | unknown | hand specimen | grab | rock | samples from underground and drill core | Qinling Orogen |  |  |  | ore |  | mineralisation | unknown | sphalerite | Sp2 |  | Infilling and replacement | Dark red to colorless |  |  | ankerite, quartz, pyrite, calcite, galena, chalcopyrite, tetrahedrite, arsenopyrite, marcasite |  | EPMA | JEOL JXA-iSP100 electron probe microanalyzer | Southern Marine Science and Engineering Guangdong Laboratory | accelerating voltage of 20 kV, a probe current of 20nA, and a beam diameter of 5 μm | sphalerite, pyrite, greenockite, gallium phosphide, germanium dioxide, indium phosphide, chalcopyrite, tin metal | [20 empty] | 3560 | 91 | [10 empty] | 0 | 112 | [8 empty] | 33660 | 82 | 0 | 148 |  |  | 0 | 155 | [6 empty] | 0 | 93 | [12 empty] | 700000 | 77 | [30 empty] | 325220 | 54 | [10 empty] | 0 | 93 | [26 empty] | 631760 | 222 |  |  |  | 2025 | Lihao Sun, Xi Chen, Yi Zheng, Shixin Zhang, Fangcheng Pu, Yihan Wu, Jiajian Lu, Kai Ou, Yan Li, Pengpeng Yu, Critical metals Ga and Ge enrichment in the last-stage and low-temperature sphalerite from the Guojiagou Zn-Pb deposit, western Qinling Orogen, NW China, Ore Geology Reviews, Volume 179, 2025, 106494, https://doi.org/10.1016/j.oregeorev.2025.106494. |  | CHN |  | 106.0885 | 33.8613 | [5 empty] | Highly uncertain location; found on Mindat.org |  |  |  | 2025-03-27
| Guojiagou |  | Basin hydrothermal | Sediment-hosted | Irish-type sediment-hosted zinc-lead | Zn, Pb | Ga, Ge, In | Zn, Pb, Ga, Ge, In | Sun et al., 2025 |  | GJG-1-5-1-SP | GJG-1-5-1-SP@1 | unknown | Guojiagou |  |  |  | unknown | hand specimen | grab | rock | samples from underground and drill core | Qinling Orogen |  |  |  | ore |  | mineralisation | unknown | sphalerite | Sp2 |  | Infilling and replacement | Dark red to colorless |  |  | ankerite, quartz, pyrite, calcite, galena, chalcopyrite, tetrahedrite, arsenopyrite, marcasite |  | EPMA | JEOL JXA-iSP100 electron probe microanalyzer | Southern Marine Science and Engineering Guangdong Laboratory | accelerating voltage of 20 kV, a probe current of 20nA, and a beam diameter of 5 μm | sphalerite, pyrite, greenockite, gallium phosphide, germanium dioxide, indium phosphide, chalcopyrite, tin metal | [20 empty] | 3510 | 91 | [10 empty] | 0 | 112 | [8 empty] | 34460 | 82 | 0 | 148 |  |  | 0 | 155 | [6 empty] | 0 | 93 | [12 empty] | 900000 | 77 | [30 empty] | 325590 | 54 | [10 empty] | 100 | 93 | [26 empty] | 629240 | 222 |  |  |  | 2025 | Lihao Sun, Xi Chen, Yi Zheng, Shixin Zhang, Fangcheng Pu, Yihan Wu, Jiajian Lu, Kai Ou, Yan Li, Pengpeng Yu, Critical metals Ga and Ge enrichment in the last-stage and low-temperature sphalerite from the Guojiagou Zn-Pb deposit, western Qinling Orogen, NW China, Ore Geology Reviews, Volume 179, 2025, 106494, https://doi.org/10.1016/j.oregeorev.2025.106494. |  | CHN |  | 106.0885 | 33.8613 | [5 empty] | Highly uncertain location; found on Mindat.org |  |  |  | 2025-03-27
| Guojiagou |  | Basin hydrothermal | Sediment-hosted | Irish-type sediment-hosted zinc-lead | Zn, Pb | Ga, Ge, In | Zn, Pb, Ga, Ge, In | Sun et al., 2025 |  | GJG-1-5-1-SP | GJG-1-5-1-SP@2 | unknown | Guojiagou |  |  |  | unknown | hand specimen | grab | rock | samples from underground and drill core | Qinling Orogen |  |  |  | ore |  | mineralisation | unknown | sphalerite | Sp2 |  | Infilling and replacement | Dark red to colorless |  |  | ankerite, quartz, pyrite, calcite, galena, chalcopyrite, tetrahedrite, arsenopyrite, marcasite |  | EPMA | JEOL JXA-iSP100 electron probe microanalyzer | Southern Marine Science and Engineering Guangdong Laboratory | accelerating voltage of 20 kV, a probe current of 20nA, and a beam diameter of 5 μm | sphalerite, pyrite, greenockite, gallium phosphide, germanium dioxide, indium phosphide, chalcopyrite, tin metal | [20 empty] | 3610 | 91 | [10 empty] | 0 | 112 | [8 empty] | 35650 | 82 | 0 | 148 |  |  | 0 | 155 | [6 empty] | 0 | 93 | [12 empty] | 0 | 77 | [30 empty] | 326290 | 54 | [10 empty] | 210 | 93 | [26 empty] | 631930 | 222 |  |  |  | 2025 | Lihao Sun, Xi Chen, Yi Zheng, Shixin Zhang, Fangcheng Pu, Yihan Wu, Jiajian Lu, Kai Ou, Yan Li, Pengpeng Yu, Critical metals Ga and Ge enrichment in the last-stage and low-temperature sphalerite from the Guojiagou Zn-Pb deposit, western Qinling Orogen, NW China, Ore Geology Reviews, Volume 179, 2025, 106494, https://doi.org/10.1016/j.oregeorev.2025.106494. |  | CHN |  | 106.0885 | 33.8613 | [5 empty] | Highly uncertain location; found on Mindat.org |  |  |  | 2025-03-27
| Guojiagou |  | Basin hydrothermal | Sediment-hosted | Irish-type sediment-hosted zinc-lead | Zn, Pb | Ga, Ge, In | Zn, Pb, Ga, Ge, In | Sun et al., 2025 |  | GJG-1-5-1-SP | GJG-1-5-1-SP@3 | unknown | Guojiagou |  |  |  | unknown | hand specimen | grab | rock | samples from underground and drill core | Qinling Orogen |  |  |  | ore |  | mineralisation | unknown | sphalerite | Sp2 |  | Infilling and replacement | Dark red to colorless |  |  | ankerite, quartz, pyrite, calcite, galena, chalcopyrite, tetrahedrite, arsenopyrite, marcasite |  | EPMA | JEOL JXA-iSP100 electron probe microanalyzer | Southern Marine Science and Engineering Guangdong Laboratory | accelerating voltage of 20 kV, a probe current of 20nA, and a beam diameter of 5 μm | sphalerite, pyrite, greenockite, gallium phosphide, germanium dioxide, indium phosphide, chalcopyrite, tin metal | [20 empty] | 3560 | 91 | [10 empty] | 740 | 112 | [8 empty] | 36080 | 82 | 0 | 148 |  |  | 0 | 155 | [6 empty] | 0 | 93 | [12 empty] | 1000000 | 77 | [30 empty] | 326240 | 54 | [10 empty] | 640 | 93 | [26 empty] | 624740 | 222 |  |  |  | 2025 | Lihao Sun, Xi Chen, Yi Zheng, Shixin Zhang, Fangcheng Pu, Yihan Wu, Jiajian Lu, Kai Ou, Yan Li, Pengpeng Yu, Critical metals Ga and Ge enrichment in the last-stage and low-temperature sphalerite from the Guojiagou Zn-Pb deposit, western Qinling Orogen, NW China, Ore Geology Reviews, Volume 179, 2025, 106494, https://doi.org/10.1016/j.oregeorev.2025.106494. |  | CHN |  | 106.0885 | 33.8613 | [5 empty] | Highly uncertain location; found on Mindat.org |  |  |  | 2025-03-27
| Guojiagou |  | Basin hydrothermal | Sediment-hosted | Irish-type sediment-hosted zinc-lead | Zn, Pb | Ga, Ge, In | Zn, Pb, Ga, Ge, In | Sun et al., 2025 |  | GJG-1-5-1-SP | GJG-1-5-1-SP@4 | unknown | Guojiagou |  |  |  | unknown | hand specimen | grab | rock | samples from underground and drill core | Qinling Orogen |  |  |  | ore |  | mineralisation | unknown | sphalerite | Sp2 |  | Infilling and replacement | Dark red to colorless |  |  | ankerite, quartz, pyrite, calcite, galena, chalcopyrite, tetrahedrite, arsenopyrite, marcasite |  | EPMA | JEOL JXA-iSP100 electron probe microanalyzer | Southern Marine Science and Engineering Guangdong Laboratory | accelerating voltage of 20 kV, a probe current of 20nA, and a beam diameter of 5 μm | sphalerite, pyrite, greenockite, gallium phosphide, germanium dioxide, indium phosphide, chalcopyrite, tin metal | [20 empty] | 3610 | 91 | [10 empty] | 0 | 112 | [8 empty] | 36200 | 82 | 0 | 148 |  |  | 0 | 155 | [6 empty] | 0 | 93 | [12 empty] | 0 | 77 | [30 empty] | 325800 | 54 | [10 empty] | 60 | 93 | [26 empty] | 629340 | 222 |  |  |  | 2025 | Lihao Sun, Xi Chen, Yi Zheng, Shixin Zhang, Fangcheng Pu, Yihan Wu, Jiajian Lu, Kai Ou, Yan Li, Pengpeng Yu, Critical metals Ga and Ge enrichment in the last-stage and low-temperature sphalerite from the Guojiagou Zn-Pb deposit, western Qinling Orogen, NW China, Ore Geology Reviews, Volume 179, 2025, 106494, https://doi.org/10.1016/j.oregeorev.2025.106494. |  | CHN |  | 106.0885 | 33.8613 | [5 empty] | Highly uncertain location; found on Mindat.org |  |  |  | 2025-03-27
| Guojiagou |  | Basin hydrothermal | Sediment-hosted | Irish-type sediment-hosted zinc-lead | Zn, Pb | Ga, Ge, In | Zn, Pb, Ga, Ge, In | Sun et al., 2025 |  | GJG-1-5-1-SP | GJG-1-5-1-SP@5 | unknown | Guojiagou |  |  |  | unknown | hand specimen | grab | rock | samples from underground and drill core | Qinling Orogen |  |  |  | ore |  | mineralisation | unknown | sphalerite | Sp2 |  | Infilling and replacement | Dark red to colorless |  |  | ankerite, quartz, pyrite, calcite, galena, chalcopyrite, tetrahedrite, arsenopyrite, marcasite |  | EPMA | JEOL JXA-iSP100 electron probe microanalyzer | Southern Marine Science and Engineering Guangdong Laboratory | accelerating voltage of 20 kV, a probe current of 20nA, and a beam diameter of 5 μm | sphalerite, pyrite, greenockite, gallium phosphide, germanium dioxide, indium phosphide, chalcopyrite, tin metal | [20 empty] | 3680 | 91 | [10 empty] | 0 | 112 | [8 empty] | 36660 | 82 | 0 | 148 |  |  | 0 | 155 | [6 empty] | 0 | 93 | [12 empty] | 0 | 77 | [30 empty] | 327770 | 54 | [10 empty] | 50 | 93 | [26 empty] | 630030 | 222 |  |  |  | 2025 | Lihao Sun, Xi Chen, Yi Zheng, Shixin Zhang, Fangcheng Pu, Yihan Wu, Jiajian Lu, Kai Ou, Yan Li, Pengpeng Yu, Critical metals Ga and Ge enrichment in the last-stage and low-temperature sphalerite from the Guojiagou Zn-Pb deposit, western Qinling Orogen, NW China, Ore Geology Reviews, Volume 179, 2025, 106494, https://doi.org/10.1016/j.oregeorev.2025.106494. |  | CHN |  | 106.0885 | 33.8613 | [5 empty] | Highly uncertain location; found on Mindat.org |  |  |  | 2025-03-27
| Guojiagou |  | Basin hydrothermal | Sediment-hosted | Irish-type sediment-hosted zinc-lead | Zn, Pb | Ga, Ge, In | Zn, Pb, Ga, Ge, In | Sun et al., 2025 |  | GJG-1-5-1-SP | GJG-1-5-1-SP@6 | unknown | Guojiagou |  |  |  | unknown | hand specimen | grab | rock | samples from underground and drill core | Qinling Orogen |  |  |  | ore |  | mineralisation | unknown | sphalerite | Sp2 |  | Infilling and replacement | Dark red to colorless |  |  | ankerite, quartz, pyrite, calcite, galena, chalcopyrite, tetrahedrite, arsenopyrite, marcasite |  | EPMA | JEOL JXA-iSP100 electron probe microanalyzer | Southern Marine Science and Engineering Guangdong Laboratory | accelerating voltage of 20 kV, a probe current of 20nA, and a beam diameter of 5 μm | sphalerite, pyrite, greenockite, gallium phosphide, germanium dioxide, indium phosphide, chalcopyrite, tin metal | [20 empty] | 3760 | 91 | [10 empty] | 50 | 112 | [8 empty] | 37360 | 82 | 0 | 148 |  |  | 0 | 155 | [6 empty] | 0 | 93 | [12 empty] | 0 | 77 | [30 empty] | 326060 | 54 | [10 empty] | 60 | 93 | [26 empty] | 625260 | 222 |  |  |  | 2025 | Lihao Sun, Xi Chen, Yi Zheng, Shixin Zhang, Fangcheng Pu, Yihan Wu, Jiajian Lu, Kai Ou, Yan Li, Pengpeng Yu, Critical metals Ga and Ge enrichment in the last-stage and low-temperature sphalerite from the Guojiagou Zn-Pb deposit, western Qinling Orogen, NW China, Ore Geology Reviews, Volume 179, 2025, 106494, https://doi.org/10.1016/j.oregeorev.2025.106494. |  | CHN |  | 106.0885 | 33.8613 | [5 empty] | Highly uncertain location; found on Mindat.org |  |  |  | 2025-03-27
| Guojiagou |  | Basin hydrothermal | Sediment-hosted | Irish-type sediment-hosted zinc-lead | Zn, Pb | Ga, Ge, In | Zn, Pb, Ga, Ge, In | Sun et al., 2025 |  | GJ-S1-11-1 | GJ-S1-11-1@1 | unknown | Guojiagou |  |  |  | unknown | hand specimen | grab | rock | samples from underground and drill core | Qinling Orogen |  |  |  | ore |  | mineralisation | unknown | sphalerite | Sp2 |  | Infilling and replacement | Dark red to colorless |  |  | ankerite, quartz, pyrite, calcite, galena, chalcopyrite, tetrahedrite, arsenopyrite, marcasite |  | EPMA | JEOL JXA-iSP100 electron probe microanalyzer | Southern Marine Science and Engineering Guangdong Laboratory | accelerating voltage of 20 kV, a probe current of 20nA, and a beam diameter of 5 μm | sphalerite, pyrite, greenockite, gallium phosphide, germanium dioxide, indium phosphide, chalcopyrite, tin metal | [20 empty] | 2600 | 91 | [10 empty] | 0 | 112 | [8 empty] | 25270 | 82 | 0 | 148 |  |  | 0 | 155 | [6 empty] | 0 | 93 | [12 empty] | 0 | 77 | [30 empty] | 325940 | 54 | [10 empty] | 0 | 93 | [26 empty] | 637620 | 222 |  |  |  | 2025 | Lihao Sun, Xi Chen, Yi Zheng, Shixin Zhang, Fangcheng Pu, Yihan Wu, Jiajian Lu, Kai Ou, Yan Li, Pengpeng Yu, Critical metals Ga and Ge enrichment in the last-stage and low-temperature sphalerite from the Guojiagou Zn-Pb deposit, western Qinling Orogen, NW China, Ore Geology Reviews, Volume 179, 2025, 106494, https://doi.org/10.1016/j.oregeorev.2025.106494. |  | CHN |  | 106.0885 | 33.8613 | [5 empty] | Highly uncertain location; found on Mindat.org |  |  |  | 2025-03-27
| Guojiagou |  | Basin hydrothermal | Sediment-hosted | Irish-type sediment-hosted zinc-lead | Zn, Pb | Ga, Ge, In | Zn, Pb, Ga, Ge, In | Sun et al., 2025 |  | GJ-S1-11-1 | GJ-S1-11-1@2 | unknown | Guojiagou |  |  |  | unknown | hand specimen | grab | rock | samples from underground and drill core | Qinling Orogen |  |  |  | ore |  | mineralisation | unknown | sphalerite | Sp2 |  | Infilling and replacement | Dark red to colorless |  |  | ankerite, quartz, pyrite, calcite, galena, chalcopyrite, tetrahedrite, arsenopyrite, marcasite |  | EPMA | JEOL JXA-iSP100 electron probe microanalyzer | Southern Marine Science and Engineering Guangdong Laboratory | accelerating voltage of 20 kV, a probe current of 20nA, and a beam diameter of 5 μm | sphalerite, pyrite, greenockite, gallium phosphide, germanium dioxide, indium phosphide, chalcopyrite, tin metal | [20 empty] | 2550 | 91 | [10 empty] | 0 | 112 | [8 empty] | 28430 | 82 | 0 | 148 |  |  | 0 | 155 | [6 empty] | 0 | 93 | [12 empty] | 300000 | 77 | [30 empty] | 323830 | 54 | [10 empty] | 130 | 93 | [26 empty] | 632050 | 222 |  |  |  | 2025 | Lihao Sun, Xi Chen, Yi Zheng, Shixin Zhang, Fangcheng Pu, Yihan Wu, Jiajian Lu, Kai Ou, Yan Li, Pengpeng Yu, Critical metals Ga and Ge enrichment in the last-stage and low-temperature sphalerite from the Guojiagou Zn-Pb deposit, western Qinling Orogen, NW China, Ore Geology Reviews, Volume 179, 2025, 106494, https://doi.org/10.1016/j.oregeorev.2025.106494. |  | CHN |  | 106.0885 | 33.8613 | [5 empty] | Highly uncertain location; found on Mindat.org |  |  |  | 2025-03-27
| Guojiagou |  | Basin hydrothermal | Sediment-hosted | Irish-type sediment-hosted zinc-lead | Zn, Pb | Ga, Ge, In | Zn, Pb, Ga, Ge, In | Sun et al., 2025 |  | GJ-S1-11-1 | GJ-S1-11-1@3 | unknown | Guojiagou |  |  |  | unknown | hand specimen | grab | rock | samples from underground and drill core | Qinling Orogen |  |  |  | ore |  | mineralisation | unknown | sphalerite | Sp2 |  | Infilling and replacement | Dark red to colorless |  |  | ankerite, quartz, pyrite, calcite, galena, chalcopyrite, tetrahedrite, arsenopyrite, marcasite |  | EPMA | JEOL JXA-iSP100 electron probe microanalyzer | Southern Marine Science and Engineering Guangdong Laboratory | accelerating voltage of 20 kV, a probe current of 20nA, and a beam diameter of 5 μm | sphalerite, pyrite, greenockite, gallium phosphide, germanium dioxide, indium phosphide, chalcopyrite, tin metal | [20 empty] | 2860 | 91 | [10 empty] | 0 | 112 | [8 empty] | 42400 | 82 | 0 | 148 |  |  | 0 | 155 | [6 empty] | 10 | 93 | [12 empty] | 0 | 77 | [30 empty] | 324250 | 54 | [10 empty] | 0 | 93 | [26 empty] | 618310 | 222 |  |  |  | 2025 | Lihao Sun, Xi Chen, Yi Zheng, Shixin Zhang, Fangcheng Pu, Yihan Wu, Jiajian Lu, Kai Ou, Yan Li, Pengpeng Yu, Critical metals Ga and Ge enrichment in the last-stage and low-temperature sphalerite from the Guojiagou Zn-Pb deposit, western Qinling Orogen, NW China, Ore Geology Reviews, Volume 179, 2025, 106494, https://doi.org/10.1016/j.oregeorev.2025.106494. |  | CHN |  | 106.0885 | 33.8613 | [5 empty] | Highly uncertain location; found on Mindat.org |  |  |  | 2025-03-27
| Guojiagou |  | Basin hydrothermal | Sediment-hosted | Irish-type sediment-hosted zinc-lead | Zn, Pb | Ga, Ge, In | Zn, Pb, Ga, Ge, In | Sun et al., 2025 |  | GJ-S1-11-1 | GJ-S1-11-1@4 | unknown | Guojiagou |  |  |  | unknown | hand specimen | grab | rock | samples from underground and drill core | Qinling Orogen |  |  |  | ore |  | mineralisation | unknown | sphalerite | Sp2 |  | Infilling and replacement | Dark red to colorless |  |  | ankerite, quartz, pyrite, calcite, galena, chalcopyrite, tetrahedrite, arsenopyrite, marcasite |  | EPMA | JEOL JXA-iSP100 electron probe microanalyzer | Southern Marine Science and Engineering Guangdong Laboratory | accelerating voltage of 20 kV, a probe current of 20nA, and a beam diameter of 5 μm | sphalerite, pyrite, greenockite, gallium phosphide, germanium dioxide, indium phosphide, chalcopyrite, tin metal | [20 empty] | 2900 | 91 | [10 empty] | 0 | 112 | [8 empty] | 32510 | 82 | 0 | 148 |  |  | 0 | 155 | [6 empty] | 0 | 93 | [12 empty] | 0 | 77 | [30 empty] | 327870 | 54 | [10 empty] | 70 | 93 | [26 empty] | 630790 | 222 |  |  |  | 2025 | Lihao Sun, Xi Chen, Yi Zheng, Shixin Zhang, Fangcheng Pu, Yihan Wu, Jiajian Lu, Kai Ou, Yan Li, Pengpeng Yu, Critical metals Ga and Ge enrichment in the last-stage and low-temperature sphalerite from the Guojiagou Zn-Pb deposit, western Qinling Orogen, NW China, Ore Geology Reviews, Volume 179, 2025, 106494, https://doi.org/10.1016/j.oregeorev.2025.106494. |  | CHN |  | 106.0885 | 33.8613 | [5 empty] | Highly uncertain location; found on Mindat.org |  |  |  | 2025-03-27
| Guojiagou |  | Basin hydrothermal | Sediment-hosted | Irish-type sediment-hosted zinc-lead | Zn, Pb | Ga, Ge, In | Zn, Pb, Ga, Ge, In | Sun et al., 2025 |  | GJ-S1-11-1 | GJ-S1-11-1@5 | unknown | Guojiagou |  |  |  | unknown | hand specimen | grab | rock | samples from underground and drill core | Qinling Orogen |  |  |  | ore |  | mineralisation | unknown | sphalerite | Sp2 |  | Infilling and replacement | Dark red to colorless |  |  | ankerite, quartz, pyrite, calcite, galena, chalcopyrite, tetrahedrite, arsenopyrite, marcasite |  | EPMA | JEOL JXA-iSP100 electron probe microanalyzer | Southern Marine Science and Engineering Guangdong Laboratory | accelerating voltage of 20 kV, a probe current of 20nA, and a beam diameter of 5 μm | sphalerite, pyrite, greenockite, gallium phosphide, germanium dioxide, indium phosphide, chalcopyrite, tin metal | [20 empty] | 3320 | 91 | [10 empty] | 0 | 112 | [8 empty] | 47490 | 82 | 0 | 148 |  |  | 0 | 155 | [6 empty] | 0 | 93 | [12 empty] | 200000 | 77 | [30 empty] | 323470 | 54 | [10 empty] | 190 | 93 | [26 empty] | 615450 | 222 |  |  |  | 2025 | Lihao Sun, Xi Chen, Yi Zheng, Shixin Zhang, Fangcheng Pu, Yihan Wu, Jiajian Lu, Kai Ou, Yan Li, Pengpeng Yu, Critical metals Ga and Ge enrichment in the last-stage and low-temperature sphalerite from the Guojiagou Zn-Pb deposit, western Qinling Orogen, NW China, Ore Geology Reviews, Volume 179, 2025, 106494, https://doi.org/10.1016/j.oregeorev.2025.106494. |  | CHN |  | 106.0885 | 33.8613 | [5 empty] | Highly uncertain location; found on Mindat.org |  |  |  | 2025-03-27
| Guojiagou |  | Basin hydrothermal | Sediment-hosted | Irish-type sediment-hosted zinc-lead | Zn, Pb | Ga, Ge, In | Zn, Pb, Ga, Ge, In | Sun et al., 2025 |  | GJ-S1-11-1 | GJ-S1-11-1@6 | unknown | Guojiagou |  |  |  | unknown | hand specimen | grab | rock | samples from underground and drill core | Qinling Orogen |  |  |  | ore |  | mineralisation | unknown | sphalerite | Sp2 |  | Infilling and replacement | Dark red to colorless |  |  | ankerite, quartz, pyrite, calcite, galena, chalcopyrite, tetrahedrite, arsenopyrite, marcasite |  | EPMA | JEOL JXA-iSP100 electron probe microanalyzer | Southern Marine Science and Engineering Guangdong Laboratory | accelerating voltage of 20 kV, a probe current of 20nA, and a beam diameter of 5 μm | sphalerite, pyrite, greenockite, gallium phosphide, germanium dioxide, indium phosphide, chalcopyrite, tin metal | [20 empty] | 3350 | 91 | [10 empty] | 0 | 112 | [8 empty] | 46260 | 82 | 0 | 148 |  |  | 0 | 155 | [6 empty] | 0 | 93 | [12 empty] | 0 | 77 | [30 empty] | 322590 | 54 | [10 empty] | 0 | 93 | [26 empty] | 616470 | 222 |  |  |  | 2025 | Lihao Sun, Xi Chen, Yi Zheng, Shixin Zhang, Fangcheng Pu, Yihan Wu, Jiajian Lu, Kai Ou, Yan Li, Pengpeng Yu, Critical metals Ga and Ge enrichment in the last-stage and low-temperature sphalerite from the Guojiagou Zn-Pb deposit, western Qinling Orogen, NW China, Ore Geology Reviews, Volume 179, 2025, 106494, https://doi.org/10.1016/j.oregeorev.2025.106494. |  | CHN |  | 106.0885 | 33.8613 | [5 empty] | Highly uncertain location; found on Mindat.org |  |  |  | 2025-03-27
| Guojiagou |  | Basin hydrothermal | Sediment-hosted | Irish-type sediment-hosted zinc-lead | Zn, Pb | Ga, Ge, In | Zn, Pb, Ga, Ge, In | Sun et al., 2025 |  | GTG-1-2-1L | GTG-1-2-1L@1 | unknown | Guojiagou |  |  |  | unknown | hand specimen | grab | rock | samples from underground and drill core | Qinling Orogen |  |  |  | ore |  | mineralisation | unknown | sphalerite | Sp2 |  | Infilling and replacement | Dark red to colorless |  |  | ankerite, quartz, pyrite, calcite, galena, chalcopyrite, tetrahedrite, arsenopyrite, marcasite |  | EPMA | JEOL JXA-iSP100 electron probe microanalyzer | Southern Marine Science and Engineering Guangdong Laboratory | accelerating voltage of 20 kV, a probe current of 20nA, and a beam diameter of 5 μm | sphalerite, pyrite, greenockite, gallium phosphide, germanium dioxide, indium phosphide, chalcopyrite, tin metal | [20 empty] | 2600 | 91 | [10 empty] | 350 | 112 | [8 empty] | 34760 | 82 | 0 | 148 |  |  | 0 | 155 | [6 empty] | 0 | 93 | [12 empty] | 0 | 77 | [30 empty] | 326940 | 54 | [10 empty] | 0 | 93 | [26 empty] | 628340 | 222 |  |  |  | 2025 | Lihao Sun, Xi Chen, Yi Zheng, Shixin Zhang, Fangcheng Pu, Yihan Wu, Jiajian Lu, Kai Ou, Yan Li, Pengpeng Yu, Critical metals Ga and Ge enrichment in the last-stage and low-temperature sphalerite from the Guojiagou Zn-Pb deposit, western Qinling Orogen, NW China, Ore Geology Reviews, Volume 179, 2025, 106494, https://doi.org/10.1016/j.oregeorev.2025.106494. |  | CHN |  | 106.0885 | 33.8613 | [5 empty] | Highly uncertain location; found on Mindat.org |  |  |  | 2025-03-27
| Guojiagou |  | Basin hydrothermal | Sediment-hosted | Irish-type sediment-hosted zinc-lead | Zn, Pb | Ga, Ge, In | Zn, Pb, Ga, Ge, In | Sun et al., 2025 |  | GTG-1-2-1L | GTG-1-2-1L@2 | unknown | Guojiagou |  |  |  | unknown | hand specimen | grab | rock | samples from underground and drill core | Qinling Orogen |  |  |  | ore |  | mineralisation | unknown | sphalerite | Sp2 |  | Infilling and replacement | Dark red to colorless |  |  | ankerite, quartz, pyrite, calcite, galena, chalcopyrite, tetrahedrite, arsenopyrite, marcasite |  | EPMA | JEOL JXA-iSP100 electron probe microanalyzer | Southern Marine Science and Engineering Guangdong Laboratory | accelerating voltage of 20 kV, a probe current of 20nA, and a beam diameter of 5 μm | sphalerite, pyrite, greenockite, gallium phosphide, germanium dioxide, indium phosphide, chalcopyrite, tin metal | [20 empty] | 3390 | 91 | [10 empty] | 110 | 112 | [8 empty] | 43300 | 82 | 0 | 148 |  |  | 0 | 155 | [6 empty] | 0 | 93 | [12 empty] | 0 | 77 | [30 empty] | 324770 | 54 | [10 empty] | 0 | 93 | [26 empty] | 616500 | 222 |  |  |  | 2025 | Lihao Sun, Xi Chen, Yi Zheng, Shixin Zhang, Fangcheng Pu, Yihan Wu, Jiajian Lu, Kai Ou, Yan Li, Pengpeng Yu, Critical metals Ga and Ge enrichment in the last-stage and low-temperature sphalerite from the Guojiagou Zn-Pb deposit, western Qinling Orogen, NW China, Ore Geology Reviews, Volume 179, 2025, 106494, https://doi.org/10.1016/j.oregeorev.2025.106494. |  | CHN |  | 106.0885 | 33.8613 | [5 empty] | Highly uncertain location; found on Mindat.org |  |  |  | 2025-03-27
| Guojiagou |  | Basin hydrothermal | Sediment-hosted | Irish-type sediment-hosted zinc-lead | Zn, Pb | Ga, Ge, In | Zn, Pb, Ga, Ge, In | Sun et al., 2025 |  | GTG-1-2-1L | GTG-1-2-1L@3 | unknown | Guojiagou |  |  |  | unknown | hand specimen | grab | rock | samples from underground and drill core | Qinling Orogen |  |  |  | ore |  | mineralisation | unknown | sphalerite | Sp2 |  | Infilling and replacement | Dark red to colorless |  |  | ankerite, quartz, pyrite, calcite, galena, chalcopyrite, tetrahedrite, arsenopyrite, marcasite |  | EPMA | JEOL JXA-iSP100 electron probe microanalyzer | Southern Marine Science and Engineering Guangdong Laboratory | accelerating voltage of 20 kV, a probe current of 20nA, and a beam diameter of 5 μm | sphalerite, pyrite, greenockite, gallium phosphide, germanium dioxide, indium phosphide, chalcopyrite, tin metal | [20 empty] | 3670 | 91 | [10 empty] | 0 | 112 | [8 empty] | 47790 | 82 | 0 | 148 |  |  | 0 | 155 | [6 empty] | 0 | 93 | [12 empty] | 100000 | 77 | [30 empty] | 324180 | 54 | [10 empty] | 0 | 93 | [26 empty] | 614330 | 222 |  |  |  | 2025 | Lihao Sun, Xi Chen, Yi Zheng, Shixin Zhang, Fangcheng Pu, Yihan Wu, Jiajian Lu, Kai Ou, Yan Li, Pengpeng Yu, Critical metals Ga and Ge enrichment in the last-stage and low-temperature sphalerite from the Guojiagou Zn-Pb deposit, western Qinling Orogen, NW China, Ore Geology Reviews, Volume 179, 2025, 106494, https://doi.org/10.1016/j.oregeorev.2025.106494. |  | CHN |  | 106.0885 | 33.8613 | [5 empty] | Highly uncertain location; found on Mindat.org |  |  |  | 2025-03-27
| Guojiagou |  | Basin hydrothermal | Sediment-hosted | Irish-type sediment-hosted zinc-lead | Zn, Pb | Ga, Ge, In | Zn, Pb, Ga, Ge, In | Sun et al., 2025 |  | GTG-1-2-1L | GTG-1-2-1L@4 | unknown | Guojiagou |  |  |  | unknown | hand specimen | grab | rock | samples from underground and drill core | Qinling Orogen |  |  |  | ore |  | mineralisation | unknown | sphalerite | Sp2 |  | Infilling and replacement | Dark red to colorless |  |  | ankerite, quartz, pyrite, calcite, galena, chalcopyrite, tetrahedrite, arsenopyrite, marcasite |  | EPMA | JEOL JXA-iSP100 electron probe microanalyzer | Southern Marine Science and Engineering Guangdong Laboratory | accelerating voltage of 20 kV, a probe current of 20nA, and a beam diameter of 5 μm | sphalerite, pyrite, greenockite, gallium phosphide, germanium dioxide, indium phosphide, chalcopyrite, tin metal | [20 empty] | 3620 | 91 | [10 empty] | 0 | 112 | [8 empty] | 47710 | 82 | 0 | 148 |  |  | 0 | 155 | [6 empty] | 0 | 93 | [12 empty] | 0 | 77 | [30 empty] | 325860 | 54 | [10 empty] | 0 | 93 | [26 empty] | 612910 | 222 |  |  |  | 2025 | Lihao Sun, Xi Chen, Yi Zheng, Shixin Zhang, Fangcheng Pu, Yihan Wu, Jiajian Lu, Kai Ou, Yan Li, Pengpeng Yu, Critical metals Ga and Ge enrichment in the last-stage and low-temperature sphalerite from the Guojiagou Zn-Pb deposit, western Qinling Orogen, NW China, Ore Geology Reviews, Volume 179, 2025, 106494, https://doi.org/10.1016/j.oregeorev.2025.106494. |  | CHN |  | 106.0885 | 33.8613 | [5 empty] | Highly uncertain location; found on Mindat.org |  |  |  | 2025-03-27
| Guojiagou |  | Basin hydrothermal | Sediment-hosted | Irish-type sediment-hosted zinc-lead | Zn, Pb | Ga, Ge, In | Zn, Pb, Ga, Ge, In | Sun et al., 2025 |  | GTG-1-2-1L | GTG-1-2-1L@5 | unknown | Guojiagou |  |  |  | unknown | hand specimen | grab | rock | samples from underground and drill core | Qinling Orogen |  |  |  | ore |  | mineralisation | unknown | sphalerite | Sp2 |  | Infilling and replacement | Dark red to colorless |  |  | ankerite, quartz, pyrite, calcite, galena, chalcopyrite, tetrahedrite, arsenopyrite, marcasite |  | EPMA | JEOL JXA-iSP100 electron probe microanalyzer | Southern Marine Science and Engineering Guangdong Laboratory | accelerating voltage of 20 kV, a probe current of 20nA, and a beam diameter of 5 μm | sphalerite, pyrite, greenockite, gallium phosphide, germanium dioxide, indium phosphide, chalcopyrite, tin metal | [20 empty] | 2960 | 91 | [10 empty] | 800 | 112 | [8 empty] | 33320 | 82 | 0 | 148 |  |  | 0 | 155 | [6 empty] | 0 | 93 | [12 empty] | 400000 | 77 | [30 empty] | 326850 | 54 | [10 empty] | 0 | 93 | [26 empty] | 626900 | 222 |  |  |  | 2025 | Lihao Sun, Xi Chen, Yi Zheng, Shixin Zhang, Fangcheng Pu, Yihan Wu, Jiajian Lu, Kai Ou, Yan Li, Pengpeng Yu, Critical metals Ga and Ge enrichment in the last-stage and low-temperature sphalerite from the Guojiagou Zn-Pb deposit, western Qinling Orogen, NW China, Ore Geology Reviews, Volume 179, 2025, 106494, https://doi.org/10.1016/j.oregeorev.2025.106494. |  | CHN |  | 106.0885 | 33.8613 | [5 empty] | Highly uncertain location; found on Mindat.org |  |  |  | 2025-03-27
| Guojiagou |  | Basin hydrothermal | Sediment-hosted | Irish-type sediment-hosted zinc-lead | Zn, Pb | Ga, Ge, In | Zn, Pb, Ga, Ge, In | Sun et al., 2025 |  | GTG-1-2-1L | GTG-1-2-1L@6 | unknown | Guojiagou |  |  |  | unknown | hand specimen | grab | rock | samples from underground and drill core | Qinling Orogen |  |  |  | ore |  | mineralisation | unknown | sphalerite | Sp2 |  | Infilling and replacement | Dark red to colorless |  |  | ankerite, quartz, pyrite, calcite, galena, chalcopyrite, tetrahedrite, arsenopyrite, marcasite |  | EPMA | JEOL JXA-iSP100 electron probe microanalyzer | Southern Marine Science and Engineering Guangdong Laboratory | accelerating voltage of 20 kV, a probe current of 20nA, and a beam diameter of 5 μm | sphalerite, pyrite, greenockite, gallium phosphide, germanium dioxide, indium phosphide, chalcopyrite, tin metal | [20 empty] | 3570 | 91 | [10 empty] | 0 | 112 | [8 empty] | 48450 | 82 | 0 | 148 |  |  | 0 | 155 | [6 empty] | 0 | 93 | [12 empty] | 200000 | 77 | [30 empty] | 325120 | 54 | [10 empty] | 0 | 93 | [26 empty] | 609560 | 222 |  |  |  | 2025 | Lihao Sun, Xi Chen, Yi Zheng, Shixin Zhang, Fangcheng Pu, Yihan Wu, Jiajian Lu, Kai Ou, Yan Li, Pengpeng Yu, Critical metals Ga and Ge enrichment in the last-stage and low-temperature sphalerite from the Guojiagou Zn-Pb deposit, western Qinling Orogen, NW China, Ore Geology Reviews, Volume 179, 2025, 106494, https://doi.org/10.1016/j.oregeorev.2025.106494. |  | CHN |  | 106.0885 | 33.8613 | [5 empty] | Highly uncertain location; found on Mindat.org |  |  |  | 2025-03-27
| Guojiagou |  | Basin hydrothermal | Sediment-hosted | Irish-type sediment-hosted zinc-lead | Zn, Pb | Ga, Ge, In | Zn, Pb, Ga, Ge, In | Sun et al., 2025 |  | GJ-S1-5-2-1 | GJ-S1-5-2-1@1 | unknown | Guojiagou |  |  |  | unknown | hand specimen | grab | rock | samples from underground and drill core | Qinling Orogen |  |  |  | ore |  | mineralisation | unknown | sphalerite | Sp2 |  | Infilling and replacement | Dark red to colorless |  |  | ankerite, quartz, pyrite, calcite, galena, chalcopyrite, tetrahedrite, arsenopyrite, marcasite |  | EPMA | JEOL JXA-iSP100 electron probe microanalyzer | Southern Marine Science and Engineering Guangdong Laboratory | accelerating voltage of 20 kV, a probe current of 20nA, and a beam diameter of 5 μm | sphalerite, pyrite, greenockite, gallium phosphide, germanium dioxide, indium phosphide, chalcopyrite, tin metal | [20 empty] | 2990 | 91 | [10 empty] | 0 | 112 | [8 empty] | 46910 | 82 | 0 | 148 |  |  | 0 | 155 | [6 empty] | 0 | 93 | [12 empty] | 0 | 77 | [30 empty] | 323170 | 54 | [10 empty] | 0 | 93 | [26 empty] | 616630 | 222 |  |  |  | 2025 | Lihao Sun, Xi Chen, Yi Zheng, Shixin Zhang, Fangcheng Pu, Yihan Wu, Jiajian Lu, Kai Ou, Yan Li, Pengpeng Yu, Critical metals Ga and Ge enrichment in the last-stage and low-temperature sphalerite from the Guojiagou Zn-Pb deposit, western Qinling Orogen, NW China, Ore Geology Reviews, Volume 179, 2025, 106494, https://doi.org/10.1016/j.oregeorev.2025.106494. |  | CHN |  | 106.0885 | 33.8613 | [5 empty] | Highly uncertain location; found on Mindat.org |  |  |  | 2025-03-27
| Guojiagou |  | Basin hydrothermal | Sediment-hosted | Irish-type sediment-hosted zinc-lead | Zn, Pb | Ga, Ge, In | Zn, Pb, Ga, Ge, In | Sun et al., 2025 |  | GJ-S1-5-2-1 | GJ-S1-5-2-1@2 | unknown | Guojiagou |  |  |  | unknown | hand specimen | grab | rock | samples from underground and drill core | Qinling Orogen |  |  |  | ore |  | mineralisation | unknown | sphalerite | Sp2 |  | Infilling and replacement | Dark red to colorless |  |  | ankerite, quartz, pyrite, calcite, galena, chalcopyrite, tetrahedrite, arsenopyrite, marcasite |  | EPMA | JEOL JXA-iSP100 electron probe microanalyzer | Southern Marine Science and Engineering Guangdong Laboratory | accelerating voltage of 20 kV, a probe current of 20nA, and a beam diameter of 5 μm | sphalerite, pyrite, greenockite, gallium phosphide, germanium dioxide, indium phosphide, chalcopyrite, tin metal | [20 empty] | 3910 | 91 | [10 empty] | 0 | 112 | [8 empty] | 48640 | 82 | 0 | 148 |  |  | 0 | 155 | [6 empty] | 30 | 93 | [12 empty] | 1100000 | 77 | [30 empty] | 322310 | 54 | [10 empty] | 120 | 93 | [26 empty] | 614300 | 222 |  |  |  | 2025 | Lihao Sun, Xi Chen, Yi Zheng, Shixin Zhang, Fangcheng Pu, Yihan Wu, Jiajian Lu, Kai Ou, Yan Li, Pengpeng Yu, Critical metals Ga and Ge enrichment in the last-stage and low-temperature sphalerite from the Guojiagou Zn-Pb deposit, western Qinling Orogen, NW China, Ore Geology Reviews, Volume 179, 2025, 106494, https://doi.org/10.1016/j.oregeorev.2025.106494. |  | CHN |  | 106.0885 | 33.8613 | [5 empty] | Highly uncertain location; found on Mindat.org |  |  |  | 2025-03-27
| Guojiagou |  | Basin hydrothermal | Sediment-hosted | Irish-type sediment-hosted zinc-lead | Zn, Pb | Ga, Ge, In | Zn, Pb, Ga, Ge, In | Sun et al., 2025 |  | GJ-S1-5-2-1 | GJ-S1-5-2-1@3 | unknown | Guojiagou |  |  |  | unknown | hand specimen | grab | rock | samples from underground and drill core | Qinling Orogen |  |  |  | ore |  | mineralisation | unknown | sphalerite | Sp3 |  |  | Reddish brown-yellowish brown |  |  | ankerite, quartz, pyrite, calcite, galena |  | EPMA | JEOL JXA-iSP100 electron probe microanalyzer | Southern Marine Science and Engineering Guangdong Laboratory | accelerating voltage of 20 kV, a probe current of 20nA, and a beam diameter of 5 μm | sphalerite, pyrite, greenockite, gallium phosphide, germanium dioxide, indium phosphide, chalcopyrite, tin metal | [20 empty] | 2600 | 91 | [10 empty] | 490 | 112 | [8 empty] | 31480 | 82 | 0 | 148 |  |  | 0 | 155 | [6 empty] | 60 | 93 | [12 empty] | 0 | 77 | [30 empty] | 327000 | 54 | [10 empty] | 0 | 93 | [26 empty] | 632400 | 222 |  |  |  | 2025 | Lihao Sun, Xi Chen, Yi Zheng, Shixin Zhang, Fangcheng Pu, Yihan Wu, Jiajian Lu, Kai Ou, Yan Li, Pengpeng Yu, Critical metals Ga and Ge enrichment in the last-stage and low-temperature sphalerite from the Guojiagou Zn-Pb deposit, western Qinling Orogen, NW China, Ore Geology Reviews, Volume 179, 2025, 106494, https://doi.org/10.1016/j.oregeorev.2025.106494. |  | CHN |  | 106.0885 | 33.8613 | [5 empty] | Highly uncertain location; found on Mindat.org |  |  |  | 2025-03-27
| Guojiagou |  | Basin hydrothermal | Sediment-hosted | Irish-type sediment-hosted zinc-lead | Zn, Pb | Ga, Ge, In | Zn, Pb, Ga, Ge, In | Sun et al., 2025 |  | GJ-S1-5-2-1 | GJ-S1-5-2-1@4 | unknown | Guojiagou |  |  |  | unknown | hand specimen | grab | rock | samples from underground and drill core | Qinling Orogen |  |  |  | ore |  | mineralisation | unknown | sphalerite | Sp3 |  |  | Reddish brown-yellowish brown |  |  | ankerite, quartz, pyrite, calcite, galena |  | EPMA | JEOL JXA-iSP100 electron probe microanalyzer | Southern Marine Science and Engineering Guangdong Laboratory | accelerating voltage of 20 kV, a probe current of 20nA, and a beam diameter of 5 μm | sphalerite, pyrite, greenockite, gallium phosphide, germanium dioxide, indium phosphide, chalcopyrite, tin metal | [20 empty] | 3140 | 91 | [10 empty] | 750 | 112 | [8 empty] | 32370 | 82 | 0 | 148 |  |  | 0 | 155 | [6 empty] | 0 | 93 | [12 empty] | 500000 | 77 | [30 empty] | 323600 | 54 | [10 empty] | 40 | 93 | [26 empty] | 625700 | 222 |  |  |  | 2025 | Lihao Sun, Xi Chen, Yi Zheng, Shixin Zhang, Fangcheng Pu, Yihan Wu, Jiajian Lu, Kai Ou, Yan Li, Pengpeng Yu, Critical metals Ga and Ge enrichment in the last-stage and low-temperature sphalerite from the Guojiagou Zn-Pb deposit, western Qinling Orogen, NW China, Ore Geology Reviews, Volume 179, 2025, 106494, https://doi.org/10.1016/j.oregeorev.2025.106494. |  | CHN |  | 106.0885 | 33.8613 | [5 empty] | Highly uncertain location; found on Mindat.org |  |  |  | 2025-03-27
| Guojiagou |  | Basin hydrothermal | Sediment-hosted | Irish-type sediment-hosted zinc-lead | Zn, Pb | Ga, Ge, In | Zn, Pb, Ga, Ge, In | Sun et al., 2025 |  | GJ-S1-5-2-1 | GJ-S1-5-2-1@5 | unknown | Guojiagou |  |  |  | unknown | hand specimen | grab | rock | samples from underground and drill core | Qinling Orogen |  |  |  | ore |  | mineralisation | unknown | sphalerite | Sp3 |  |  | Reddish brown-yellowish brown |  |  | ankerite, quartz, pyrite, calcite, galena |  | EPMA | JEOL JXA-iSP100 electron probe microanalyzer | Southern Marine Science and Engineering Guangdong Laboratory | accelerating voltage of 20 kV, a probe current of 20nA, and a beam diameter of 5 μm | sphalerite, pyrite, greenockite, gallium phosphide, germanium dioxide, indium phosphide, chalcopyrite, tin metal | [20 empty] | 2720 | 91 | [10 empty] | 150 | 112 | [8 empty] | 33410 | 82 | 0 | 148 |  |  | 0 | 155 | [6 empty] | 0 | 93 | [12 empty] | 0 | 77 | [30 empty] | 324420 | 54 | [10 empty] | 0 | 93 | [26 empty] | 625210 | 222 |  |  |  | 2025 | Lihao Sun, Xi Chen, Yi Zheng, Shixin Zhang, Fangcheng Pu, Yihan Wu, Jiajian Lu, Kai Ou, Yan Li, Pengpeng Yu, Critical metals Ga and Ge enrichment in the last-stage and low-temperature sphalerite from the Guojiagou Zn-Pb deposit, western Qinling Orogen, NW China, Ore Geology Reviews, Volume 179, 2025, 106494, https://doi.org/10.1016/j.oregeorev.2025.106494. |  | CHN |  | 106.0885 | 33.8613 | [5 empty] | Highly uncertain location; found on Mindat.org |  |  |  | 2025-03-27
| Guojiagou |  | Basin hydrothermal | Sediment-hosted | Irish-type sediment-hosted zinc-lead | Zn, Pb | Ga, Ge, In | Zn, Pb, Ga, Ge, In | Sun et al., 2025 |  | GJ-S1-5-2-1 | GJ-S1-5-2-1@6 | unknown | Guojiagou |  |  |  | unknown | hand specimen | grab | rock | samples from underground and drill core | Qinling Orogen |  |  |  | ore |  | mineralisation | unknown | sphalerite | Sp3 |  |  | Reddish brown-yellowish brown |  |  | ankerite, quartz, pyrite, calcite, galena |  | EPMA | JEOL JXA-iSP100 electron probe microanalyzer | Southern Marine Science and Engineering Guangdong Laboratory | accelerating voltage of 20 kV, a probe current of 20nA, and a beam diameter of 5 μm | sphalerite, pyrite, greenockite, gallium phosphide, germanium dioxide, indium phosphide, chalcopyrite, tin metal | [20 empty] | 2610 | 91 | [10 empty] | 0 | 112 | [8 empty] | 34780 | 82 | 0 | 148 |  |  | 0 | 155 | [6 empty] | 0 | 93 | [12 empty] | 0 | 77 | [30 empty] | 326970 | 54 | [10 empty] | 0 | 93 | [26 empty] | 624670 | 222 |  |  |  | 2025 | Lihao Sun, Xi Chen, Yi Zheng, Shixin Zhang, Fangcheng Pu, Yihan Wu, Jiajian Lu, Kai Ou, Yan Li, Pengpeng Yu, Critical metals Ga and Ge enrichment in the last-stage and low-temperature sphalerite from the Guojiagou Zn-Pb deposit, western Qinling Orogen, NW China, Ore Geology Reviews, Volume 179, 2025, 106494, https://doi.org/10.1016/j.oregeorev.2025.106494. |  | CHN |  | 106.0885 | 33.8613 | [5 empty] | Highly uncertain location; found on Mindat.org |  |  |  | 2025-03-27
| Guojiagou |  | Basin hydrothermal | Sediment-hosted | Irish-type sediment-hosted zinc-lead | Zn, Pb | Ga, Ge, In | Zn, Pb, Ga, Ge, In | Sun et al., 2025 |  | GJG-1-36-1-SP | GJG-1-36-1-SP@1 | unknown | Guojiagou |  |  |  | unknown | hand specimen | grab | rock | samples from underground and drill core | Qinling Orogen |  |  |  | ore |  | mineralisation | unknown | sphalerite | Sp3 |  |  | Reddish brown-yellowish brown |  |  | ankerite, quartz, pyrite, calcite, galena |  | EPMA | JEOL JXA-iSP100 electron probe microanalyzer | Southern Marine Science and Engineering Guangdong Laboratory | accelerating voltage of 20 kV, a probe current of 20nA, and a beam diameter of 5 μm | sphalerite, pyrite, greenockite, gallium phosphide, germanium dioxide, indium phosphide, chalcopyrite, tin metal | [20 empty] | 3910 | 91 | [10 empty] | 650 | 112 | [8 empty] | 34120 | 82 | 0 | 148 |  |  | 0 | 155 | [6 empty] | 0 | 93 | [12 empty] | 0 | 77 | [30 empty] | 326530 | 54 | [10 empty] | 0 | 93 | [26 empty] | 622790 | 222 |  |  |  | 2025 | Lihao Sun, Xi Chen, Yi Zheng, Shixin Zhang, Fangcheng Pu, Yihan Wu, Jiajian Lu, Kai Ou, Yan Li, Pengpeng Yu, Critical metals Ga and Ge enrichment in the last-stage and low-temperature sphalerite from the Guojiagou Zn-Pb deposit, western Qinling Orogen, NW China, Ore Geology Reviews, Volume 179, 2025, 106494, https://doi.org/10.1016/j.oregeorev.2025.106494. |  | CHN |  | 106.0885 | 33.8613 | [5 empty] | Highly uncertain location; found on Mindat.org |  |  |  | 2025-03-27
| Guojiagou |  | Basin hydrothermal | Sediment-hosted | Irish-type sediment-hosted zinc-lead | Zn, Pb | Ga, Ge, In | Zn, Pb, Ga, Ge, In | Sun et al., 2025 |  | GJG-1-36-1-SP | GJG-1-36-1-SP@2 | unknown | Guojiagou |  |  |  | unknown | hand specimen | grab | rock | samples from underground and drill core | Qinling Orogen |  |  |  | ore |  | mineralisation | unknown | sphalerite | Sp3 |  |  | Reddish brown-yellowish brown |  |  | ankerite, quartz, pyrite, calcite, galena |  | EPMA | JEOL JXA-iSP100 electron probe microanalyzer | Southern Marine Science and Engineering Guangdong Laboratory | accelerating voltage of 20 kV, a probe current of 20nA, and a beam diameter of 5 μm | sphalerite, pyrite, greenockite, gallium phosphide, germanium dioxide, indium phosphide, chalcopyrite, tin metal | [20 empty] | 3440 | 91 | [10 empty] | 0 | 112 | [8 empty] | 34360 | 82 | 0 | 148 |  |  | 0 | 155 | [6 empty] | 0 | 93 | [12 empty] | 0 | 77 | [30 empty] | 322950 | 54 | [10 empty] | 0 | 93 | [26 empty] | 626130 | 222 |  |  |  | 2025 | Lihao Sun, Xi Chen, Yi Zheng, Shixin Zhang, Fangcheng Pu, Yihan Wu, Jiajian Lu, Kai Ou, Yan Li, Pengpeng Yu, Critical metals Ga and Ge enrichment in the last-stage and low-temperature sphalerite from the Guojiagou Zn-Pb deposit, western Qinling Orogen, NW China, Ore Geology Reviews, Volume 179, 2025, 106494, https://doi.org/10.1016/j.oregeorev.2025.106494. |  | CHN |  | 106.0885 | 33.8613 | [5 empty] | Highly uncertain location; found on Mindat.org |  |  |  | 2025-03-27
| Guojiagou |  | Basin hydrothermal | Sediment-hosted | Irish-type sediment-hosted zinc-lead | Zn, Pb | Ga, Ge, In | Zn, Pb, Ga, Ge, In | Sun et al., 2025 |  | GJG-1-36-1-SP | GJG-1-36-1-SP@3 | unknown | Guojiagou |  |  |  | unknown | hand specimen | grab | rock | samples from underground and drill core | Qinling Orogen |  |  |  | ore |  | mineralisation | unknown | sphalerite | Sp3 |  |  | Reddish brown-yellowish brown |  |  | ankerite, quartz, pyrite, calcite, galena |  | EPMA | JEOL JXA-iSP100 electron probe microanalyzer | Southern Marine Science and Engineering Guangdong Laboratory | accelerating voltage of 20 kV, a probe current of 20nA, and a beam diameter of 5 μm | sphalerite, pyrite, greenockite, gallium phosphide, germanium dioxide, indium phosphide, chalcopyrite, tin metal | [20 empty] | 3430 | 91 | [10 empty] | 590 | 112 | [8 empty] | 32590 | 82 | 0 | 148 |  |  | 0 | 155 | [6 empty] | 290 | 93 | [12 empty] | 400000 | 77 | [30 empty] | 324020 | 54 | [10 empty] | 30 | 93 | [26 empty] | 625880 | 222 |  |  |  | 2025 | Lihao Sun, Xi Chen, Yi Zheng, Shixin Zhang, Fangcheng Pu, Yihan Wu, Jiajian Lu, Kai Ou, Yan Li, Pengpeng Yu, Critical metals Ga and Ge enrichment in the last-stage and low-temperature sphalerite from the Guojiagou Zn-Pb deposit, western Qinling Orogen, NW China, Ore Geology Reviews, Volume 179, 2025, 106494, https://doi.org/10.1016/j.oregeorev.2025.106494. |  | CHN |  | 106.0885 | 33.8613 | [5 empty] | Highly uncertain location; found on Mindat.org |  |  |  | 2025-03-27
| Guojiagou |  | Basin hydrothermal | Sediment-hosted | Irish-type sediment-hosted zinc-lead | Zn, Pb | Ga, Ge, In | Zn, Pb, Ga, Ge, In | Sun et al., 2025 |  | GJG-1-36-1-SP | GJG-1-36-1-SP@4 | unknown | Guojiagou |  |  |  | unknown | hand specimen | grab | rock | samples from underground and drill core | Qinling Orogen |  |  |  | ore |  | mineralisation | unknown | sphalerite | Sp3 |  |  | Reddish brown-yellowish brown |  |  | ankerite, quartz, pyrite, calcite, galena |  | EPMA | JEOL JXA-iSP100 electron probe microanalyzer | Southern Marine Science and Engineering Guangdong Laboratory | accelerating voltage of 20 kV, a probe current of 20nA, and a beam diameter of 5 μm | sphalerite, pyrite, greenockite, gallium phosphide, germanium dioxide, indium phosphide, chalcopyrite, tin metal | [20 empty] | 3500 | 91 | [10 empty] | 340 | 112 | [8 empty] | 35060 | 82 | 160 | 148 |  |  | 0 | 155 | [6 empty] | 0 | 93 | [12 empty] | 100000 | 77 | [30 empty] | 324550 | 54 | [10 empty] | 150 | 93 | [26 empty] | 630540 | 222 |  |  |  | 2025 | Lihao Sun, Xi Chen, Yi Zheng, Shixin Zhang, Fangcheng Pu, Yihan Wu, Jiajian Lu, Kai Ou, Yan Li, Pengpeng Yu, Critical metals Ga and Ge enrichment in the last-stage and low-temperature sphalerite from the Guojiagou Zn-Pb deposit, western Qinling Orogen, NW China, Ore Geology Reviews, Volume 179, 2025, 106494, https://doi.org/10.1016/j.oregeorev.2025.106494. |  | CHN |  | 106.0885 | 33.8613 | [5 empty] | Highly uncertain location; found on Mindat.org |  |  |  | 2025-03-27
| Guojiagou |  | Basin hydrothermal | Sediment-hosted | Irish-type sediment-hosted zinc-lead | Zn, Pb | Ga, Ge, In | Zn, Pb, Ga, Ge, In | Sun et al., 2025 |  | GJG-1-36-1-SP | GJG-1-36-1-SP@5 | unknown | Guojiagou |  |  |  | unknown | hand specimen | grab | rock | samples from underground and drill core | Qinling Orogen |  |  |  | ore |  | mineralisation | unknown | sphalerite | Sp3 |  |  | Reddish brown-yellowish brown |  |  | ankerite, quartz, pyrite, calcite, galena |  | EPMA | JEOL JXA-iSP100 electron probe microanalyzer | Southern Marine Science and Engineering Guangdong Laboratory | accelerating voltage of 20 kV, a probe current of 20nA, and a beam diameter of 5 μm | sphalerite, pyrite, greenockite, gallium phosphide, germanium dioxide, indium phosphide, chalcopyrite, tin metal | [20 empty] | 3380 | 91 | [10 empty] | 220 | 112 | [8 empty] | 34090 | 82 | 0 | 148 |  |  | 0 | 155 | [6 empty] | 0 | 93 | [12 empty] | 0 | 77 | [30 empty] | 325150 | 54 | [10 empty] | 0 | 93 | [26 empty] | 627750 | 222 |  |  |  | 2025 | Lihao Sun, Xi Chen, Yi Zheng, Shixin Zhang, Fangcheng Pu, Yihan Wu, Jiajian Lu, Kai Ou, Yan Li, Pengpeng Yu, Critical metals Ga and Ge enrichment in the last-stage and low-temperature sphalerite from the Guojiagou Zn-Pb deposit, western Qinling Orogen, NW China, Ore Geology Reviews, Volume 179, 2025, 106494, https://doi.org/10.1016/j.oregeorev.2025.106494. |  | CHN |  | 106.0885 | 33.8613 | [5 empty] | Highly uncertain location; found on Mindat.org |  |  |  | 2025-03-27
| Guojiagou |  | Basin hydrothermal | Sediment-hosted | Irish-type sediment-hosted zinc-lead | Zn, Pb | Ga, Ge, In | Zn, Pb, Ga, Ge, In | Sun et al., 2025 |  | GJG-1-36-1-SP | GJG-1-36-1-SP@6 | unknown | Guojiagou |  |  |  | unknown | hand specimen | grab | rock | samples from underground and drill core | Qinling Orogen |  |  |  | ore |  | mineralisation | unknown | sphalerite | Sp3 |  |  | Reddish brown-yellowish brown |  |  | ankerite, quartz, pyrite, calcite, galena |  | EPMA | JEOL JXA-iSP100 electron probe microanalyzer | Southern Marine Science and Engineering Guangdong Laboratory | accelerating voltage of 20 kV, a probe current of 20nA, and a beam diameter of 5 μm | sphalerite, pyrite, greenockite, gallium phosphide, germanium dioxide, indium phosphide, chalcopyrite, tin metal | [20 empty] | 3280 | 91 | [10 empty] | 1680 | 112 | [8 empty] | 35320 | 82 | 360 | 148 |  |  | 0 | 155 | [6 empty] | 0 | 93 | [12 empty] | 0 | 77 | [30 empty] | 320690 | 54 | [10 empty] | 0 | 93 | [26 empty] | 625080 | 222 |  |  |  | 2025 | Lihao Sun, Xi Chen, Yi Zheng, Shixin Zhang, Fangcheng Pu, Yihan Wu, Jiajian Lu, Kai Ou, Yan Li, Pengpeng Yu, Critical metals Ga and Ge enrichment in the last-stage and low-temperature sphalerite from the Guojiagou Zn-Pb deposit, western Qinling Orogen, NW China, Ore Geology Reviews, Volume 179, 2025, 106494, https://doi.org/10.1016/j.oregeorev.2025.106494. |  | CHN |  | 106.0885 | 33.8613 | [5 empty] | Highly uncertain location; found on Mindat.org |  |  |  | 2025-03-27
| Guojiagou |  | Basin hydrothermal | Sediment-hosted | Irish-type sediment-hosted zinc-lead | Zn, Pb | Ga, Ge, In | Zn, Pb, Ga, Ge, In | Sun et al., 2025 |  | GJ-N1-3-1 | GJ-N1-3-1@1 | unknown | Guojiagou |  |  |  | unknown | hand specimen | grab | rock | samples from underground and drill core | Qinling Orogen |  |  |  | ore |  | mineralisation | unknown | sphalerite | Sp3 |  |  | Reddish brown-yellowish brown |  |  | ankerite, quartz, pyrite, calcite, galena |  | EPMA | JEOL JXA-iSP100 electron probe microanalyzer | Southern Marine Science and Engineering Guangdong Laboratory | accelerating voltage of 20 kV, a probe current of 20nA, and a beam diameter of 5 μm | sphalerite, pyrite, greenockite, gallium phosphide, germanium dioxide, indium phosphide, chalcopyrite, tin metal | [20 empty] | 2620 | 91 | [10 empty] | 480 | 112 | [8 empty] | 23610 | 82 | 0 | 148 |  |  | 0 | 155 | [6 empty] | 0 | 93 | [12 empty] | 0 | 77 | [30 empty] | 325580 | 54 | [10 empty] | 50 | 93 | [26 empty] | 637720 | 222 |  |  |  | 2025 | Lihao Sun, Xi Chen, Yi Zheng, Shixin Zhang, Fangcheng Pu, Yihan Wu, Jiajian Lu, Kai Ou, Yan Li, Pengpeng Yu, Critical metals Ga and Ge enrichment in the last-stage and low-temperature sphalerite from the Guojiagou Zn-Pb deposit, western Qinling Orogen, NW China, Ore Geology Reviews, Volume 179, 2025, 106494, https://doi.org/10.1016/j.oregeorev.2025.106494. |  | CHN |  | 106.0885 | 33.8613 | [5 empty] | Highly uncertain location; found on Mindat.org |  |  |  | 2025-03-27
| Guojiagou |  | Basin hydrothermal | Sediment-hosted | Irish-type sediment-hosted zinc-lead | Zn, Pb | Ga, Ge, In | Zn, Pb, Ga, Ge, In | Sun et al., 2025 |  | GJ-N1-3-1 | GJ-N1-3-1@2 | unknown | Guojiagou |  |  |  | unknown | hand specimen | grab | rock | samples from underground and drill core | Qinling Orogen |  |  |  | ore |  | mineralisation | unknown | sphalerite | Sp3 |  |  | Reddish brown-yellowish brown |  |  | ankerite, quartz, pyrite, calcite, galena |  | EPMA | JEOL JXA-iSP100 electron probe microanalyzer | Southern Marine Science and Engineering Guangdong Laboratory | accelerating voltage of 20 kV, a probe current of 20nA, and a beam diameter of 5 μm | sphalerite, pyrite, greenockite, gallium phosphide, germanium dioxide, indium phosphide, chalcopyrite, tin metal | [20 empty] | 2440 | 91 | [10 empty] | 0 | 112 | [8 empty] | 23410 | 82 | 0 | 148 |  |  | 0 | 155 | [6 empty] | 80 | 93 | [12 empty] | 900000 | 77 | [30 empty] | 326380 | 54 | [10 empty] | 0 | 93 | [26 empty] | 640270 | 222 |  |  |  | 2025 | Lihao Sun, Xi Chen, Yi Zheng, Shixin Zhang, Fangcheng Pu, Yihan Wu, Jiajian Lu, Kai Ou, Yan Li, Pengpeng Yu, Critical metals Ga and Ge enrichment in the last-stage and low-temperature sphalerite from the Guojiagou Zn-Pb deposit, western Qinling Orogen, NW China, Ore Geology Reviews, Volume 179, 2025, 106494, https://doi.org/10.1016/j.oregeorev.2025.106494. |  | CHN |  | 106.0885 | 33.8613 | [5 empty] | Highly uncertain location; found on Mindat.org |  |  |  | 2025-03-27
| Guojiagou |  | Basin hydrothermal | Sediment-hosted | Irish-type sediment-hosted zinc-lead | Zn, Pb | Ga, Ge, In | Zn, Pb, Ga, Ge, In | Sun et al., 2025 |  | GJ-N1-3-1 | GJ-N1-3-1@3 | unknown | Guojiagou |  |  |  | unknown | hand specimen | grab | rock | samples from underground and drill core | Qinling Orogen |  |  |  | ore |  | mineralisation | unknown | sphalerite | Sp3 |  |  | Reddish brown-yellowish brown |  |  | ankerite, quartz, pyrite, calcite, galena |  | EPMA | JEOL JXA-iSP100 electron probe microanalyzer | Southern Marine Science and Engineering Guangdong Laboratory | accelerating voltage of 20 kV, a probe current of 20nA, and a beam diameter of 5 μm | sphalerite, pyrite, greenockite, gallium phosphide, germanium dioxide, indium phosphide, chalcopyrite, tin metal | [20 empty] | 2500 | 91 | [10 empty] | 0 | 112 | [8 empty] | 23850 | 82 | 0 | 148 |  |  | 0 | 155 | [6 empty] | 0 | 93 | [12 empty] | 0 | 77 | [30 empty] | 324530 | 54 | [10 empty] | 0 | 93 | [26 empty] | 637930 | 222 |  |  |  | 2025 | Lihao Sun, Xi Chen, Yi Zheng, Shixin Zhang, Fangcheng Pu, Yihan Wu, Jiajian Lu, Kai Ou, Yan Li, Pengpeng Yu, Critical metals Ga and Ge enrichment in the last-stage and low-temperature sphalerite from the Guojiagou Zn-Pb deposit, western Qinling Orogen, NW China, Ore Geology Reviews, Volume 179, 2025, 106494, https://doi.org/10.1016/j.oregeorev.2025.106494. |  | CHN |  | 106.0885 | 33.8613 | [5 empty] | Highly uncertain location; found on Mindat.org |  |  |  | 2025-03-27
| Guojiagou |  | Basin hydrothermal | Sediment-hosted | Irish-type sediment-hosted zinc-lead | Zn, Pb | Ga, Ge, In | Zn, Pb, Ga, Ge, In | Sun et al., 2025 |  | GJ-N1-3-1 | GJ-N1-3-1@4 | unknown | Guojiagou |  |  |  | unknown | hand specimen | grab | rock | samples from underground and drill core | Qinling Orogen |  |  |  | ore |  | mineralisation | unknown | sphalerite | Sp3 |  |  | Reddish brown-yellowish brown |  |  | ankerite, quartz, pyrite, calcite, galena |  | EPMA | JEOL JXA-iSP100 electron probe microanalyzer | Southern Marine Science and Engineering Guangdong Laboratory | accelerating voltage of 20 kV, a probe current of 20nA, and a beam diameter of 5 μm | sphalerite, pyrite, greenockite, gallium phosphide, germanium dioxide, indium phosphide, chalcopyrite, tin metal | [20 empty] | 2390 | 91 | [10 empty] | 550 | 112 | [8 empty] | 24870 | 82 | 0 | 148 |  |  | 0 | 155 | [6 empty] | 0 | 93 | [12 empty] | 0 | 77 | [30 empty] | 324710 | 54 | [10 empty] | 0 | 93 | [26 empty] | 638660 | 222 |  |  |  | 2025 | Lihao Sun, Xi Chen, Yi Zheng, Shixin Zhang, Fangcheng Pu, Yihan Wu, Jiajian Lu, Kai Ou, Yan Li, Pengpeng Yu, Critical metals Ga and Ge enrichment in the last-stage and low-temperature sphalerite from the Guojiagou Zn-Pb deposit, western Qinling Orogen, NW China, Ore Geology Reviews, Volume 179, 2025, 106494, https://doi.org/10.1016/j.oregeorev.2025.106494. |  | CHN |  | 106.0885 | 33.8613 | [5 empty] | Highly uncertain location; found on Mindat.org |  |  |  | 2025-03-27
| Guojiagou |  | Basin hydrothermal | Sediment-hosted | Irish-type sediment-hosted zinc-lead | Zn, Pb | Ga, Ge, In | Zn, Pb, Ga, Ge, In | Sun et al., 2025 |  | GJ-N1-3-1 | GJ-N1-3-1@5 | unknown | Guojiagou |  |  |  | unknown | hand specimen | grab | rock | samples from underground and drill core | Qinling Orogen |  |  |  | ore |  | mineralisation | unknown | sphalerite | Sp3 |  |  | Reddish brown-yellowish brown |  |  | ankerite, quartz, pyrite, calcite, galena |  | EPMA | JEOL JXA-iSP100 electron probe microanalyzer | Southern Marine Science and Engineering Guangdong Laboratory | accelerating voltage of 20 kV, a probe current of 20nA, and a beam diameter of 5 μm | sphalerite, pyrite, greenockite, gallium phosphide, germanium dioxide, indium phosphide, chalcopyrite, tin metal | [20 empty] | 2470 | 91 | [10 empty] | 610 | 112 | [8 empty] | 25320 | 82 | 0 | 148 |  |  | 0 | 155 | [6 empty] | 110 | 93 | [12 empty] | 0 | 77 | [30 empty] | 326670 | 54 | [10 empty] | 0 | 93 | [26 empty] | 639270 | 222 |  |  |  | 2025 | Lihao Sun, Xi Chen, Yi Zheng, Shixin Zhang, Fangcheng Pu, Yihan Wu, Jiajian Lu, Kai Ou, Yan Li, Pengpeng Yu, Critical metals Ga and Ge enrichment in the last-stage and low-temperature sphalerite from the Guojiagou Zn-Pb deposit, western Qinling Orogen, NW China, Ore Geology Reviews, Volume 179, 2025, 106494, https://doi.org/10.1016/j.oregeorev.2025.106494. |  | CHN |  | 106.0885 | 33.8613 | [5 empty] | Highly uncertain location; found on Mindat.org |  |  |  | 2025-03-27
| Guojiagou |  | Basin hydrothermal | Sediment-hosted | Irish-type sediment-hosted zinc-lead | Zn, Pb | Ga, Ge, In | Zn, Pb, Ga, Ge, In | Sun et al., 2025 |  | GJ-N1-3-1 | GJ-N1-3-1@6 | unknown | Guojiagou |  |  |  | unknown | hand specimen | grab | rock | samples from underground and drill core | Qinling Orogen |  |  |  | ore |  | mineralisation | unknown | sphalerite | Sp3 |  |  | Reddish brown-yellowish brown |  |  | ankerite, quartz, pyrite, calcite, galena |  | EPMA | JEOL JXA-iSP100 electron probe microanalyzer | Southern Marine Science and Engineering Guangdong Laboratory | accelerating voltage of 20 kV, a probe current of 20nA, and a beam diameter of 5 μm | sphalerite, pyrite, greenockite, gallium phosphide, germanium dioxide, indium phosphide, chalcopyrite, tin metal | [20 empty] | 2590 | 91 | [10 empty] | 690 | 112 | [8 empty] | 25100 | 82 | 0 | 148 |  |  | 0 | 155 | [6 empty] | 0 | 93 | [12 empty] | 0 | 77 | [30 empty] | 323380 | 54 | [10 empty] | 100 | 93 | [26 empty] | 638830 | 222 |  |  |  | 2025 | Lihao Sun, Xi Chen, Yi Zheng, Shixin Zhang, Fangcheng Pu, Yihan Wu, Jiajian Lu, Kai Ou, Yan Li, Pengpeng Yu, Critical metals Ga and Ge enrichment in the last-stage and low-temperature sphalerite from the Guojiagou Zn-Pb deposit, western Qinling Orogen, NW China, Ore Geology Reviews, Volume 179, 2025, 106494, https://doi.org/10.1016/j.oregeorev.2025.106494. |  | CHN |  | 106.0885 | 33.8613 | [5 empty] | Highly uncertain location; found on Mindat.org |  |  |  | 2025-03-27
| Guojiagou |  | Basin hydrothermal | Sediment-hosted | Irish-type sediment-hosted zinc-lead | Zn, Pb | Ga, Ge, In | Zn, Pb, Ga, Ge, In | Sun et al., 2025 |  | GJ-S1-3B-1 | GJ-S1-3B-1@1 | unknown | Guojiagou |  |  |  | unknown | hand specimen | grab | rock | samples from underground and drill core | Qinling Orogen |  |  |  | ore |  | mineralisation | unknown | sphalerite | Sp3 |  |  | Reddish brown-yellowish brown |  |  | ankerite, quartz, pyrite, calcite, galena |  | EPMA | JEOL JXA-iSP100 electron probe microanalyzer | Southern Marine Science and Engineering Guangdong Laboratory | accelerating voltage of 20 kV, a probe current of 20nA, and a beam diameter of 5 μm | sphalerite, pyrite, greenockite, gallium phosphide, germanium dioxide, indium phosphide, chalcopyrite, tin metal | [20 empty] | 3190 | 91 | [10 empty] | 0 | 112 | [8 empty] | 50480 | 82 | 0 | 148 |  |  | 0 | 155 | [6 empty] | 60 | 93 | [12 empty] | 600000 | 77 | [30 empty] | 323170 | 54 | [10 empty] | 0 | 93 | [26 empty] | 610200 | 222 |  |  |  | 2025 | Lihao Sun, Xi Chen, Yi Zheng, Shixin Zhang, Fangcheng Pu, Yihan Wu, Jiajian Lu, Kai Ou, Yan Li, Pengpeng Yu, Critical metals Ga and Ge enrichment in the last-stage and low-temperature sphalerite from the Guojiagou Zn-Pb deposit, western Qinling Orogen, NW China, Ore Geology Reviews, Volume 179, 2025, 106494, https://doi.org/10.1016/j.oregeorev.2025.106494. |  | CHN |  | 106.0885 | 33.8613 | [5 empty] | Highly uncertain location; found on Mindat.org |  |  |  | 2025-03-27
| Guojiagou |  | Basin hydrothermal | Sediment-hosted | Irish-type sediment-hosted zinc-lead | Zn, Pb | Ga, Ge, In | Zn, Pb, Ga, Ge, In | Sun et al., 2025 |  | GJ-S1-3B-1 | GJ-S1-3B-1@2 | unknown | Guojiagou |  |  |  | unknown | hand specimen | grab | rock | samples from underground and drill core | Qinling Orogen |  |  |  | ore |  | mineralisation | unknown | sphalerite | Sp3 |  |  | Reddish brown-yellowish brown |  |  | ankerite, quartz, pyrite, calcite, galena |  | EPMA | JEOL JXA-iSP100 electron probe microanalyzer | Southern Marine Science and Engineering Guangdong Laboratory | accelerating voltage of 20 kV, a probe current of 20nA, and a beam diameter of 5 μm | sphalerite, pyrite, greenockite, gallium phosphide, germanium dioxide, indium phosphide, chalcopyrite, tin metal | [20 empty] | 2590 | 91 | [10 empty] | 0 | 112 | [8 empty] | 42080 | 82 | 0 | 148 |  |  | 0 | 155 | [6 empty] | 0 | 93 | [12 empty] | 1400000 | 77 | [30 empty] | 320910 | 54 | [10 empty] | 70 | 93 | [26 empty] | 620230 | 222 |  |  |  | 2025 | Lihao Sun, Xi Chen, Yi Zheng, Shixin Zhang, Fangcheng Pu, Yihan Wu, Jiajian Lu, Kai Ou, Yan Li, Pengpeng Yu, Critical metals Ga and Ge enrichment in the last-stage and low-temperature sphalerite from the Guojiagou Zn-Pb deposit, western Qinling Orogen, NW China, Ore Geology Reviews, Volume 179, 2025, 106494, https://doi.org/10.1016/j.oregeorev.2025.106494. |  | CHN |  | 106.0885 | 33.8613 | [5 empty] | Highly uncertain location; found on Mindat.org |  |  |  | 2025-03-27
| Guojiagou |  | Basin hydrothermal | Sediment-hosted | Irish-type sediment-hosted zinc-lead | Zn, Pb | Ga, Ge, In | Zn, Pb, Ga, Ge, In | Sun et al., 2025 |  | GJ-S1-3B-1 | GJ-S1-3B-1@3 | unknown | Guojiagou |  |  |  | unknown | hand specimen | grab | rock | samples from underground and drill core | Qinling Orogen |  |  |  | ore |  | mineralisation | unknown | sphalerite | Sp3 |  |  | Reddish brown-yellowish brown |  |  | ankerite, quartz, pyrite, calcite, galena |  | EPMA | JEOL JXA-iSP100 electron probe microanalyzer | Southern Marine Science and Engineering Guangdong Laboratory | accelerating voltage of 20 kV, a probe current of 20nA, and a beam diameter of 5 μm | sphalerite, pyrite, greenockite, gallium phosphide, germanium dioxide, indium phosphide, chalcopyrite, tin metal | [20 empty] | 3600 | 91 | [10 empty] | 80 | 112 | [8 empty] | 50930 | 82 | 0 | 148 |  |  | 0 | 155 | [6 empty] | 0 | 93 | [12 empty] | 0 | 77 | [30 empty] | 324170 | 54 | [10 empty] | 0 | 93 | [26 empty] | 609550 | 222 |  |  |  | 2025 | Lihao Sun, Xi Chen, Yi Zheng, Shixin Zhang, Fangcheng Pu, Yihan Wu, Jiajian Lu, Kai Ou, Yan Li, Pengpeng Yu, Critical metals Ga and Ge enrichment in the last-stage and low-temperature sphalerite from the Guojiagou Zn-Pb deposit, western Qinling Orogen, NW China, Ore Geology Reviews, Volume 179, 2025, 106494, https://doi.org/10.1016/j.oregeorev.2025.106494. |  | CHN |  | 106.0885 | 33.8613 | [5 empty] | Highly uncertain location; found on Mindat.org |  |  |  | 2025-03-27
| Guojiagou |  | Basin hydrothermal | Sediment-hosted | Irish-type sediment-hosted zinc-lead | Zn, Pb | Ga, Ge, In | Zn, Pb, Ga, Ge, In | Sun et al., 2025 |  | GJ-S1-3B-1 | GJ-S1-3B-1@4 | unknown | Guojiagou |  |  |  | unknown | hand specimen | grab | rock | samples from underground and drill core | Qinling Orogen |  |  |  | ore |  | mineralisation | unknown | sphalerite | Sp3 |  |  | Reddish brown-yellowish brown |  |  | ankerite, quartz, pyrite, calcite, galena |  | EPMA | JEOL JXA-iSP100 electron probe microanalyzer | Southern Marine Science and Engineering Guangdong Laboratory | accelerating voltage of 20 kV, a probe current of 20nA, and a beam diameter of 5 μm | sphalerite, pyrite, greenockite, gallium phosphide, germanium dioxide, indium phosphide, chalcopyrite, tin metal | [20 empty] | 2610 | 91 | [10 empty] | 0 | 112 | [8 empty] | 31670 | 82 | 0 | 148 |  |  | 0 | 155 | [6 empty] | 70 | 93 | [12 empty] | 1000000 | 77 | [30 empty] | 326880 | 54 | [10 empty] | 110 | 93 | [26 empty] | 626780 | 222 |  |  |  | 2025 | Lihao Sun, Xi Chen, Yi Zheng, Shixin Zhang, Fangcheng Pu, Yihan Wu, Jiajian Lu, Kai Ou, Yan Li, Pengpeng Yu, Critical metals Ga and Ge enrichment in the last-stage and low-temperature sphalerite from the Guojiagou Zn-Pb deposit, western Qinling Orogen, NW China, Ore Geology Reviews, Volume 179, 2025, 106494, https://doi.org/10.1016/j.oregeorev.2025.106494. |  | CHN |  | 106.0885 | 33.8613 | [5 empty] | Highly uncertain location; found on Mindat.org |  |  |  | 2025-03-27
| Guojiagou |  | Basin hydrothermal | Sediment-hosted | Irish-type sediment-hosted zinc-lead | Zn, Pb | Ga, Ge, In | Zn, Pb, Ga, Ge, In | Sun et al., 2025 |  | GJ-S1-3B-1 | GJ-S1-3B-1@5 | unknown | Guojiagou |  |  |  | unknown | hand specimen | grab | rock | samples from underground and drill core | Qinling Orogen |  |  |  | ore |  | mineralisation | unknown | sphalerite | Sp3 |  |  | Reddish brown-yellowish brown |  |  | ankerite, quartz, pyrite, calcite, galena |  | EPMA | JEOL JXA-iSP100 electron probe microanalyzer | Southern Marine Science and Engineering Guangdong Laboratory | accelerating voltage of 20 kV, a probe current of 20nA, and a beam diameter of 5 μm | sphalerite, pyrite, greenockite, gallium phosphide, germanium dioxide, indium phosphide, chalcopyrite, tin metal | [20 empty] | 2900 | 91 | [10 empty] | 0 | 112 | [8 empty] | 49270 | 82 | 0 | 148 |  |  | 0 | 155 | [6 empty] | 50 | 93 | [12 empty] | 0 | 77 | [30 empty] | 320740 | 54 | [10 empty] | 0 | 93 | [26 empty] | 613040 | 222 |  |  |  | 2025 | Lihao Sun, Xi Chen, Yi Zheng, Shixin Zhang, Fangcheng Pu, Yihan Wu, Jiajian Lu, Kai Ou, Yan Li, Pengpeng Yu, Critical metals Ga and Ge enrichment in the last-stage and low-temperature sphalerite from the Guojiagou Zn-Pb deposit, western Qinling Orogen, NW China, Ore Geology Reviews, Volume 179, 2025, 106494, https://doi.org/10.1016/j.oregeorev.2025.106494. |  | CHN |  | 106.0885 | 33.8613 | [5 empty] | Highly uncertain location; found on Mindat.org |  |  |  | 2025-03-27
| Guojiagou |  | Basin hydrothermal | Sediment-hosted | Irish-type sediment-hosted zinc-lead | Zn, Pb | Ga, Ge, In | Zn, Pb, Ga, Ge, In | Sun et al., 2025 |  | GJ-S1-3B-1 | GJ-S1-3B-1@6 | unknown | Guojiagou |  |  |  | unknown | hand specimen | grab | rock | samples from underground and drill core | Qinling Orogen |  |  |  | ore |  | mineralisation | unknown | sphalerite | Sp3 |  |  | Reddish brown-yellowish brown |  |  | ankerite, quartz, pyrite, calcite, galena |  | EPMA | JEOL JXA-iSP100 electron probe microanalyzer | Southern Marine Science and Engineering Guangdong Laboratory | accelerating voltage of 20 kV, a probe current of 20nA, and a beam diameter of 5 μm | sphalerite, pyrite, greenockite, gallium phosphide, germanium dioxide, indium phosphide, chalcopyrite, tin metal | [20 empty] | 3270 | 91 | [10 empty] | 0 | 112 | [8 empty] | 49990 | 82 | 0 | 148 |  |  | 0 | 155 | [6 empty] | 0 | 93 | [12 empty] | 0 | 77 | [30 empty] | 317870 | 54 | [10 empty] | 110 | 93 | [26 empty] | 612400 | 222 |  |  |  | 2025 | Lihao Sun, Xi Chen, Yi Zheng, Shixin Zhang, Fangcheng Pu, Yihan Wu, Jiajian Lu, Kai Ou, Yan Li, Pengpeng Yu, Critical metals Ga and Ge enrichment in the last-stage and low-temperature sphalerite from the Guojiagou Zn-Pb deposit, western Qinling Orogen, NW China, Ore Geology Reviews, Volume 179, 2025, 106494, https://doi.org/10.1016/j.oregeorev.2025.106494. |  | CHN |  | 106.0885 | 33.8613 | [5 empty] | Highly uncertain location; found on Mindat.org |  |  |  | 2025-03-27
| Guojiagou |  | Basin hydrothermal | Sediment-hosted | Irish-type sediment-hosted zinc-lead | Zn, Pb | Ga, Ge, In | Zn, Pb, Ga, Ge, In | Sun et al., 2025 |  | GJ-S1-3J-1 | GJ-S1-3J-1@1 | unknown | Guojiagou |  |  |  | unknown | hand specimen | grab | rock | samples from underground and drill core | Qinling Orogen |  |  |  | ore |  | mineralisation | unknown | sphalerite | Sp3 |  |  | Reddish brown-yellowish brown |  |  | ankerite, quartz, pyrite, calcite, galena |  | EPMA | JEOL JXA-iSP100 electron probe microanalyzer | Southern Marine Science and Engineering Guangdong Laboratory | accelerating voltage of 20 kV, a probe current of 20nA, and a beam diameter of 5 μm | sphalerite, pyrite, greenockite, gallium phosphide, germanium dioxide, indium phosphide, chalcopyrite, tin metal | [20 empty] | 3400 | 91 | [10 empty] | 0 | 112 | [8 empty] | 49140 | 82 | 0 | 148 |  |  | 0 | 155 | [6 empty] | 0 | 93 | [12 empty] | 0 | 77 | [30 empty] | 323710 | 54 | [10 empty] | 70 | 93 | [26 empty] | 613230 | 222 |  |  |  | 2025 | Lihao Sun, Xi Chen, Yi Zheng, Shixin Zhang, Fangcheng Pu, Yihan Wu, Jiajian Lu, Kai Ou, Yan Li, Pengpeng Yu, Critical metals Ga and Ge enrichment in the last-stage and low-temperature sphalerite from the Guojiagou Zn-Pb deposit, western Qinling Orogen, NW China, Ore Geology Reviews, Volume 179, 2025, 106494, https://doi.org/10.1016/j.oregeorev.2025.106494. |  | CHN |  | 106.0885 | 33.8613 | [5 empty] | Highly uncertain location; found on Mindat.org |  |  |  | 2025-03-27
| Guojiagou |  | Basin hydrothermal | Sediment-hosted | Irish-type sediment-hosted zinc-lead | Zn, Pb | Ga, Ge, In | Zn, Pb, Ga, Ge, In | Sun et al., 2025 |  | GJ-S1-3J-1 | GJ-S1-3J-1@2 | unknown | Guojiagou |  |  |  | unknown | hand specimen | grab | rock | samples from underground and drill core | Qinling Orogen |  |  |  | ore |  | mineralisation | unknown | sphalerite | Sp3 |  |  | Reddish brown-yellowish brown |  |  | ankerite, quartz, pyrite, calcite, galena |  | EPMA | JEOL JXA-iSP100 electron probe microanalyzer | Southern Marine Science and Engineering Guangdong Laboratory | accelerating voltage of 20 kV, a probe current of 20nA, and a beam diameter of 5 μm | sphalerite, pyrite, greenockite, gallium phosphide, germanium dioxide, indium phosphide, chalcopyrite, tin metal | [20 empty] | 3540 | 91 | [10 empty] | 0 | 112 | [8 empty] | 46140 | 82 | 0 | 148 |  |  | 0 | 155 | [6 empty] | 50 | 93 | [12 empty] | 0 | 77 | [30 empty] | 324820 | 54 | [10 empty] | 0 | 93 | [26 empty] | 619760 | 222 |  |  |  | 2025 | Lihao Sun, Xi Chen, Yi Zheng, Shixin Zhang, Fangcheng Pu, Yihan Wu, Jiajian Lu, Kai Ou, Yan Li, Pengpeng Yu, Critical metals Ga and Ge enrichment in the last-stage and low-temperature sphalerite from the Guojiagou Zn-Pb deposit, western Qinling Orogen, NW China, Ore Geology Reviews, Volume 179, 2025, 106494, https://doi.org/10.1016/j.oregeorev.2025.106494. |  | CHN |  | 106.0885 | 33.8613 | [5 empty] | Highly uncertain location; found on Mindat.org |  |  |  | 2025-03-27
| Guojiagou |  | Basin hydrothermal | Sediment-hosted | Irish-type sediment-hosted zinc-lead | Zn, Pb | Ga, Ge, In | Zn, Pb, Ga, Ge, In | Sun et al., 2025 |  | GJ-S1-3J-1 | GJ-S1-3J-1@3 | unknown | Guojiagou |  |  |  | unknown | hand specimen | grab | rock | samples from underground and drill core | Qinling Orogen |  |  |  | ore |  | mineralisation | unknown | sphalerite | Sp3 |  |  | Reddish brown-yellowish brown |  |  | ankerite, quartz, pyrite, calcite, galena |  | EPMA | JEOL JXA-iSP100 electron probe microanalyzer | Southern Marine Science and Engineering Guangdong Laboratory | accelerating voltage of 20 kV, a probe current of 20nA, and a beam diameter of 5 μm | sphalerite, pyrite, greenockite, gallium phosphide, germanium dioxide, indium phosphide, chalcopyrite, tin metal | [20 empty] | 3390 | 91 | [10 empty] | 0 | 112 | [8 empty] | 45470 | 82 | 0 | 148 |  |  | 0 | 155 | [6 empty] | 20 | 93 | [12 empty] | 1100000 | 77 | [30 empty] | 323370 | 54 | [10 empty] | 0 | 93 | [26 empty] | 613880 | 222 |  |  |  | 2025 | Lihao Sun, Xi Chen, Yi Zheng, Shixin Zhang, Fangcheng Pu, Yihan Wu, Jiajian Lu, Kai Ou, Yan Li, Pengpeng Yu, Critical metals Ga and Ge enrichment in the last-stage and low-temperature sphalerite from the Guojiagou Zn-Pb deposit, western Qinling Orogen, NW China, Ore Geology Reviews, Volume 179, 2025, 106494, https://doi.org/10.1016/j.oregeorev.2025.106494. |  | CHN |  | 106.0885 | 33.8613 | [5 empty] | Highly uncertain location; found on Mindat.org |  |  |  | 2025-03-27
| Guojiagou |  | Basin hydrothermal | Sediment-hosted | Irish-type sediment-hosted zinc-lead | Zn, Pb | Ga, Ge, In | Zn, Pb, Ga, Ge, In | Sun et al., 2025 |  | GJ-S1-3J-1 | GJ-S1-3J-1@4 | unknown | Guojiagou |  |  |  | unknown | hand specimen | grab | rock | samples from underground and drill core | Qinling Orogen |  |  |  | ore |  | mineralisation | unknown | sphalerite | Sp3 |  |  | Reddish brown-yellowish brown |  |  | ankerite, quartz, pyrite, calcite, galena |  | EPMA | JEOL JXA-iSP100 electron probe microanalyzer | Southern Marine Science and Engineering Guangdong Laboratory | accelerating voltage of 20 kV, a probe current of 20nA, and a beam diameter of 5 μm | sphalerite, pyrite, greenockite, gallium phosphide, germanium dioxide, indium phosphide, chalcopyrite, tin metal | [20 empty] | 3470 | 91 | [10 empty] | 820 | 112 | [8 empty] | 45920 | 82 | 0 | 148 |  |  | 0 | 155 | [6 empty] | 0 | 93 | [12 empty] | 0 | 77 | [30 empty] | 328270 | 54 | [10 empty] | 0 | 93 | [26 empty] | 615470 | 222 |  |  |  | 2025 | Lihao Sun, Xi Chen, Yi Zheng, Shixin Zhang, Fangcheng Pu, Yihan Wu, Jiajian Lu, Kai Ou, Yan Li, Pengpeng Yu, Critical metals Ga and Ge enrichment in the last-stage and low-temperature sphalerite from the Guojiagou Zn-Pb deposit, western Qinling Orogen, NW China, Ore Geology Reviews, Volume 179, 2025, 106494, https://doi.org/10.1016/j.oregeorev.2025.106494. |  | CHN |  | 106.0885 | 33.8613 | [5 empty] | Highly uncertain location; found on Mindat.org |  |  |  | 2025-03-27
| Guojiagou |  | Basin hydrothermal | Sediment-hosted | Irish-type sediment-hosted zinc-lead | Zn, Pb | Ga, Ge, In | Zn, Pb, Ga, Ge, In | Sun et al., 2025 |  | GJ-S1-3J-1 | GJ-S1-3J-1@5 | unknown | Guojiagou |  |  |  | unknown | hand specimen | grab | rock | samples from underground and drill core | Qinling Orogen |  |  |  | ore |  | mineralisation | unknown | sphalerite | Sp3 |  |  | Reddish brown-yellowish brown |  |  | ankerite, quartz, pyrite, calcite, galena |  | EPMA | JEOL JXA-iSP100 electron probe microanalyzer | Southern Marine Science and Engineering Guangdong Laboratory | accelerating voltage of 20 kV, a probe current of 20nA, and a beam diameter of 5 μm | sphalerite, pyrite, greenockite, gallium phosphide, germanium dioxide, indium phosphide, chalcopyrite, tin metal | [20 empty] | 3470 | 91 | [10 empty] | 590 | 112 | [8 empty] | 48490 | 82 | 0 | 148 |  |  | 0 | 155 | [6 empty] | 0 | 93 | [12 empty] | 0 | 77 | [30 empty] | 325560 | 54 | [10 empty] | 0 | 93 | [26 empty] | 616990 | 222 |  |  |  | 2025 | Lihao Sun, Xi Chen, Yi Zheng, Shixin Zhang, Fangcheng Pu, Yihan Wu, Jiajian Lu, Kai Ou, Yan Li, Pengpeng Yu, Critical metals Ga and Ge enrichment in the last-stage and low-temperature sphalerite from the Guojiagou Zn-Pb deposit, western Qinling Orogen, NW China, Ore Geology Reviews, Volume 179, 2025, 106494, https://doi.org/10.1016/j.oregeorev.2025.106494. |  | CHN |  | 106.0885 | 33.8613 | [5 empty] | Highly uncertain location; found on Mindat.org |  |  |  | 2025-03-27
| Guojiagou |  | Basin hydrothermal | Sediment-hosted | Irish-type sediment-hosted zinc-lead | Zn, Pb | Ga, Ge, In | Zn, Pb, Ga, Ge, In | Sun et al., 2025 |  | GJ-S1-3J-1 | GJ-S1-3J-1@6 | unknown | Guojiagou |  |  |  | unknown | hand specimen | grab | rock | samples from underground and drill core | Qinling Orogen |  |  |  | ore |  | mineralisation | unknown | sphalerite | Sp3 |  |  | Reddish brown-yellowish brown |  |  | ankerite, quartz, pyrite, calcite, galena |  | EPMA | JEOL JXA-iSP100 electron probe microanalyzer | Southern Marine Science and Engineering Guangdong Laboratory | accelerating voltage of 20 kV, a probe current of 20nA, and a beam diameter of 5 μm | sphalerite, pyrite, greenockite, gallium phosphide, germanium dioxide, indium phosphide, chalcopyrite, tin metal | [20 empty] | 3360 | 91 | [10 empty] | 1030 | 112 | [8 empty] | 47380 | 82 | 0 | 148 |  |  | 0 | 155 | [6 empty] | 0 | 93 | [12 empty] | 0 | 77 | [30 empty] | 323130 | 54 | [10 empty] | 90 | 93 | [26 empty] | 614680 | 222 |  |  |  | 2025 | Lihao Sun, Xi Chen, Yi Zheng, Shixin Zhang, Fangcheng Pu, Yihan Wu, Jiajian Lu, Kai Ou, Yan Li, Pengpeng Yu, Critical metals Ga and Ge enrichment in the last-stage and low-temperature sphalerite from the Guojiagou Zn-Pb deposit, western Qinling Orogen, NW China, Ore Geology Reviews, Volume 179, 2025, 106494, https://doi.org/10.1016/j.oregeorev.2025.106494. |  | CHN |  | 106.0885 | 33.8613 | [5 empty] | Highly uncertain location; found on Mindat.org |  |  |  | 2025-03-27
| Guojiagou |  | Basin hydrothermal | Sediment-hosted | Irish-type sediment-hosted zinc-lead | Zn, Pb | Ga, Ge, In | Zn, Pb, Ga, Ge, In | Sun et al., 2025 |  | GTG-1-2-1S | GTG-1-2-1S@1 | unknown | Guojiagou |  |  |  | unknown | hand specimen | grab | rock | samples from underground and drill core | Qinling Orogen |  |  |  | ore |  | mineralisation | unknown | sphalerite | Sp3 |  |  | Reddish brown-yellowish brown |  |  | ankerite, quartz, pyrite, calcite, galena |  | EPMA | JEOL JXA-iSP100 electron probe microanalyzer | Southern Marine Science and Engineering Guangdong Laboratory | accelerating voltage of 20 kV, a probe current of 20nA, and a beam diameter of 5 μm | sphalerite, pyrite, greenockite, gallium phosphide, germanium dioxide, indium phosphide, chalcopyrite, tin metal | [20 empty] | 3300 | 91 | [10 empty] | 0 | 112 | [8 empty] | 36450 | 82 | 0 | 148 |  |  | 0 | 155 | [6 empty] | 0 | 93 | [12 empty] | 0 | 77 | [30 empty] | 325860 | 54 | [10 empty] | 0 | 93 | [26 empty] | 625010 | 222 |  |  |  | 2025 | Lihao Sun, Xi Chen, Yi Zheng, Shixin Zhang, Fangcheng Pu, Yihan Wu, Jiajian Lu, Kai Ou, Yan Li, Pengpeng Yu, Critical metals Ga and Ge enrichment in the last-stage and low-temperature sphalerite from the Guojiagou Zn-Pb deposit, western Qinling Orogen, NW China, Ore Geology Reviews, Volume 179, 2025, 106494, https://doi.org/10.1016/j.oregeorev.2025.106494. |  | CHN |  | 106.0885 | 33.8613 | [5 empty] | Highly uncertain location; found on Mindat.org |  |  |  | 2025-03-27
| Guojiagou |  | Basin hydrothermal | Sediment-hosted | Irish-type sediment-hosted zinc-lead | Zn, Pb | Ga, Ge, In | Zn, Pb, Ga, Ge, In | Sun et al., 2025 |  | GTG-1-2-1S | GTG-1-2-1S@2 | unknown | Guojiagou |  |  |  | unknown | hand specimen | grab | rock | samples from underground and drill core | Qinling Orogen |  |  |  | ore |  | mineralisation | unknown | sphalerite | Sp3 |  |  | Reddish brown-yellowish brown |  |  | ankerite, quartz, pyrite, calcite, galena |  | EPMA | JEOL JXA-iSP100 electron probe microanalyzer | Southern Marine Science and Engineering Guangdong Laboratory | accelerating voltage of 20 kV, a probe current of 20nA, and a beam diameter of 5 μm | sphalerite, pyrite, greenockite, gallium phosphide, germanium dioxide, indium phosphide, chalcopyrite, tin metal | [20 empty] | 3210 | 91 | [10 empty] | 0 | 112 | [8 empty] | 42500 | 82 | 0 | 148 |  |  | 0 | 155 | [6 empty] | 0 | 93 | [12 empty] | 400000 | 77 | [30 empty] | 323440 | 54 | [10 empty] | 0 | 93 | [26 empty] | 621030 | 222 |  |  |  | 2025 | Lihao Sun, Xi Chen, Yi Zheng, Shixin Zhang, Fangcheng Pu, Yihan Wu, Jiajian Lu, Kai Ou, Yan Li, Pengpeng Yu, Critical metals Ga and Ge enrichment in the last-stage and low-temperature sphalerite from the Guojiagou Zn-Pb deposit, western Qinling Orogen, NW China, Ore Geology Reviews, Volume 179, 2025, 106494, https://doi.org/10.1016/j.oregeorev.2025.106494. |  | CHN |  | 106.0885 | 33.8613 | [5 empty] | Highly uncertain location; found on Mindat.org |  |  |  | 2025-03-27
| Guojiagou |  | Basin hydrothermal | Sediment-hosted | Irish-type sediment-hosted zinc-lead | Zn, Pb | Ga, Ge, In | Zn, Pb, Ga, Ge, In | Sun et al., 2025 |  | GTG-1-2-1S | GTG-1-2-1S@3 | unknown | Guojiagou |  |  |  | unknown | hand specimen | grab | rock | samples from underground and drill core | Qinling Orogen |  |  |  | ore |  | mineralisation | unknown | sphalerite | Sp3 |  |  | Reddish brown-yellowish brown |  |  | ankerite, quartz, pyrite, calcite, galena |  | EPMA | JEOL JXA-iSP100 electron probe microanalyzer | Southern Marine Science and Engineering Guangdong Laboratory | accelerating voltage of 20 kV, a probe current of 20nA, and a beam diameter of 5 μm | sphalerite, pyrite, greenockite, gallium phosphide, germanium dioxide, indium phosphide, chalcopyrite, tin metal | [20 empty] | 3030 | 91 | [10 empty] | 0 | 112 | [8 empty] | 41400 | 82 | 0 | 148 |  |  | 0 | 155 | [6 empty] | 10 | 93 | [12 empty] | 0 | 77 | [30 empty] | 323480 | 54 | [10 empty] | 30 | 93 | [26 empty] | 620690 | 222 |  |  |  | 2025 | Lihao Sun, Xi Chen, Yi Zheng, Shixin Zhang, Fangcheng Pu, Yihan Wu, Jiajian Lu, Kai Ou, Yan Li, Pengpeng Yu, Critical metals Ga and Ge enrichment in the last-stage and low-temperature sphalerite from the Guojiagou Zn-Pb deposit, western Qinling Orogen, NW China, Ore Geology Reviews, Volume 179, 2025, 106494, https://doi.org/10.1016/j.oregeorev.2025.106494. |  | CHN |  | 106.0885 | 33.8613 | [5 empty] | Highly uncertain location; found on Mindat.org |  |  |  | 2025-03-27
| Guojiagou |  | Basin hydrothermal | Sediment-hosted | Irish-type sediment-hosted zinc-lead | Zn, Pb | Ga, Ge, In | Zn, Pb, Ga, Ge, In | Sun et al., 2025 |  | GTG-1-2-1S | GTG-1-2-1S@4 | unknown | Guojiagou |  |  |  | unknown | hand specimen | grab | rock | samples from underground and drill core | Qinling Orogen |  |  |  | ore |  | mineralisation | unknown | sphalerite | Sp3 |  |  | Reddish brown-yellowish brown |  |  | ankerite, quartz, pyrite, calcite, galena |  | EPMA | JEOL JXA-iSP100 electron probe microanalyzer | Southern Marine Science and Engineering Guangdong Laboratory | accelerating voltage of 20 kV, a probe current of 20nA, and a beam diameter of 5 μm | sphalerite, pyrite, greenockite, gallium phosphide, germanium dioxide, indium phosphide, chalcopyrite, tin metal | [20 empty] | 3140 | 91 | [10 empty] | 0 | 112 | [8 empty] | 40610 | 82 | 0 | 148 |  |  | 0 | 155 | [6 empty] | 10 | 93 | [12 empty] | 0 | 77 | [30 empty] | 327250 | 54 | [10 empty] | 0 | 93 | [26 empty] | 623080 | 222 |  |  |  | 2025 | Lihao Sun, Xi Chen, Yi Zheng, Shixin Zhang, Fangcheng Pu, Yihan Wu, Jiajian Lu, Kai Ou, Yan Li, Pengpeng Yu, Critical metals Ga and Ge enrichment in the last-stage and low-temperature sphalerite from the Guojiagou Zn-Pb deposit, western Qinling Orogen, NW China, Ore Geology Reviews, Volume 179, 2025, 106494, https://doi.org/10.1016/j.oregeorev.2025.106494. |  | CHN |  | 106.0885 | 33.8613 | [5 empty] | Highly uncertain location; found on Mindat.org |  |  |  | 2025-03-27
| Guojiagou |  | Basin hydrothermal | Sediment-hosted | Irish-type sediment-hosted zinc-lead | Zn, Pb | Ga, Ge, In | Zn, Pb, Ga, Ge, In | Sun et al., 2025 |  | GTG-1-2-1S | GTG-1-2-1S@5 | unknown | Guojiagou |  |  |  | unknown | hand specimen | grab | rock | samples from underground and drill core | Qinling Orogen |  |  |  | ore |  | mineralisation | unknown | sphalerite | Sp3 |  |  | Reddish brown-yellowish brown |  |  | ankerite, quartz, pyrite, calcite, galena |  | EPMA | JEOL JXA-iSP100 electron probe microanalyzer | Southern Marine Science and Engineering Guangdong Laboratory | accelerating voltage of 20 kV, a probe current of 20nA, and a beam diameter of 5 μm | sphalerite, pyrite, greenockite, gallium phosphide, germanium dioxide, indium phosphide, chalcopyrite, tin metal | [20 empty] | 3720 | 91 | [10 empty] | 520 | 112 | [8 empty] | 48230 | 82 | 0 | 148 |  |  | 0 | 155 | [6 empty] | 30 | 93 | [12 empty] | 0 | 77 | [30 empty] | 324890 | 54 | [10 empty] | 10 | 93 | [26 empty] | 609430 | 222 |  |  |  | 2025 | Lihao Sun, Xi Chen, Yi Zheng, Shixin Zhang, Fangcheng Pu, Yihan Wu, Jiajian Lu, Kai Ou, Yan Li, Pengpeng Yu, Critical metals Ga and Ge enrichment in the last-stage and low-temperature sphalerite from the Guojiagou Zn-Pb deposit, western Qinling Orogen, NW China, Ore Geology Reviews, Volume 179, 2025, 106494, https://doi.org/10.1016/j.oregeorev.2025.106494. |  | CHN |  | 106.0885 | 33.8613 | [5 empty] | Highly uncertain location; found on Mindat.org |  |  |  | 2025-03-27
| Guojiagou |  | Basin hydrothermal | Sediment-hosted | Irish-type sediment-hosted zinc-lead | Zn, Pb | Ga, Ge, In | Zn, Pb, Ga, Ge, In | Sun et al., 2025 |  | GTG-1-2-1S | GTG-1-2-1S@6 | unknown | Guojiagou |  |  |  | unknown | hand specimen | grab | rock | samples from underground and drill core | Qinling Orogen |  |  |  | ore |  | mineralisation | unknown | sphalerite | Sp3 |  |  | Reddish brown-yellowish brown |  |  | ankerite, quartz, pyrite, calcite, galena |  | EPMA | JEOL JXA-iSP100 electron probe microanalyzer | Southern Marine Science and Engineering Guangdong Laboratory | accelerating voltage of 20 kV, a probe current of 20nA, and a beam diameter of 5 μm | sphalerite, pyrite, greenockite, gallium phosphide, germanium dioxide, indium phosphide, chalcopyrite, tin metal | [20 empty] | 3450 | 91 | [10 empty] | 50 | 112 | [8 empty] | 38130 | 82 | 0 | 148 |  |  | 0 | 155 | [6 empty] | 0 | 93 | [12 empty] | 500000 | 77 | [30 empty] | 326290 | 54 | [10 empty] | 0 | 93 | [26 empty] | 622380 | 222 |  |  |  | 2025 | Lihao Sun, Xi Chen, Yi Zheng, Shixin Zhang, Fangcheng Pu, Yihan Wu, Jiajian Lu, Kai Ou, Yan Li, Pengpeng Yu, Critical metals Ga and Ge enrichment in the last-stage and low-temperature sphalerite from the Guojiagou Zn-Pb deposit, western Qinling Orogen, NW China, Ore Geology Reviews, Volume 179, 2025, 106494, https://doi.org/10.1016/j.oregeorev.2025.106494. |  | CHN |  | 106.0885 | 33.8613 | [5 empty] | Highly uncertain location; found on Mindat.org |  |  |  | 2025-03-27
| Guojiagou |  | Basin hydrothermal | Sediment-hosted | Irish-type sediment-hosted zinc-lead | Zn, Pb | Ga, Ge, In | Zn, Pb, Ga, Ge, In | Sun et al., 2025 |  | GB-1-1-SP | GB-1-1-SP@1 | unknown | Guojiagou |  |  |  | unknown | hand specimen | grab | rock | samples from underground and drill core | Qinling Orogen |  |  |  | ore |  | mineralisation | unknown | sphalerite | Sp1 |  | Fine-grained colloform texture | Black-brown |  |  | ankerite, quartz, pyrite, calcite, galena |  | LA-ICPMS | New Wave Research 193 nm ArF Excimer laser ablation system, paired with a Thermo Scientific 318 iCAP RQ quadrupole inductively coupled plasma mass spectrometer | Guangzhou Tuoyan Analytical Technology Co., Ltd., Guangzhou, China | 3.5 J/cm², with a repetition rate of 6 Hz and a spot diameter of 30 μm. Each analysis included a 45-second period for laser ablation followed by a 40-second background measurement | NIST SRM610, NIST SRM610, MASS-1, SRM612, GE8 | 106.4495 | [19 empty] | 3851.1142 | [5 empty] | 209.4974 | [5 empty] | 367.6814 | [9 empty] | 18273.267 |  | 4.6941 |  |  |  | 1.2601 |  |  |  | 564.3854 |  |  |  | 0.15767 | [13 empty] | 50776.2416 | [15 empty] | 125.4038 | [15 empty] | 147063.3039 |  | 82.7979 | [9 empty] | 22.9619 | [32 empty] | 2025 | Lihao Sun, Xi Chen, Yi Zheng, Shixin Zhang, Fangcheng Pu, Yihan Wu, Jiajian Lu, Kai Ou, Yan Li, Pengpeng Yu, Critical metals Ga and Ge enrichment in the last-stage and low-temperature sphalerite from the Guojiagou Zn-Pb deposit, western Qinling Orogen, NW China, Ore Geology Reviews, Volume 179, 2025, 106494, https://doi.org/10.1016/j.oregeorev.2025.106494. |  | CHN |  | 106.0885 | 33.8613 | [5 empty] | Highly uncertain location; found on Mindat.org |  |  |  | 2025-03-27
| Guojiagou |  | Basin hydrothermal | Sediment-hosted | Irish-type sediment-hosted zinc-lead | Zn, Pb | Ga, Ge, In | Zn, Pb, Ga, Ge, In | Sun et al., 2025 |  | GB-1-1-SP | GB-1-1-SP@2 | unknown | Guojiagou |  |  |  | unknown | hand specimen | grab | rock | samples from underground and drill core | Qinling Orogen |  |  |  | ore |  | mineralisation | unknown | sphalerite | Sp1 |  | Fine-grained colloform texture | Black-brown |  |  | ankerite, quartz, pyrite, calcite, galena |  | LA-ICPMS | New Wave Research 193 nm ArF Excimer laser ablation system, paired with a Thermo Scientific 318 iCAP RQ quadrupole inductively coupled plasma mass spectrometer | Guangzhou Tuoyan Analytical Technology Co., Ltd., Guangzhou, China | 3.5 J/cm², with a repetition rate of 6 Hz and a spot diameter of 30 μm. Each analysis included a 45-second period for laser ablation followed by a 40-second background measurement | NIST SRM610, NIST SRM610, MASS-1, SRM612, GE8 | 24.2369 | [19 empty] | 3884.5126 | [5 empty] | 207.4856 | [5 empty] | 31.5825 | [9 empty] | 20205.5444 |  | 1.3584 |  |  |  | 2.4009 |  |  |  | 705.2005 |  |  |  | -99999 | [13 empty] | 63041.5749 | [15 empty] | 30.3308 | [15 empty] | 147348.8869 |  | 0.4312 | [9 empty] | 1.5327 | [32 empty] | 2025 | Lihao Sun, Xi Chen, Yi Zheng, Shixin Zhang, Fangcheng Pu, Yihan Wu, Jiajian Lu, Kai Ou, Yan Li, Pengpeng Yu, Critical metals Ga and Ge enrichment in the last-stage and low-temperature sphalerite from the Guojiagou Zn-Pb deposit, western Qinling Orogen, NW China, Ore Geology Reviews, Volume 179, 2025, 106494, https://doi.org/10.1016/j.oregeorev.2025.106494. |  | CHN |  | 106.0885 | 33.8613 | [5 empty] | Highly uncertain location; found on Mindat.org |  |  |  | 2025-03-27
| Guojiagou |  | Basin hydrothermal | Sediment-hosted | Irish-type sediment-hosted zinc-lead | Zn, Pb | Ga, Ge, In | Zn, Pb, Ga, Ge, In | Sun et al., 2025 |  | GB-1-1-SP | GB-1-1-SP@3 | unknown | Guojiagou |  |  |  | unknown | hand specimen | grab | rock | samples from underground and drill core | Qinling Orogen |  |  |  | ore |  | mineralisation | unknown | sphalerite | Sp1 |  | Fine-grained colloform texture | Black-brown |  |  | ankerite, quartz, pyrite, calcite, galena |  | LA-ICPMS | New Wave Research 193 nm ArF Excimer laser ablation system, paired with a Thermo Scientific 318 iCAP RQ quadrupole inductively coupled plasma mass spectrometer | Guangzhou Tuoyan Analytical Technology Co., Ltd., Guangzhou, China | 3.5 J/cm², with a repetition rate of 6 Hz and a spot diameter of 30 μm. Each analysis included a 45-second period for laser ablation followed by a 40-second background measurement | NIST SRM610, NIST SRM610, MASS-1, SRM612, GE8 | 40.615 | [19 empty] | 3884.2686 | [5 empty] | 201.743 | [5 empty] | 70.7414 | [9 empty] | 20241.3449 |  | 0.9356 |  |  |  | 2.3852 |  |  |  | 634.0318 |  |  |  | -99999 | [13 empty] | 48655.6204 | [15 empty] | 62.2785 | [15 empty] | 147891.4449 |  | 4.5665 | [9 empty] | 1.4127 | [32 empty] | 2025 | Lihao Sun, Xi Chen, Yi Zheng, Shixin Zhang, Fangcheng Pu, Yihan Wu, Jiajian Lu, Kai Ou, Yan Li, Pengpeng Yu, Critical metals Ga and Ge enrichment in the last-stage and low-temperature sphalerite from the Guojiagou Zn-Pb deposit, western Qinling Orogen, NW China, Ore Geology Reviews, Volume 179, 2025, 106494, https://doi.org/10.1016/j.oregeorev.2025.106494. |  | CHN |  | 106.0885 | 33.8613 | [5 empty] | Highly uncertain location; found on Mindat.org |  |  |  | 2025-03-27
| Guojiagou |  | Basin hydrothermal | Sediment-hosted | Irish-type sediment-hosted zinc-lead | Zn, Pb | Ga, Ge, In | Zn, Pb, Ga, Ge, In | Sun et al., 2025 |  | GB-1-1-SP | GB-1-1-SP@4 | unknown | Guojiagou |  |  |  | unknown | hand specimen | grab | rock | samples from underground and drill core | Qinling Orogen |  |  |  | ore |  | mineralisation | unknown | sphalerite | Sp1 |  | Fine-grained colloform texture | Black-brown |  |  | ankerite, quartz, pyrite, calcite, galena |  | LA-ICPMS | New Wave Research 193 nm ArF Excimer laser ablation system, paired with a Thermo Scientific 318 iCAP RQ quadrupole inductively coupled plasma mass spectrometer | Guangzhou Tuoyan Analytical Technology Co., Ltd., Guangzhou, China | 3.5 J/cm², with a repetition rate of 6 Hz and a spot diameter of 30 μm. Each analysis included a 45-second period for laser ablation followed by a 40-second background measurement | NIST SRM610, NIST SRM610, MASS-1, SRM612, GE8 | 46.4995 | [19 empty] | 3856.7723 | [5 empty] | 193.7395 | [5 empty] | 49.3194 | [9 empty] | 19812.9726 |  | 1.0536 |  |  |  | 2.0508 |  |  |  | 799.6289 |  |  |  | -99999 | [13 empty] | 42679.1789 | [15 empty] | 62.9531 | [15 empty] | 147384.7622 |  | 6.2268 | [9 empty] | 1.3856 | [32 empty] | 2025 | Lihao Sun, Xi Chen, Yi Zheng, Shixin Zhang, Fangcheng Pu, Yihan Wu, Jiajian Lu, Kai Ou, Yan Li, Pengpeng Yu, Critical metals Ga and Ge enrichment in the last-stage and low-temperature sphalerite from the Guojiagou Zn-Pb deposit, western Qinling Orogen, NW China, Ore Geology Reviews, Volume 179, 2025, 106494, https://doi.org/10.1016/j.oregeorev.2025.106494. |  | CHN |  | 106.0885 | 33.8613 | [5 empty] | Highly uncertain location; found on Mindat.org |  |  |  | 2025-03-27
| Guojiagou |  | Basin hydrothermal | Sediment-hosted | Irish-type sediment-hosted zinc-lead | Zn, Pb | Ga, Ge, In | Zn, Pb, Ga, Ge, In | Sun et al., 2025 |  | GB-1-1-SP | GB-1-1-SP@5 | unknown | Guojiagou |  |  |  | unknown | hand specimen | grab | rock | samples from underground and drill core | Qinling Orogen |  |  |  | ore |  | mineralisation | unknown | sphalerite | Sp1 |  | Fine-grained colloform texture | Black-brown |  |  | ankerite, quartz, pyrite, calcite, galena |  | LA-ICPMS | New Wave Research 193 nm ArF Excimer laser ablation system, paired with a Thermo Scientific 318 iCAP RQ quadrupole inductively coupled plasma mass spectrometer | Guangzhou Tuoyan Analytical Technology Co., Ltd., Guangzhou, China | 3.5 J/cm², with a repetition rate of 6 Hz and a spot diameter of 30 μm. Each analysis included a 45-second period for laser ablation followed by a 40-second background measurement | NIST SRM610, NIST SRM610, MASS-1, SRM612, GE8 | 54.1064 | [19 empty] | 3760.0321 | [5 empty] | 208.0653 | [5 empty] | 33.7897 | [9 empty] | 19813.5095 |  | 0.51346 |  |  |  | 1.3568 |  |  |  | 661.9733 |  |  |  | -99999 | [13 empty] | 42895.6054 | [15 empty] | 74.9232 | [15 empty] | 149046.7459 |  | 3.5025 | [9 empty] | 0.93409 | [32 empty] | 2025 | Lihao Sun, Xi Chen, Yi Zheng, Shixin Zhang, Fangcheng Pu, Yihan Wu, Jiajian Lu, Kai Ou, Yan Li, Pengpeng Yu, Critical metals Ga and Ge enrichment in the last-stage and low-temperature sphalerite from the Guojiagou Zn-Pb deposit, western Qinling Orogen, NW China, Ore Geology Reviews, Volume 179, 2025, 106494, https://doi.org/10.1016/j.oregeorev.2025.106494. |  | CHN |  | 106.0885 | 33.8613 | [5 empty] | Highly uncertain location; found on Mindat.org |  |  |  | 2025-03-27
| Guojiagou |  | Basin hydrothermal | Sediment-hosted | Irish-type sediment-hosted zinc-lead | Zn, Pb | Ga, Ge, In | Zn, Pb, Ga, Ge, In | Sun et al., 2025 |  | GB-1-1-SP | GB-1-1-SP@6 | unknown | Guojiagou |  |  |  | unknown | hand specimen | grab | rock | samples from underground and drill core | Qinling Orogen |  |  |  | ore |  | mineralisation | unknown | sphalerite | Sp1 |  | Fine-grained colloform texture | Black-brown |  |  | ankerite, quartz, pyrite, calcite, galena |  | LA-ICPMS | New Wave Research 193 nm ArF Excimer laser ablation system, paired with a Thermo Scientific 318 iCAP RQ quadrupole inductively coupled plasma mass spectrometer | Guangzhou Tuoyan Analytical Technology Co., Ltd., Guangzhou, China | 3.5 J/cm², with a repetition rate of 6 Hz and a spot diameter of 30 μm. Each analysis included a 45-second period for laser ablation followed by a 40-second background measurement | NIST SRM610, NIST SRM610, MASS-1, SRM612, GE8 | 318.5192 | [19 empty] | 3575.5992 | [5 empty] | 297.3046 | [5 empty] | 224.7356 | [9 empty] | 16814.7953 |  | 7.1975 |  |  |  | 3.0836 |  |  |  | 548.6961 |  |  |  | 2.1711 | [13 empty] | 108574.508 | [15 empty] | 536.7513 | [15 empty] | 149481.2859 |  | 174.2708 | [9 empty] | 81.1014 | [32 empty] | 2025 | Lihao Sun, Xi Chen, Yi Zheng, Shixin Zhang, Fangcheng Pu, Yihan Wu, Jiajian Lu, Kai Ou, Yan Li, Pengpeng Yu, Critical metals Ga and Ge enrichment in the last-stage and low-temperature sphalerite from the Guojiagou Zn-Pb deposit, western Qinling Orogen, NW China, Ore Geology Reviews, Volume 179, 2025, 106494, https://doi.org/10.1016/j.oregeorev.2025.106494. |  | CHN |  | 106.0885 | 33.8613 | [5 empty] | Highly uncertain location; found on Mindat.org |  |  |  | 2025-03-27
| Guojiagou |  | Basin hydrothermal | Sediment-hosted | Irish-type sediment-hosted zinc-lead | Zn, Pb | Ga, Ge, In | Zn, Pb, Ga, Ge, In | Sun et al., 2025 |  | GJG-1-13-1 | GJG-1-13-1@1 | unknown | Guojiagou |  |  |  | unknown | hand specimen | grab | rock | samples from underground and drill core | Qinling Orogen |  |  |  | ore |  | mineralisation | unknown | sphalerite | Sp1 |  | Fine-grained colloform texture | Black-brown |  |  | ankerite, quartz, pyrite, calcite, galena |  | LA-ICPMS | New Wave Research 193 nm ArF Excimer laser ablation system, paired with a Thermo Scientific 318 iCAP RQ quadrupole inductively coupled plasma mass spectrometer | Guangzhou Tuoyan Analytical Technology Co., Ltd., Guangzhou, China | 3.5 J/cm², with a repetition rate of 6 Hz and a spot diameter of 30 μm. Each analysis included a 45-second period for laser ablation followed by a 40-second background measurement | NIST SRM610, NIST SRM610, MASS-1, SRM612, GE8 | 14.0384 | [19 empty] | 2858.5656 | [5 empty] | 88.0453 | [5 empty] | 20.0576 | [9 empty] | 22371.9792 |  | 15.8118 |  |  |  | 1.0546 |  |  |  | 349.7864 |  |  |  | -99999 | [13 empty] | 133856.9385 | [15 empty] | 6.094 | [15 empty] | 191489.9709 |  | 0.36164 | [9 empty] | 0.73014 | [32 empty] | 2025 | Lihao Sun, Xi Chen, Yi Zheng, Shixin Zhang, Fangcheng Pu, Yihan Wu, Jiajian Lu, Kai Ou, Yan Li, Pengpeng Yu, Critical metals Ga and Ge enrichment in the last-stage and low-temperature sphalerite from the Guojiagou Zn-Pb deposit, western Qinling Orogen, NW China, Ore Geology Reviews, Volume 179, 2025, 106494, https://doi.org/10.1016/j.oregeorev.2025.106494. |  | CHN |  | 106.0885 | 33.8613 | [5 empty] | Highly uncertain location; found on Mindat.org |  |  |  | 2025-03-27
| Guojiagou |  | Basin hydrothermal | Sediment-hosted | Irish-type sediment-hosted zinc-lead | Zn, Pb | Ga, Ge, In | Zn, Pb, Ga, Ge, In | Sun et al., 2025 |  | GJG-1-13-1 | GJG-1-13-1@2 | unknown | Guojiagou |  |  |  | unknown | hand specimen | grab | rock | samples from underground and drill core | Qinling Orogen |  |  |  | ore |  | mineralisation | unknown | sphalerite | Sp1 |  | Fine-grained colloform texture | Black-brown |  |  | ankerite, quartz, pyrite, calcite, galena |  | LA-ICPMS | New Wave Research 193 nm ArF Excimer laser ablation system, paired with a Thermo Scientific 318 iCAP RQ quadrupole inductively coupled plasma mass spectrometer | Guangzhou Tuoyan Analytical Technology Co., Ltd., Guangzhou, China | 3.5 J/cm², with a repetition rate of 6 Hz and a spot diameter of 30 μm. Each analysis included a 45-second period for laser ablation followed by a 40-second background measurement | NIST SRM610, NIST SRM610, MASS-1, SRM612, GE8 | 44.365 | [19 empty] | 2548.5736 | [5 empty] | 108.2932 | [5 empty] | 80.6864 | [9 empty] | 20785.8993 |  | 8.4761 |  |  |  | 1.1566 |  |  |  | 310.4755 |  |  |  | 0.04972 | [13 empty] | 73776.4015 | [15 empty] | 10.2161 | [15 empty] | 181454.2261 |  | 36.1386 | [9 empty] | 14.2442 | [32 empty] | 2025 | Lihao Sun, Xi Chen, Yi Zheng, Shixin Zhang, Fangcheng Pu, Yihan Wu, Jiajian Lu, Kai Ou, Yan Li, Pengpeng Yu, Critical metals Ga and Ge enrichment in the last-stage and low-temperature sphalerite from the Guojiagou Zn-Pb deposit, western Qinling Orogen, NW China, Ore Geology Reviews, Volume 179, 2025, 106494, https://doi.org/10.1016/j.oregeorev.2025.106494. |  | CHN |  | 106.0885 | 33.8613 | [5 empty] | Highly uncertain location; found on Mindat.org |  |  |  | 2025-03-27
| Guojiagou |  | Basin hydrothermal | Sediment-hosted | Irish-type sediment-hosted zinc-lead | Zn, Pb | Ga, Ge, In | Zn, Pb, Ga, Ge, In | Sun et al., 2025 |  | GJG-1-13-1 | GJG-1-13-1@3 | unknown | Guojiagou |  |  |  | unknown | hand specimen | grab | rock | samples from underground and drill core | Qinling Orogen |  |  |  | ore |  | mineralisation | unknown | sphalerite | Sp1 |  | Fine-grained colloform texture | Black-brown |  |  | ankerite, quartz, pyrite, calcite, galena |  | LA-ICPMS | New Wave Research 193 nm ArF Excimer laser ablation system, paired with a Thermo Scientific 318 iCAP RQ quadrupole inductively coupled plasma mass spectrometer | Guangzhou Tuoyan Analytical Technology Co., Ltd., Guangzhou, China | 3.5 J/cm², with a repetition rate of 6 Hz and a spot diameter of 30 μm. Each analysis included a 45-second period for laser ablation followed by a 40-second background measurement | NIST SRM610, NIST SRM610, MASS-1, SRM612, GE8 | 19.9355 | [19 empty] | 2617.943 | [5 empty] | 112.9235 | [5 empty] | 26.1536 | [9 empty] | 21829.5934 |  | 21.1839 |  |  |  | 0.81211 |  |  |  | 310.4657 |  |  |  | -99999 | [13 empty] | 76071.4666 | [15 empty] | 10.1769 | [15 empty] | 184845.1488 |  | 1.5938 | [9 empty] | 0.80419 | [32 empty] | 2025 | Lihao Sun, Xi Chen, Yi Zheng, Shixin Zhang, Fangcheng Pu, Yihan Wu, Jiajian Lu, Kai Ou, Yan Li, Pengpeng Yu, Critical metals Ga and Ge enrichment in the last-stage and low-temperature sphalerite from the Guojiagou Zn-Pb deposit, western Qinling Orogen, NW China, Ore Geology Reviews, Volume 179, 2025, 106494, https://doi.org/10.1016/j.oregeorev.2025.106494. |  | CHN |  | 106.0885 | 33.8613 | [5 empty] | Highly uncertain location; found on Mindat.org |  |  |  | 2025-03-27
| Guojiagou |  | Basin hydrothermal | Sediment-hosted | Irish-type sediment-hosted zinc-lead | Zn, Pb | Ga, Ge, In | Zn, Pb, Ga, Ge, In | Sun et al., 2025 |  | GJG-1-13-1 | GJG-1-13-1@4 | unknown | Guojiagou |  |  |  | unknown | hand specimen | grab | rock | samples from underground and drill core | Qinling Orogen |  |  |  | ore |  | mineralisation | unknown | sphalerite | Sp1 |  | Fine-grained colloform texture | Black-brown |  |  | ankerite, quartz, pyrite, calcite, galena |  | LA-ICPMS | New Wave Research 193 nm ArF Excimer laser ablation system, paired with a Thermo Scientific 318 iCAP RQ quadrupole inductively coupled plasma mass spectrometer | Guangzhou Tuoyan Analytical Technology Co., Ltd., Guangzhou, China | 3.5 J/cm², with a repetition rate of 6 Hz and a spot diameter of 30 μm. Each analysis included a 45-second period for laser ablation followed by a 40-second background measurement | NIST SRM610, NIST SRM610, MASS-1, SRM612, GE8 | 24.3145 | [19 empty] | 2638.7244 | [5 empty] | 112.7345 | [5 empty] | 18.3678 | [9 empty] | 21928.5887 |  | 7.8014 |  |  |  | 1.3036 |  |  |  | 319.435 |  |  |  | -99999 | [13 empty] | 77239.3128 | [15 empty] | 12.788 | [15 empty] | 186063.1909 |  | 6.0828 | [9 empty] | 1.615 | [32 empty] | 2025 | Lihao Sun, Xi Chen, Yi Zheng, Shixin Zhang, Fangcheng Pu, Yihan Wu, Jiajian Lu, Kai Ou, Yan Li, Pengpeng Yu, Critical metals Ga and Ge enrichment in the last-stage and low-temperature sphalerite from the Guojiagou Zn-Pb deposit, western Qinling Orogen, NW China, Ore Geology Reviews, Volume 179, 2025, 106494, https://doi.org/10.1016/j.oregeorev.2025.106494. |  | CHN |  | 106.0885 | 33.8613 | [5 empty] | Highly uncertain location; found on Mindat.org |  |  |  | 2025-03-27
| Guojiagou |  | Basin hydrothermal | Sediment-hosted | Irish-type sediment-hosted zinc-lead | Zn, Pb | Ga, Ge, In | Zn, Pb, Ga, Ge, In | Sun et al., 2025 |  | GJG-1-13-1 | GJG-1-13-1@5 | unknown | Guojiagou |  |  |  | unknown | hand specimen | grab | rock | samples from underground and drill core | Qinling Orogen |  |  |  | ore |  | mineralisation | unknown | sphalerite | Sp1 |  | Fine-grained colloform texture | Black-brown |  |  | ankerite, quartz, pyrite, calcite, galena |  | LA-ICPMS | New Wave Research 193 nm ArF Excimer laser ablation system, paired with a Thermo Scientific 318 iCAP RQ quadrupole inductively coupled plasma mass spectrometer | Guangzhou Tuoyan Analytical Technology Co., Ltd., Guangzhou, China | 3.5 J/cm², with a repetition rate of 6 Hz and a spot diameter of 30 μm. Each analysis included a 45-second period for laser ablation followed by a 40-second background measurement | NIST SRM610, NIST SRM610, MASS-1, SRM612, GE8 | 31.6181 | [19 empty] | 2529.6288 | [5 empty] | 112.0111 | [5 empty] | 15.5204 | [9 empty] | 21799.989 |  | 2.422 |  |  |  | 2.3951 |  |  |  | 314.0882 |  |  |  | 0.0082889 | [13 empty] | 76308.2858 | [15 empty] | 18.0551 | [15 empty] | 187126.3312 |  | 4.9383 | [9 empty] | 2.2073 | [32 empty] | 2025 | Lihao Sun, Xi Chen, Yi Zheng, Shixin Zhang, Fangcheng Pu, Yihan Wu, Jiajian Lu, Kai Ou, Yan Li, Pengpeng Yu, Critical metals Ga and Ge enrichment in the last-stage and low-temperature sphalerite from the Guojiagou Zn-Pb deposit, western Qinling Orogen, NW China, Ore Geology Reviews, Volume 179, 2025, 106494, https://doi.org/10.1016/j.oregeorev.2025.106494. |  | CHN |  | 106.0885 | 33.8613 | [5 empty] | Highly uncertain location; found on Mindat.org |  |  |  | 2025-03-27
| Guojiagou |  | Basin hydrothermal | Sediment-hosted | Irish-type sediment-hosted zinc-lead | Zn, Pb | Ga, Ge, In | Zn, Pb, Ga, Ge, In | Sun et al., 2025 |  | GJG-1-13-1 | GJG-1-13-1@6 | unknown | Guojiagou |  |  |  | unknown | hand specimen | grab | rock | samples from underground and drill core | Qinling Orogen |  |  |  | ore |  | mineralisation | unknown | sphalerite | Sp1 |  | Fine-grained colloform texture | Black-brown |  |  | ankerite, quartz, pyrite, calcite, galena |  | LA-ICPMS | New Wave Research 193 nm ArF Excimer laser ablation system, paired with a Thermo Scientific 318 iCAP RQ quadrupole inductively coupled plasma mass spectrometer | Guangzhou Tuoyan Analytical Technology Co., Ltd., Guangzhou, China | 3.5 J/cm², with a repetition rate of 6 Hz and a spot diameter of 30 μm. Each analysis included a 45-second period for laser ablation followed by a 40-second background measurement | NIST SRM610, NIST SRM610, MASS-1, SRM612, GE8 | 16.2955 | [19 empty] | 2540.4444 | [5 empty] | 119.9345 | [5 empty] | 10.6914 | [9 empty] | 21159.1135 |  | 4.0092 |  |  |  | 0.9107 |  |  |  | 307.1774 |  |  |  | 0.018174 | [13 empty] | 75705.9185 | [15 empty] | 9.3046 | [15 empty] | 187533.2045 |  | 0.85585 | [9 empty] | 1.2601 | [32 empty] | 2025 | Lihao Sun, Xi Chen, Yi Zheng, Shixin Zhang, Fangcheng Pu, Yihan Wu, Jiajian Lu, Kai Ou, Yan Li, Pengpeng Yu, Critical metals Ga and Ge enrichment in the last-stage and low-temperature sphalerite from the Guojiagou Zn-Pb deposit, western Qinling Orogen, NW China, Ore Geology Reviews, Volume 179, 2025, 106494, https://doi.org/10.1016/j.oregeorev.2025.106494. |  | CHN |  | 106.0885 | 33.8613 | [5 empty] | Highly uncertain location; found on Mindat.org |  |  |  | 2025-03-27
| Guojiagou |  | Basin hydrothermal | Sediment-hosted | Irish-type sediment-hosted zinc-lead | Zn, Pb | Ga, Ge, In | Zn, Pb, Ga, Ge, In | Sun et al., 2025 |  | GJ-N7-22-1 | GJ-N7-22-1@1 | unknown | Guojiagou |  |  |  | unknown | hand specimen | grab | rock | samples from underground and drill core | Qinling Orogen |  |  |  | ore |  | mineralisation | unknown | sphalerite | Sp1 |  | Fine-grained colloform texture | Black-brown |  |  | ankerite, quartz, pyrite, calcite, galena |  | LA-ICPMS | New Wave Research 193 nm ArF Excimer laser ablation system, paired with a Thermo Scientific 318 iCAP RQ quadrupole inductively coupled plasma mass spectrometer | Guangzhou Tuoyan Analytical Technology Co., Ltd., Guangzhou, China | 3.5 J/cm², with a repetition rate of 6 Hz and a spot diameter of 30 μm. Each analysis included a 45-second period for laser ablation followed by a 40-second background measurement | NIST SRM610, NIST SRM610, MASS-1, SRM612, GE8 | 42.0513 | [19 empty] | 3810.9772 | [5 empty] | 23.5798 | [5 empty] | 4338.6163 | [9 empty] | 10503.5558 |  | 17.0052 |  |  |  | 2.533 |  |  |  | 450.267 |  |  |  | 1.3965 | [13 empty] | 49006.979 | [15 empty] | 119.8175 | [15 empty] | 182642.9732 |  | 15.1819 | [9 empty] | 12.332 | [32 empty] | 2025 | Lihao Sun, Xi Chen, Yi Zheng, Shixin Zhang, Fangcheng Pu, Yihan Wu, Jiajian Lu, Kai Ou, Yan Li, Pengpeng Yu, Critical metals Ga and Ge enrichment in the last-stage and low-temperature sphalerite from the Guojiagou Zn-Pb deposit, western Qinling Orogen, NW China, Ore Geology Reviews, Volume 179, 2025, 106494, https://doi.org/10.1016/j.oregeorev.2025.106494. |  | CHN |  | 106.0885 | 33.8613 | [5 empty] | Highly uncertain location; found on Mindat.org |  |  |  | 2025-03-27
| Guojiagou |  | Basin hydrothermal | Sediment-hosted | Irish-type sediment-hosted zinc-lead | Zn, Pb | Ga, Ge, In | Zn, Pb, Ga, Ge, In | Sun et al., 2025 |  | GJ-N7-22-1 | GJ-N7-22-1@2 | unknown | Guojiagou |  |  |  | unknown | hand specimen | grab | rock | samples from underground and drill core | Qinling Orogen |  |  |  | ore |  | mineralisation | unknown | sphalerite | Sp1 |  | Fine-grained colloform texture | Black-brown |  |  | ankerite, quartz, pyrite, calcite, galena |  | LA-ICPMS | New Wave Research 193 nm ArF Excimer laser ablation system, paired with a Thermo Scientific 318 iCAP RQ quadrupole inductively coupled plasma mass spectrometer | Guangzhou Tuoyan Analytical Technology Co., Ltd., Guangzhou, China | 3.5 J/cm², with a repetition rate of 6 Hz and a spot diameter of 30 μm. Each analysis included a 45-second period for laser ablation followed by a 40-second background measurement | NIST SRM610, NIST SRM610, MASS-1, SRM612, GE8 | 52.6668 | [19 empty] | 3808.0769 | [5 empty] | 31.4061 | [5 empty] | 4726.2655 | [9 empty] | 10556.9463 |  | 26.7439 |  |  |  | 0.81591 |  |  |  | 399.0209 |  |  |  | 1.6736 | [13 empty] | 31110.0343 | [15 empty] | 139.7971 | [15 empty] | 182935.4486 |  | 82.5923 | [9 empty] | 158.2696 | [32 empty] | 2025 | Lihao Sun, Xi Chen, Yi Zheng, Shixin Zhang, Fangcheng Pu, Yihan Wu, Jiajian Lu, Kai Ou, Yan Li, Pengpeng Yu, Critical metals Ga and Ge enrichment in the last-stage and low-temperature sphalerite from the Guojiagou Zn-Pb deposit, western Qinling Orogen, NW China, Ore Geology Reviews, Volume 179, 2025, 106494, https://doi.org/10.1016/j.oregeorev.2025.106494. |  | CHN |  | 106.0885 | 33.8613 | [5 empty] | Highly uncertain location; found on Mindat.org |  |  |  | 2025-03-27
| Guojiagou |  | Basin hydrothermal | Sediment-hosted | Irish-type sediment-hosted zinc-lead | Zn, Pb | Ga, Ge, In | Zn, Pb, Ga, Ge, In | Sun et al., 2025 |  | GJ-N7-22-1 | GJ-N7-22-1@3 | unknown | Guojiagou |  |  |  | unknown | hand specimen | grab | rock | samples from underground and drill core | Qinling Orogen |  |  |  | ore |  | mineralisation | unknown | sphalerite | Sp1 |  | Fine-grained colloform texture | Black-brown |  |  | ankerite, quartz, pyrite, calcite, galena |  | LA-ICPMS | New Wave Research 193 nm ArF Excimer laser ablation system, paired with a Thermo Scientific 318 iCAP RQ quadrupole inductively coupled plasma mass spectrometer | Guangzhou Tuoyan Analytical Technology Co., Ltd., Guangzhou, China | 3.5 J/cm², with a repetition rate of 6 Hz and a spot diameter of 30 μm. Each analysis included a 45-second period for laser ablation followed by a 40-second background measurement | NIST SRM610, NIST SRM610, MASS-1, SRM612, GE8 | 25.1326 | [19 empty] | 3848.4947 | [5 empty] | 46.6368 | [5 empty] | 4953.5003 | [9 empty] | 12637.6242 |  | 0.55666 |  |  |  | 0.5753 |  |  |  | 359.2339 |  |  |  | 1.1222 | [13 empty] | 48566.8538 | [15 empty] | 68.1792 | [15 empty] | 183245.7436 |  | 7.8479 | [9 empty] | 35.4469 | [32 empty] | 2025 | Lihao Sun, Xi Chen, Yi Zheng, Shixin Zhang, Fangcheng Pu, Yihan Wu, Jiajian Lu, Kai Ou, Yan Li, Pengpeng Yu, Critical metals Ga and Ge enrichment in the last-stage and low-temperature sphalerite from the Guojiagou Zn-Pb deposit, western Qinling Orogen, NW China, Ore Geology Reviews, Volume 179, 2025, 106494, https://doi.org/10.1016/j.oregeorev.2025.106494. |  | CHN |  | 106.0885 | 33.8613 | [5 empty] | Highly uncertain location; found on Mindat.org |  |  |  | 2025-03-27
| Guojiagou |  | Basin hydrothermal | Sediment-hosted | Irish-type sediment-hosted zinc-lead | Zn, Pb | Ga, Ge, In | Zn, Pb, Ga, Ge, In | Sun et al., 2025 |  | GJ-N7-22-1 | GJ-N7-22-1@4 | unknown | Guojiagou |  |  |  | unknown | hand specimen | grab | rock | samples from underground and drill core | Qinling Orogen |  |  |  | ore |  | mineralisation | unknown | sphalerite | Sp1 |  | Fine-grained colloform texture | Black-brown |  |  | ankerite, quartz, pyrite, calcite, galena |  | LA-ICPMS | New Wave Research 193 nm ArF Excimer laser ablation system, paired with a Thermo Scientific 318 iCAP RQ quadrupole inductively coupled plasma mass spectrometer | Guangzhou Tuoyan Analytical Technology Co., Ltd., Guangzhou, China | 3.5 J/cm², with a repetition rate of 6 Hz and a spot diameter of 30 μm. Each analysis included a 45-second period for laser ablation followed by a 40-second background measurement | NIST SRM610, NIST SRM610, MASS-1, SRM612, GE8 | 34.9125 | [19 empty] | 3616.463 | [5 empty] | 42.4529 | [5 empty] | 7678.7786 | [9 empty] | 10682.8284 |  | 26.1609 |  |  |  | 0.76777 |  |  |  | 525.7763 |  |  |  | 1.372 | [13 empty] | -99999 | [15 empty] | 141.5997 | [15 empty] | 184950.6964 |  | 24.4348 | [9 empty] | 75.0303 | [32 empty] | 2025 | Lihao Sun, Xi Chen, Yi Zheng, Shixin Zhang, Fangcheng Pu, Yihan Wu, Jiajian Lu, Kai Ou, Yan Li, Pengpeng Yu, Critical metals Ga and Ge enrichment in the last-stage and low-temperature sphalerite from the Guojiagou Zn-Pb deposit, western Qinling Orogen, NW China, Ore Geology Reviews, Volume 179, 2025, 106494, https://doi.org/10.1016/j.oregeorev.2025.106494. |  | CHN |  | 106.0885 | 33.8613 | [5 empty] | Highly uncertain location; found on Mindat.org |  |  |  | 2025-03-27
| Guojiagou |  | Basin hydrothermal | Sediment-hosted | Irish-type sediment-hosted zinc-lead | Zn, Pb | Ga, Ge, In | Zn, Pb, Ga, Ge, In | Sun et al., 2025 |  | GJ-N7-22-1 | GJ-N7-22-1@5 | unknown | Guojiagou |  |  |  | unknown | hand specimen | grab | rock | samples from underground and drill core | Qinling Orogen |  |  |  | ore |  | mineralisation | unknown | sphalerite | Sp1 |  | Fine-grained colloform texture | Black-brown |  |  | ankerite, quartz, pyrite, calcite, galena |  | LA-ICPMS | New Wave Research 193 nm ArF Excimer laser ablation system, paired with a Thermo Scientific 318 iCAP RQ quadrupole inductively coupled plasma mass spectrometer | Guangzhou Tuoyan Analytical Technology Co., Ltd., Guangzhou, China | 3.5 J/cm², with a repetition rate of 6 Hz and a spot diameter of 30 μm. Each analysis included a 45-second period for laser ablation followed by a 40-second background measurement | NIST SRM610, NIST SRM610, MASS-1, SRM612, GE8 | 59.8943 | [19 empty] | 3658.3142 | [5 empty] | 34.2342 | [5 empty] | 7422.7197 | [9 empty] | 11082.0826 |  | 49.6478 |  |  |  | 0.79822 |  |  |  | 541.2229 |  |  |  | 2.2406 | [13 empty] | -99999 | [15 empty] | 192.9303 | [15 empty] | 184201.7508 |  | 68.6919 | [9 empty] | 275.9334 | [32 empty] | 2025 | Lihao Sun, Xi Chen, Yi Zheng, Shixin Zhang, Fangcheng Pu, Yihan Wu, Jiajian Lu, Kai Ou, Yan Li, Pengpeng Yu, Critical metals Ga and Ge enrichment in the last-stage and low-temperature sphalerite from the Guojiagou Zn-Pb deposit, western Qinling Orogen, NW China, Ore Geology Reviews, Volume 179, 2025, 106494, https://doi.org/10.1016/j.oregeorev.2025.106494. |  | CHN |  | 106.0885 | 33.8613 | [5 empty] | Highly uncertain location; found on Mindat.org |  |  |  | 2025-03-27
| Guojiagou |  | Basin hydrothermal | Sediment-hosted | Irish-type sediment-hosted zinc-lead | Zn, Pb | Ga, Ge, In | Zn, Pb, Ga, Ge, In | Sun et al., 2025 |  | GJ-N7-22-1 | GJ-N7-22-1@6 | unknown | Guojiagou |  |  |  | unknown | hand specimen | grab | rock | samples from underground and drill core | Qinling Orogen |  |  |  | ore |  | mineralisation | unknown | sphalerite | Sp1 |  | Fine-grained colloform texture | Black-brown |  |  | ankerite, quartz, pyrite, calcite, galena |  | LA-ICPMS | New Wave Research 193 nm ArF Excimer laser ablation system, paired with a Thermo Scientific 318 iCAP RQ quadrupole inductively coupled plasma mass spectrometer | Guangzhou Tuoyan Analytical Technology Co., Ltd., Guangzhou, China | 3.5 J/cm², with a repetition rate of 6 Hz and a spot diameter of 30 μm. Each analysis included a 45-second period for laser ablation followed by a 40-second background measurement | NIST SRM610, NIST SRM610, MASS-1, SRM612, GE8 | 126.7301 | [19 empty] | 4079.156 | [5 empty] | 32.2617 | [5 empty] | 4324.8767 | [9 empty] | 12783.0044 |  | 46.0793 |  |  |  | 0.96922 |  |  |  | 421.5219 |  |  |  | 2.48 | [13 empty] | 3178650.8705 | [15 empty] | 431.7181 | [15 empty] | 190873.2008 |  | 223.3123 | [9 empty] | 329.8802 | [32 empty] | 2025 | Lihao Sun, Xi Chen, Yi Zheng, Shixin Zhang, Fangcheng Pu, Yihan Wu, Jiajian Lu, Kai Ou, Yan Li, Pengpeng Yu, Critical metals Ga and Ge enrichment in the last-stage and low-temperature sphalerite from the Guojiagou Zn-Pb deposit, western Qinling Orogen, NW China, Ore Geology Reviews, Volume 179, 2025, 106494, https://doi.org/10.1016/j.oregeorev.2025.106494. |  | CHN |  | 106.0885 | 33.8613 | [5 empty] | Highly uncertain location; found on Mindat.org |  |  |  | 2025-03-27
| Guojiagou |  | Basin hydrothermal | Sediment-hosted | Irish-type sediment-hosted zinc-lead | Zn, Pb | Ga, Ge, In | Zn, Pb, Ga, Ge, In | Sun et al., 2025 |  | GT-N7-18-Z-1 | GT-N7-18-Z-1@1 | unknown | Guojiagou |  |  |  | unknown | hand specimen | grab | rock | samples from underground and drill core | Qinling Orogen |  |  |  | ore |  | mineralisation | unknown | sphalerite | Sp1 |  | Fine-grained colloform texture | Black-brown |  |  | ankerite, quartz, pyrite, calcite, galena |  | LA-ICPMS | New Wave Research 193 nm ArF Excimer laser ablation system, paired with a Thermo Scientific 318 iCAP RQ quadrupole inductively coupled plasma mass spectrometer | Guangzhou Tuoyan Analytical Technology Co., Ltd., Guangzhou, China | 3.5 J/cm², with a repetition rate of 6 Hz and a spot diameter of 30 μm. Each analysis included a 45-second period for laser ablation followed by a 40-second background measurement | NIST SRM610, NIST SRM610, MASS-1, SRM612, GE8 | 29.9189 | [19 empty] | 3162.4456 | [5 empty] | 64.4356 | [5 empty] | 1035.6648 | [9 empty] | 21703.8463 |  | 37.8297 |  |  |  | 0.50253 |  |  |  | 381.2739 |  |  |  | 0.29735 | [13 empty] | 140839.8033 | [15 empty] | 60.9947 | [15 empty] | 199459.0462 |  | 25.5395 | [9 empty] | 19.1683 | [32 empty] | 2025 | Lihao Sun, Xi Chen, Yi Zheng, Shixin Zhang, Fangcheng Pu, Yihan Wu, Jiajian Lu, Kai Ou, Yan Li, Pengpeng Yu, Critical metals Ga and Ge enrichment in the last-stage and low-temperature sphalerite from the Guojiagou Zn-Pb deposit, western Qinling Orogen, NW China, Ore Geology Reviews, Volume 179, 2025, 106494, https://doi.org/10.1016/j.oregeorev.2025.106494. |  | CHN |  | 106.0885 | 33.8613 | [5 empty] | Highly uncertain location; found on Mindat.org |  |  |  | 2025-03-27
| Guojiagou |  | Basin hydrothermal | Sediment-hosted | Irish-type sediment-hosted zinc-lead | Zn, Pb | Ga, Ge, In | Zn, Pb, Ga, Ge, In | Sun et al., 2025 |  | GT-N7-18-Z-1 | GT-N7-18-Z-1@2 | unknown | Guojiagou |  |  |  | unknown | hand specimen | grab | rock | samples from underground and drill core | Qinling Orogen |  |  |  | ore |  | mineralisation | unknown | sphalerite | Sp1 |  | Fine-grained colloform texture | Black-brown |  |  | ankerite, quartz, pyrite, calcite, galena |  | LA-ICPMS | New Wave Research 193 nm ArF Excimer laser ablation system, paired with a Thermo Scientific 318 iCAP RQ quadrupole inductively coupled plasma mass spectrometer | Guangzhou Tuoyan Analytical Technology Co., Ltd., Guangzhou, China | 3.5 J/cm², with a repetition rate of 6 Hz and a spot diameter of 30 μm. Each analysis included a 45-second period for laser ablation followed by a 40-second background measurement | NIST SRM610, NIST SRM610, MASS-1, SRM612, GE8 | 41.8885 | [19 empty] | 3069.4718 | [5 empty] | 63.0653 | [5 empty] | 3343.2119 | [9 empty] | 29260.6879 |  | 23.621 |  |  |  | 1.2607 |  |  |  | 312.2509 |  |  |  | 0.42076 | [13 empty] | 4791924.8543 | [15 empty] | 135.6377 | [15 empty] | 202166.8248 |  | 25.1638 | [9 empty] | 32.3714 | [32 empty] | 2025 | Lihao Sun, Xi Chen, Yi Zheng, Shixin Zhang, Fangcheng Pu, Yihan Wu, Jiajian Lu, Kai Ou, Yan Li, Pengpeng Yu, Critical metals Ga and Ge enrichment in the last-stage and low-temperature sphalerite from the Guojiagou Zn-Pb deposit, western Qinling Orogen, NW China, Ore Geology Reviews, Volume 179, 2025, 106494, https://doi.org/10.1016/j.oregeorev.2025.106494. |  | CHN |  | 106.0885 | 33.8613 | [5 empty] | Highly uncertain location; found on Mindat.org |  |  |  | 2025-03-27
| Guojiagou |  | Basin hydrothermal | Sediment-hosted | Irish-type sediment-hosted zinc-lead | Zn, Pb | Ga, Ge, In | Zn, Pb, Ga, Ge, In | Sun et al., 2025 |  | GT-N7-18-Z-1 | GT-N7-18-Z-1@3 | unknown | Guojiagou |  |  |  | unknown | hand specimen | grab | rock | samples from underground and drill core | Qinling Orogen |  |  |  | ore |  | mineralisation | unknown | sphalerite | Sp1 |  | Fine-grained colloform texture | Black-brown |  |  | ankerite, quartz, pyrite, calcite, galena |  | LA-ICPMS | New Wave Research 193 nm ArF Excimer laser ablation system, paired with a Thermo Scientific 318 iCAP RQ quadrupole inductively coupled plasma mass spectrometer | Guangzhou Tuoyan Analytical Technology Co., Ltd., Guangzhou, China | 3.5 J/cm², with a repetition rate of 6 Hz and a spot diameter of 30 μm. Each analysis included a 45-second period for laser ablation followed by a 40-second background measurement | NIST SRM610, NIST SRM610, MASS-1, SRM612, GE8 | 34.6089 | [19 empty] | 3322.0941 | [5 empty] | 94.5044 | [5 empty] | 848.508 | [9 empty] | 24218.9273 |  | 108.5349 |  |  |  | 2.7291 |  |  |  | 410.0413 |  |  |  | 0.30117 | [13 empty] | 151169.563 | [15 empty] | 61.331 | [15 empty] | 199658.8841 |  | 9.6049 | [9 empty] | 5.6487 | [32 empty] | 2025 | Lihao Sun, Xi Chen, Yi Zheng, Shixin Zhang, Fangcheng Pu, Yihan Wu, Jiajian Lu, Kai Ou, Yan Li, Pengpeng Yu, Critical metals Ga and Ge enrichment in the last-stage and low-temperature sphalerite from the Guojiagou Zn-Pb deposit, western Qinling Orogen, NW China, Ore Geology Reviews, Volume 179, 2025, 106494, https://doi.org/10.1016/j.oregeorev.2025.106494. |  | CHN |  | 106.0885 | 33.8613 | [5 empty] | Highly uncertain location; found on Mindat.org |  |  |  | 2025-03-27
| Guojiagou |  | Basin hydrothermal | Sediment-hosted | Irish-type sediment-hosted zinc-lead | Zn, Pb | Ga, Ge, In | Zn, Pb, Ga, Ge, In | Sun et al., 2025 |  | GT-N7-18-Z-1 | GT-N7-18-Z-1@4 | unknown | Guojiagou |  |  |  | unknown | hand specimen | grab | rock | samples from underground and drill core | Qinling Orogen |  |  |  | ore |  | mineralisation | unknown | sphalerite | Sp1 |  | Fine-grained colloform texture | Black-brown |  |  | ankerite, quartz, pyrite, calcite, galena |  | LA-ICPMS | New Wave Research 193 nm ArF Excimer laser ablation system, paired with a Thermo Scientific 318 iCAP RQ quadrupole inductively coupled plasma mass spectrometer | Guangzhou Tuoyan Analytical Technology Co., Ltd., Guangzhou, China | 3.5 J/cm², with a repetition rate of 6 Hz and a spot diameter of 30 μm. Each analysis included a 45-second period for laser ablation followed by a 40-second background measurement | NIST SRM610, NIST SRM610, MASS-1, SRM612, GE8 | 664.3274 | [19 empty] | 3905.0227 | [5 empty] | 130.8859 | [5 empty] | 4104.8062 | [9 empty] | 18561.2381 |  | 10.3944 |  |  |  | 1.1964 |  |  |  | 523.6881 |  |  |  | 0.86419 | [13 empty] | 1711761.3391 | [15 empty] | 228.9355 | [15 empty] | 210548.49 |  | 621.3831 | [9 empty] | 183.8369 | [32 empty] | 2025 | Lihao Sun, Xi Chen, Yi Zheng, Shixin Zhang, Fangcheng Pu, Yihan Wu, Jiajian Lu, Kai Ou, Yan Li, Pengpeng Yu, Critical metals Ga and Ge enrichment in the last-stage and low-temperature sphalerite from the Guojiagou Zn-Pb deposit, western Qinling Orogen, NW China, Ore Geology Reviews, Volume 179, 2025, 106494, https://doi.org/10.1016/j.oregeorev.2025.106494. |  | CHN |  | 106.0885 | 33.8613 | [5 empty] | Highly uncertain location; found on Mindat.org |  |  |  | 2025-03-27
| Guojiagou |  | Basin hydrothermal | Sediment-hosted | Irish-type sediment-hosted zinc-lead | Zn, Pb | Ga, Ge, In | Zn, Pb, Ga, Ge, In | Sun et al., 2025 |  | GJ-1-3-2 | GJ-1-3-2@1 | unknown | Guojiagou |  |  |  | unknown | hand specimen | grab | rock | samples from underground and drill core | Qinling Orogen |  |  |  | ore |  | mineralisation | unknown | sphalerite | Sp1 |  | Fine-grained colloform texture | Black-brown |  |  | ankerite, quartz, pyrite, calcite, galena |  | LA-ICPMS | New Wave Research 193 nm ArF Excimer laser ablation system, paired with a Thermo Scientific 318 iCAP RQ quadrupole inductively coupled plasma mass spectrometer | Guangzhou Tuoyan Analytical Technology Co., Ltd., Guangzhou, China | 3.5 J/cm², with a repetition rate of 6 Hz and a spot diameter of 30 μm. Each analysis included a 45-second period for laser ablation followed by a 40-second background measurement | NIST SRM610, NIST SRM610, MASS-1, SRM612, GE8 | 70.6538 | [19 empty] | 3530.0117 | [5 empty] | 131.2181 | [5 empty] | 253.5197 | [9 empty] | 26468.9369 |  | 44.8674 |  |  |  | 1.2526 |  |  |  | 411.5815 |  |  |  | 0.037523 | [13 empty] | 209096.4616 | [15 empty] | 73.3912 | [15 empty] | 208496.4215 |  | 20.1459 | [9 empty] | 6.3257 | [32 empty] | 2025 | Lihao Sun, Xi Chen, Yi Zheng, Shixin Zhang, Fangcheng Pu, Yihan Wu, Jiajian Lu, Kai Ou, Yan Li, Pengpeng Yu, Critical metals Ga and Ge enrichment in the last-stage and low-temperature sphalerite from the Guojiagou Zn-Pb deposit, western Qinling Orogen, NW China, Ore Geology Reviews, Volume 179, 2025, 106494, https://doi.org/10.1016/j.oregeorev.2025.106494. |  | CHN |  | 106.0885 | 33.8613 | [5 empty] | Highly uncertain location; found on Mindat.org |  |  |  | 2025-03-27
| Guojiagou |  | Basin hydrothermal | Sediment-hosted | Irish-type sediment-hosted zinc-lead | Zn, Pb | Ga, Ge, In | Zn, Pb, Ga, Ge, In | Sun et al., 2025 |  | GJ-1-3-2 | GJ-1-3-2@2 | unknown | Guojiagou |  |  |  | unknown | hand specimen | grab | rock | samples from underground and drill core | Qinling Orogen |  |  |  | ore |  | mineralisation | unknown | sphalerite | Sp1 |  | Fine-grained colloform texture | Black-brown |  |  | ankerite, quartz, pyrite, calcite, galena |  | LA-ICPMS | New Wave Research 193 nm ArF Excimer laser ablation system, paired with a Thermo Scientific 318 iCAP RQ quadrupole inductively coupled plasma mass spectrometer | Guangzhou Tuoyan Analytical Technology Co., Ltd., Guangzhou, China | 3.5 J/cm², with a repetition rate of 6 Hz and a spot diameter of 30 μm. Each analysis included a 45-second period for laser ablation followed by a 40-second background measurement | NIST SRM610, NIST SRM610, MASS-1, SRM612, GE8 | 27.342 | [19 empty] | 3300.5199 | [5 empty] | 96.4755 | [5 empty] | 699.0609 | [9 empty] | 22678.5444 |  | 14.4758 |  |  |  | 0.90146 |  |  |  | 397.6994 |  |  |  | 0.33635 | [13 empty] | 181762.6713 | [15 empty] | 54.0206 | [15 empty] | 199787.7512 |  | 3.2876 | [9 empty] | 4.1847 | [32 empty] | 2025 | Lihao Sun, Xi Chen, Yi Zheng, Shixin Zhang, Fangcheng Pu, Yihan Wu, Jiajian Lu, Kai Ou, Yan Li, Pengpeng Yu, Critical metals Ga and Ge enrichment in the last-stage and low-temperature sphalerite from the Guojiagou Zn-Pb deposit, western Qinling Orogen, NW China, Ore Geology Reviews, Volume 179, 2025, 106494, https://doi.org/10.1016/j.oregeorev.2025.106494. |  | CHN |  | 106.0885 | 33.8613 | [5 empty] | Highly uncertain location; found on Mindat.org |  |  |  | 2025-03-27
| Guojiagou |  | Basin hydrothermal | Sediment-hosted | Irish-type sediment-hosted zinc-lead | Zn, Pb | Ga, Ge, In | Zn, Pb, Ga, Ge, In | Sun et al., 2025 |  | GJ-1-3-2 | GJ-1-3-2@3 | unknown | Guojiagou |  |  |  | unknown | hand specimen | grab | rock | samples from underground and drill core | Qinling Orogen |  |  |  | ore |  | mineralisation | unknown | sphalerite | Sp1 |  | Fine-grained colloform texture | Black-brown |  |  | ankerite, quartz, pyrite, calcite, galena |  | LA-ICPMS | New Wave Research 193 nm ArF Excimer laser ablation system, paired with a Thermo Scientific 318 iCAP RQ quadrupole inductively coupled plasma mass spectrometer | Guangzhou Tuoyan Analytical Technology Co., Ltd., Guangzhou, China | 3.5 J/cm², with a repetition rate of 6 Hz and a spot diameter of 30 μm. Each analysis included a 45-second period for laser ablation followed by a 40-second background measurement | NIST SRM610, NIST SRM610, MASS-1, SRM612, GE8 | 148.6007 | [19 empty] | 2926.446 | [5 empty] | 143.4357 | [5 empty] | 3755.2518 | [9 empty] | 18370.6897 |  | 18.3941 |  |  |  | 1.1593 |  |  |  | 468.3599 |  |  |  | 1.506 | [13 empty] | 442185.4223 | [15 empty] | 868.2135 | [15 empty] | 201205.5268 |  | 96.1001 | [9 empty] | 89.9176 | [32 empty] | 2025 | Lihao Sun, Xi Chen, Yi Zheng, Shixin Zhang, Fangcheng Pu, Yihan Wu, Jiajian Lu, Kai Ou, Yan Li, Pengpeng Yu, Critical metals Ga and Ge enrichment in the last-stage and low-temperature sphalerite from the Guojiagou Zn-Pb deposit, western Qinling Orogen, NW China, Ore Geology Reviews, Volume 179, 2025, 106494, https://doi.org/10.1016/j.oregeorev.2025.106494. |  | CHN |  | 106.0885 | 33.8613 | [5 empty] | Highly uncertain location; found on Mindat.org |  |  |  | 2025-03-27
| Guojiagou |  | Basin hydrothermal | Sediment-hosted | Irish-type sediment-hosted zinc-lead | Zn, Pb | Ga, Ge, In | Zn, Pb, Ga, Ge, In | Sun et al., 2025 |  | GJ-1-3-2 | GJ-1-3-2@4 | unknown | Guojiagou |  |  |  | unknown | hand specimen | grab | rock | samples from underground and drill core | Qinling Orogen |  |  |  | ore |  | mineralisation | unknown | sphalerite | Sp2 |  | Infilling and replacement | Dark red to colorless |  |  | ankerite, quartz, pyrite, calcite, galena, chalcopyrite, tetrahedrite, arsenopyrite, marcasite |  | LA-ICPMS | New Wave Research 193 nm ArF Excimer laser ablation system, paired with a Thermo Scientific 318 iCAP RQ quadrupole inductively coupled plasma mass spectrometer | Guangzhou Tuoyan Analytical Technology Co., Ltd., Guangzhou, China | 3.5 J/cm², with a repetition rate of 6 Hz and a spot diameter of 30 μm. Each analysis included a 45-second period for laser ablation followed by a 40-second background measurement | NIST SRM610, NIST SRM610, MASS-1, SRM612, GE8 | 31.4568 | [19 empty] | 3472.6799 | [5 empty] | 105.8957 | [5 empty] | 151.2299 | [9 empty] | 33732.029 |  | 37.6769 |  |  |  | 0.80419 |  |  |  | 749.3599 |  |  |  | -99999 | [13 empty] | 105884.9797 | [15 empty] | 14.1183 | [15 empty] | 182839.407 |  | 15.0754 | [9 empty] | 1.6073 | [32 empty] | 2025 | Lihao Sun, Xi Chen, Yi Zheng, Shixin Zhang, Fangcheng Pu, Yihan Wu, Jiajian Lu, Kai Ou, Yan Li, Pengpeng Yu, Critical metals Ga and Ge enrichment in the last-stage and low-temperature sphalerite from the Guojiagou Zn-Pb deposit, western Qinling Orogen, NW China, Ore Geology Reviews, Volume 179, 2025, 106494, https://doi.org/10.1016/j.oregeorev.2025.106494. |  | CHN |  | 106.0885 | 33.8613 | [5 empty] | Highly uncertain location; found on Mindat.org |  |  |  | 2025-03-27
| Guojiagou |  | Basin hydrothermal | Sediment-hosted | Irish-type sediment-hosted zinc-lead | Zn, Pb | Ga, Ge, In | Zn, Pb, Ga, Ge, In | Sun et al., 2025 |  | GJ-1-3-2 | GJ-1-3-2@5 | unknown | Guojiagou |  |  |  | unknown | hand specimen | grab | rock | samples from underground and drill core | Qinling Orogen |  |  |  | ore |  | mineralisation | unknown | sphalerite | Sp2 |  | Infilling and replacement | Dark red to colorless |  |  | ankerite, quartz, pyrite, calcite, galena, chalcopyrite, tetrahedrite, arsenopyrite, marcasite |  | LA-ICPMS | New Wave Research 193 nm ArF Excimer laser ablation system, paired with a Thermo Scientific 318 iCAP RQ quadrupole inductively coupled plasma mass spectrometer | Guangzhou Tuoyan Analytical Technology Co., Ltd., Guangzhou, China | 3.5 J/cm², with a repetition rate of 6 Hz and a spot diameter of 30 μm. Each analysis included a 45-second period for laser ablation followed by a 40-second background measurement | NIST SRM610, NIST SRM610, MASS-1, SRM612, GE8 | 29.8481 | [19 empty] | 3676.2235 | [5 empty] | 93.891 | [5 empty] | 73.2776 | [9 empty] | 31351.2194 |  | 2.6332 |  |  |  | 1.553 |  |  |  | 743.6058 |  |  |  | -99999 | [13 empty] | 137758.1452 | [15 empty] | 50.8948 | [15 empty] | 187450.3745 |  | 19.0633 | [9 empty] | 0.99814 | [32 empty] | 2025 | Lihao Sun, Xi Chen, Yi Zheng, Shixin Zhang, Fangcheng Pu, Yihan Wu, Jiajian Lu, Kai Ou, Yan Li, Pengpeng Yu, Critical metals Ga and Ge enrichment in the last-stage and low-temperature sphalerite from the Guojiagou Zn-Pb deposit, western Qinling Orogen, NW China, Ore Geology Reviews, Volume 179, 2025, 106494, https://doi.org/10.1016/j.oregeorev.2025.106494. |  | CHN |  | 106.0885 | 33.8613 | [5 empty] | Highly uncertain location; found on Mindat.org |  |  |  | 2025-03-27
| Guojiagou |  | Basin hydrothermal | Sediment-hosted | Irish-type sediment-hosted zinc-lead | Zn, Pb | Ga, Ge, In | Zn, Pb, Ga, Ge, In | Sun et al., 2025 |  | GJ-1-3-2 | GJ-1-3-2@6 | unknown | Guojiagou |  |  |  | unknown | hand specimen | grab | rock | samples from underground and drill core | Qinling Orogen |  |  |  | ore |  | mineralisation | unknown | sphalerite | Sp2 |  | Infilling and replacement | Dark red to colorless |  |  | ankerite, quartz, pyrite, calcite, galena, chalcopyrite, tetrahedrite, arsenopyrite, marcasite |  | LA-ICPMS | New Wave Research 193 nm ArF Excimer laser ablation system, paired with a Thermo Scientific 318 iCAP RQ quadrupole inductively coupled plasma mass spectrometer | Guangzhou Tuoyan Analytical Technology Co., Ltd., Guangzhou, China | 3.5 J/cm², with a repetition rate of 6 Hz and a spot diameter of 30 μm. Each analysis included a 45-second period for laser ablation followed by a 40-second background measurement | NIST SRM610, NIST SRM610, MASS-1, SRM612, GE8 | 36.693 | [19 empty] | 3889.8762 | [5 empty] | 108.6963 | [5 empty] | 47.0828 | [9 empty] | 31873.9498 |  | 28.5907 |  |  |  | 2.2461 |  |  |  | 654.9226 |  |  |  | -99999 | [13 empty] | 107068.1429 | [15 empty] | 25.2909 | [15 empty] | 196313.2416 |  | 15.0844 | [9 empty] | 2.391 | [32 empty] | 2025 | Lihao Sun, Xi Chen, Yi Zheng, Shixin Zhang, Fangcheng Pu, Yihan Wu, Jiajian Lu, Kai Ou, Yan Li, Pengpeng Yu, Critical metals Ga and Ge enrichment in the last-stage and low-temperature sphalerite from the Guojiagou Zn-Pb deposit, western Qinling Orogen, NW China, Ore Geology Reviews, Volume 179, 2025, 106494, https://doi.org/10.1016/j.oregeorev.2025.106494. |  | CHN |  | 106.0885 | 33.8613 | [5 empty] | Highly uncertain location; found on Mindat.org |  |  |  | 2025-03-27
| Guojiagou |  | Basin hydrothermal | Sediment-hosted | Irish-type sediment-hosted zinc-lead | Zn, Pb | Ga, Ge, In | Zn, Pb, Ga, Ge, In | Sun et al., 2025 |  | GT-N7-18-Z-1 | GT-N7-18-Z-1@5 | unknown | Guojiagou |  |  |  | unknown | hand specimen | grab | rock | samples from underground and drill core | Qinling Orogen |  |  |  | ore |  | mineralisation | unknown | sphalerite | Sp2 |  | Infilling and replacement | Dark red to colorless |  |  | ankerite, quartz, pyrite, calcite, galena, chalcopyrite, tetrahedrite, arsenopyrite, marcasite |  | LA-ICPMS | New Wave Research 193 nm ArF Excimer laser ablation system, paired with a Thermo Scientific 318 iCAP RQ quadrupole inductively coupled plasma mass spectrometer | Guangzhou Tuoyan Analytical Technology Co., Ltd., Guangzhou, China | 3.5 J/cm², with a repetition rate of 6 Hz and a spot diameter of 30 μm. Each analysis included a 45-second period for laser ablation followed by a 40-second background measurement | NIST SRM610, NIST SRM610, MASS-1, SRM612, GE8 | 84.4841 | [19 empty] | 2848.144 | [5 empty] | 129.8504 | [5 empty] | 2652.6988 | [9 empty] | 19500.6371 |  | 49.0133 |  |  |  | 1.0334 |  |  |  | 429.23 |  |  |  | 1.0828 | [13 empty] | 161938.2737 | [15 empty] | 59.8702 | [15 empty] | 202378.2578 |  | 39.8605 | [9 empty] | 46.1307 | [32 empty] | 2025 | Lihao Sun, Xi Chen, Yi Zheng, Shixin Zhang, Fangcheng Pu, Yihan Wu, Jiajian Lu, Kai Ou, Yan Li, Pengpeng Yu, Critical metals Ga and Ge enrichment in the last-stage and low-temperature sphalerite from the Guojiagou Zn-Pb deposit, western Qinling Orogen, NW China, Ore Geology Reviews, Volume 179, 2025, 106494, https://doi.org/10.1016/j.oregeorev.2025.106494. |  | CHN |  | 106.0885 | 33.8613 | [5 empty] | Highly uncertain location; found on Mindat.org |  |  |  | 2025-03-27
| Guojiagou |  | Basin hydrothermal | Sediment-hosted | Irish-type sediment-hosted zinc-lead | Zn, Pb | Ga, Ge, In | Zn, Pb, Ga, Ge, In | Sun et al., 2025 |  | GT-N7-18-Z-1 | GT-N7-18-Z-1@6 | unknown | Guojiagou |  |  |  | unknown | hand specimen | grab | rock | samples from underground and drill core | Qinling Orogen |  |  |  | ore |  | mineralisation | unknown | sphalerite | Sp2 |  | Infilling and replacement | Dark red to colorless |  |  | ankerite, quartz, pyrite, calcite, galena, chalcopyrite, tetrahedrite, arsenopyrite, marcasite |  | LA-ICPMS | New Wave Research 193 nm ArF Excimer laser ablation system, paired with a Thermo Scientific 318 iCAP RQ quadrupole inductively coupled plasma mass spectrometer | Guangzhou Tuoyan Analytical Technology Co., Ltd., Guangzhou, China | 3.5 J/cm², with a repetition rate of 6 Hz and a spot diameter of 30 μm. Each analysis included a 45-second period for laser ablation followed by a 40-second background measurement | NIST SRM610, NIST SRM610, MASS-1, SRM612, GE8 | 29.3636 | [19 empty] | 2866.6809 | [5 empty] | 128.2519 | [5 empty] | 251.1237 | [9 empty] | 19501.2928 |  | 50.9184 |  |  |  | 0.97308 |  |  |  | 409.8282 |  |  |  | 0.82395 | [13 empty] | 115407.3542 | [15 empty] | 20.8101 | [15 empty] | 203183.197 |  | 5.4757 | [9 empty] | 2.0132 | [32 empty] | 2025 | Lihao Sun, Xi Chen, Yi Zheng, Shixin Zhang, Fangcheng Pu, Yihan Wu, Jiajian Lu, Kai Ou, Yan Li, Pengpeng Yu, Critical metals Ga and Ge enrichment in the last-stage and low-temperature sphalerite from the Guojiagou Zn-Pb deposit, western Qinling Orogen, NW China, Ore Geology Reviews, Volume 179, 2025, 106494, https://doi.org/10.1016/j.oregeorev.2025.106494. |  | CHN |  | 106.0885 | 33.8613 | [5 empty] | Highly uncertain location; found on Mindat.org |  |  |  | 2025-03-27
| Guojiagou |  | Basin hydrothermal | Sediment-hosted | Irish-type sediment-hosted zinc-lead | Zn, Pb | Ga, Ge, In | Zn, Pb, Ga, Ge, In | Sun et al., 2025 |  | GJG-1-36J-1-SP | GJG-1-36J-1-SP@1 | unknown | Guojiagou |  |  |  | unknown | hand specimen | grab | rock | samples from underground and drill core | Qinling Orogen |  |  |  | ore |  | mineralisation | unknown | sphalerite | Sp2 |  | Infilling and replacement | Dark red to colorless |  |  | ankerite, quartz, pyrite, calcite, galena, chalcopyrite, tetrahedrite, arsenopyrite, marcasite |  | LA-ICPMS | New Wave Research 193 nm ArF Excimer laser ablation system, paired with a Thermo Scientific 318 iCAP RQ quadrupole inductively coupled plasma mass spectrometer | Guangzhou Tuoyan Analytical Technology Co., Ltd., Guangzhou, China | 3.5 J/cm², with a repetition rate of 6 Hz and a spot diameter of 30 μm. Each analysis included a 45-second period for laser ablation followed by a 40-second background measurement | NIST SRM610, NIST SRM610, MASS-1, SRM612, GE8 | 3.8744 | [19 empty] | 3740.941 | [5 empty] | 356.7757 | [5 empty] | 59.6591 | [9 empty] | 21866.4476 |  | 16.3864 |  |  |  | 0.94137 |  |  |  | 435.2517 |  |  |  | 0.29332 | [13 empty] | 62198.1092 | [15 empty] | 31.7418 | [15 empty] | 154789.8519 |  | 1.2696 | [9 empty] | 1.1173 | [32 empty] | 2025 | Lihao Sun, Xi Chen, Yi Zheng, Shixin Zhang, Fangcheng Pu, Yihan Wu, Jiajian Lu, Kai Ou, Yan Li, Pengpeng Yu, Critical metals Ga and Ge enrichment in the last-stage and low-temperature sphalerite from the Guojiagou Zn-Pb deposit, western Qinling Orogen, NW China, Ore Geology Reviews, Volume 179, 2025, 106494, https://doi.org/10.1016/j.oregeorev.2025.106494. |  | CHN |  | 106.0885 | 33.8613 | [5 empty] | Highly uncertain location; found on Mindat.org |  |  |  | 2025-03-27
| Guojiagou |  | Basin hydrothermal | Sediment-hosted | Irish-type sediment-hosted zinc-lead | Zn, Pb | Ga, Ge, In | Zn, Pb, Ga, Ge, In | Sun et al., 2025 |  | GJG-1-36J-1-SP | GJG-1-36J-1-SP@2 | unknown | Guojiagou |  |  |  | unknown | hand specimen | grab | rock | samples from underground and drill core | Qinling Orogen |  |  |  | ore |  | mineralisation | unknown | sphalerite | Sp2 |  | Infilling and replacement | Dark red to colorless |  |  | ankerite, quartz, pyrite, calcite, galena, chalcopyrite, tetrahedrite, arsenopyrite, marcasite |  | LA-ICPMS | New Wave Research 193 nm ArF Excimer laser ablation system, paired with a Thermo Scientific 318 iCAP RQ quadrupole inductively coupled plasma mass spectrometer | Guangzhou Tuoyan Analytical Technology Co., Ltd., Guangzhou, China | 3.5 J/cm², with a repetition rate of 6 Hz and a spot diameter of 30 μm. Each analysis included a 45-second period for laser ablation followed by a 40-second background measurement | NIST SRM610, NIST SRM610, MASS-1, SRM612, GE8 | 2.8676 | [19 empty] | 3648.5991 | [5 empty] | 358.4274 | [5 empty] | 145.0534 | [9 empty] | 21354.8216 |  | 12.4076 |  |  |  | 0.41822 |  |  |  | 439.4525 |  |  |  | 0.36231 | [13 empty] | 60523.5347 | [15 empty] | 22.1456 | [15 empty] | 155227.5847 |  | 6.2098 | [9 empty] | 9.8704 | [32 empty] | 2025 | Lihao Sun, Xi Chen, Yi Zheng, Shixin Zhang, Fangcheng Pu, Yihan Wu, Jiajian Lu, Kai Ou, Yan Li, Pengpeng Yu, Critical metals Ga and Ge enrichment in the last-stage and low-temperature sphalerite from the Guojiagou Zn-Pb deposit, western Qinling Orogen, NW China, Ore Geology Reviews, Volume 179, 2025, 106494, https://doi.org/10.1016/j.oregeorev.2025.106494. |  | CHN |  | 106.0885 | 33.8613 | [5 empty] | Highly uncertain location; found on Mindat.org |  |  |  | 2025-03-27
| Guojiagou |  | Basin hydrothermal | Sediment-hosted | Irish-type sediment-hosted zinc-lead | Zn, Pb | Ga, Ge, In | Zn, Pb, Ga, Ge, In | Sun et al., 2025 |  | GJG-1-36J-1-SP | GJG-1-36J-1-SP@3 | unknown | Guojiagou |  |  |  | unknown | hand specimen | grab | rock | samples from underground and drill core | Qinling Orogen |  |  |  | ore |  | mineralisation | unknown | sphalerite | Sp2 |  | Infilling and replacement | Dark red to colorless |  |  | ankerite, quartz, pyrite, calcite, galena, chalcopyrite, tetrahedrite, arsenopyrite, marcasite |  | LA-ICPMS | New Wave Research 193 nm ArF Excimer laser ablation system, paired with a Thermo Scientific 318 iCAP RQ quadrupole inductively coupled plasma mass spectrometer | Guangzhou Tuoyan Analytical Technology Co., Ltd., Guangzhou, China | 3.5 J/cm², with a repetition rate of 6 Hz and a spot diameter of 30 μm. Each analysis included a 45-second period for laser ablation followed by a 40-second background measurement | NIST SRM610, NIST SRM610, MASS-1, SRM612, GE8 | 4.3471 | [19 empty] | 3505.3336 | [5 empty] | 357.756 | [5 empty] | 358.7556 | [9 empty] | 20751.3954 |  | 9.4785 |  |  |  | 1.0486 |  |  |  | 436.0428 |  |  |  | 0.52592 | [13 empty] | 59279.5169 | [15 empty] | 31.8228 | [15 empty] | 157442.6761 |  | 17.5216 | [9 empty] | 49.5795 | [32 empty] | 2025 | Lihao Sun, Xi Chen, Yi Zheng, Shixin Zhang, Fangcheng Pu, Yihan Wu, Jiajian Lu, Kai Ou, Yan Li, Pengpeng Yu, Critical metals Ga and Ge enrichment in the last-stage and low-temperature sphalerite from the Guojiagou Zn-Pb deposit, western Qinling Orogen, NW China, Ore Geology Reviews, Volume 179, 2025, 106494, https://doi.org/10.1016/j.oregeorev.2025.106494. |  | CHN |  | 106.0885 | 33.8613 | [5 empty] | Highly uncertain location; found on Mindat.org |  |  |  | 2025-03-27
| Guojiagou |  | Basin hydrothermal | Sediment-hosted | Irish-type sediment-hosted zinc-lead | Zn, Pb | Ga, Ge, In | Zn, Pb, Ga, Ge, In | Sun et al., 2025 |  | GJG-1-36J-1-SP | GJG-1-36J-1-SP@4 | unknown | Guojiagou |  |  |  | unknown | hand specimen | grab | rock | samples from underground and drill core | Qinling Orogen |  |  |  | ore |  | mineralisation | unknown | sphalerite | Sp2 |  | Infilling and replacement | Dark red to colorless |  |  | ankerite, quartz, pyrite, calcite, galena, chalcopyrite, tetrahedrite, arsenopyrite, marcasite |  | LA-ICPMS | New Wave Research 193 nm ArF Excimer laser ablation system, paired with a Thermo Scientific 318 iCAP RQ quadrupole inductively coupled plasma mass spectrometer | Guangzhou Tuoyan Analytical Technology Co., Ltd., Guangzhou, China | 3.5 J/cm², with a repetition rate of 6 Hz and a spot diameter of 30 μm. Each analysis included a 45-second period for laser ablation followed by a 40-second background measurement | NIST SRM610, NIST SRM610, MASS-1, SRM612, GE8 | 12.6918 | [19 empty] | 3663.1948 | [5 empty] | 329.7909 | [5 empty] | 42.1643 | [9 empty] | 22378.2878 |  | 16.8137 |  |  |  | 1.7776 |  |  |  | 514.9927 |  |  |  | 0.27444 | [13 empty] | 53593.2239 | [15 empty] | 8.222 | [15 empty] | 192738.7161 |  | 3.4458 | [9 empty] | 2.0381 | [32 empty] | 2025 | Lihao Sun, Xi Chen, Yi Zheng, Shixin Zhang, Fangcheng Pu, Yihan Wu, Jiajian Lu, Kai Ou, Yan Li, Pengpeng Yu, Critical metals Ga and Ge enrichment in the last-stage and low-temperature sphalerite from the Guojiagou Zn-Pb deposit, western Qinling Orogen, NW China, Ore Geology Reviews, Volume 179, 2025, 106494, https://doi.org/10.1016/j.oregeorev.2025.106494. |  | CHN |  | 106.0885 | 33.8613 | [5 empty] | Highly uncertain location; found on Mindat.org |  |  |  | 2025-03-27
| Guojiagou |  | Basin hydrothermal | Sediment-hosted | Irish-type sediment-hosted zinc-lead | Zn, Pb | Ga, Ge, In | Zn, Pb, Ga, Ge, In | Sun et al., 2025 |  | GJG-1-36J-1-SP | GJG-1-36J-1-SP@5 | unknown | Guojiagou |  |  |  | unknown | hand specimen | grab | rock | samples from underground and drill core | Qinling Orogen |  |  |  | ore |  | mineralisation | unknown | sphalerite | Sp2 |  | Infilling and replacement | Dark red to colorless |  |  | ankerite, quartz, pyrite, calcite, galena, chalcopyrite, tetrahedrite, arsenopyrite, marcasite |  | LA-ICPMS | New Wave Research 193 nm ArF Excimer laser ablation system, paired with a Thermo Scientific 318 iCAP RQ quadrupole inductively coupled plasma mass spectrometer | Guangzhou Tuoyan Analytical Technology Co., Ltd., Guangzhou, China | 3.5 J/cm², with a repetition rate of 6 Hz and a spot diameter of 30 μm. Each analysis included a 45-second period for laser ablation followed by a 40-second background measurement | NIST SRM610, NIST SRM610, MASS-1, SRM612, GE8 | 12.4688 | [19 empty] | 3727.1531 | [5 empty] | 336.8716 | [5 empty] | 47.0597 | [9 empty] | 22409.9563 |  | 15.0959 |  |  |  | 1.6276 |  |  |  | 502.773 |  |  |  | 0.35104 | [13 empty] | 54733.5608 | [15 empty] | 26.8258 | [15 empty] | 192842.3719 |  | 0.84485 | [9 empty] | 7.541 | [32 empty] | 2025 | Lihao Sun, Xi Chen, Yi Zheng, Shixin Zhang, Fangcheng Pu, Yihan Wu, Jiajian Lu, Kai Ou, Yan Li, Pengpeng Yu, Critical metals Ga and Ge enrichment in the last-stage and low-temperature sphalerite from the Guojiagou Zn-Pb deposit, western Qinling Orogen, NW China, Ore Geology Reviews, Volume 179, 2025, 106494, https://doi.org/10.1016/j.oregeorev.2025.106494. |  | CHN |  | 106.0885 | 33.8613 | [5 empty] | Highly uncertain location; found on Mindat.org |  |  |  | 2025-03-27
| Guojiagou |  | Basin hydrothermal | Sediment-hosted | Irish-type sediment-hosted zinc-lead | Zn, Pb | Ga, Ge, In | Zn, Pb, Ga, Ge, In | Sun et al., 2025 |  | GJG-1-36J-1-SP | GJG-1-36J-1-SP@6 | unknown | Guojiagou |  |  |  | unknown | hand specimen | grab | rock | samples from underground and drill core | Qinling Orogen |  |  |  | ore |  | mineralisation | unknown | sphalerite | Sp2 |  | Infilling and replacement | Dark red to colorless |  |  | ankerite, quartz, pyrite, calcite, galena, chalcopyrite, tetrahedrite, arsenopyrite, marcasite |  | LA-ICPMS | New Wave Research 193 nm ArF Excimer laser ablation system, paired with a Thermo Scientific 318 iCAP RQ quadrupole inductively coupled plasma mass spectrometer | Guangzhou Tuoyan Analytical Technology Co., Ltd., Guangzhou, China | 3.5 J/cm², with a repetition rate of 6 Hz and a spot diameter of 30 μm. Each analysis included a 45-second period for laser ablation followed by a 40-second background measurement | NIST SRM610, NIST SRM610, MASS-1, SRM612, GE8 | 14.4971 | [19 empty] | 3685.8503 | [5 empty] | 336.4357 | [5 empty] | 48.2838 | [9 empty] | 22548.3408 |  | 17.0096 |  |  |  | 1.8798 |  |  |  | 503.7346 |  |  |  | 0.46637 | [13 empty] | 54478.7057 | [15 empty] | 16.5906 | [15 empty] | 196500.3454 |  | 2.7306 | [9 empty] | 5.7351 | [32 empty] | 2025 | Lihao Sun, Xi Chen, Yi Zheng, Shixin Zhang, Fangcheng Pu, Yihan Wu, Jiajian Lu, Kai Ou, Yan Li, Pengpeng Yu, Critical metals Ga and Ge enrichment in the last-stage and low-temperature sphalerite from the Guojiagou Zn-Pb deposit, western Qinling Orogen, NW China, Ore Geology Reviews, Volume 179, 2025, 106494, https://doi.org/10.1016/j.oregeorev.2025.106494. |  | CHN |  | 106.0885 | 33.8613 | [5 empty] | Highly uncertain location; found on Mindat.org |  |  |  | 2025-03-27
| Guojiagou |  | Basin hydrothermal | Sediment-hosted | Irish-type sediment-hosted zinc-lead | Zn, Pb | Ga, Ge, In | Zn, Pb, Ga, Ge, In | Sun et al., 2025 |  | GJG-1-5-1-SP | GJG-1-5-1-SP@1 | unknown | Guojiagou |  |  |  | unknown | hand specimen | grab | rock | samples from underground and drill core | Qinling Orogen |  |  |  | ore |  | mineralisation | unknown | sphalerite | Sp2 |  | Infilling and replacement | Dark red to colorless |  |  | ankerite, quartz, pyrite, calcite, galena, chalcopyrite, tetrahedrite, arsenopyrite, marcasite |  | LA-ICPMS | New Wave Research 193 nm ArF Excimer laser ablation system, paired with a Thermo Scientific 318 iCAP RQ quadrupole inductively coupled plasma mass spectrometer | Guangzhou Tuoyan Analytical Technology Co., Ltd., Guangzhou, China | 3.5 J/cm², with a repetition rate of 6 Hz and a spot diameter of 30 μm. Each analysis included a 45-second period for laser ablation followed by a 40-second background measurement | NIST SRM610, NIST SRM610, MASS-1, SRM612, GE8 | 9.1903 | [19 empty] | 3509.6061 | [5 empty] | 322.7425 | [5 empty] | 98.8844 | [9 empty] | 21977.4739 |  | 67.083 |  |  |  | 1.5939 |  |  |  | 477.0174 |  |  |  | 1.3041 | [13 empty] | 444907.8288 | [15 empty] | 17.4243 | [15 empty] | 151389.1981 |  | 11.2928 | [9 empty] | 11.8798 | [32 empty] | 2025 | Lihao Sun, Xi Chen, Yi Zheng, Shixin Zhang, Fangcheng Pu, Yihan Wu, Jiajian Lu, Kai Ou, Yan Li, Pengpeng Yu, Critical metals Ga and Ge enrichment in the last-stage and low-temperature sphalerite from the Guojiagou Zn-Pb deposit, western Qinling Orogen, NW China, Ore Geology Reviews, Volume 179, 2025, 106494, https://doi.org/10.1016/j.oregeorev.2025.106494. |  | CHN |  | 106.0885 | 33.8613 | [5 empty] | Highly uncertain location; found on Mindat.org |  |  |  | 2025-03-27
| Guojiagou |  | Basin hydrothermal | Sediment-hosted | Irish-type sediment-hosted zinc-lead | Zn, Pb | Ga, Ge, In | Zn, Pb, Ga, Ge, In | Sun et al., 2025 |  | GJG-1-5-1-SP | GJG-1-5-1-SP@2 | unknown | Guojiagou |  |  |  | unknown | hand specimen | grab | rock | samples from underground and drill core | Qinling Orogen |  |  |  | ore |  | mineralisation | unknown | sphalerite | Sp2 |  | Infilling and replacement | Dark red to colorless |  |  | ankerite, quartz, pyrite, calcite, galena, chalcopyrite, tetrahedrite, arsenopyrite, marcasite |  | LA-ICPMS | New Wave Research 193 nm ArF Excimer laser ablation system, paired with a Thermo Scientific 318 iCAP RQ quadrupole inductively coupled plasma mass spectrometer | Guangzhou Tuoyan Analytical Technology Co., Ltd., Guangzhou, China | 3.5 J/cm², with a repetition rate of 6 Hz and a spot diameter of 30 μm. Each analysis included a 45-second period for laser ablation followed by a 40-second background measurement | NIST SRM610, NIST SRM610, MASS-1, SRM612, GE8 | 6.9314 | [19 empty] | 3717.5523 | [5 empty] | 339.4442 | [5 empty] | 278.0317 | [9 empty] | 22062.0096 |  | 38.9078 |  |  |  | 6.31 |  |  |  | 481.9264 |  |  |  | 1.669 | [13 empty] | 57369.5734 | [15 empty] | 5.145 | [15 empty] | 152853.7406 |  | 1.1943 | [9 empty] | 194.8165 | [32 empty] | 2025 | Lihao Sun, Xi Chen, Yi Zheng, Shixin Zhang, Fangcheng Pu, Yihan Wu, Jiajian Lu, Kai Ou, Yan Li, Pengpeng Yu, Critical metals Ga and Ge enrichment in the last-stage and low-temperature sphalerite from the Guojiagou Zn-Pb deposit, western Qinling Orogen, NW China, Ore Geology Reviews, Volume 179, 2025, 106494, https://doi.org/10.1016/j.oregeorev.2025.106494. |  | CHN |  | 106.0885 | 33.8613 | [5 empty] | Highly uncertain location; found on Mindat.org |  |  |  | 2025-03-27
| Guojiagou |  | Basin hydrothermal | Sediment-hosted | Irish-type sediment-hosted zinc-lead | Zn, Pb | Ga, Ge, In | Zn, Pb, Ga, Ge, In | Sun et al., 2025 |  | GJG-1-5-1-SP | GJG-1-5-1-SP@3 | unknown | Guojiagou |  |  |  | unknown | hand specimen | grab | rock | samples from underground and drill core | Qinling Orogen |  |  |  | ore |  | mineralisation | unknown | sphalerite | Sp2 |  | Infilling and replacement | Dark red to colorless |  |  | ankerite, quartz, pyrite, calcite, galena, chalcopyrite, tetrahedrite, arsenopyrite, marcasite |  | LA-ICPMS | New Wave Research 193 nm ArF Excimer laser ablation system, paired with a Thermo Scientific 318 iCAP RQ quadrupole inductively coupled plasma mass spectrometer | Guangzhou Tuoyan Analytical Technology Co., Ltd., Guangzhou, China | 3.5 J/cm², with a repetition rate of 6 Hz and a spot diameter of 30 μm. Each analysis included a 45-second period for laser ablation followed by a 40-second background measurement | NIST SRM610, NIST SRM610, MASS-1, SRM612, GE8 | 10.018 | [19 empty] | 3721.0697 | [5 empty] | 340.7588 | [5 empty] | 215.6553 | [9 empty] | 21882.1649 |  | 72.3945 |  |  |  | 16.2122 |  |  |  | 493.1839 |  |  |  | 1.0835 | [13 empty] | 56170.7927 | [15 empty] | 7.3168 | [15 empty] | 151537.9867 |  | 6.5122 | [9 empty] | 85.3722 | [32 empty] | 2025 | Lihao Sun, Xi Chen, Yi Zheng, Shixin Zhang, Fangcheng Pu, Yihan Wu, Jiajian Lu, Kai Ou, Yan Li, Pengpeng Yu, Critical metals Ga and Ge enrichment in the last-stage and low-temperature sphalerite from the Guojiagou Zn-Pb deposit, western Qinling Orogen, NW China, Ore Geology Reviews, Volume 179, 2025, 106494, https://doi.org/10.1016/j.oregeorev.2025.106494. |  | CHN |  | 106.0885 | 33.8613 | [5 empty] | Highly uncertain location; found on Mindat.org |  |  |  | 2025-03-27
| Guojiagou |  | Basin hydrothermal | Sediment-hosted | Irish-type sediment-hosted zinc-lead | Zn, Pb | Ga, Ge, In | Zn, Pb, Ga, Ge, In | Sun et al., 2025 |  | GJG-1-5-1-SP | GJG-1-5-1-SP@4 | unknown | Guojiagou |  |  |  | unknown | hand specimen | grab | rock | samples from underground and drill core | Qinling Orogen |  |  |  | ore |  | mineralisation | unknown | sphalerite | Sp2 |  | Infilling and replacement | Dark red to colorless |  |  | ankerite, quartz, pyrite, calcite, galena, chalcopyrite, tetrahedrite, arsenopyrite, marcasite |  | LA-ICPMS | New Wave Research 193 nm ArF Excimer laser ablation system, paired with a Thermo Scientific 318 iCAP RQ quadrupole inductively coupled plasma mass spectrometer | Guangzhou Tuoyan Analytical Technology Co., Ltd., Guangzhou, China | 3.5 J/cm², with a repetition rate of 6 Hz and a spot diameter of 30 μm. Each analysis included a 45-second period for laser ablation followed by a 40-second background measurement | NIST SRM610, NIST SRM610, MASS-1, SRM612, GE8 | 8.6661 | [19 empty] | 3921.3632 | [5 empty] | 357.079 | [5 empty] | 435.7244 | [9 empty] | 22635.7052 |  | 40.4635 |  |  |  | 9.0199 |  |  |  | 496.9699 |  |  |  | 2.1231 | [13 empty] | 58134.8297 | [15 empty] | 5.5108 | [15 empty] | 153884.2313 |  | 1.7076 | [9 empty] | 329.3505 | [32 empty] | 2025 | Lihao Sun, Xi Chen, Yi Zheng, Shixin Zhang, Fangcheng Pu, Yihan Wu, Jiajian Lu, Kai Ou, Yan Li, Pengpeng Yu, Critical metals Ga and Ge enrichment in the last-stage and low-temperature sphalerite from the Guojiagou Zn-Pb deposit, western Qinling Orogen, NW China, Ore Geology Reviews, Volume 179, 2025, 106494, https://doi.org/10.1016/j.oregeorev.2025.106494. |  | CHN |  | 106.0885 | 33.8613 | [5 empty] | Highly uncertain location; found on Mindat.org |  |  |  | 2025-03-27
| Guojiagou |  | Basin hydrothermal | Sediment-hosted | Irish-type sediment-hosted zinc-lead | Zn, Pb | Ga, Ge, In | Zn, Pb, Ga, Ge, In | Sun et al., 2025 |  | GJG-1-5-1-SP | GJG-1-5-1-SP@5 | unknown | Guojiagou |  |  |  | unknown | hand specimen | grab | rock | samples from underground and drill core | Qinling Orogen |  |  |  | ore |  | mineralisation | unknown | sphalerite | Sp2 |  | Infilling and replacement | Dark red to colorless |  |  | ankerite, quartz, pyrite, calcite, galena, chalcopyrite, tetrahedrite, arsenopyrite, marcasite |  | LA-ICPMS | New Wave Research 193 nm ArF Excimer laser ablation system, paired with a Thermo Scientific 318 iCAP RQ quadrupole inductively coupled plasma mass spectrometer | Guangzhou Tuoyan Analytical Technology Co., Ltd., Guangzhou, China | 3.5 J/cm², with a repetition rate of 6 Hz and a spot diameter of 30 μm. Each analysis included a 45-second period for laser ablation followed by a 40-second background measurement | NIST SRM610, NIST SRM610, MASS-1, SRM612, GE8 | 9.4796 | [19 empty] | 3963.6314 | [5 empty] | 362.8822 | [5 empty] | 509.0179 | [9 empty] | 23211.546 |  | 44.9703 |  |  |  | 3.9622 |  |  |  | 559.5051 |  |  |  | 2.4474 | [13 empty] | 66778.2961 | [15 empty] | 14.0566 | [15 empty] | 156286.6308 |  | 4.4003 | [9 empty] | 400.1783 | [32 empty] | 2025 | Lihao Sun, Xi Chen, Yi Zheng, Shixin Zhang, Fangcheng Pu, Yihan Wu, Jiajian Lu, Kai Ou, Yan Li, Pengpeng Yu, Critical metals Ga and Ge enrichment in the last-stage and low-temperature sphalerite from the Guojiagou Zn-Pb deposit, western Qinling Orogen, NW China, Ore Geology Reviews, Volume 179, 2025, 106494, https://doi.org/10.1016/j.oregeorev.2025.106494. |  | CHN |  | 106.0885 | 33.8613 | [5 empty] | Highly uncertain location; found on Mindat.org |  |  |  | 2025-03-27
| Guojiagou |  | Basin hydrothermal | Sediment-hosted | Irish-type sediment-hosted zinc-lead | Zn, Pb | Ga, Ge, In | Zn, Pb, Ga, Ge, In | Sun et al., 2025 |  | GJG-1-5-1-SP | GJG-1-5-1-SP@6 | unknown | Guojiagou |  |  |  | unknown | hand specimen | grab | rock | samples from underground and drill core | Qinling Orogen |  |  |  | ore |  | mineralisation | unknown | sphalerite | Sp2 |  | Infilling and replacement | Dark red to colorless |  |  | ankerite, quartz, pyrite, calcite, galena, chalcopyrite, tetrahedrite, arsenopyrite, marcasite |  | LA-ICPMS | New Wave Research 193 nm ArF Excimer laser ablation system, paired with a Thermo Scientific 318 iCAP RQ quadrupole inductively coupled plasma mass spectrometer | Guangzhou Tuoyan Analytical Technology Co., Ltd., Guangzhou, China | 3.5 J/cm², with a repetition rate of 6 Hz and a spot diameter of 30 μm. Each analysis included a 45-second period for laser ablation followed by a 40-second background measurement | NIST SRM610, NIST SRM610, MASS-1, SRM612, GE8 | 10.8834 | [19 empty] | 3810.0096 | [5 empty] | 360.8586 | [5 empty] | 203.5638 | [9 empty] | 23451.2067 |  | 53.2867 |  |  |  | 7.2023 |  |  |  | 522.7767 |  |  |  | 8.3593 | [13 empty] | 200786.0489 | [15 empty] | 32.2764 | [15 empty] | 157458.9557 |  | 5.8797 | [9 empty] | 1787.5251 | [32 empty] | 2025 | Lihao Sun, Xi Chen, Yi Zheng, Shixin Zhang, Fangcheng Pu, Yihan Wu, Jiajian Lu, Kai Ou, Yan Li, Pengpeng Yu, Critical metals Ga and Ge enrichment in the last-stage and low-temperature sphalerite from the Guojiagou Zn-Pb deposit, western Qinling Orogen, NW China, Ore Geology Reviews, Volume 179, 2025, 106494, https://doi.org/10.1016/j.oregeorev.2025.106494. |  | CHN |  | 106.0885 | 33.8613 | [5 empty] | Highly uncertain location; found on Mindat.org |  |  |  | 2025-03-27
| Guojiagou |  | Basin hydrothermal | Sediment-hosted | Irish-type sediment-hosted zinc-lead | Zn, Pb | Ga, Ge, In | Zn, Pb, Ga, Ge, In | Sun et al., 2025 |  | GJ-S1-11-1 | GJ-S1-11-1@1 | unknown | Guojiagou |  |  |  | unknown | hand specimen | grab | rock | samples from underground and drill core | Qinling Orogen |  |  |  | ore |  | mineralisation | unknown | sphalerite | Sp2 |  | Infilling and replacement | Dark red to colorless |  |  | ankerite, quartz, pyrite, calcite, galena, chalcopyrite, tetrahedrite, arsenopyrite, marcasite |  | LA-ICPMS | New Wave Research 193 nm ArF Excimer laser ablation system, paired with a Thermo Scientific 318 iCAP RQ quadrupole inductively coupled plasma mass spectrometer | Guangzhou Tuoyan Analytical Technology Co., Ltd., Guangzhou, China | 3.5 J/cm², with a repetition rate of 6 Hz and a spot diameter of 30 μm. Each analysis included a 45-second period for laser ablation followed by a 40-second background measurement | NIST SRM610, NIST SRM610, MASS-1, SRM612, GE8 | 88.2415 | [19 empty] | 3055.9631 | [5 empty] | 122.4989 | [5 empty] | 1355.9763 | [9 empty] | 15179.0915 |  | 7.1898 |  |  |  | 1.1199 |  |  |  | 545.3091 |  |  |  | 1.5718 | [13 empty] | 134823.2518 | [15 empty] | 1081.4279 | [15 empty] | 199148.2643 |  | 58.5711 | [9 empty] | 58.7128 | [32 empty] | 2025 | Lihao Sun, Xi Chen, Yi Zheng, Shixin Zhang, Fangcheng Pu, Yihan Wu, Jiajian Lu, Kai Ou, Yan Li, Pengpeng Yu, Critical metals Ga and Ge enrichment in the last-stage and low-temperature sphalerite from the Guojiagou Zn-Pb deposit, western Qinling Orogen, NW China, Ore Geology Reviews, Volume 179, 2025, 106494, https://doi.org/10.1016/j.oregeorev.2025.106494. |  | CHN |  | 106.0885 | 33.8613 | [5 empty] | Highly uncertain location; found on Mindat.org |  |  |  | 2025-03-27
| Guojiagou |  | Basin hydrothermal | Sediment-hosted | Irish-type sediment-hosted zinc-lead | Zn, Pb | Ga, Ge, In | Zn, Pb, Ga, Ge, In | Sun et al., 2025 |  | GJ-S1-11-1 | GJ-S1-11-1@2 | unknown | Guojiagou |  |  |  | unknown | hand specimen | grab | rock | samples from underground and drill core | Qinling Orogen |  |  |  | ore |  | mineralisation | unknown | sphalerite | Sp2 |  | Infilling and replacement | Dark red to colorless |  |  | ankerite, quartz, pyrite, calcite, galena, chalcopyrite, tetrahedrite, arsenopyrite, marcasite |  | LA-ICPMS | New Wave Research 193 nm ArF Excimer laser ablation system, paired with a Thermo Scientific 318 iCAP RQ quadrupole inductively coupled plasma mass spectrometer | Guangzhou Tuoyan Analytical Technology Co., Ltd., Guangzhou, China | 3.5 J/cm², with a repetition rate of 6 Hz and a spot diameter of 30 μm. Each analysis included a 45-second period for laser ablation followed by a 40-second background measurement | NIST SRM610, NIST SRM610, MASS-1, SRM612, GE8 | 55.9471 | [19 empty] | 2872.7359 | [5 empty] | 127.9909 | [5 empty] | 1341.2589 | [9 empty] | 19400.4442 |  | 13.666 |  |  |  | 1.3926 |  |  |  | 457.4156 |  |  |  | 1.2563 | [13 empty] | 108387.9952 | [15 empty] | 60.1227 | [15 empty] | 199321.7452 |  | 23.4499 | [9 empty] | 5.7126 | [32 empty] | 2025 | Lihao Sun, Xi Chen, Yi Zheng, Shixin Zhang, Fangcheng Pu, Yihan Wu, Jiajian Lu, Kai Ou, Yan Li, Pengpeng Yu, Critical metals Ga and Ge enrichment in the last-stage and low-temperature sphalerite from the Guojiagou Zn-Pb deposit, western Qinling Orogen, NW China, Ore Geology Reviews, Volume 179, 2025, 106494, https://doi.org/10.1016/j.oregeorev.2025.106494. |  | CHN |  | 106.0885 | 33.8613 | [5 empty] | Highly uncertain location; found on Mindat.org |  |  |  | 2025-03-27
| Guojiagou |  | Basin hydrothermal | Sediment-hosted | Irish-type sediment-hosted zinc-lead | Zn, Pb | Ga, Ge, In | Zn, Pb, Ga, Ge, In | Sun et al., 2025 |  | GJ-S1-11-1 | GJ-S1-11-1@3 | unknown | Guojiagou |  |  |  | unknown | hand specimen | grab | rock | samples from underground and drill core | Qinling Orogen |  |  |  | ore |  | mineralisation | unknown | sphalerite | Sp2 |  | Infilling and replacement | Dark red to colorless |  |  | ankerite, quartz, pyrite, calcite, galena, chalcopyrite, tetrahedrite, arsenopyrite, marcasite |  | LA-ICPMS | New Wave Research 193 nm ArF Excimer laser ablation system, paired with a Thermo Scientific 318 iCAP RQ quadrupole inductively coupled plasma mass spectrometer | Guangzhou Tuoyan Analytical Technology Co., Ltd., Guangzhou, China | 3.5 J/cm², with a repetition rate of 6 Hz and a spot diameter of 30 μm. Each analysis included a 45-second period for laser ablation followed by a 40-second background measurement | NIST SRM610, NIST SRM610, MASS-1, SRM612, GE8 | 41.2007 | [19 empty] | 3085.029 | [5 empty] | 106.3802 | [5 empty] | 184.318 | [9 empty] | 28208.7088 |  | 30.0499 |  |  |  | 1.1931 |  |  |  | 440.2993 |  |  |  | -99999 | [13 empty] | 212618.1566 | [15 empty] | 19.5467 | [15 empty] | 205389.5329 |  | 20.4756 | [9 empty] | 2.4255 | [32 empty] | 2025 | Lihao Sun, Xi Chen, Yi Zheng, Shixin Zhang, Fangcheng Pu, Yihan Wu, Jiajian Lu, Kai Ou, Yan Li, Pengpeng Yu, Critical metals Ga and Ge enrichment in the last-stage and low-temperature sphalerite from the Guojiagou Zn-Pb deposit, western Qinling Orogen, NW China, Ore Geology Reviews, Volume 179, 2025, 106494, https://doi.org/10.1016/j.oregeorev.2025.106494. |  | CHN |  | 106.0885 | 33.8613 | [5 empty] | Highly uncertain location; found on Mindat.org |  |  |  | 2025-03-27
| Guojiagou |  | Basin hydrothermal | Sediment-hosted | Irish-type sediment-hosted zinc-lead | Zn, Pb | Ga, Ge, In | Zn, Pb, Ga, Ge, In | Sun et al., 2025 |  | GJ-S1-11-1 | GJ-S1-11-1@4 | unknown | Guojiagou |  |  |  | unknown | hand specimen | grab | rock | samples from underground and drill core | Qinling Orogen |  |  |  | ore |  | mineralisation | unknown | sphalerite | Sp2 |  | Infilling and replacement | Dark red to colorless |  |  | ankerite, quartz, pyrite, calcite, galena, chalcopyrite, tetrahedrite, arsenopyrite, marcasite |  | LA-ICPMS | New Wave Research 193 nm ArF Excimer laser ablation system, paired with a Thermo Scientific 318 iCAP RQ quadrupole inductively coupled plasma mass spectrometer | Guangzhou Tuoyan Analytical Technology Co., Ltd., Guangzhou, China | 3.5 J/cm², with a repetition rate of 6 Hz and a spot diameter of 30 μm. Each analysis included a 45-second period for laser ablation followed by a 40-second background measurement | NIST SRM610, NIST SRM610, MASS-1, SRM612, GE8 | 14.4678 | [19 empty] | 3000.2287 | [5 empty] | 86.5677 | [5 empty] | 45.2417 | [9 empty] | 21399.2491 |  | 4.9502 |  |  |  | 0.9954 |  |  |  | 389.4854 |  |  |  | 0.01899 | [13 empty] | 124001.8331 | [15 empty] | 5.9433 | [15 empty] | 190817.4202 |  | 0 | [9 empty] | 0.75015 | [32 empty] | 2025 | Lihao Sun, Xi Chen, Yi Zheng, Shixin Zhang, Fangcheng Pu, Yihan Wu, Jiajian Lu, Kai Ou, Yan Li, Pengpeng Yu, Critical metals Ga and Ge enrichment in the last-stage and low-temperature sphalerite from the Guojiagou Zn-Pb deposit, western Qinling Orogen, NW China, Ore Geology Reviews, Volume 179, 2025, 106494, https://doi.org/10.1016/j.oregeorev.2025.106494. |  | CHN |  | 106.0885 | 33.8613 | [5 empty] | Highly uncertain location; found on Mindat.org |  |  |  | 2025-03-27
| Guojiagou |  | Basin hydrothermal | Sediment-hosted | Irish-type sediment-hosted zinc-lead | Zn, Pb | Ga, Ge, In | Zn, Pb, Ga, Ge, In | Sun et al., 2025 |  | GJ-S1-11-1 | GJ-S1-11-1@5 | unknown | Guojiagou |  |  |  | unknown | hand specimen | grab | rock | samples from underground and drill core | Qinling Orogen |  |  |  | ore |  | mineralisation | unknown | sphalerite | Sp2 |  | Infilling and replacement | Dark red to colorless |  |  | ankerite, quartz, pyrite, calcite, galena, chalcopyrite, tetrahedrite, arsenopyrite, marcasite |  | LA-ICPMS | New Wave Research 193 nm ArF Excimer laser ablation system, paired with a Thermo Scientific 318 iCAP RQ quadrupole inductively coupled plasma mass spectrometer | Guangzhou Tuoyan Analytical Technology Co., Ltd., Guangzhou, China | 3.5 J/cm², with a repetition rate of 6 Hz and a spot diameter of 30 μm. Each analysis included a 45-second period for laser ablation followed by a 40-second background measurement | NIST SRM610, NIST SRM610, MASS-1, SRM612, GE8 | 30.4839 | [19 empty] | 3768.7548 | [5 empty] | 105.9568 | [5 empty] | 149.8367 | [9 empty] | 31100.9847 |  | 79.9674 |  |  |  | 1.0188 |  |  |  | 659.21 |  |  |  | -99999 | [13 empty] | 111464.1083 | [15 empty] | 30.4152 | [15 empty] | 197667.4531 |  | 5.8124 | [9 empty] | 1.3037 | [32 empty] | 2025 | Lihao Sun, Xi Chen, Yi Zheng, Shixin Zhang, Fangcheng Pu, Yihan Wu, Jiajian Lu, Kai Ou, Yan Li, Pengpeng Yu, Critical metals Ga and Ge enrichment in the last-stage and low-temperature sphalerite from the Guojiagou Zn-Pb deposit, western Qinling Orogen, NW China, Ore Geology Reviews, Volume 179, 2025, 106494, https://doi.org/10.1016/j.oregeorev.2025.106494. |  | CHN |  | 106.0885 | 33.8613 | [5 empty] | Highly uncertain location; found on Mindat.org |  |  |  | 2025-03-27
| Guojiagou |  | Basin hydrothermal | Sediment-hosted | Irish-type sediment-hosted zinc-lead | Zn, Pb | Ga, Ge, In | Zn, Pb, Ga, Ge, In | Sun et al., 2025 |  | GJ-S1-11-1 | GJ-S1-11-1@6 | unknown | Guojiagou |  |  |  | unknown | hand specimen | grab | rock | samples from underground and drill core | Qinling Orogen |  |  |  | ore |  | mineralisation | unknown | sphalerite | Sp2 |  | Infilling and replacement | Dark red to colorless |  |  | ankerite, quartz, pyrite, calcite, galena, chalcopyrite, tetrahedrite, arsenopyrite, marcasite |  | LA-ICPMS | New Wave Research 193 nm ArF Excimer laser ablation system, paired with a Thermo Scientific 318 iCAP RQ quadrupole inductively coupled plasma mass spectrometer | Guangzhou Tuoyan Analytical Technology Co., Ltd., Guangzhou, China | 3.5 J/cm², with a repetition rate of 6 Hz and a spot diameter of 30 μm. Each analysis included a 45-second period for laser ablation followed by a 40-second background measurement | NIST SRM610, NIST SRM610, MASS-1, SRM612, GE8 | 42.6936 | [19 empty] | 3689.5515 | [5 empty] | 101.7471 | [5 empty] | 631.5913 | [9 empty] | 29554.8513 |  | 37.7306 |  |  |  | 2.5164 |  |  |  | 670.2727 |  |  |  | 0.052282 | [13 empty] | 98520.2102 | [15 empty] | 46.7614 | [15 empty] | 197828.9978 |  | 24.7445 | [9 empty] | 3.4291 | [32 empty] | 2025 | Lihao Sun, Xi Chen, Yi Zheng, Shixin Zhang, Fangcheng Pu, Yihan Wu, Jiajian Lu, Kai Ou, Yan Li, Pengpeng Yu, Critical metals Ga and Ge enrichment in the last-stage and low-temperature sphalerite from the Guojiagou Zn-Pb deposit, western Qinling Orogen, NW China, Ore Geology Reviews, Volume 179, 2025, 106494, https://doi.org/10.1016/j.oregeorev.2025.106494. |  | CHN |  | 106.0885 | 33.8613 | [5 empty] | Highly uncertain location; found on Mindat.org |  |  |  | 2025-03-27
| Guojiagou |  | Basin hydrothermal | Sediment-hosted | Irish-type sediment-hosted zinc-lead | Zn, Pb | Ga, Ge, In | Zn, Pb, Ga, Ge, In | Sun et al., 2025 |  | GTG-1-2-1L | GTG-1-2-1L@1 | unknown | Guojiagou |  |  |  | unknown | hand specimen | grab | rock | samples from underground and drill core | Qinling Orogen |  |  |  | ore |  | mineralisation | unknown | sphalerite | Sp2 |  | Infilling and replacement | Dark red to colorless |  |  | ankerite, quartz, pyrite, calcite, galena, chalcopyrite, tetrahedrite, arsenopyrite, marcasite |  | LA-ICPMS | New Wave Research 193 nm ArF Excimer laser ablation system, paired with a Thermo Scientific 318 iCAP RQ quadrupole inductively coupled plasma mass spectrometer | Guangzhou Tuoyan Analytical Technology Co., Ltd., Guangzhou, China | 3.5 J/cm², with a repetition rate of 6 Hz and a spot diameter of 30 μm. Each analysis included a 45-second period for laser ablation followed by a 40-second background measurement | NIST SRM610, NIST SRM610, MASS-1, SRM612, GE8 | 25.3517 | [19 empty] | 2868.7777 | [5 empty] | 90.1293 | [5 empty] | 182.1773 | [9 empty] | 22027.2308 |  | 1.9226 |  |  |  | 1.0829 |  |  |  | 355.8924 |  |  |  | -99999 | [13 empty] | 134256.2579 | [15 empty] | 12.0385 | [15 empty] | 193065.9389 |  | 3.0199 | [9 empty] | 1.5906 | [32 empty] | 2025 | Lihao Sun, Xi Chen, Yi Zheng, Shixin Zhang, Fangcheng Pu, Yihan Wu, Jiajian Lu, Kai Ou, Yan Li, Pengpeng Yu, Critical metals Ga and Ge enrichment in the last-stage and low-temperature sphalerite from the Guojiagou Zn-Pb deposit, western Qinling Orogen, NW China, Ore Geology Reviews, Volume 179, 2025, 106494, https://doi.org/10.1016/j.oregeorev.2025.106494. |  | CHN |  | 106.0885 | 33.8613 | [5 empty] | Highly uncertain location; found on Mindat.org |  |  |  | 2025-03-27
| Guojiagou |  | Basin hydrothermal | Sediment-hosted | Irish-type sediment-hosted zinc-lead | Zn, Pb | Ga, Ge, In | Zn, Pb, Ga, Ge, In | Sun et al., 2025 |  | GTG-1-2-1L | GTG-1-2-1L@2 | unknown | Guojiagou |  |  |  | unknown | hand specimen | grab | rock | samples from underground and drill core | Qinling Orogen |  |  |  | ore |  | mineralisation | unknown | sphalerite | Sp2 |  | Infilling and replacement | Dark red to colorless |  |  | ankerite, quartz, pyrite, calcite, galena, chalcopyrite, tetrahedrite, arsenopyrite, marcasite |  | LA-ICPMS | New Wave Research 193 nm ArF Excimer laser ablation system, paired with a Thermo Scientific 318 iCAP RQ quadrupole inductively coupled plasma mass spectrometer | Guangzhou Tuoyan Analytical Technology Co., Ltd., Guangzhou, China | 3.5 J/cm², with a repetition rate of 6 Hz and a spot diameter of 30 μm. Each analysis included a 45-second period for laser ablation followed by a 40-second background measurement | NIST SRM610, NIST SRM610, MASS-1, SRM612, GE8 | 27.6127 | [19 empty] | 3835.427 | [5 empty] | 122.9903 | [5 empty] | 858.1553 | [9 empty] | 29547.7505 |  | 5.4617 |  |  |  | 0.8551 |  |  |  | 422.8624 |  |  |  | 0.034161 | [13 empty] | 144111.1464 | [15 empty] | 24.8482 | [15 empty] | 203823.1574 |  | 3.4175 | [9 empty] | 2.9699 | [32 empty] | 2025 | Lihao Sun, Xi Chen, Yi Zheng, Shixin Zhang, Fangcheng Pu, Yihan Wu, Jiajian Lu, Kai Ou, Yan Li, Pengpeng Yu, Critical metals Ga and Ge enrichment in the last-stage and low-temperature sphalerite from the Guojiagou Zn-Pb deposit, western Qinling Orogen, NW China, Ore Geology Reviews, Volume 179, 2025, 106494, https://doi.org/10.1016/j.oregeorev.2025.106494. |  | CHN |  | 106.0885 | 33.8613 | [5 empty] | Highly uncertain location; found on Mindat.org |  |  |  | 2025-03-27
| Guojiagou |  | Basin hydrothermal | Sediment-hosted | Irish-type sediment-hosted zinc-lead | Zn, Pb | Ga, Ge, In | Zn, Pb, Ga, Ge, In | Sun et al., 2025 |  | GTG-1-2-1L | GTG-1-2-1L@3 | unknown | Guojiagou |  |  |  | unknown | hand specimen | grab | rock | samples from underground and drill core | Qinling Orogen |  |  |  | ore |  | mineralisation | unknown | sphalerite | Sp2 |  | Infilling and replacement | Dark red to colorless |  |  | ankerite, quartz, pyrite, calcite, galena, chalcopyrite, tetrahedrite, arsenopyrite, marcasite |  | LA-ICPMS | New Wave Research 193 nm ArF Excimer laser ablation system, paired with a Thermo Scientific 318 iCAP RQ quadrupole inductively coupled plasma mass spectrometer | Guangzhou Tuoyan Analytical Technology Co., Ltd., Guangzhou, China | 3.5 J/cm², with a repetition rate of 6 Hz and a spot diameter of 30 μm. Each analysis included a 45-second period for laser ablation followed by a 40-second background measurement | NIST SRM610, NIST SRM610, MASS-1, SRM612, GE8 | 15.8952 | [19 empty] | 3859.4381 | [5 empty] | 127.3376 | [5 empty] | 645.2247 | [9 empty] | 32803.6471 |  | 4.6878 |  |  |  | 0.75168 |  |  |  | 428.6641 |  |  |  | -99999 | [13 empty] | 160072.1222 | [15 empty] | 8.9778 | [15 empty] | 205613.9118 |  | 2.7648 | [9 empty] | 2.1435 | [32 empty] | 2025 | Lihao Sun, Xi Chen, Yi Zheng, Shixin Zhang, Fangcheng Pu, Yihan Wu, Jiajian Lu, Kai Ou, Yan Li, Pengpeng Yu, Critical metals Ga and Ge enrichment in the last-stage and low-temperature sphalerite from the Guojiagou Zn-Pb deposit, western Qinling Orogen, NW China, Ore Geology Reviews, Volume 179, 2025, 106494, https://doi.org/10.1016/j.oregeorev.2025.106494. |  | CHN |  | 106.0885 | 33.8613 | [5 empty] | Highly uncertain location; found on Mindat.org |  |  |  | 2025-03-27
| Guojiagou |  | Basin hydrothermal | Sediment-hosted | Irish-type sediment-hosted zinc-lead | Zn, Pb | Ga, Ge, In | Zn, Pb, Ga, Ge, In | Sun et al., 2025 |  | GTG-1-2-1L | GTG-1-2-1L@4 | unknown | Guojiagou |  |  |  | unknown | hand specimen | grab | rock | samples from underground and drill core | Qinling Orogen |  |  |  | ore |  | mineralisation | unknown | sphalerite | Sp2 |  | Infilling and replacement | Dark red to colorless |  |  | ankerite, quartz, pyrite, calcite, galena, chalcopyrite, tetrahedrite, arsenopyrite, marcasite |  | LA-ICPMS | New Wave Research 193 nm ArF Excimer laser ablation system, paired with a Thermo Scientific 318 iCAP RQ quadrupole inductively coupled plasma mass spectrometer | Guangzhou Tuoyan Analytical Technology Co., Ltd., Guangzhou, China | 3.5 J/cm², with a repetition rate of 6 Hz and a spot diameter of 30 μm. Each analysis included a 45-second period for laser ablation followed by a 40-second background measurement | NIST SRM610, NIST SRM610, MASS-1, SRM612, GE8 | 52.6077 | [19 empty] | 3696.0904 | [5 empty] | 127.868 | [5 empty] | 1327.43 | [9 empty] | 32203.6704 |  | 37.666 |  |  |  | 0.87818 |  |  |  | 366.4257 |  |  |  | 0.022268 | [13 empty] | 155953.5166 | [15 empty] | 27.3178 | [15 empty] | 204862.6041 |  | 14.5244 | [9 empty] | 3.119 | [32 empty] | 2025 | Lihao Sun, Xi Chen, Yi Zheng, Shixin Zhang, Fangcheng Pu, Yihan Wu, Jiajian Lu, Kai Ou, Yan Li, Pengpeng Yu, Critical metals Ga and Ge enrichment in the last-stage and low-temperature sphalerite from the Guojiagou Zn-Pb deposit, western Qinling Orogen, NW China, Ore Geology Reviews, Volume 179, 2025, 106494, https://doi.org/10.1016/j.oregeorev.2025.106494. |  | CHN |  | 106.0885 | 33.8613 | [5 empty] | Highly uncertain location; found on Mindat.org |  |  |  | 2025-03-27
| Guojiagou |  | Basin hydrothermal | Sediment-hosted | Irish-type sediment-hosted zinc-lead | Zn, Pb | Ga, Ge, In | Zn, Pb, Ga, Ge, In | Sun et al., 2025 |  | GTG-1-2-1L | GTG-1-2-1L@5 | unknown | Guojiagou |  |  |  | unknown | hand specimen | grab | rock | samples from underground and drill core | Qinling Orogen |  |  |  | ore |  | mineralisation | unknown | sphalerite | Sp2 |  | Infilling and replacement | Dark red to colorless |  |  | ankerite, quartz, pyrite, calcite, galena, chalcopyrite, tetrahedrite, arsenopyrite, marcasite |  | LA-ICPMS | New Wave Research 193 nm ArF Excimer laser ablation system, paired with a Thermo Scientific 318 iCAP RQ quadrupole inductively coupled plasma mass spectrometer | Guangzhou Tuoyan Analytical Technology Co., Ltd., Guangzhou, China | 3.5 J/cm², with a repetition rate of 6 Hz and a spot diameter of 30 μm. Each analysis included a 45-second period for laser ablation followed by a 40-second background measurement | NIST SRM610, NIST SRM610, MASS-1, SRM612, GE8 | 50.1437 | [19 empty] | 3096.9359 | [5 empty] | 71.7253 | [5 empty] | 2512.8809 | [9 empty] | 29133.6708 |  | 67.789 |  |  |  | 65.8076 |  |  |  | 377.9795 |  |  |  | 0.84789 | [13 empty] | 3180812.6137 | [15 empty] | 111.8103 | [15 empty] | 197749.267 |  | 29.6643 | [9 empty] | 140.4398 | [32 empty] | 2025 | Lihao Sun, Xi Chen, Yi Zheng, Shixin Zhang, Fangcheng Pu, Yihan Wu, Jiajian Lu, Kai Ou, Yan Li, Pengpeng Yu, Critical metals Ga and Ge enrichment in the last-stage and low-temperature sphalerite from the Guojiagou Zn-Pb deposit, western Qinling Orogen, NW China, Ore Geology Reviews, Volume 179, 2025, 106494, https://doi.org/10.1016/j.oregeorev.2025.106494. |  | CHN |  | 106.0885 | 33.8613 | [5 empty] | Highly uncertain location; found on Mindat.org |  |  |  | 2025-03-27
| Guojiagou |  | Basin hydrothermal | Sediment-hosted | Irish-type sediment-hosted zinc-lead | Zn, Pb | Ga, Ge, In | Zn, Pb, Ga, Ge, In | Sun et al., 2025 |  | GTG-1-2-1L | GTG-1-2-1L@6 | unknown | Guojiagou |  |  |  | unknown | hand specimen | grab | rock | samples from underground and drill core | Qinling Orogen |  |  |  | ore |  | mineralisation | unknown | sphalerite | Sp2 |  | Infilling and replacement | Dark red to colorless |  |  | ankerite, quartz, pyrite, calcite, galena, chalcopyrite, tetrahedrite, arsenopyrite, marcasite |  | LA-ICPMS | New Wave Research 193 nm ArF Excimer laser ablation system, paired with a Thermo Scientific 318 iCAP RQ quadrupole inductively coupled plasma mass spectrometer | Guangzhou Tuoyan Analytical Technology Co., Ltd., Guangzhou, China | 3.5 J/cm², with a repetition rate of 6 Hz and a spot diameter of 30 μm. Each analysis included a 45-second period for laser ablation followed by a 40-second background measurement | NIST SRM610, NIST SRM610, MASS-1, SRM612, GE8 | 36.0411 | [19 empty] | 3732.689 | [5 empty] | 127.3898 | [5 empty] | 669.297 | [9 empty] | 32714.5035 |  | 35.4108 |  |  |  | 1.7769 |  |  |  | 370.0161 |  |  |  | 0.03722 | [13 empty] | 177509.3874 | [15 empty] | 22.3084 | [15 empty] | 205646.8382 |  | 10.0067 | [9 empty] | 3.4498 | [32 empty] | 2025 | Lihao Sun, Xi Chen, Yi Zheng, Shixin Zhang, Fangcheng Pu, Yihan Wu, Jiajian Lu, Kai Ou, Yan Li, Pengpeng Yu, Critical metals Ga and Ge enrichment in the last-stage and low-temperature sphalerite from the Guojiagou Zn-Pb deposit, western Qinling Orogen, NW China, Ore Geology Reviews, Volume 179, 2025, 106494, https://doi.org/10.1016/j.oregeorev.2025.106494. |  | CHN |  | 106.0885 | 33.8613 | [5 empty] | Highly uncertain location; found on Mindat.org |  |  |  | 2025-03-27
| Guojiagou |  | Basin hydrothermal | Sediment-hosted | Irish-type sediment-hosted zinc-lead | Zn, Pb | Ga, Ge, In | Zn, Pb, Ga, Ge, In | Sun et al., 2025 |  | GJ-S1-5-2-1 | GJ-S1-5-2-1@1 | unknown | Guojiagou |  |  |  | unknown | hand specimen | grab | rock | samples from underground and drill core | Qinling Orogen |  |  |  | ore |  | mineralisation | unknown | sphalerite | Sp2 |  | Infilling and replacement | Dark red to colorless |  |  | ankerite, quartz, pyrite, calcite, galena, chalcopyrite, tetrahedrite, arsenopyrite, marcasite |  | LA-ICPMS | New Wave Research 193 nm ArF Excimer laser ablation system, paired with a Thermo Scientific 318 iCAP RQ quadrupole inductively coupled plasma mass spectrometer | Guangzhou Tuoyan Analytical Technology Co., Ltd., Guangzhou, China | 3.5 J/cm², with a repetition rate of 6 Hz and a spot diameter of 30 μm. Each analysis included a 45-second period for laser ablation followed by a 40-second background measurement | NIST SRM610, NIST SRM610, MASS-1, SRM612, GE8 | 37.6038 | [19 empty] | 3783.8602 | [5 empty] | 99.5993 | [5 empty] | 73.2313 | [9 empty] | 31121.8224 |  | 60.2055 |  |  |  | 1.9831 |  |  |  | 641.7038 |  |  |  | 0.023727 | [13 empty] | 104686.7724 | [15 empty] | 27.6807 | [15 empty] | 196342.9071 |  | 8.3707 | [9 empty] | 1.4953 | [32 empty] | 2025 | Lihao Sun, Xi Chen, Yi Zheng, Shixin Zhang, Fangcheng Pu, Yihan Wu, Jiajian Lu, Kai Ou, Yan Li, Pengpeng Yu, Critical metals Ga and Ge enrichment in the last-stage and low-temperature sphalerite from the Guojiagou Zn-Pb deposit, western Qinling Orogen, NW China, Ore Geology Reviews, Volume 179, 2025, 106494, https://doi.org/10.1016/j.oregeorev.2025.106494. |  | CHN |  | 106.0885 | 33.8613 | [5 empty] | Highly uncertain location; found on Mindat.org |  |  |  | 2025-03-27
| Guojiagou |  | Basin hydrothermal | Sediment-hosted | Irish-type sediment-hosted zinc-lead | Zn, Pb | Ga, Ge, In | Zn, Pb, Ga, Ge, In | Sun et al., 2025 |  | GJ-S1-5-2-1 | GJ-S1-5-2-1@2 | unknown | Guojiagou |  |  |  | unknown | hand specimen | grab | rock | samples from underground and drill core | Qinling Orogen |  |  |  | ore |  | mineralisation | unknown | sphalerite | Sp2 |  | Infilling and replacement | Dark red to colorless |  |  | ankerite, quartz, pyrite, calcite, galena, chalcopyrite, tetrahedrite, arsenopyrite, marcasite |  | LA-ICPMS | New Wave Research 193 nm ArF Excimer laser ablation system, paired with a Thermo Scientific 318 iCAP RQ quadrupole inductively coupled plasma mass spectrometer | Guangzhou Tuoyan Analytical Technology Co., Ltd., Guangzhou, China | 3.5 J/cm², with a repetition rate of 6 Hz and a spot diameter of 30 μm. Each analysis included a 45-second period for laser ablation followed by a 40-second background measurement | NIST SRM610, NIST SRM610, MASS-1, SRM612, GE8 | 23.4793 | [19 empty] | 3886.8375 | [5 empty] | 105.9814 | [5 empty] | 26.1421 | [9 empty] | 31038.1266 |  | 6.4973 |  |  |  | 1.2538 |  |  |  | 655.4443 |  |  |  | 0.044606 | [13 empty] | 102723.2996 | [15 empty] | 20.1787 | [15 empty] | 196289.9638 |  | 10.3799 | [9 empty] | 2.1473 | [32 empty] | 2025 | Lihao Sun, Xi Chen, Yi Zheng, Shixin Zhang, Fangcheng Pu, Yihan Wu, Jiajian Lu, Kai Ou, Yan Li, Pengpeng Yu, Critical metals Ga and Ge enrichment in the last-stage and low-temperature sphalerite from the Guojiagou Zn-Pb deposit, western Qinling Orogen, NW China, Ore Geology Reviews, Volume 179, 2025, 106494, https://doi.org/10.1016/j.oregeorev.2025.106494. |  | CHN |  | 106.0885 | 33.8613 | [5 empty] | Highly uncertain location; found on Mindat.org |  |  |  | 2025-03-27
| Guojiagou |  | Basin hydrothermal | Sediment-hosted | Irish-type sediment-hosted zinc-lead | Zn, Pb | Ga, Ge, In | Zn, Pb, Ga, Ge, In | Sun et al., 2025 |  | GJ-S1-5-2-1 | GJ-S1-5-2-1@3 | unknown | Guojiagou |  |  |  | unknown | hand specimen | grab | rock | samples from underground and drill core | Qinling Orogen |  |  |  | ore |  | mineralisation | unknown | sphalerite | Sp3 |  |  | Reddish brown-yellowish brown |  |  | ankerite, quartz, pyrite, calcite, galena |  | LA-ICPMS | New Wave Research 193 nm ArF Excimer laser ablation system, paired with a Thermo Scientific 318 iCAP RQ quadrupole inductively coupled plasma mass spectrometer | Guangzhou Tuoyan Analytical Technology Co., Ltd., Guangzhou, China | 3.5 J/cm², with a repetition rate of 6 Hz and a spot diameter of 30 μm. Each analysis included a 45-second period for laser ablation followed by a 40-second background measurement | NIST SRM610, NIST SRM610, MASS-1, SRM612, GE8 | 66.3628 | [19 empty] | 2899.2759 | [5 empty] | 129.7493 | [5 empty] | 1003.4055 | [9 empty] | 21135.2308 |  | 101.5813 |  |  |  | 29.0309 |  |  |  | 414.2919 |  |  |  | 0.86995 | [13 empty] | 157859.1539 | [15 empty] | 44.8962 | [15 empty] | 202980.9092 |  | 26.5664 | [9 empty] | 12.5418 | [32 empty] | 2025 | Lihao Sun, Xi Chen, Yi Zheng, Shixin Zhang, Fangcheng Pu, Yihan Wu, Jiajian Lu, Kai Ou, Yan Li, Pengpeng Yu, Critical metals Ga and Ge enrichment in the last-stage and low-temperature sphalerite from the Guojiagou Zn-Pb deposit, western Qinling Orogen, NW China, Ore Geology Reviews, Volume 179, 2025, 106494, https://doi.org/10.1016/j.oregeorev.2025.106494. |  | CHN |  | 106.0885 | 33.8613 | [5 empty] | Highly uncertain location; found on Mindat.org |  |  |  | 2025-03-27
| Guojiagou |  | Basin hydrothermal | Sediment-hosted | Irish-type sediment-hosted zinc-lead | Zn, Pb | Ga, Ge, In | Zn, Pb, Ga, Ge, In | Sun et al., 2025 |  | GJ-S1-5-2-1 | GJ-S1-5-2-1@4 | unknown | Guojiagou |  |  |  | unknown | hand specimen | grab | rock | samples from underground and drill core | Qinling Orogen |  |  |  | ore |  | mineralisation | unknown | sphalerite | Sp3 |  |  | Reddish brown-yellowish brown |  |  | ankerite, quartz, pyrite, calcite, galena |  | LA-ICPMS | New Wave Research 193 nm ArF Excimer laser ablation system, paired with a Thermo Scientific 318 iCAP RQ quadrupole inductively coupled plasma mass spectrometer | Guangzhou Tuoyan Analytical Technology Co., Ltd., Guangzhou, China | 3.5 J/cm², with a repetition rate of 6 Hz and a spot diameter of 30 μm. Each analysis included a 45-second period for laser ablation followed by a 40-second background measurement | NIST SRM610, NIST SRM610, MASS-1, SRM612, GE8 | 74.6189 | [19 empty] | 2873.1858 | [5 empty] | 84.0219 | [5 empty] | 525.3242 | [9 empty] | 20918.171 |  | 364.0071 |  |  |  | 141.3114 |  |  |  | 368.9046 |  |  |  | 0.087382 | [13 empty] | 128851.419 | [15 empty] | 10.5288 | [15 empty] | 190325.8517 |  | 25.3362 | [9 empty] | 14.8075 | [32 empty] | 2025 | Lihao Sun, Xi Chen, Yi Zheng, Shixin Zhang, Fangcheng Pu, Yihan Wu, Jiajian Lu, Kai Ou, Yan Li, Pengpeng Yu, Critical metals Ga and Ge enrichment in the last-stage and low-temperature sphalerite from the Guojiagou Zn-Pb deposit, western Qinling Orogen, NW China, Ore Geology Reviews, Volume 179, 2025, 106494, https://doi.org/10.1016/j.oregeorev.2025.106494. |  | CHN |  | 106.0885 | 33.8613 | [5 empty] | Highly uncertain location; found on Mindat.org |  |  |  | 2025-03-27
| Guojiagou |  | Basin hydrothermal | Sediment-hosted | Irish-type sediment-hosted zinc-lead | Zn, Pb | Ga, Ge, In | Zn, Pb, Ga, Ge, In | Sun et al., 2025 |  | GJ-S1-5-2-1 | GJ-S1-5-2-1@5 | unknown | Guojiagou |  |  |  | unknown | hand specimen | grab | rock | samples from underground and drill core | Qinling Orogen |  |  |  | ore |  | mineralisation | unknown | sphalerite | Sp3 |  |  | Reddish brown-yellowish brown |  |  | ankerite, quartz, pyrite, calcite, galena |  | LA-ICPMS | New Wave Research 193 nm ArF Excimer laser ablation system, paired with a Thermo Scientific 318 iCAP RQ quadrupole inductively coupled plasma mass spectrometer | Guangzhou Tuoyan Analytical Technology Co., Ltd., Guangzhou, China | 3.5 J/cm², with a repetition rate of 6 Hz and a spot diameter of 30 μm. Each analysis included a 45-second period for laser ablation followed by a 40-second background measurement | NIST SRM610, NIST SRM610, MASS-1, SRM612, GE8 | 57.7861 | [19 empty] | 2894.9476 | [5 empty] | 86.7472 | [5 empty] | 315.431 | [9 empty] | 22063.6139 |  | 205.4141 |  |  |  | 25.3437 |  |  |  | 363.2923 |  |  |  | -99999 | [13 empty] | 140692.7373 | [15 empty] | 20.9453 | [15 empty] | 191160.5786 |  | 7.3884 | [9 empty] | 2.0328 | [32 empty] | 2025 | Lihao Sun, Xi Chen, Yi Zheng, Shixin Zhang, Fangcheng Pu, Yihan Wu, Jiajian Lu, Kai Ou, Yan Li, Pengpeng Yu, Critical metals Ga and Ge enrichment in the last-stage and low-temperature sphalerite from the Guojiagou Zn-Pb deposit, western Qinling Orogen, NW China, Ore Geology Reviews, Volume 179, 2025, 106494, https://doi.org/10.1016/j.oregeorev.2025.106494. |  | CHN |  | 106.0885 | 33.8613 | [5 empty] | Highly uncertain location; found on Mindat.org |  |  |  | 2025-03-27
| Guojiagou |  | Basin hydrothermal | Sediment-hosted | Irish-type sediment-hosted zinc-lead | Zn, Pb | Ga, Ge, In | Zn, Pb, Ga, Ge, In | Sun et al., 2025 |  | GJ-S1-5-2-1 | GJ-S1-5-2-1@6 | unknown | Guojiagou |  |  |  | unknown | hand specimen | grab | rock | samples from underground and drill core | Qinling Orogen |  |  |  | ore |  | mineralisation | unknown | sphalerite | Sp3 |  |  | Reddish brown-yellowish brown |  |  | ankerite, quartz, pyrite, calcite, galena |  | LA-ICPMS | New Wave Research 193 nm ArF Excimer laser ablation system, paired with a Thermo Scientific 318 iCAP RQ quadrupole inductively coupled plasma mass spectrometer | Guangzhou Tuoyan Analytical Technology Co., Ltd., Guangzhou, China | 3.5 J/cm², with a repetition rate of 6 Hz and a spot diameter of 30 μm. Each analysis included a 45-second period for laser ablation followed by a 40-second background measurement | NIST SRM610, NIST SRM610, MASS-1, SRM612, GE8 | 36.1965 | [19 empty] | 2813.7772 | [5 empty] | 86.5911 | [5 empty] | 182.3119 | [9 empty] | 22137.964 |  | 187.8171 |  |  |  | 204.1416 |  |  |  | 353.4955 |  |  |  | -99999 | [13 empty] | 141252.0763 | [15 empty] | 8.7373 | [15 empty] | 191525.9001 |  | 6.6458 | [9 empty] | 1.3322 | [32 empty] | 2025 | Lihao Sun, Xi Chen, Yi Zheng, Shixin Zhang, Fangcheng Pu, Yihan Wu, Jiajian Lu, Kai Ou, Yan Li, Pengpeng Yu, Critical metals Ga and Ge enrichment in the last-stage and low-temperature sphalerite from the Guojiagou Zn-Pb deposit, western Qinling Orogen, NW China, Ore Geology Reviews, Volume 179, 2025, 106494, https://doi.org/10.1016/j.oregeorev.2025.106494. |  | CHN |  | 106.0885 | 33.8613 | [5 empty] | Highly uncertain location; found on Mindat.org |  |  |  | 2025-03-27
| Guojiagou |  | Basin hydrothermal | Sediment-hosted | Irish-type sediment-hosted zinc-lead | Zn, Pb | Ga, Ge, In | Zn, Pb, Ga, Ge, In | Sun et al., 2025 |  | GJG-1-36-1-SP | GJG-1-36-1-SP@1 | unknown | Guojiagou |  |  |  | unknown | hand specimen | grab | rock | samples from underground and drill core | Qinling Orogen |  |  |  | ore |  | mineralisation | unknown | sphalerite | Sp3 |  |  | Reddish brown-yellowish brown |  |  | ankerite, quartz, pyrite, calcite, galena |  | LA-ICPMS | New Wave Research 193 nm ArF Excimer laser ablation system, paired with a Thermo Scientific 318 iCAP RQ quadrupole inductively coupled plasma mass spectrometer | Guangzhou Tuoyan Analytical Technology Co., Ltd., Guangzhou, China | 3.5 J/cm², with a repetition rate of 6 Hz and a spot diameter of 30 μm. Each analysis included a 45-second period for laser ablation followed by a 40-second background measurement | NIST SRM610, NIST SRM610, MASS-1, SRM612, GE8 | 7.2687 | [19 empty] | 3902.3184 | [5 empty] | 377.4435 | [5 empty] | 733.2785 | [9 empty] | 22196.3383 |  | 514.1412 |  |  |  | 78.2662 |  |  |  | 433.2454 |  |  |  | 0.47017 | [13 empty] | 63774.9899 | [15 empty] | 6.44 | [15 empty] | 154280.9197 |  | 6.1087 | [9 empty] | 91.559 | [32 empty] | 2025 | Lihao Sun, Xi Chen, Yi Zheng, Shixin Zhang, Fangcheng Pu, Yihan Wu, Jiajian Lu, Kai Ou, Yan Li, Pengpeng Yu, Critical metals Ga and Ge enrichment in the last-stage and low-temperature sphalerite from the Guojiagou Zn-Pb deposit, western Qinling Orogen, NW China, Ore Geology Reviews, Volume 179, 2025, 106494, https://doi.org/10.1016/j.oregeorev.2025.106494. |  | CHN |  | 106.0885 | 33.8613 | [5 empty] | Highly uncertain location; found on Mindat.org |  |  |  | 2025-03-27
| Guojiagou |  | Basin hydrothermal | Sediment-hosted | Irish-type sediment-hosted zinc-lead | Zn, Pb | Ga, Ge, In | Zn, Pb, Ga, Ge, In | Sun et al., 2025 |  | GJG-1-36-1-SP | GJG-1-36-1-SP@2 | unknown | Guojiagou |  |  |  | unknown | hand specimen | grab | rock | samples from underground and drill core | Qinling Orogen |  |  |  | ore |  | mineralisation | unknown | sphalerite | Sp3 |  |  | Reddish brown-yellowish brown |  |  | ankerite, quartz, pyrite, calcite, galena |  | LA-ICPMS | New Wave Research 193 nm ArF Excimer laser ablation system, paired with a Thermo Scientific 318 iCAP RQ quadrupole inductively coupled plasma mass spectrometer | Guangzhou Tuoyan Analytical Technology Co., Ltd., Guangzhou, China | 3.5 J/cm², with a repetition rate of 6 Hz and a spot diameter of 30 μm. Each analysis included a 45-second period for laser ablation followed by a 40-second background measurement | NIST SRM610, NIST SRM610, MASS-1, SRM612, GE8 | 6.0714 | [19 empty] | 3700.8715 | [5 empty] | 367.4041 | [5 empty] | 629.83 | [9 empty] | 21887.876 |  | 346.5578 |  |  |  | 54.0276 |  |  |  | 436.7002 |  |  |  | 0.76187 | [13 empty] | 60523.5147 | [15 empty] | 12.715 | [15 empty] | 155109.3817 |  | 7.1723 | [9 empty] | 161.6528 | [32 empty] | 2025 | Lihao Sun, Xi Chen, Yi Zheng, Shixin Zhang, Fangcheng Pu, Yihan Wu, Jiajian Lu, Kai Ou, Yan Li, Pengpeng Yu, Critical metals Ga and Ge enrichment in the last-stage and low-temperature sphalerite from the Guojiagou Zn-Pb deposit, western Qinling Orogen, NW China, Ore Geology Reviews, Volume 179, 2025, 106494, https://doi.org/10.1016/j.oregeorev.2025.106494. |  | CHN |  | 106.0885 | 33.8613 | [5 empty] | Highly uncertain location; found on Mindat.org |  |  |  | 2025-03-27
| Guojiagou |  | Basin hydrothermal | Sediment-hosted | Irish-type sediment-hosted zinc-lead | Zn, Pb | Ga, Ge, In | Zn, Pb, Ga, Ge, In | Sun et al., 2025 |  | GJG-1-36-1-SP | GJG-1-36-1-SP@3 | unknown | Guojiagou |  |  |  | unknown | hand specimen | grab | rock | samples from underground and drill core | Qinling Orogen |  |  |  | ore |  | mineralisation | unknown | sphalerite | Sp3 |  |  | Reddish brown-yellowish brown |  |  | ankerite, quartz, pyrite, calcite, galena |  | LA-ICPMS | New Wave Research 193 nm ArF Excimer laser ablation system, paired with a Thermo Scientific 318 iCAP RQ quadrupole inductively coupled plasma mass spectrometer | Guangzhou Tuoyan Analytical Technology Co., Ltd., Guangzhou, China | 3.5 J/cm², with a repetition rate of 6 Hz and a spot diameter of 30 μm. Each analysis included a 45-second period for laser ablation followed by a 40-second background measurement | NIST SRM610, NIST SRM610, MASS-1, SRM612, GE8 | 3.3029 | [19 empty] | 3041.8904 | [5 empty] | 299.6167 | [5 empty] | 272.7514 | [9 empty] | 18070.956 |  | 57.497 |  |  |  | 14.7953 |  |  |  | 379.5074 |  |  |  | 0.24619 | [13 empty] | 49533.7129 | [15 empty] | 24.8485 | [15 empty] | 132374.1332 |  | 6.1178 | [9 empty] | 16.4289 | [32 empty] | 2025 | Lihao Sun, Xi Chen, Yi Zheng, Shixin Zhang, Fangcheng Pu, Yihan Wu, Jiajian Lu, Kai Ou, Yan Li, Pengpeng Yu, Critical metals Ga and Ge enrichment in the last-stage and low-temperature sphalerite from the Guojiagou Zn-Pb deposit, western Qinling Orogen, NW China, Ore Geology Reviews, Volume 179, 2025, 106494, https://doi.org/10.1016/j.oregeorev.2025.106494. |  | CHN |  | 106.0885 | 33.8613 | [5 empty] | Highly uncertain location; found on Mindat.org |  |  |  | 2025-03-27
| Guojiagou |  | Basin hydrothermal | Sediment-hosted | Irish-type sediment-hosted zinc-lead | Zn, Pb | Ga, Ge, In | Zn, Pb, Ga, Ge, In | Sun et al., 2025 |  | GJG-1-36-1-SP | GJG-1-36-1-SP@4 | unknown | Guojiagou |  |  |  | unknown | hand specimen | grab | rock | samples from underground and drill core | Qinling Orogen |  |  |  | ore |  | mineralisation | unknown | sphalerite | Sp3 |  |  | Reddish brown-yellowish brown |  |  | ankerite, quartz, pyrite, calcite, galena |  | LA-ICPMS | New Wave Research 193 nm ArF Excimer laser ablation system, paired with a Thermo Scientific 318 iCAP RQ quadrupole inductively coupled plasma mass spectrometer | Guangzhou Tuoyan Analytical Technology Co., Ltd., Guangzhou, China | 3.5 J/cm², with a repetition rate of 6 Hz and a spot diameter of 30 μm. Each analysis included a 45-second period for laser ablation followed by a 40-second background measurement | NIST SRM610, NIST SRM610, MASS-1, SRM612, GE8 | 29.9007 | [19 empty] | 3666.6782 | [5 empty] | 334.7297 | [5 empty] | 742.053 | [9 empty] | 22440.8186 |  | 464.7418 |  |  |  | 132.7823 |  |  |  | 521.0815 |  |  |  | 0.38344 | [13 empty] | 54696.9259 | [15 empty] | 13.8871 | [15 empty] | 192755.7535 |  | 7.7428 | [9 empty] | 42.63 | [32 empty] | 2025 | Lihao Sun, Xi Chen, Yi Zheng, Shixin Zhang, Fangcheng Pu, Yihan Wu, Jiajian Lu, Kai Ou, Yan Li, Pengpeng Yu, Critical metals Ga and Ge enrichment in the last-stage and low-temperature sphalerite from the Guojiagou Zn-Pb deposit, western Qinling Orogen, NW China, Ore Geology Reviews, Volume 179, 2025, 106494, https://doi.org/10.1016/j.oregeorev.2025.106494. |  | CHN |  | 106.0885 | 33.8613 | [5 empty] | Highly uncertain location; found on Mindat.org |  |  |  | 2025-03-27
| Guojiagou |  | Basin hydrothermal | Sediment-hosted | Irish-type sediment-hosted zinc-lead | Zn, Pb | Ga, Ge, In | Zn, Pb, Ga, Ge, In | Sun et al., 2025 |  | GJG-1-36-1-SP | GJG-1-36-1-SP@5 | unknown | Guojiagou |  |  |  | unknown | hand specimen | grab | rock | samples from underground and drill core | Qinling Orogen |  |  |  | ore |  | mineralisation | unknown | sphalerite | Sp3 |  |  | Reddish brown-yellowish brown |  |  | ankerite, quartz, pyrite, calcite, galena |  | LA-ICPMS | New Wave Research 193 nm ArF Excimer laser ablation system, paired with a Thermo Scientific 318 iCAP RQ quadrupole inductively coupled plasma mass spectrometer | Guangzhou Tuoyan Analytical Technology Co., Ltd., Guangzhou, China | 3.5 J/cm², with a repetition rate of 6 Hz and a spot diameter of 30 μm. Each analysis included a 45-second period for laser ablation followed by a 40-second background measurement | NIST SRM610, NIST SRM610, MASS-1, SRM612, GE8 | 25.9143 | [19 empty] | 3639.4136 | [5 empty] | 343.0323 | [5 empty] | 369.9698 | [9 empty] | 22746.9034 |  | 294.0779 |  |  |  | 29.599 |  |  |  | 531.4973 |  |  |  | 0.15146 | [13 empty] | 47994.4972 | [15 empty] | 19.3927 | [15 empty] | 199819.2509 |  | 6.0217 | [9 empty] | 9.7517 | [32 empty] | 2025 | Lihao Sun, Xi Chen, Yi Zheng, Shixin Zhang, Fangcheng Pu, Yihan Wu, Jiajian Lu, Kai Ou, Yan Li, Pengpeng Yu, Critical metals Ga and Ge enrichment in the last-stage and low-temperature sphalerite from the Guojiagou Zn-Pb deposit, western Qinling Orogen, NW China, Ore Geology Reviews, Volume 179, 2025, 106494, https://doi.org/10.1016/j.oregeorev.2025.106494. |  | CHN |  | 106.0885 | 33.8613 | [5 empty] | Highly uncertain location; found on Mindat.org |  |  |  | 2025-03-27
| Guojiagou |  | Basin hydrothermal | Sediment-hosted | Irish-type sediment-hosted zinc-lead | Zn, Pb | Ga, Ge, In | Zn, Pb, Ga, Ge, In | Sun et al., 2025 |  | GJG-1-36-1-SP | GJG-1-36-1-SP@6 | unknown | Guojiagou |  |  |  | unknown | hand specimen | grab | rock | samples from underground and drill core | Qinling Orogen |  |  |  | ore |  | mineralisation | unknown | sphalerite | Sp3 |  |  | Reddish brown-yellowish brown |  |  | ankerite, quartz, pyrite, calcite, galena |  | LA-ICPMS | New Wave Research 193 nm ArF Excimer laser ablation system, paired with a Thermo Scientific 318 iCAP RQ quadrupole inductively coupled plasma mass spectrometer | Guangzhou Tuoyan Analytical Technology Co., Ltd., Guangzhou, China | 3.5 J/cm², with a repetition rate of 6 Hz and a spot diameter of 30 μm. Each analysis included a 45-second period for laser ablation followed by a 40-second background measurement | NIST SRM610, NIST SRM610, MASS-1, SRM612, GE8 | 24.0719 | [19 empty] | 3509.9162 | [5 empty] | 369.0184 | [5 empty] | 561.1503 | [9 empty] | 23015.0971 |  | 349.2019 |  |  |  | 108.3575 |  |  |  | 528.5613 |  |  |  | 0.25382 | [13 empty] | 58096.435 | [15 empty] | 10.2399 | [15 empty] | 199606.9761 |  | 5.9661 | [9 empty] | 27.1534 | [32 empty] | 2025 | Lihao Sun, Xi Chen, Yi Zheng, Shixin Zhang, Fangcheng Pu, Yihan Wu, Jiajian Lu, Kai Ou, Yan Li, Pengpeng Yu, Critical metals Ga and Ge enrichment in the last-stage and low-temperature sphalerite from the Guojiagou Zn-Pb deposit, western Qinling Orogen, NW China, Ore Geology Reviews, Volume 179, 2025, 106494, https://doi.org/10.1016/j.oregeorev.2025.106494. |  | CHN |  | 106.0885 | 33.8613 | [5 empty] | Highly uncertain location; found on Mindat.org |  |  |  | 2025-03-27
| Guojiagou |  | Basin hydrothermal | Sediment-hosted | Irish-type sediment-hosted zinc-lead | Zn, Pb | Ga, Ge, In | Zn, Pb, Ga, Ge, In | Sun et al., 2025 |  | GJ-N1-3-1 | GJ-N1-3-1@1 | unknown | Guojiagou |  |  |  | unknown | hand specimen | grab | rock | samples from underground and drill core | Qinling Orogen |  |  |  | ore |  | mineralisation | unknown | sphalerite | Sp3 |  |  | Reddish brown-yellowish brown |  |  | ankerite, quartz, pyrite, calcite, galena |  | LA-ICPMS | New Wave Research 193 nm ArF Excimer laser ablation system, paired with a Thermo Scientific 318 iCAP RQ quadrupole inductively coupled plasma mass spectrometer | Guangzhou Tuoyan Analytical Technology Co., Ltd., Guangzhou, China | 3.5 J/cm², with a repetition rate of 6 Hz and a spot diameter of 30 μm. Each analysis included a 45-second period for laser ablation followed by a 40-second background measurement | NIST SRM610, NIST SRM610, MASS-1, SRM612, GE8 | 88.0775 | [19 empty] | 2522.7019 | [5 empty] | 66.5855 | [5 empty] | 779.9576 | [9 empty] | 15539.5927 |  | 108.8188 |  |  |  | 417.4468 |  |  |  | 499.8246 |  |  |  | 0.093128 | [13 empty] | 36276.695 | [15 empty] | 23.8069 | [15 empty] | 201914.6063 |  | 17.0778 | [9 empty] | 21.4715 | [32 empty] | 2025 | Lihao Sun, Xi Chen, Yi Zheng, Shixin Zhang, Fangcheng Pu, Yihan Wu, Jiajian Lu, Kai Ou, Yan Li, Pengpeng Yu, Critical metals Ga and Ge enrichment in the last-stage and low-temperature sphalerite from the Guojiagou Zn-Pb deposit, western Qinling Orogen, NW China, Ore Geology Reviews, Volume 179, 2025, 106494, https://doi.org/10.1016/j.oregeorev.2025.106494. |  | CHN |  | 106.0885 | 33.8613 | [5 empty] | Highly uncertain location; found on Mindat.org |  |  |  | 2025-03-27
| Guojiagou |  | Basin hydrothermal | Sediment-hosted | Irish-type sediment-hosted zinc-lead | Zn, Pb | Ga, Ge, In | Zn, Pb, Ga, Ge, In | Sun et al., 2025 |  | GJ-N1-3-1 | GJ-N1-3-1@2 | unknown | Guojiagou |  |  |  | unknown | hand specimen | grab | rock | samples from underground and drill core | Qinling Orogen |  |  |  | ore |  | mineralisation | unknown | sphalerite | Sp3 |  |  | Reddish brown-yellowish brown |  |  | ankerite, quartz, pyrite, calcite, galena |  | LA-ICPMS | New Wave Research 193 nm ArF Excimer laser ablation system, paired with a Thermo Scientific 318 iCAP RQ quadrupole inductively coupled plasma mass spectrometer | Guangzhou Tuoyan Analytical Technology Co., Ltd., Guangzhou, China | 3.5 J/cm², with a repetition rate of 6 Hz and a spot diameter of 30 μm. Each analysis included a 45-second period for laser ablation followed by a 40-second background measurement | NIST SRM610, NIST SRM610, MASS-1, SRM612, GE8 | 65.6298 | [19 empty] | 2576.7013 | [5 empty] | 78.4993 | [5 empty] | 110.3736 | [9 empty] | 15742.721 |  | 87.7089 |  |  |  | 156.1424 |  |  |  | 524.1923 |  |  |  | 0.041796 | [13 empty] | 45389.0478 | [15 empty] | 34.9405 | [15 empty] | 202574.9586 |  | 28.3816 | [9 empty] | 7.7757 | [32 empty] | 2025 | Lihao Sun, Xi Chen, Yi Zheng, Shixin Zhang, Fangcheng Pu, Yihan Wu, Jiajian Lu, Kai Ou, Yan Li, Pengpeng Yu, Critical metals Ga and Ge enrichment in the last-stage and low-temperature sphalerite from the Guojiagou Zn-Pb deposit, western Qinling Orogen, NW China, Ore Geology Reviews, Volume 179, 2025, 106494, https://doi.org/10.1016/j.oregeorev.2025.106494. |  | CHN |  | 106.0885 | 33.8613 | [5 empty] | Highly uncertain location; found on Mindat.org |  |  |  | 2025-03-27
| Guojiagou |  | Basin hydrothermal | Sediment-hosted | Irish-type sediment-hosted zinc-lead | Zn, Pb | Ga, Ge, In | Zn, Pb, Ga, Ge, In | Sun et al., 2025 |  | GJ-N1-3-1 | GJ-N1-3-1@3 | unknown | Guojiagou |  |  |  | unknown | hand specimen | grab | rock | samples from underground and drill core | Qinling Orogen |  |  |  | ore |  | mineralisation | unknown | sphalerite | Sp3 |  |  | Reddish brown-yellowish brown |  |  | ankerite, quartz, pyrite, calcite, galena |  | LA-ICPMS | New Wave Research 193 nm ArF Excimer laser ablation system, paired with a Thermo Scientific 318 iCAP RQ quadrupole inductively coupled plasma mass spectrometer | Guangzhou Tuoyan Analytical Technology Co., Ltd., Guangzhou, China | 3.5 J/cm², with a repetition rate of 6 Hz and a spot diameter of 30 μm. Each analysis included a 45-second period for laser ablation followed by a 40-second background measurement | NIST SRM610, NIST SRM610, MASS-1, SRM612, GE8 | 64.7948 | [19 empty] | 2568.0619 | [5 empty] | 77.7515 | [5 empty] | 83.0641 | [9 empty] | 16457.8186 |  | 74.0335 |  |  |  | 347.8562 |  |  |  | 516.5432 |  |  |  | -99999 | [13 empty] | 83925.3442 | [15 empty] | 19.8778 | [15 empty] | 202182.9641 |  | 11.1466 | [9 empty] | 2.0674 | [32 empty] | 2025 | Lihao Sun, Xi Chen, Yi Zheng, Shixin Zhang, Fangcheng Pu, Yihan Wu, Jiajian Lu, Kai Ou, Yan Li, Pengpeng Yu, Critical metals Ga and Ge enrichment in the last-stage and low-temperature sphalerite from the Guojiagou Zn-Pb deposit, western Qinling Orogen, NW China, Ore Geology Reviews, Volume 179, 2025, 106494, https://doi.org/10.1016/j.oregeorev.2025.106494. |  | CHN |  | 106.0885 | 33.8613 | [5 empty] | Highly uncertain location; found on Mindat.org |  |  |  | 2025-03-27
| Guojiagou |  | Basin hydrothermal | Sediment-hosted | Irish-type sediment-hosted zinc-lead | Zn, Pb | Ga, Ge, In | Zn, Pb, Ga, Ge, In | Sun et al., 2025 |  | GJ-N1-3-1 | GJ-N1-3-1@4 | unknown | Guojiagou |  |  |  | unknown | hand specimen | grab | rock | samples from underground and drill core | Qinling Orogen |  |  |  | ore |  | mineralisation | unknown | sphalerite | Sp3 |  |  | Reddish brown-yellowish brown |  |  | ankerite, quartz, pyrite, calcite, galena |  | LA-ICPMS | New Wave Research 193 nm ArF Excimer laser ablation system, paired with a Thermo Scientific 318 iCAP RQ quadrupole inductively coupled plasma mass spectrometer | Guangzhou Tuoyan Analytical Technology Co., Ltd., Guangzhou, China | 3.5 J/cm², with a repetition rate of 6 Hz and a spot diameter of 30 μm. Each analysis included a 45-second period for laser ablation followed by a 40-second background measurement | NIST SRM610, NIST SRM610, MASS-1, SRM612, GE8 | 73.6266 | [19 empty] | 2625.4978 | [5 empty] | 84.5974 | [5 empty] | 728.3868 | [9 empty] | 16877.7053 |  | 73.0448 |  |  |  | 472.8278 |  |  |  | 509.7966 |  |  |  | 0.062957 | [13 empty] | 61715.463 | [15 empty] | 10.1685 | [15 empty] | 204313.7773 |  | 40.1021 | [9 empty] | 11.245 | [32 empty] | 2025 | Lihao Sun, Xi Chen, Yi Zheng, Shixin Zhang, Fangcheng Pu, Yihan Wu, Jiajian Lu, Kai Ou, Yan Li, Pengpeng Yu, Critical metals Ga and Ge enrichment in the last-stage and low-temperature sphalerite from the Guojiagou Zn-Pb deposit, western Qinling Orogen, NW China, Ore Geology Reviews, Volume 179, 2025, 106494, https://doi.org/10.1016/j.oregeorev.2025.106494. |  | CHN |  | 106.0885 | 33.8613 | [5 empty] | Highly uncertain location; found on Mindat.org |  |  |  | 2025-03-27
| Guojiagou |  | Basin hydrothermal | Sediment-hosted | Irish-type sediment-hosted zinc-lead | Zn, Pb | Ga, Ge, In | Zn, Pb, Ga, Ge, In | Sun et al., 2025 |  | GJ-N1-3-1 | GJ-N1-3-1@5 | unknown | Guojiagou |  |  |  | unknown | hand specimen | grab | rock | samples from underground and drill core | Qinling Orogen |  |  |  | ore |  | mineralisation | unknown | sphalerite | Sp3 |  |  | Reddish brown-yellowish brown |  |  | ankerite, quartz, pyrite, calcite, galena |  | LA-ICPMS | New Wave Research 193 nm ArF Excimer laser ablation system, paired with a Thermo Scientific 318 iCAP RQ quadrupole inductively coupled plasma mass spectrometer | Guangzhou Tuoyan Analytical Technology Co., Ltd., Guangzhou, China | 3.5 J/cm², with a repetition rate of 6 Hz and a spot diameter of 30 μm. Each analysis included a 45-second period for laser ablation followed by a 40-second background measurement | NIST SRM610, NIST SRM610, MASS-1, SRM612, GE8 | 62.1127 | [19 empty] | 2676.7423 | [5 empty] | 86.8626 | [5 empty] | 595.9123 | [9 empty] | 17048.6609 |  | 52.6533 |  |  |  | 331.0818 |  |  |  | 471.3441 |  |  |  | 0.036639 | [13 empty] | 79231.41 | [15 empty] | 10.3197 | [15 empty] | 204294.7928 |  | 10.5231 | [9 empty] | 4.5936 | [32 empty] | 2025 | Lihao Sun, Xi Chen, Yi Zheng, Shixin Zhang, Fangcheng Pu, Yihan Wu, Jiajian Lu, Kai Ou, Yan Li, Pengpeng Yu, Critical metals Ga and Ge enrichment in the last-stage and low-temperature sphalerite from the Guojiagou Zn-Pb deposit, western Qinling Orogen, NW China, Ore Geology Reviews, Volume 179, 2025, 106494, https://doi.org/10.1016/j.oregeorev.2025.106494. |  | CHN |  | 106.0885 | 33.8613 | [5 empty] | Highly uncertain location; found on Mindat.org |  |  |  | 2025-03-27
| Guojiagou |  | Basin hydrothermal | Sediment-hosted | Irish-type sediment-hosted zinc-lead | Zn, Pb | Ga, Ge, In | Zn, Pb, Ga, Ge, In | Sun et al., 2025 |  | GJ-N1-3-1 | GJ-N1-3-1@6 | unknown | Guojiagou |  |  |  | unknown | hand specimen | grab | rock | samples from underground and drill core | Qinling Orogen |  |  |  | ore |  | mineralisation | unknown | sphalerite | Sp3 |  |  | Reddish brown-yellowish brown |  |  | ankerite, quartz, pyrite, calcite, galena |  | LA-ICPMS | New Wave Research 193 nm ArF Excimer laser ablation system, paired with a Thermo Scientific 318 iCAP RQ quadrupole inductively coupled plasma mass spectrometer | Guangzhou Tuoyan Analytical Technology Co., Ltd., Guangzhou, China | 3.5 J/cm², with a repetition rate of 6 Hz and a spot diameter of 30 μm. Each analysis included a 45-second period for laser ablation followed by a 40-second background measurement | NIST SRM610, NIST SRM610, MASS-1, SRM612, GE8 | 103.4348 | [19 empty] | 2645.3005 | [5 empty] | 86.1987 | [5 empty] | 769.0563 | [9 empty] | 17011.2063 |  | 38.9921 |  |  |  | 443.8079 |  |  |  | 482.4688 |  |  |  | 0.061882 | [13 empty] | 86679.2701 | [15 empty] | 22.1032 | [15 empty] | 204980.3499 |  | 60.4815 | [9 empty] | 12.5369 | [32 empty] | 2025 | Lihao Sun, Xi Chen, Yi Zheng, Shixin Zhang, Fangcheng Pu, Yihan Wu, Jiajian Lu, Kai Ou, Yan Li, Pengpeng Yu, Critical metals Ga and Ge enrichment in the last-stage and low-temperature sphalerite from the Guojiagou Zn-Pb deposit, western Qinling Orogen, NW China, Ore Geology Reviews, Volume 179, 2025, 106494, https://doi.org/10.1016/j.oregeorev.2025.106494. |  | CHN |  | 106.0885 | 33.8613 | [5 empty] | Highly uncertain location; found on Mindat.org |  |  |  | 2025-03-27
| Guojiagou |  | Basin hydrothermal | Sediment-hosted | Irish-type sediment-hosted zinc-lead | Zn, Pb | Ga, Ge, In | Zn, Pb, Ga, Ge, In | Sun et al., 2025 |  | GJ-S1-3B-1 | GJ-S1-3B-1@1 | unknown | Guojiagou |  |  |  | unknown | hand specimen | grab | rock | samples from underground and drill core | Qinling Orogen |  |  |  | ore |  | mineralisation | unknown | sphalerite | Sp3 |  |  | Reddish brown-yellowish brown |  |  | ankerite, quartz, pyrite, calcite, galena |  | LA-ICPMS | New Wave Research 193 nm ArF Excimer laser ablation system, paired with a Thermo Scientific 318 iCAP RQ quadrupole inductively coupled plasma mass spectrometer | Guangzhou Tuoyan Analytical Technology Co., Ltd., Guangzhou, China | 3.5 J/cm², with a repetition rate of 6 Hz and a spot diameter of 30 μm. Each analysis included a 45-second period for laser ablation followed by a 40-second background measurement | NIST SRM610, NIST SRM610, MASS-1, SRM612, GE8 | 27.0445 | [19 empty] | 3498.6965 | [5 empty] | 94.3274 | [5 empty] | 356.6141 | [9 empty] | 33038.93 |  | 52.9243 |  |  |  | 269.9991 |  |  |  | 779.3096 |  |  |  | -99999 | [13 empty] | 110070.1514 | [15 empty] | 12.8218 | [15 empty] | 183407.0854 |  | 8.7518 | [9 empty] | 6.489 | [32 empty] | 2025 | Lihao Sun, Xi Chen, Yi Zheng, Shixin Zhang, Fangcheng Pu, Yihan Wu, Jiajian Lu, Kai Ou, Yan Li, Pengpeng Yu, Critical metals Ga and Ge enrichment in the last-stage and low-temperature sphalerite from the Guojiagou Zn-Pb deposit, western Qinling Orogen, NW China, Ore Geology Reviews, Volume 179, 2025, 106494, https://doi.org/10.1016/j.oregeorev.2025.106494. |  | CHN |  | 106.0885 | 33.8613 | [5 empty] | Highly uncertain location; found on Mindat.org |  |  |  | 2025-03-27
| Guojiagou |  | Basin hydrothermal | Sediment-hosted | Irish-type sediment-hosted zinc-lead | Zn, Pb | Ga, Ge, In | Zn, Pb, Ga, Ge, In | Sun et al., 2025 |  | GJ-S1-3B-1 | GJ-S1-3B-1@2 | unknown | Guojiagou |  |  |  | unknown | hand specimen | grab | rock | samples from underground and drill core | Qinling Orogen |  |  |  | ore |  | mineralisation | unknown | sphalerite | Sp3 |  |  | Reddish brown-yellowish brown |  |  | ankerite, quartz, pyrite, calcite, galena |  | LA-ICPMS | New Wave Research 193 nm ArF Excimer laser ablation system, paired with a Thermo Scientific 318 iCAP RQ quadrupole inductively coupled plasma mass spectrometer | Guangzhou Tuoyan Analytical Technology Co., Ltd., Guangzhou, China | 3.5 J/cm², with a repetition rate of 6 Hz and a spot diameter of 30 μm. Each analysis included a 45-second period for laser ablation followed by a 40-second background measurement | NIST SRM610, NIST SRM610, MASS-1, SRM612, GE8 | 50.1848 | [19 empty] | 3415.2067 | [5 empty] | 98.4606 | [5 empty] | 518.5461 | [9 empty] | 33990.7827 |  | 62.1139 |  |  |  | 220.3689 |  |  |  | 744.6933 |  |  |  | 0.07979 | [13 empty] | 276426.4238 | [15 empty] | 17.1636 | [15 empty] | 185035.9586 |  | 27.6388 | [9 empty] | 21.3163 | [32 empty] | 2025 | Lihao Sun, Xi Chen, Yi Zheng, Shixin Zhang, Fangcheng Pu, Yihan Wu, Jiajian Lu, Kai Ou, Yan Li, Pengpeng Yu, Critical metals Ga and Ge enrichment in the last-stage and low-temperature sphalerite from the Guojiagou Zn-Pb deposit, western Qinling Orogen, NW China, Ore Geology Reviews, Volume 179, 2025, 106494, https://doi.org/10.1016/j.oregeorev.2025.106494. |  | CHN |  | 106.0885 | 33.8613 | [5 empty] | Highly uncertain location; found on Mindat.org |  |  |  | 2025-03-27
| Guojiagou |  | Basin hydrothermal | Sediment-hosted | Irish-type sediment-hosted zinc-lead | Zn, Pb | Ga, Ge, In | Zn, Pb, Ga, Ge, In | Sun et al., 2025 |  | GJ-S1-3B-1 | GJ-S1-3B-1@3 | unknown | Guojiagou |  |  |  | unknown | hand specimen | grab | rock | samples from underground and drill core | Qinling Orogen |  |  |  | ore |  | mineralisation | unknown | sphalerite | Sp3 |  |  | Reddish brown-yellowish brown |  |  | ankerite, quartz, pyrite, calcite, galena |  | LA-ICPMS | New Wave Research 193 nm ArF Excimer laser ablation system, paired with a Thermo Scientific 318 iCAP RQ quadrupole inductively coupled plasma mass spectrometer | Guangzhou Tuoyan Analytical Technology Co., Ltd., Guangzhou, China | 3.5 J/cm², with a repetition rate of 6 Hz and a spot diameter of 30 μm. Each analysis included a 45-second period for laser ablation followed by a 40-second background measurement | NIST SRM610, NIST SRM610, MASS-1, SRM612, GE8 | 37.3607 | [19 empty] | 3471.3975 | [5 empty] | 103.9688 | [5 empty] | 295.5154 | [9 empty] | 33578.059 |  | 264.1257 |  |  |  | 110.9398 |  |  |  | 762.6186 |  |  |  | -99999 | [13 empty] | 105756.0639 | [15 empty] | 4.3065 | [15 empty] | 182208.3865 |  | 3.6068 | [9 empty] | 2.2788 | [32 empty] | 2025 | Lihao Sun, Xi Chen, Yi Zheng, Shixin Zhang, Fangcheng Pu, Yihan Wu, Jiajian Lu, Kai Ou, Yan Li, Pengpeng Yu, Critical metals Ga and Ge enrichment in the last-stage and low-temperature sphalerite from the Guojiagou Zn-Pb deposit, western Qinling Orogen, NW China, Ore Geology Reviews, Volume 179, 2025, 106494, https://doi.org/10.1016/j.oregeorev.2025.106494. |  | CHN |  | 106.0885 | 33.8613 | [5 empty] | Highly uncertain location; found on Mindat.org |  |  |  | 2025-03-27
| Guojiagou |  | Basin hydrothermal | Sediment-hosted | Irish-type sediment-hosted zinc-lead | Zn, Pb | Ga, Ge, In | Zn, Pb, Ga, Ge, In | Sun et al., 2025 |  | GJ-S1-3B-1 | GJ-S1-3B-1@4 | unknown | Guojiagou |  |  |  | unknown | hand specimen | grab | rock | samples from underground and drill core | Qinling Orogen |  |  |  | ore |  | mineralisation | unknown | sphalerite | Sp3 |  |  | Reddish brown-yellowish brown |  |  | ankerite, quartz, pyrite, calcite, galena |  | LA-ICPMS | New Wave Research 193 nm ArF Excimer laser ablation system, paired with a Thermo Scientific 318 iCAP RQ quadrupole inductively coupled plasma mass spectrometer | Guangzhou Tuoyan Analytical Technology Co., Ltd., Guangzhou, China | 3.5 J/cm², with a repetition rate of 6 Hz and a spot diameter of 30 μm. Each analysis included a 45-second period for laser ablation followed by a 40-second background measurement | NIST SRM610, NIST SRM610, MASS-1, SRM612, GE8 | 45.0114 | [19 empty] | 2544.9338 | [5 empty] | 115.9153 | [5 empty] | 69.3165 | [9 empty] | 21771.8443 |  | 24.229 |  |  |  | 166.7351 |  |  |  | 320.9681 |  |  |  | -99999 | [13 empty] | 78185.5174 | [15 empty] | 25.7078 | [15 empty] | 183436.1319 |  | 9.0715 | [9 empty] | 2.2193 | [32 empty] | 2025 | Lihao Sun, Xi Chen, Yi Zheng, Shixin Zhang, Fangcheng Pu, Yihan Wu, Jiajian Lu, Kai Ou, Yan Li, Pengpeng Yu, Critical metals Ga and Ge enrichment in the last-stage and low-temperature sphalerite from the Guojiagou Zn-Pb deposit, western Qinling Orogen, NW China, Ore Geology Reviews, Volume 179, 2025, 106494, https://doi.org/10.1016/j.oregeorev.2025.106494. |  | CHN |  | 106.0885 | 33.8613 | [5 empty] | Highly uncertain location; found on Mindat.org |  |  |  | 2025-03-27
| Guojiagou |  | Basin hydrothermal | Sediment-hosted | Irish-type sediment-hosted zinc-lead | Zn, Pb | Ga, Ge, In | Zn, Pb, Ga, Ge, In | Sun et al., 2025 |  | GJ-S1-3B-1 | GJ-S1-3B-1@5 | unknown | Guojiagou |  |  |  | unknown | hand specimen | grab | rock | samples from underground and drill core | Qinling Orogen |  |  |  | ore |  | mineralisation | unknown | sphalerite | Sp3 |  |  | Reddish brown-yellowish brown |  |  | ankerite, quartz, pyrite, calcite, galena |  | LA-ICPMS | New Wave Research 193 nm ArF Excimer laser ablation system, paired with a Thermo Scientific 318 iCAP RQ quadrupole inductively coupled plasma mass spectrometer | Guangzhou Tuoyan Analytical Technology Co., Ltd., Guangzhou, China | 3.5 J/cm², with a repetition rate of 6 Hz and a spot diameter of 30 μm. Each analysis included a 45-second period for laser ablation followed by a 40-second background measurement | NIST SRM610, NIST SRM610, MASS-1, SRM612, GE8 | 35.9611 | [19 empty] | 3545.6301 | [5 empty] | 104.46 | [5 empty] | 167.2367 | [9 empty] | 33025.983 |  | 90.2167 |  |  |  | 1.3934 |  |  |  | 717.115 |  |  |  | -99999 | [13 empty] | 104055.1876 | [15 empty] | 20.0938 | [15 empty] | 186817.0712 |  | 16.3422 | [9 empty] | 1.3082 | [32 empty] | 2025 | Lihao Sun, Xi Chen, Yi Zheng, Shixin Zhang, Fangcheng Pu, Yihan Wu, Jiajian Lu, Kai Ou, Yan Li, Pengpeng Yu, Critical metals Ga and Ge enrichment in the last-stage and low-temperature sphalerite from the Guojiagou Zn-Pb deposit, western Qinling Orogen, NW China, Ore Geology Reviews, Volume 179, 2025, 106494, https://doi.org/10.1016/j.oregeorev.2025.106494. |  | CHN |  | 106.0885 | 33.8613 | [5 empty] | Highly uncertain location; found on Mindat.org |  |  |  | 2025-03-27
| Guojiagou |  | Basin hydrothermal | Sediment-hosted | Irish-type sediment-hosted zinc-lead | Zn, Pb | Ga, Ge, In | Zn, Pb, Ga, Ge, In | Sun et al., 2025 |  | GJ-S1-3B-1 | GJ-S1-3B-1@6 | unknown | Guojiagou |  |  |  | unknown | hand specimen | grab | rock | samples from underground and drill core | Qinling Orogen |  |  |  | ore |  | mineralisation | unknown | sphalerite | Sp3 |  |  | Reddish brown-yellowish brown |  |  | ankerite, quartz, pyrite, calcite, galena |  | LA-ICPMS | New Wave Research 193 nm ArF Excimer laser ablation system, paired with a Thermo Scientific 318 iCAP RQ quadrupole inductively coupled plasma mass spectrometer | Guangzhou Tuoyan Analytical Technology Co., Ltd., Guangzhou, China | 3.5 J/cm², with a repetition rate of 6 Hz and a spot diameter of 30 μm. Each analysis included a 45-second period for laser ablation followed by a 40-second background measurement | NIST SRM610, NIST SRM610, MASS-1, SRM612, GE8 | 64.3643 | [19 empty] | 3381.2416 | [5 empty] | 97.3534 | [5 empty] | 737.8816 | [9 empty] | 33379.6708 |  | 27.1188 |  |  |  | 109.3184 |  |  |  | 655.0739 |  |  |  | 0.050681 | [13 empty] | 150324.4537 | [15 empty] | 46.1396 | [15 empty] | 185405.5074 |  | 37.0081 | [9 empty] | 12.0639 | [32 empty] | 2025 | Lihao Sun, Xi Chen, Yi Zheng, Shixin Zhang, Fangcheng Pu, Yihan Wu, Jiajian Lu, Kai Ou, Yan Li, Pengpeng Yu, Critical metals Ga and Ge enrichment in the last-stage and low-temperature sphalerite from the Guojiagou Zn-Pb deposit, western Qinling Orogen, NW China, Ore Geology Reviews, Volume 179, 2025, 106494, https://doi.org/10.1016/j.oregeorev.2025.106494. |  | CHN |  | 106.0885 | 33.8613 | [5 empty] | Highly uncertain location; found on Mindat.org |  |  |  | 2025-03-27
| Guojiagou |  | Basin hydrothermal | Sediment-hosted | Irish-type sediment-hosted zinc-lead | Zn, Pb | Ga, Ge, In | Zn, Pb, Ga, Ge, In | Sun et al., 2025 |  | GJ-S1-3J-1 | GJ-S1-3J-1@1 | unknown | Guojiagou |  |  |  | unknown | hand specimen | grab | rock | samples from underground and drill core | Qinling Orogen |  |  |  | ore |  | mineralisation | unknown | sphalerite | Sp3 |  |  | Reddish brown-yellowish brown |  |  | ankerite, quartz, pyrite, calcite, galena |  | LA-ICPMS | New Wave Research 193 nm ArF Excimer laser ablation system, paired with a Thermo Scientific 318 iCAP RQ quadrupole inductively coupled plasma mass spectrometer | Guangzhou Tuoyan Analytical Technology Co., Ltd., Guangzhou, China | 3.5 J/cm², with a repetition rate of 6 Hz and a spot diameter of 30 μm. Each analysis included a 45-second period for laser ablation followed by a 40-second background measurement | NIST SRM610, NIST SRM610, MASS-1, SRM612, GE8 | 43.5171 | [19 empty] | 3891.5494 | [5 empty] | 106.3229 | [5 empty] | 264.5791 | [9 empty] | 31799.2261 |  | 147.9434 |  |  |  | 11.2842 |  |  |  | 686.9684 |  |  |  | -99999 | [13 empty] | 109915.1696 | [15 empty] | 28.2397 | [15 empty] | 195807.1693 |  | 14.3857 | [9 empty] | 1.9632 | [32 empty] | 2025 | Lihao Sun, Xi Chen, Yi Zheng, Shixin Zhang, Fangcheng Pu, Yihan Wu, Jiajian Lu, Kai Ou, Yan Li, Pengpeng Yu, Critical metals Ga and Ge enrichment in the last-stage and low-temperature sphalerite from the Guojiagou Zn-Pb deposit, western Qinling Orogen, NW China, Ore Geology Reviews, Volume 179, 2025, 106494, https://doi.org/10.1016/j.oregeorev.2025.106494. |  | CHN |  | 106.0885 | 33.8613 | [5 empty] | Highly uncertain location; found on Mindat.org |  |  |  | 2025-03-27
| Guojiagou |  | Basin hydrothermal | Sediment-hosted | Irish-type sediment-hosted zinc-lead | Zn, Pb | Ga, Ge, In | Zn, Pb, Ga, Ge, In | Sun et al., 2025 |  | GJ-S1-3J-1 | GJ-S1-3J-1@2 | unknown | Guojiagou |  |  |  | unknown | hand specimen | grab | rock | samples from underground and drill core | Qinling Orogen |  |  |  | ore |  | mineralisation | unknown | sphalerite | Sp3 |  |  | Reddish brown-yellowish brown |  |  | ankerite, quartz, pyrite, calcite, galena |  | LA-ICPMS | New Wave Research 193 nm ArF Excimer laser ablation system, paired with a Thermo Scientific 318 iCAP RQ quadrupole inductively coupled plasma mass spectrometer | Guangzhou Tuoyan Analytical Technology Co., Ltd., Guangzhou, China | 3.5 J/cm², with a repetition rate of 6 Hz and a spot diameter of 30 μm. Each analysis included a 45-second period for laser ablation followed by a 40-second background measurement | NIST SRM610, NIST SRM610, MASS-1, SRM612, GE8 | 37.3184 | [19 empty] | 3712.8315 | [5 empty] | 99.3813 | [5 empty] | 424.6469 | [9 empty] | 31217.9875 |  | 38.2291 |  |  |  | 17.7246 |  |  |  | 683.7369 |  |  |  | -99999 | [13 empty] | 133504.3088 | [15 empty] | 737.0018 | [15 empty] | 187599.0853 |  | 17.1203 | [9 empty] | 1.3336 | [32 empty] | 2025 | Lihao Sun, Xi Chen, Yi Zheng, Shixin Zhang, Fangcheng Pu, Yihan Wu, Jiajian Lu, Kai Ou, Yan Li, Pengpeng Yu, Critical metals Ga and Ge enrichment in the last-stage and low-temperature sphalerite from the Guojiagou Zn-Pb deposit, western Qinling Orogen, NW China, Ore Geology Reviews, Volume 179, 2025, 106494, https://doi.org/10.1016/j.oregeorev.2025.106494. |  | CHN |  | 106.0885 | 33.8613 | [5 empty] | Highly uncertain location; found on Mindat.org |  |  |  | 2025-03-27
| Guojiagou |  | Basin hydrothermal | Sediment-hosted | Irish-type sediment-hosted zinc-lead | Zn, Pb | Ga, Ge, In | Zn, Pb, Ga, Ge, In | Sun et al., 2025 |  | GJ-S1-3J-1 | GJ-S1-3J-1@3 | unknown | Guojiagou |  |  |  | unknown | hand specimen | grab | rock | samples from underground and drill core | Qinling Orogen |  |  |  | ore |  | mineralisation | unknown | sphalerite | Sp3 |  |  | Reddish brown-yellowish brown |  |  | ankerite, quartz, pyrite, calcite, galena |  | LA-ICPMS | New Wave Research 193 nm ArF Excimer laser ablation system, paired with a Thermo Scientific 318 iCAP RQ quadrupole inductively coupled plasma mass spectrometer | Guangzhou Tuoyan Analytical Technology Co., Ltd., Guangzhou, China | 3.5 J/cm², with a repetition rate of 6 Hz and a spot diameter of 30 μm. Each analysis included a 45-second period for laser ablation followed by a 40-second background measurement | NIST SRM610, NIST SRM610, MASS-1, SRM612, GE8 | 45.6791 | [19 empty] | 3597.9183 | [5 empty] | 97.2513 | [5 empty] | 759.5123 | [9 empty] | 29667.021 |  | 38.108 |  |  |  | 330.571 |  |  |  | 677.1167 |  |  |  | -99999 | [13 empty] | 128525.0108 | [15 empty] | 47.2275 | [15 empty] | 186695.9145 |  | 26.4641 | [9 empty] | 1.2684 | [32 empty] | 2025 | Lihao Sun, Xi Chen, Yi Zheng, Shixin Zhang, Fangcheng Pu, Yihan Wu, Jiajian Lu, Kai Ou, Yan Li, Pengpeng Yu, Critical metals Ga and Ge enrichment in the last-stage and low-temperature sphalerite from the Guojiagou Zn-Pb deposit, western Qinling Orogen, NW China, Ore Geology Reviews, Volume 179, 2025, 106494, https://doi.org/10.1016/j.oregeorev.2025.106494. |  | CHN |  | 106.0885 | 33.8613 | [5 empty] | Highly uncertain location; found on Mindat.org |  |  |  | 2025-03-27
| Guojiagou |  | Basin hydrothermal | Sediment-hosted | Irish-type sediment-hosted zinc-lead | Zn, Pb | Ga, Ge, In | Zn, Pb, Ga, Ge, In | Sun et al., 2025 |  | GJ-S1-3J-1 | GJ-S1-3J-1@4 | unknown | Guojiagou |  |  |  | unknown | hand specimen | grab | rock | samples from underground and drill core | Qinling Orogen |  |  |  | ore |  | mineralisation | unknown | sphalerite | Sp3 |  |  | Reddish brown-yellowish brown |  |  | ankerite, quartz, pyrite, calcite, galena |  | LA-ICPMS | New Wave Research 193 nm ArF Excimer laser ablation system, paired with a Thermo Scientific 318 iCAP RQ quadrupole inductively coupled plasma mass spectrometer | Guangzhou Tuoyan Analytical Technology Co., Ltd., Guangzhou, China | 3.5 J/cm², with a repetition rate of 6 Hz and a spot diameter of 30 μm. Each analysis included a 45-second period for laser ablation followed by a 40-second background measurement | NIST SRM610, NIST SRM610, MASS-1, SRM612, GE8 | 55.0488 | [19 empty] | 3730.0534 | [5 empty] | 109.0732 | [5 empty] | 2433.3949 | [9 empty] | 30302.9736 |  | 36.5553 |  |  |  | 2.98 |  |  |  | 747.3648 |  |  |  | 0.013543 | [13 empty] | 141715.9393 | [15 empty] | 58.6883 | [15 empty] | 187444.3908 |  | 16.3796 | [9 empty] | 1.6591 | [32 empty] | 2025 | Lihao Sun, Xi Chen, Yi Zheng, Shixin Zhang, Fangcheng Pu, Yihan Wu, Jiajian Lu, Kai Ou, Yan Li, Pengpeng Yu, Critical metals Ga and Ge enrichment in the last-stage and low-temperature sphalerite from the Guojiagou Zn-Pb deposit, western Qinling Orogen, NW China, Ore Geology Reviews, Volume 179, 2025, 106494, https://doi.org/10.1016/j.oregeorev.2025.106494. |  | CHN |  | 106.0885 | 33.8613 | [5 empty] | Highly uncertain location; found on Mindat.org |  |  |  | 2025-03-27
| Guojiagou |  | Basin hydrothermal | Sediment-hosted | Irish-type sediment-hosted zinc-lead | Zn, Pb | Ga, Ge, In | Zn, Pb, Ga, Ge, In | Sun et al., 2025 |  | GJ-S1-3J-1 | GJ-S1-3J-1@5 | unknown | Guojiagou |  |  |  | unknown | hand specimen | grab | rock | samples from underground and drill core | Qinling Orogen |  |  |  | ore |  | mineralisation | unknown | sphalerite | Sp3 |  |  | Reddish brown-yellowish brown |  |  | ankerite, quartz, pyrite, calcite, galena |  | LA-ICPMS | New Wave Research 193 nm ArF Excimer laser ablation system, paired with a Thermo Scientific 318 iCAP RQ quadrupole inductively coupled plasma mass spectrometer | Guangzhou Tuoyan Analytical Technology Co., Ltd., Guangzhou, China | 3.5 J/cm², with a repetition rate of 6 Hz and a spot diameter of 30 μm. Each analysis included a 45-second period for laser ablation followed by a 40-second background measurement | NIST SRM610, NIST SRM610, MASS-1, SRM612, GE8 | 48.2062 | [19 empty] | 3688.5862 | [5 empty] | 121.9637 | [5 empty] | 684.0944 | [9 empty] | 32804.8057 |  | 77.7877 |  |  |  | 280.2511 |  |  |  | 707.3695 |  |  |  | 0.029253 | [13 empty] | 158364.5324 | [15 empty] | 14.3227 | [15 empty] | 189838.9003 |  | 35.8944 | [9 empty] | 8.4857 | [32 empty] | 2025 | Lihao Sun, Xi Chen, Yi Zheng, Shixin Zhang, Fangcheng Pu, Yihan Wu, Jiajian Lu, Kai Ou, Yan Li, Pengpeng Yu, Critical metals Ga and Ge enrichment in the last-stage and low-temperature sphalerite from the Guojiagou Zn-Pb deposit, western Qinling Orogen, NW China, Ore Geology Reviews, Volume 179, 2025, 106494, https://doi.org/10.1016/j.oregeorev.2025.106494. |  | CHN |  | 106.0885 | 33.8613 | [5 empty] | Highly uncertain location; found on Mindat.org |  |  |  | 2025-03-27
| Guojiagou |  | Basin hydrothermal | Sediment-hosted | Irish-type sediment-hosted zinc-lead | Zn, Pb | Ga, Ge, In | Zn, Pb, Ga, Ge, In | Sun et al., 2025 |  | GJ-S1-3J-1 | GJ-S1-3J-1@6 | unknown | Guojiagou |  |  |  | unknown | hand specimen | grab | rock | samples from underground and drill core | Qinling Orogen |  |  |  | ore |  | mineralisation | unknown | sphalerite | Sp3 |  |  | Reddish brown-yellowish brown |  |  | ankerite, quartz, pyrite, calcite, galena |  | LA-ICPMS | New Wave Research 193 nm ArF Excimer laser ablation system, paired with a Thermo Scientific 318 iCAP RQ quadrupole inductively coupled plasma mass spectrometer | Guangzhou Tuoyan Analytical Technology Co., Ltd., Guangzhou, China | 3.5 J/cm², with a repetition rate of 6 Hz and a spot diameter of 30 μm. Each analysis included a 45-second period for laser ablation followed by a 40-second background measurement | NIST SRM610, NIST SRM610, MASS-1, SRM612, GE8 | 53.5969 | [19 empty] | 3525.2604 | [5 empty] | 123.9334 | [5 empty] | 1146.1795 | [9 empty] | 29705.9188 |  | 21.6768 |  |  |  | 5.3874 |  |  |  | 565.1887 |  |  |  | -99999 | [13 empty] | 147408.8781 | [15 empty] | 82.7414 | [15 empty] | 189926.6098 |  | 39.8511 | [9 empty] | 5.7278 | [32 empty] | 2025 | Lihao Sun, Xi Chen, Yi Zheng, Shixin Zhang, Fangcheng Pu, Yihan Wu, Jiajian Lu, Kai Ou, Yan Li, Pengpeng Yu, Critical metals Ga and Ge enrichment in the last-stage and low-temperature sphalerite from the Guojiagou Zn-Pb deposit, western Qinling Orogen, NW China, Ore Geology Reviews, Volume 179, 2025, 106494, https://doi.org/10.1016/j.oregeorev.2025.106494. |  | CHN |  | 106.0885 | 33.8613 | [5 empty] | Highly uncertain location; found on Mindat.org |  |  |  | 2025-03-27
| Guojiagou |  | Basin hydrothermal | Sediment-hosted | Irish-type sediment-hosted zinc-lead | Zn, Pb | Ga, Ge, In | Zn, Pb, Ga, Ge, In | Sun et al., 2025 |  | GTG-1-2-1S | GTG-1-2-1S@1 | unknown | Guojiagou |  |  |  | unknown | hand specimen | grab | rock | samples from underground and drill core | Qinling Orogen |  |  |  | ore |  | mineralisation | unknown | sphalerite | Sp3 |  |  | Reddish brown-yellowish brown |  |  | ankerite, quartz, pyrite, calcite, galena |  | LA-ICPMS | New Wave Research 193 nm ArF Excimer laser ablation system, paired with a Thermo Scientific 318 iCAP RQ quadrupole inductively coupled plasma mass spectrometer | Guangzhou Tuoyan Analytical Technology Co., Ltd., Guangzhou, China | 3.5 J/cm², with a repetition rate of 6 Hz and a spot diameter of 30 μm. Each analysis included a 45-second period for laser ablation followed by a 40-second background measurement | NIST SRM610, NIST SRM610, MASS-1, SRM612, GE8 | 28.157 | [19 empty] | 3280.7606 | [5 empty] | 76.8666 | [5 empty] | 645.6095 | [9 empty] | 23692.0064 |  | 77.0984 |  |  |  | 63.4594 |  |  |  | 359.8537 |  |  |  | 0.23158 | [13 empty] | 150584.3964 | [15 empty] | 52.7809 | [15 empty] | 198808.0834 |  | 10.1463 | [9 empty] | 4.6897 | [32 empty] | 2025 | Lihao Sun, Xi Chen, Yi Zheng, Shixin Zhang, Fangcheng Pu, Yihan Wu, Jiajian Lu, Kai Ou, Yan Li, Pengpeng Yu, Critical metals Ga and Ge enrichment in the last-stage and low-temperature sphalerite from the Guojiagou Zn-Pb deposit, western Qinling Orogen, NW China, Ore Geology Reviews, Volume 179, 2025, 106494, https://doi.org/10.1016/j.oregeorev.2025.106494. |  | CHN |  | 106.0885 | 33.8613 | [5 empty] | Highly uncertain location; found on Mindat.org |  |  |  | 2025-03-27
| Guojiagou |  | Basin hydrothermal | Sediment-hosted | Irish-type sediment-hosted zinc-lead | Zn, Pb | Ga, Ge, In | Zn, Pb, Ga, Ge, In | Sun et al., 2025 |  | GTG-1-2-1S | GTG-1-2-1S@2 | unknown | Guojiagou |  |  |  | unknown | hand specimen | grab | rock | samples from underground and drill core | Qinling Orogen |  |  |  | ore |  | mineralisation | unknown | sphalerite | Sp3 |  |  | Reddish brown-yellowish brown |  |  | ankerite, quartz, pyrite, calcite, galena |  | LA-ICPMS | New Wave Research 193 nm ArF Excimer laser ablation system, paired with a Thermo Scientific 318 iCAP RQ quadrupole inductively coupled plasma mass spectrometer | Guangzhou Tuoyan Analytical Technology Co., Ltd., Guangzhou, China | 3.5 J/cm², with a repetition rate of 6 Hz and a spot diameter of 30 μm. Each analysis included a 45-second period for laser ablation followed by a 40-second background measurement | NIST SRM610, NIST SRM610, MASS-1, SRM612, GE8 | 28.4669 | [19 empty] | 3219.2299 | [5 empty] | 123.9069 | [5 empty] | 42.7882 | [9 empty] | 29408.5981 |  | 34.7894 |  |  |  | 621.5406 |  |  |  | 446.2365 |  |  |  | -99999 | [13 empty] | 214771.6765 | [15 empty] | 18.3082 | [15 empty] | 206917.0688 |  | 8.3062 | [9 empty] | 2.4848 | [32 empty] | 2025 | Lihao Sun, Xi Chen, Yi Zheng, Shixin Zhang, Fangcheng Pu, Yihan Wu, Jiajian Lu, Kai Ou, Yan Li, Pengpeng Yu, Critical metals Ga and Ge enrichment in the last-stage and low-temperature sphalerite from the Guojiagou Zn-Pb deposit, western Qinling Orogen, NW China, Ore Geology Reviews, Volume 179, 2025, 106494, https://doi.org/10.1016/j.oregeorev.2025.106494. |  | CHN |  | 106.0885 | 33.8613 | [5 empty] | Highly uncertain location; found on Mindat.org |  |  |  | 2025-03-27
| Guojiagou |  | Basin hydrothermal | Sediment-hosted | Irish-type sediment-hosted zinc-lead | Zn, Pb | Ga, Ge, In | Zn, Pb, Ga, Ge, In | Sun et al., 2025 |  | GTG-1-2-1S | GTG-1-2-1S@3 | unknown | Guojiagou |  |  |  | unknown | hand specimen | grab | rock | samples from underground and drill core | Qinling Orogen |  |  |  | ore |  | mineralisation | unknown | sphalerite | Sp3 |  |  | Reddish brown-yellowish brown |  |  | ankerite, quartz, pyrite, calcite, galena |  | LA-ICPMS | New Wave Research 193 nm ArF Excimer laser ablation system, paired with a Thermo Scientific 318 iCAP RQ quadrupole inductively coupled plasma mass spectrometer | Guangzhou Tuoyan Analytical Technology Co., Ltd., Guangzhou, China | 3.5 J/cm², with a repetition rate of 6 Hz and a spot diameter of 30 μm. Each analysis included a 45-second period for laser ablation followed by a 40-second background measurement | NIST SRM610, NIST SRM610, MASS-1, SRM612, GE8 | 36.1225 | [19 empty] | 3353.7043 | [5 empty] | 125.1412 | [5 empty] | 235.1665 | [9 empty] | 28020.2338 |  | 86.2513 |  |  |  | 118.4717 |  |  |  | 464.1916 |  |  |  | -99999 | [13 empty] | 213659.0813 | [15 empty] | 15.5753 | [15 empty] | 209236.6772 |  | 12.177 | [9 empty] | 2.975 | [32 empty] | 2025 | Lihao Sun, Xi Chen, Yi Zheng, Shixin Zhang, Fangcheng Pu, Yihan Wu, Jiajian Lu, Kai Ou, Yan Li, Pengpeng Yu, Critical metals Ga and Ge enrichment in the last-stage and low-temperature sphalerite from the Guojiagou Zn-Pb deposit, western Qinling Orogen, NW China, Ore Geology Reviews, Volume 179, 2025, 106494, https://doi.org/10.1016/j.oregeorev.2025.106494. |  | CHN |  | 106.0885 | 33.8613 | [5 empty] | Highly uncertain location; found on Mindat.org |  |  |  | 2025-03-27
| Guojiagou |  | Basin hydrothermal | Sediment-hosted | Irish-type sediment-hosted zinc-lead | Zn, Pb | Ga, Ge, In | Zn, Pb, Ga, Ge, In | Sun et al., 2025 |  | GTG-1-2-1S | GTG-1-2-1S@4 | unknown | Guojiagou |  |  |  | unknown | hand specimen | grab | rock | samples from underground and drill core | Qinling Orogen |  |  |  | ore |  | mineralisation | unknown | sphalerite | Sp3 |  |  | Reddish brown-yellowish brown |  |  | ankerite, quartz, pyrite, calcite, galena |  | LA-ICPMS | New Wave Research 193 nm ArF Excimer laser ablation system, paired with a Thermo Scientific 318 iCAP RQ quadrupole inductively coupled plasma mass spectrometer | Guangzhou Tuoyan Analytical Technology Co., Ltd., Guangzhou, China | 3.5 J/cm², with a repetition rate of 6 Hz and a spot diameter of 30 μm. Each analysis included a 45-second period for laser ablation followed by a 40-second background measurement | NIST SRM610, NIST SRM610, MASS-1, SRM612, GE8 | 51.9185 | [19 empty] | 3496.7454 | [5 empty] | 130.0877 | [5 empty] | 259.8827 | [9 empty] | 27137.9614 |  | 75.9625 |  |  |  | 25.2187 |  |  |  | 448.3521 |  |  |  | -99999 | [13 empty] | 218613.4087 | [15 empty] | 28.0822 | [15 empty] | 209676.5256 |  | 20.5213 | [9 empty] | 5.0407 | [32 empty] | 2025 | Lihao Sun, Xi Chen, Yi Zheng, Shixin Zhang, Fangcheng Pu, Yihan Wu, Jiajian Lu, Kai Ou, Yan Li, Pengpeng Yu, Critical metals Ga and Ge enrichment in the last-stage and low-temperature sphalerite from the Guojiagou Zn-Pb deposit, western Qinling Orogen, NW China, Ore Geology Reviews, Volume 179, 2025, 106494, https://doi.org/10.1016/j.oregeorev.2025.106494. |  | CHN |  | 106.0885 | 33.8613 | [5 empty] | Highly uncertain location; found on Mindat.org |  |  |  | 2025-03-27
| Guojiagou |  | Basin hydrothermal | Sediment-hosted | Irish-type sediment-hosted zinc-lead | Zn, Pb | Ga, Ge, In | Zn, Pb, Ga, Ge, In | Sun et al., 2025 |  | GTG-1-2-1S | GTG-1-2-1S@5 | unknown | Guojiagou |  |  |  | unknown | hand specimen | grab | rock | samples from underground and drill core | Qinling Orogen |  |  |  | ore |  | mineralisation | unknown | sphalerite | Sp3 |  |  | Reddish brown-yellowish brown |  |  | ankerite, quartz, pyrite, calcite, galena |  | LA-ICPMS | New Wave Research 193 nm ArF Excimer laser ablation system, paired with a Thermo Scientific 318 iCAP RQ quadrupole inductively coupled plasma mass spectrometer | Guangzhou Tuoyan Analytical Technology Co., Ltd., Guangzhou, China | 3.5 J/cm², with a repetition rate of 6 Hz and a spot diameter of 30 μm. Each analysis included a 45-second period for laser ablation followed by a 40-second background measurement | NIST SRM610, NIST SRM610, MASS-1, SRM612, GE8 | 123.4445 | [19 empty] | 3714.6164 | [5 empty] | 126.7449 | [5 empty] | 2791.8997 | [9 empty] | 31572.3539 |  | 233.9528 |  |  |  | 107.071 |  |  |  | 383.8864 |  |  |  | 0.57472 | [13 empty] | 154376.6837 | [15 empty] | 40.1724 | [15 empty] | 204876.9986 |  | 77.4654 | [9 empty] | 130.5851 | [32 empty] | 2025 | Lihao Sun, Xi Chen, Yi Zheng, Shixin Zhang, Fangcheng Pu, Yihan Wu, Jiajian Lu, Kai Ou, Yan Li, Pengpeng Yu, Critical metals Ga and Ge enrichment in the last-stage and low-temperature sphalerite from the Guojiagou Zn-Pb deposit, western Qinling Orogen, NW China, Ore Geology Reviews, Volume 179, 2025, 106494, https://doi.org/10.1016/j.oregeorev.2025.106494. |  | CHN |  | 106.0885 | 33.8613 | [5 empty] | Highly uncertain location; found on Mindat.org |  |  |  | 2025-03-27
| Guojiagou |  | Basin hydrothermal | Sediment-hosted | Irish-type sediment-hosted zinc-lead | Zn, Pb | Ga, Ge, In | Zn, Pb, Ga, Ge, In | Sun et al., 2025 |  | GTG-1-2-1S | GTG-1-2-1S@6 | unknown | Guojiagou |  |  |  | unknown | hand specimen | grab | rock | samples from underground and drill core | Qinling Orogen |  |  |  | ore |  | mineralisation | unknown | sphalerite | Sp3 |  |  | Reddish brown-yellowish brown |  |  | ankerite, quartz, pyrite, calcite, galena |  | LA-ICPMS | New Wave Research 193 nm ArF Excimer laser ablation system, paired with a Thermo Scientific 318 iCAP RQ quadrupole inductively coupled plasma mass spectrometer | Guangzhou Tuoyan Analytical Technology Co., Ltd., Guangzhou, China | 3.5 J/cm², with a repetition rate of 6 Hz and a spot diameter of 30 μm. Each analysis included a 45-second period for laser ablation followed by a 40-second background measurement | NIST SRM610, NIST SRM610, MASS-1, SRM612, GE8 | 33.2524 | [19 empty] | 3686.8199 | [5 empty] | 133.5781 | [5 empty] | 363.183 | [9 empty] | 25872.0789 |  | 22.7484 |  |  |  | 22.45 |  |  |  | 419.9256 |  |  |  | 0.038274 | [13 empty] | 192104.1312 | [15 empty] | 143.386 | [15 empty] | 209532.9227 |  | 10.2927 | [9 empty] | 3.4214 | [32 empty] | 2025 | Lihao Sun, Xi Chen, Yi Zheng, Shixin Zhang, Fangcheng Pu, Yihan Wu, Jiajian Lu, Kai Ou, Yan Li, Pengpeng Yu, Critical metals Ga and Ge enrichment in the last-stage and low-temperature sphalerite from the Guojiagou Zn-Pb deposit, western Qinling Orogen, NW China, Ore Geology Reviews, Volume 179, 2025, 106494, https://doi.org/10.1016/j.oregeorev.2025.106494. |  | CHN |  | 106.0885 | 33.8613 | [5 empty] | Highly uncertain location; found on Mindat.org |  |  |  | 2025-03-27