## Sheet1
Uploaded | deposit_name | deposit_local_id | deposit_environment | deposit_group | deposit_type | primary_commodities | secondary_commodities | all_commodities | deposit_source | sample_uid | sample_name | sample_local_id | feature_type | feature_name | feature_uid | top_depth_m | bottom_depth_m | sample_deposit_relation | sample_type | sampling_method | material_class | material_class_comments | province | strat_unit_name | strat_unit_uid | strat_grouping | earth_material_group | earth_material_qualifier | earth_material | metamorphic_grade | mineral | paragenetic_stage | mode_of_occurrence | texture | color | alteration | sample_description | associated_minerals | sample_preparation | analytical_method | instrument_type_model | laboratory_location/if reported | operating_conditions/if reported | standards_used/if reported | ag_ppm | ag_detection_limit | al_ppm | al_detection_limit | as_ppm | as_detection_limit | au_ppm | au_detection_limit | b_ppm | b_detection_limit | ba_ppm | ba_detection_limit | be_ppm | be_detection_limit | bi_ppm | bi_detection_limit | br_ppm | br_detection_limit | ca_ppm | ca_detection_limit | cd_ppm | cd_detection_limit | ce_ppm | ce_detection_limit | cl_ppm | cl_detection_limit | co_ppm | co_detection_limit | cr_ppm | cr_detection_limit | cs_ppm | cs_detection_limit | cu_ppm | cu_detection_limit | dy_ppm | dy_detection_limit | er_ppm | er_detection_limit | eu_ppm | eu_detection_limit | f_ppm | f_detection_limit | fe_ppm | fe_detection_limit | ga_ppm | ga_detection_limit | gd_ppm | gd_detection_limit | ge_ppm | ge_detection_limit | hf_ppm | hf_detection_limit | hg_ppm | hg_detection_limit | ho_ppm | ho_detection_limit | in_ppm | in_detection_limit | ir_ppm | ir_detection_limit | k_ppm | k_detection_limit | la_ppm | la_detection_limit | li_ppm | li_detection_limit | lu_ppm | lu_detection_limit | mg_ppm | mg_detection_limit | mn_ppm | mn_detection_limit | mo_ppm | mo_detection_limit | na_ppm | na_detection_limit | nb_ppm | nb_detection_limit | nd_ppm | nd_detection_limit | ni_ppm | ni_detection_limit | os_ppm | os_detection_limit | p_ppm | p_detection_limit | pb_ppm | pb_detection_limit | pd_ppm | pd_detection_limit | pr_ppm | pr_detection_limit | pt_ppm | pt_detection_limit | rb_ppm | rb_detection_limit | re_ppm | re_detection_limit | rh_ppm | rh_detection_limit | ru_ppm | ru_detection_limit | s_ppm | s_detection_limit | sb_ppm | sb_detection_limit | sc_ppm | sc_detection_limit | se_ppm | se_detection_limit | si_ppm | si_detection_limit | sm_ppm | sm_detection_limit | sn_ppm | sn_detection_limit | sr_ppm | sr_detection_limit | ta_ppm | ta_detection_limit | tb_ppm | tb_detection_limit | te_ppm | te_detection_limit | th_ppm | th_detection_limit | ti_ppm | ti_detection_limit | tl_ppm | tl_detection_limit | tm_ppm | tm_detection_limit | u_ppm | u_detection_limit | v_ppm | v_detection_limit | w_ppm | w_detection_limit | y_ppm | y_detection_limit | yb_ppm | yb_detection_limit | zn_ppm | zn_detection_limit | zr_ppm | zr_detection_limit | analysis_datetime | publication_date | sample_source | submitter | country | state | deposit_longitude_wgs84 | deposit_latitude_wgs84 | sample_longitude_wgs84 | sample_latitude_wgs84 | sample_easting | sample_northing | sample_utm_zone | sample_location_description | location_source | location_accuracy | comments | last_update
| Keketale |  | Seafloor hydrothermal | Volcanic-hosted massive sulfide (VMS) | VMS zinc-lead-silver | Pb, Zn | Ag | Pb, Zn, Ag | Yu et al., 2020 |  | Sp1 | [6 empty] | ore material | polished section | grab | mineral separate | [5 empty] | mineralisation |  |  |  | sphalerite | [6 empty] | pyrite, pyrrhotite, galena, chalcopyrite, calcite, quartz |  | EPMA | New Wave Research 193 nm Ar F Excimer laser ablation system coupled with Thermo Scientific i Cap RQ quadrupole Inductively coupled plasma mass Spectrometer (ICP-MS) | Guangzhou Tuoyan Testing Technology Co, Ltd., Guangzhou | The laser spot diameter is 30 µm, and the frequency is 6 Hz, with the energy density of 3.5 J/cm2. During the laser ablation process, helium gas is used as carrier gas and argon gas is used as compensation gas to adjust sensitivity. | NIST SRM610 | [147 empty] | 2024 | Liu, Y. et al. (2024), Metamorphism and remobilization of sphalerite from the Keketale VMS deposit, Ore Geology Reviews, 165, 105924 |  | CHN | Xinjiang
| Keketale |  | Seafloor hydrothermal | Volcanic-hosted massive sulfide (VMS) | VMS zinc-lead-silver | Pb, Zn | Ag | Pb, Zn, Ag | Yu et al., 2020 |  | 10KK-13@2-1 | [6 empty] | ore material | polished section | grab | mineral separate | [5 empty] | mineralisation |  |  |  | sphalerite | [6 empty] | pyrite, pyrrhotite, galena, chalcopyrite, calcite, quartz |  | EPMA | New Wave Research 193 nm Ar F Excimer laser ablation system coupled with Thermo Scientific i Cap RQ quadrupole Inductively coupled plasma mass Spectrometer (ICP-MS) | Guangzhou Tuoyan Testing Technology Co, Ltd., Guangzhou | The laser spot diameter is 30 µm, and the frequency is 6 Hz, with the energy density of 3.5 J/cm2. During the laser ablation process, helium gas is used as carrier gas and argon gas is used as compensation gas to adjust sensitivity. | NIST SRM610 | 0 |  |  |  | 510 | [9 empty] | 0.060362 | [5 empty] | 1560 | [5 empty] | 1.9145 | [5 empty] | 0 | [9 empty] | 75200 |  |  |  | 0 |  |  |  | 0 |  | 19.0118 |  |  |  | 0 | [9 empty] | 0 |  |  |  | 11790 | [15 empty] | 0 | [9 empty] | 0 | [5 empty] | 326230 |  | 0 | [9 empty] | 0 |  |  |  | 0 |  |  |  | 0 | [5 empty] | 0.071084 |  |  |  | 0.001904 | [9 empty] | 565970 |  |  |  |  | 2024 | Liu, Y. et al. (2024), Metamorphism and remobilization of sphalerite from the Keketale VMS deposit, Ore Geology Reviews, 165, 105924 |  | CHN | Xinjiang
| Keketale |  | Seafloor hydrothermal | Volcanic-hosted massive sulfide (VMS) | VMS zinc-lead-silver | Pb, Zn | Ag | Pb, Zn, Ag | Yu et al., 2020 |  | 10KK-13@2-4 | [6 empty] | ore material | polished section | grab | mineral separate | [5 empty] | mineralisation |  |  |  | sphalerite | [6 empty] | pyrite, pyrrhotite, galena, chalcopyrite, calcite, quartz |  | EPMA | New Wave Research 193 nm Ar F Excimer laser ablation system coupled with Thermo Scientific i Cap RQ quadrupole Inductively coupled plasma mass Spectrometer (ICP-MS) | Guangzhou Tuoyan Testing Technology Co, Ltd., Guangzhou | The laser spot diameter is 30 µm, and the frequency is 6 Hz, with the energy density of 3.5 J/cm2. During the laser ablation process, helium gas is used as carrier gas and argon gas is used as compensation gas to adjust sensitivity. | NIST SRM610 | 0 |  |  |  | 0 |  | 0.026261 | [7 empty] | 0.24305 | [5 empty] | 1570 | [5 empty] | 1.5173 | [5 empty] | 0 | [9 empty] | 75880 |  |  |  | 0 |  |  |  | 0 |  | 19.7469 |  |  |  | 0 | [13 empty] | 11180 |  | 0.019593 | [13 empty] | 0 | [9 empty] | 0 | [5 empty] | 330160 |  | 0 | [9 empty] | 0 |  |  |  | 0 |  |  |  | 0 | [5 empty] | 0.1261 | [7 empty] | 0 | [5 empty] | 566490 |  |  |  |  | 2024 | Liu, Y. et al. (2024), Metamorphism and remobilization of sphalerite from the Keketale VMS deposit, Ore Geology Reviews, 165, 105924 |  | CHN | Xinjiang
| Keketale |  | Seafloor hydrothermal | Volcanic-hosted massive sulfide (VMS) | VMS zinc-lead-silver | Pb, Zn | Ag | Pb, Zn, Ag | Yu et al., 2020 |  | 10KK-13@2-8 | [6 empty] | ore material | polished section | grab | mineral separate | [5 empty] | mineralisation |  |  |  | sphalerite | [6 empty] | pyrite, pyrrhotite, galena, chalcopyrite, calcite, quartz |  | EPMA | New Wave Research 193 nm Ar F Excimer laser ablation system coupled with Thermo Scientific i Cap RQ quadrupole Inductively coupled plasma mass Spectrometer (ICP-MS) | Guangzhou Tuoyan Testing Technology Co, Ltd., Guangzhou | The laser spot diameter is 30 µm, and the frequency is 6 Hz, with the energy density of 3.5 J/cm2. During the laser ablation process, helium gas is used as carrier gas and argon gas is used as compensation gas to adjust sensitivity. | NIST SRM610 | 0 |  |  |  | 160 |  | 0.049934 | [7 empty] | 0.40137 | [5 empty] | 1290 | [5 empty] | 1.6114 | [5 empty] | 0 | [9 empty] | 74020 |  | 0.79512 |  | 0 |  | 1.7419 |  | 0 |  | 21.2995 |  |  |  | 0 | [9 empty] | 0 |  |  |  | 11320 | [15 empty] | 0 | [9 empty] | 0 | [5 empty] | 338700 |  | 0 | [9 empty] | 0 | [7 empty] | 0 | [5 empty] | 1.0274 |  |  |  | 0.000484 |  | 0.3584 | [7 empty] | 570290 |  |  |  |  | 2024 | Liu, Y. et al. (2024), Metamorphism and remobilization of sphalerite from the Keketale VMS deposit, Ore Geology Reviews, 165, 105924 |  | CHN | Xinjiang
| Keketale |  | Seafloor hydrothermal | Volcanic-hosted massive sulfide (VMS) | VMS zinc-lead-silver | Pb, Zn | Ag | Pb, Zn, Ag | Yu et al., 2020 |  | 10KK-13@3-2 | [6 empty] | ore material | polished section | grab | mineral separate | [5 empty] | mineralisation |  |  |  | sphalerite | [6 empty] | pyrite, pyrrhotite, galena, chalcopyrite, calcite, quartz |  | EPMA | New Wave Research 193 nm Ar F Excimer laser ablation system coupled with Thermo Scientific i Cap RQ quadrupole Inductively coupled plasma mass Spectrometer (ICP-MS) | Guangzhou Tuoyan Testing Technology Co, Ltd., Guangzhou | The laser spot diameter is 30 µm, and the frequency is 6 Hz, with the energy density of 3.5 J/cm2. During the laser ablation process, helium gas is used as carrier gas and argon gas is used as compensation gas to adjust sensitivity. | NIST SRM610 | 0 |  |  |  | 510 |  | 0.056602 | [7 empty] | 0.19875 | [5 empty] | 1270 | [11 empty] | 0 | [9 empty] | 75330 |  |  |  | 0 |  |  |  | 0 |  | 19.9096 |  |  |  | 0 | [9 empty] | 0 |  |  |  | 11670 |  | 0 | [13 empty] | 0 | [15 empty] | 331310 |  | 0 | [9 empty] | 0 |  |  |  | 0 |  |  |  | 0 | [5 empty] | 0.43677 |  |  |  | 0 | [9 empty] | 565330 |  |  |  |  | 2024 | Liu, Y. et al. (2024), Metamorphism and remobilization of sphalerite from the Keketale VMS deposit, Ore Geology Reviews, 165, 105924 |  | CHN | Xinjiang
| Keketale |  | Seafloor hydrothermal | Volcanic-hosted massive sulfide (VMS) | VMS zinc-lead-silver | Pb, Zn | Ag | Pb, Zn, Ag | Yu et al., 2020 |  | 10KK-13@3-4 | [6 empty] | ore material | polished section | grab | mineral separate | [5 empty] | mineralisation |  |  |  | sphalerite | [6 empty] | pyrite, pyrrhotite, galena, chalcopyrite, calcite, quartz |  | EPMA | New Wave Research 193 nm Ar F Excimer laser ablation system coupled with Thermo Scientific i Cap RQ quadrupole Inductively coupled plasma mass Spectrometer (ICP-MS) | Guangzhou Tuoyan Testing Technology Co, Ltd., Guangzhou | The laser spot diameter is 30 µm, and the frequency is 6 Hz, with the energy density of 3.5 J/cm2. During the laser ablation process, helium gas is used as carrier gas and argon gas is used as compensation gas to adjust sensitivity. | NIST SRM610 | 0 |  |  |  | 650 |  | 0.050572 | [7 empty] | 0.30681 | [5 empty] | 1300 | [11 empty] | 0 | [9 empty] | 73250 | [7 empty] | 0 |  | 18.8103 |  |  |  | 0 | [9 empty] | 0 |  |  |  | 10570 |  | 0 | [13 empty] | 20 | [9 empty] | 0 | [5 empty] | 327190 |  | 0 | [9 empty] | 0 |  |  |  | 0 | [9 empty] | 0.2385 | [13 empty] | 570350 |  |  |  |  | 2024 | Liu, Y. et al. (2024), Metamorphism and remobilization of sphalerite from the Keketale VMS deposit, Ore Geology Reviews, 165, 105924 |  | CHN | Xinjiang
| Keketale |  | Seafloor hydrothermal | Volcanic-hosted massive sulfide (VMS) | VMS zinc-lead-silver | Pb, Zn | Ag | Pb, Zn, Ag | Yu et al., 2020 |  | 10KK-13@3-6 | [6 empty] | ore material | polished section | grab | mineral separate | [5 empty] | mineralisation |  |  |  | sphalerite | [6 empty] | pyrite, pyrrhotite, galena, chalcopyrite, calcite, quartz |  | EPMA | New Wave Research 193 nm Ar F Excimer laser ablation system coupled with Thermo Scientific i Cap RQ quadrupole Inductively coupled plasma mass Spectrometer (ICP-MS) | Guangzhou Tuoyan Testing Technology Co, Ltd., Guangzhou | The laser spot diameter is 30 µm, and the frequency is 6 Hz, with the energy density of 3.5 J/cm2. During the laser ablation process, helium gas is used as carrier gas and argon gas is used as compensation gas to adjust sensitivity. | NIST SRM610 | 0 |  |  |  | 0 |  | 0.079464 | [7 empty] | 0.17357 | [5 empty] | 1320 | [11 empty] | 0 | [9 empty] | 74060 |  |  |  | 0 |  |  |  | 0 |  | 18.9836 |  |  |  | 120 | [9 empty] | 0 |  |  |  | 10590 |  | 1.7367 | [13 empty] | 0 | [9 empty] | 0 | [5 empty] | 327260 |  | 0 | [9 empty] | 0 |  |  |  | 0 | [9 empty] | 0.22925 | [7 empty] | 0 | [5 empty] | 570080 |  |  |  |  | 2024 | Liu, Y. et al. (2024), Metamorphism and remobilization of sphalerite from the Keketale VMS deposit, Ore Geology Reviews, 165, 105924 |  | CHN | Xinjiang
| Keketale |  | Seafloor hydrothermal | Volcanic-hosted massive sulfide (VMS) | VMS zinc-lead-silver | Pb, Zn | Ag | Pb, Zn, Ag | Yu et al., 2020 |  | 10KK-13@4-1 | [6 empty] | ore material | polished section | grab | mineral separate | [5 empty] | mineralisation |  |  |  | sphalerite | [6 empty] | pyrite, pyrrhotite, galena, chalcopyrite, calcite, quartz |  | EPMA | New Wave Research 193 nm Ar F Excimer laser ablation system coupled with Thermo Scientific i Cap RQ quadrupole Inductively coupled plasma mass Spectrometer (ICP-MS) | Guangzhou Tuoyan Testing Technology Co, Ltd., Guangzhou | The laser spot diameter is 30 µm, and the frequency is 6 Hz, with the energy density of 3.5 J/cm2. During the laser ablation process, helium gas is used as carrier gas and argon gas is used as compensation gas to adjust sensitivity. | NIST SRM610 | 0 |  |  |  | 920 | [15 empty] | 1280 | [11 empty] | 0 | [9 empty] | 74550 |  |  |  | 0 |  |  |  | 0 |  | 21.6264 |  |  |  | 0 | [9 empty] | 0 |  |  |  | 10290 | [15 empty] | 210 | [9 empty] | 0 | [5 empty] | 332300 |  | 0 | [9 empty] | 20 |  |  |  | 0 | [9 empty] | 0.001353 |  |  |  | 0 |  |  |  | 0 | [5 empty] | 573960 |  |  |  |  | 2024 | Liu, Y. et al. (2024), Metamorphism and remobilization of sphalerite from the Keketale VMS deposit, Ore Geology Reviews, 165, 105924 |  | CHN | Xinjiang
| Keketale |  | Seafloor hydrothermal | Volcanic-hosted massive sulfide (VMS) | VMS zinc-lead-silver | Pb, Zn | Ag | Pb, Zn, Ag | Yu et al., 2020 |  | 10KK-13@4-3 | [6 empty] | ore material | polished section | grab | mineral separate | [5 empty] | mineralisation |  |  |  | sphalerite | [6 empty] | pyrite, pyrrhotite, galena, chalcopyrite, calcite, quartz |  | EPMA | New Wave Research 193 nm Ar F Excimer laser ablation system coupled with Thermo Scientific i Cap RQ quadrupole Inductively coupled plasma mass Spectrometer (ICP-MS) | Guangzhou Tuoyan Testing Technology Co, Ltd., Guangzhou | The laser spot diameter is 30 µm, and the frequency is 6 Hz, with the energy density of 3.5 J/cm2. During the laser ablation process, helium gas is used as carrier gas and argon gas is used as compensation gas to adjust sensitivity. | NIST SRM610 | 0 |  |  |  | 0 |  | 0.036057 | [7 empty] | 0.18853 | [5 empty] | 1110 | [11 empty] | 50 | [9 empty] | 65560 |  |  |  | 0 |  | 1.1239 |  | 0 |  | 19.7233 |  |  |  | 0 | [9 empty] | 0 |  |  |  | 9610 | [15 empty] | 0 | [9 empty] | 0 | [5 empty] | 331980 |  | 0 | [9 empty] | 0 |  |  |  | 0 |  |  |  | 0 | [5 empty] | 0.16015 |  |  |  | 0 | [9 empty] | 584400 |  |  |  |  | 2024 | Liu, Y. et al. (2024), Metamorphism and remobilization of sphalerite from the Keketale VMS deposit, Ore Geology Reviews, 165, 105924 |  | CHN | Xinjiang
| Keketale |  | Seafloor hydrothermal | Volcanic-hosted massive sulfide (VMS) | VMS zinc-lead-silver | Pb, Zn | Ag | Pb, Zn, Ag | Yu et al., 2020 |  | 10KK-13@4-9 | [6 empty] | ore material | polished section | grab | mineral separate | [5 empty] | mineralisation |  |  |  | sphalerite | [6 empty] | pyrite, pyrrhotite, galena, chalcopyrite, calcite, quartz |  | EPMA | New Wave Research 193 nm Ar F Excimer laser ablation system coupled with Thermo Scientific i Cap RQ quadrupole Inductively coupled plasma mass Spectrometer (ICP-MS) | Guangzhou Tuoyan Testing Technology Co, Ltd., Guangzhou | The laser spot diameter is 30 µm, and the frequency is 6 Hz, with the energy density of 3.5 J/cm2. During the laser ablation process, helium gas is used as carrier gas and argon gas is used as compensation gas to adjust sensitivity. | NIST SRM610 | 0 |  |  |  | 270 |  | 0.15058 | [7 empty] | 2.4552 | [5 empty] | 780 | [5 empty] | 5.0056 | [5 empty] | 0 | [9 empty] | 56230 |  |  |  | 0 |  | 1.4865 |  | 0 |  | 11.2936 |  |  |  | 0 | [9 empty] | 0 |  |  |  | 7690 | [9 empty] | 14.2865 | [5 empty] | 230 | [9 empty] | 0 | [5 empty] | 331310 |  | 0 | [9 empty] | 0 |  |  |  | 0 |  |  |  | 0 | [5 empty] | 0.44751 |  |  |  | 0 | [9 empty] | 595630 |  |  |  |  | 2024 | Liu, Y. et al. (2024), Metamorphism and remobilization of sphalerite from the Keketale VMS deposit, Ore Geology Reviews, 165, 105924 |  | CHN | Xinjiang
| Keketale |  | Seafloor hydrothermal | Volcanic-hosted massive sulfide (VMS) | VMS zinc-lead-silver | Pb, Zn | Ag | Pb, Zn, Ag | Yu et al., 2020 |  | 10KK-13@5-6 | [6 empty] | ore material | polished section | grab | mineral separate | [5 empty] | mineralisation |  |  |  | sphalerite | [6 empty] | pyrite, pyrrhotite, galena, chalcopyrite, calcite, quartz |  | EPMA | New Wave Research 193 nm Ar F Excimer laser ablation system coupled with Thermo Scientific i Cap RQ quadrupole Inductively coupled plasma mass Spectrometer (ICP-MS) | Guangzhou Tuoyan Testing Technology Co, Ltd., Guangzhou | The laser spot diameter is 30 µm, and the frequency is 6 Hz, with the energy density of 3.5 J/cm2. During the laser ablation process, helium gas is used as carrier gas and argon gas is used as compensation gas to adjust sensitivity. | NIST SRM610 | 0 |  |  |  | 720 | [9 empty] | 0.079746 | [5 empty] | 1390 | [11 empty] | 0 | [9 empty] | 75180 |  | 0.25634 |  | 0 |  |  |  | 0 |  | 18.3285 |  |  |  | 0 | [9 empty] | 0 |  |  |  | 11320 |  | 0 | [13 empty] | 0 | [9 empty] | 0 | [5 empty] | 331480 |  | 0 | [9 empty] | 0 |  |  |  | 0 |  |  |  | 0 | [5 empty] | 0.046414 | [13 empty] | 566460 |  |  |  |  | 2024 | Liu, Y. et al. (2024), Metamorphism and remobilization of sphalerite from the Keketale VMS deposit, Ore Geology Reviews, 165, 105924 |  | CHN | Xinjiang
| Keketale |  | Seafloor hydrothermal | Volcanic-hosted massive sulfide (VMS) | VMS zinc-lead-silver | Pb, Zn | Ag | Pb, Zn, Ag | Yu et al., 2020 |  | 10KK-13@5-7 | [6 empty] | ore material | polished section | grab | mineral separate | [5 empty] | mineralisation |  |  |  | sphalerite | [6 empty] | pyrite, pyrrhotite, galena, chalcopyrite, calcite, quartz |  | EPMA | New Wave Research 193 nm Ar F Excimer laser ablation system coupled with Thermo Scientific i Cap RQ quadrupole Inductively coupled plasma mass Spectrometer (ICP-MS) | Guangzhou Tuoyan Testing Technology Co, Ltd., Guangzhou | The laser spot diameter is 30 µm, and the frequency is 6 Hz, with the energy density of 3.5 J/cm2. During the laser ablation process, helium gas is used as carrier gas and argon gas is used as compensation gas to adjust sensitivity. | NIST SRM610 | 0 |  |  |  | 480 |  | 0.051464 | [7 empty] | 0.17606 | [5 empty] | 1320 | [11 empty] | 0 | [9 empty] | 73170 |  |  |  | 0 |  |  |  | 0 |  | 19.5028 |  |  |  | 80 | [9 empty] | 0 |  |  |  | 11260 |  | 0 | [13 empty] | 0 | [9 empty] | 0 | [5 empty] | 333670 |  | 0 | [9 empty] | 0 |  |  |  | 0 |  |  |  | 0 | [5 empty] | 0.11323 | [5 empty] | 0.055732 | [7 empty] | 571150 |  |  |  |  | 2024 | Liu, Y. et al. (2024), Metamorphism and remobilization of sphalerite from the Keketale VMS deposit, Ore Geology Reviews, 165, 105924 |  | CHN | Xinjiang
| Keketale |  | Seafloor hydrothermal | Volcanic-hosted massive sulfide (VMS) | VMS zinc-lead-silver | Pb, Zn | Ag | Pb, Zn, Ag | Yu et al., 2020 |  | 10KK-13@5-9 | [6 empty] | ore material | polished section | grab | mineral separate | [5 empty] | mineralisation |  |  |  | sphalerite | [6 empty] | pyrite, pyrrhotite, galena, chalcopyrite, calcite, quartz |  | EPMA | New Wave Research 193 nm Ar F Excimer laser ablation system coupled with Thermo Scientific i Cap RQ quadrupole Inductively coupled plasma mass Spectrometer (ICP-MS) | Guangzhou Tuoyan Testing Technology Co, Ltd., Guangzhou | The laser spot diameter is 30 µm, and the frequency is 6 Hz, with the energy density of 3.5 J/cm2. During the laser ablation process, helium gas is used as carrier gas and argon gas is used as compensation gas to adjust sensitivity. | NIST SRM610 | 0 |  |  |  | 0 | [15 empty] | 1380 | [11 empty] | 0 | [9 empty] | 81690 | [13 empty] | 0 | [13 empty] | 12750 | [15 empty] | 0 | [15 empty] | 330650 |  | 0 | [9 empty] | 0 | [27 empty] | 559880 |  |  |  |  | 2024 | Liu, Y. et al. (2024), Metamorphism and remobilization of sphalerite from the Keketale VMS deposit, Ore Geology Reviews, 165, 105924 |  | CHN | Xinjiang
| Keketale |  | Seafloor hydrothermal | Volcanic-hosted massive sulfide (VMS) | VMS zinc-lead-silver | Pb, Zn | Ag | Pb, Zn, Ag | Yu et al., 2020 |  | Sp2 | [6 empty] | ore material | polished section | grab | mineral separate | [5 empty] | mineralisation |  |  |  | sphalerite | [6 empty] | pyrite, pyrrhotite, galena, chalcopyrite, calcite, quartz |  | EPMA | New Wave Research 193 nm Ar F Excimer laser ablation system coupled with Thermo Scientific i Cap RQ quadrupole Inductively coupled plasma mass Spectrometer (ICP-MS) | Guangzhou Tuoyan Testing Technology Co, Ltd., Guangzhou | The laser spot diameter is 30 µm, and the frequency is 6 Hz, with the energy density of 3.5 J/cm2. During the laser ablation process, helium gas is used as carrier gas and argon gas is used as compensation gas to adjust sensitivity. | NIST SRM610 | [147 empty] | 2024 | Liu, Y. et al. (2024), Metamorphism and remobilization of sphalerite from the Keketale VMS deposit, Ore Geology Reviews, 165, 105924 |  | CHN | Xinjiang
| Keketale |  | Seafloor hydrothermal | Volcanic-hosted massive sulfide (VMS) | VMS zinc-lead-silver | Pb, Zn | Ag | Pb, Zn, Ag | Yu et al., 2020 |  | 10kk-01@2-6 | [6 empty] | ore material | polished section | grab | mineral separate | [5 empty] | mineralisation |  |  |  | sphalerite | [6 empty] | pyrite, pyrrhotite, galena, chalcopyrite, calcite, quartz |  | EPMA | New Wave Research 193 nm Ar F Excimer laser ablation system coupled with Thermo Scientific i Cap RQ quadrupole Inductively coupled plasma mass Spectrometer (ICP-MS) | Guangzhou Tuoyan Testing Technology Co, Ltd., Guangzhou | The laser spot diameter is 30 µm, and the frequency is 6 Hz, with the energy density of 3.5 J/cm2. During the laser ablation process, helium gas is used as carrier gas and argon gas is used as compensation gas to adjust sensitivity. | NIST SRM610 | 0 |  |  |  | 1050 | [15 empty] | 1290 | [11 empty] | 330 | [9 empty] | 88850 | [13 empty] | 0 | [13 empty] | 60330 | [15 empty] | 0 | [15 empty] | 337580 |  | 0 | [9 empty] | 0 | [27 empty] | 486320 |  |  |  |  | 2024 | Liu, Y. et al. (2024), Metamorphism and remobilization of sphalerite from the Keketale VMS deposit, Ore Geology Reviews, 165, 105924 |  | CHN | Xinjiang
| Keketale |  | Seafloor hydrothermal | Volcanic-hosted massive sulfide (VMS) | VMS zinc-lead-silver | Pb, Zn | Ag | Pb, Zn, Ag | Yu et al., 2020 |  | 10kk-01@2-7 | [6 empty] | ore material | polished section | grab | mineral separate | [5 empty] | mineralisation |  |  |  | sphalerite | [6 empty] | pyrite, pyrrhotite, galena, chalcopyrite, calcite, quartz |  | EPMA | New Wave Research 193 nm Ar F Excimer laser ablation system coupled with Thermo Scientific i Cap RQ quadrupole Inductively coupled plasma mass Spectrometer (ICP-MS) | Guangzhou Tuoyan Testing Technology Co, Ltd., Guangzhou | The laser spot diameter is 30 µm, and the frequency is 6 Hz, with the energy density of 3.5 J/cm2. During the laser ablation process, helium gas is used as carrier gas and argon gas is used as compensation gas to adjust sensitivity. | NIST SRM610 | 0 |  |  |  | 1040 | [15 empty] | 1410 | [11 empty] | 270 | [9 empty] | 86440 | [13 empty] | 40 | [13 empty] | 53500 | [15 empty] | 0 | [15 empty] | 333700 |  | 0 | [9 empty] | 20 | [27 empty] | 502850 |  |  |  |  | 2024 | Liu, Y. et al. (2024), Metamorphism and remobilization of sphalerite from the Keketale VMS deposit, Ore Geology Reviews, 165, 105924 |  | CHN | Xinjiang
| Keketale |  | Seafloor hydrothermal | Volcanic-hosted massive sulfide (VMS) | VMS zinc-lead-silver | Pb, Zn | Ag | Pb, Zn, Ag | Yu et al., 2020 |  | 10kk-01@2-11 | [6 empty] | ore material | polished section | grab | mineral separate | [5 empty] | mineralisation |  |  |  | sphalerite | [6 empty] | pyrite, pyrrhotite, galena, chalcopyrite, calcite, quartz |  | EPMA | New Wave Research 193 nm Ar F Excimer laser ablation system coupled with Thermo Scientific i Cap RQ quadrupole Inductively coupled plasma mass Spectrometer (ICP-MS) | Guangzhou Tuoyan Testing Technology Co, Ltd., Guangzhou | The laser spot diameter is 30 µm, and the frequency is 6 Hz, with the energy density of 3.5 J/cm2. During the laser ablation process, helium gas is used as carrier gas and argon gas is used as compensation gas to adjust sensitivity. | NIST SRM610 | 0 |  |  |  | 0 | [15 empty] | 1100 | [11 empty] | 140 | [9 empty] | 91590 | [13 empty] | 0 | [13 empty] | 58440 | [15 empty] | 0 | [15 empty] | 337980 |  | 0 | [9 empty] | 0 | [27 empty] | 491870 |  |  |  |  | 2024 | Liu, Y. et al. (2024), Metamorphism and remobilization of sphalerite from the Keketale VMS deposit, Ore Geology Reviews, 165, 105924 |  | CHN | Xinjiang
| Keketale |  | Seafloor hydrothermal | Volcanic-hosted massive sulfide (VMS) | VMS zinc-lead-silver | Pb, Zn | Ag | Pb, Zn, Ag | Yu et al., 2020 |  | 10kk-01@4-1 | [6 empty] | ore material | polished section | grab | mineral separate | [5 empty] | mineralisation |  |  |  | sphalerite | [6 empty] | pyrite, pyrrhotite, galena, chalcopyrite, calcite, quartz |  | EPMA | New Wave Research 193 nm Ar F Excimer laser ablation system coupled with Thermo Scientific i Cap RQ quadrupole Inductively coupled plasma mass Spectrometer (ICP-MS) | Guangzhou Tuoyan Testing Technology Co, Ltd., Guangzhou | The laser spot diameter is 30 µm, and the frequency is 6 Hz, with the energy density of 3.5 J/cm2. During the laser ablation process, helium gas is used as carrier gas and argon gas is used as compensation gas to adjust sensitivity. | NIST SRM610 | 0 |  |  |  | 0 | [15 empty] | 1260 | [11 empty] | 300 | [9 empty] | 95100 | [13 empty] | 0 | [13 empty] | 58020 | [15 empty] | 0 | [15 empty] | 332890 |  | 280 | [9 empty] | 40 | [27 empty] | 493910 |  |  |  |  | 2024 | Liu, Y. et al. (2024), Metamorphism and remobilization of sphalerite from the Keketale VMS deposit, Ore Geology Reviews, 165, 105924 |  | CHN | Xinjiang
| Keketale |  | Seafloor hydrothermal | Volcanic-hosted massive sulfide (VMS) | VMS zinc-lead-silver | Pb, Zn | Ag | Pb, Zn, Ag | Yu et al., 2020 |  | 10kk-01@4-3 | [6 empty] | ore material | polished section | grab | mineral separate | [5 empty] | mineralisation |  |  |  | sphalerite | [6 empty] | pyrite, pyrrhotite, galena, chalcopyrite, calcite, quartz |  | EPMA | New Wave Research 193 nm Ar F Excimer laser ablation system coupled with Thermo Scientific i Cap RQ quadrupole Inductively coupled plasma mass Spectrometer (ICP-MS) | Guangzhou Tuoyan Testing Technology Co, Ltd., Guangzhou | The laser spot diameter is 30 µm, and the frequency is 6 Hz, with the energy density of 3.5 J/cm2. During the laser ablation process, helium gas is used as carrier gas and argon gas is used as compensation gas to adjust sensitivity. | NIST SRM610 | 0 |  |  |  | 250 | [15 empty] | 1360 | [11 empty] | 280 | [9 empty] | 95190 | [13 empty] | 180 | [13 empty] | 60670 | [15 empty] | 230 | [15 empty] | 341160 |  | 0 | [9 empty] | 0 | [27 empty] | 490160 |  |  |  |  | 2024 | Liu, Y. et al. (2024), Metamorphism and remobilization of sphalerite from the Keketale VMS deposit, Ore Geology Reviews, 165, 105924 |  | CHN | Xinjiang
| Keketale |  | Seafloor hydrothermal | Volcanic-hosted massive sulfide (VMS) | VMS zinc-lead-silver | Pb, Zn | Ag | Pb, Zn, Ag | Yu et al., 2020 |  | 10kk-01@4-5 | [6 empty] | ore material | polished section | grab | mineral separate | [5 empty] | mineralisation |  |  |  | sphalerite | [6 empty] | pyrite, pyrrhotite, galena, chalcopyrite, calcite, quartz |  | EPMA | New Wave Research 193 nm Ar F Excimer laser ablation system coupled with Thermo Scientific i Cap RQ quadrupole Inductively coupled plasma mass Spectrometer (ICP-MS) | Guangzhou Tuoyan Testing Technology Co, Ltd., Guangzhou | The laser spot diameter is 30 µm, and the frequency is 6 Hz, with the energy density of 3.5 J/cm2. During the laser ablation process, helium gas is used as carrier gas and argon gas is used as compensation gas to adjust sensitivity. | NIST SRM610 | 0 |  |  |  | 390 | [15 empty] | 1070 | [11 empty] | 150 | [9 empty] | 92160 | [13 empty] | 30 | [13 empty] | 55660 | [15 empty] | 0 | [15 empty] | 341740 |  | 0 | [9 empty] | 30 | [27 empty] | 493110 |  |  |  |  | 2024 | Liu, Y. et al. (2024), Metamorphism and remobilization of sphalerite from the Keketale VMS deposit, Ore Geology Reviews, 165, 105924 |  | CHN | Xinjiang
| Keketale |  | Seafloor hydrothermal | Volcanic-hosted massive sulfide (VMS) | VMS zinc-lead-silver | Pb, Zn | Ag | Pb, Zn, Ag | Yu et al., 2020 |  | 10kk-01@4-6 | [6 empty] | ore material | polished section | grab | mineral separate | [5 empty] | mineralisation |  |  |  | sphalerite | [6 empty] | pyrite, pyrrhotite, galena, chalcopyrite, calcite, quartz |  | EPMA | New Wave Research 193 nm Ar F Excimer laser ablation system coupled with Thermo Scientific i Cap RQ quadrupole Inductively coupled plasma mass Spectrometer (ICP-MS) | Guangzhou Tuoyan Testing Technology Co, Ltd., Guangzhou | The laser spot diameter is 30 µm, and the frequency is 6 Hz, with the energy density of 3.5 J/cm2. During the laser ablation process, helium gas is used as carrier gas and argon gas is used as compensation gas to adjust sensitivity. | NIST SRM610 | 0 |  |  |  | 0 | [15 empty] | 1430 | [11 empty] | 0 | [9 empty] | 96300 | [13 empty] | 350 | [13 empty] | 56220 | [15 empty] | 0 | [15 empty] | 337670 |  | 200 | [9 empty] | 0 | [27 empty] | 492730 |  |  |  |  | 2024 | Liu, Y. et al. (2024), Metamorphism and remobilization of sphalerite from the Keketale VMS deposit, Ore Geology Reviews, 165, 105924 |  | CHN | Xinjiang
| Keketale |  | Seafloor hydrothermal | Volcanic-hosted massive sulfide (VMS) | VMS zinc-lead-silver | Pb, Zn | Ag | Pb, Zn, Ag | Yu et al., 2020 |  | 10kk-01@4-8 | [6 empty] | ore material | polished section | grab | mineral separate | [5 empty] | mineralisation |  |  |  | sphalerite | [6 empty] | pyrite, pyrrhotite, galena, chalcopyrite, calcite, quartz |  | EPMA | New Wave Research 193 nm Ar F Excimer laser ablation system coupled with Thermo Scientific i Cap RQ quadrupole Inductively coupled plasma mass Spectrometer (ICP-MS) | Guangzhou Tuoyan Testing Technology Co, Ltd., Guangzhou | The laser spot diameter is 30 µm, and the frequency is 6 Hz, with the energy density of 3.5 J/cm2. During the laser ablation process, helium gas is used as carrier gas and argon gas is used as compensation gas to adjust sensitivity. | NIST SRM610 | 0 |  |  |  | 610 | [15 empty] | 1590 | [11 empty] | 0 | [9 empty] | 91710 | [13 empty] | 0 | [13 empty] | 57140 | [15 empty] | 0 | [15 empty] | 338000 |  | 100 | [9 empty] | 30 | [27 empty] | 493060 |  |  |  |  | 2024 | Liu, Y. et al. (2024), Metamorphism and remobilization of sphalerite from the Keketale VMS deposit, Ore Geology Reviews, 165, 105924 |  | CHN | Xinjiang
| Keketale |  | Seafloor hydrothermal | Volcanic-hosted massive sulfide (VMS) | VMS zinc-lead-silver | Pb, Zn | Ag | Pb, Zn, Ag | Yu et al., 2020 |  | 10kk-01@6-8 | [6 empty] | ore material | polished section | grab | mineral separate | [5 empty] | mineralisation |  |  |  | sphalerite | [6 empty] | pyrite, pyrrhotite, galena, chalcopyrite, calcite, quartz |  | EPMA | New Wave Research 193 nm Ar F Excimer laser ablation system coupled with Thermo Scientific i Cap RQ quadrupole Inductively coupled plasma mass Spectrometer (ICP-MS) | Guangzhou Tuoyan Testing Technology Co, Ltd., Guangzhou | The laser spot diameter is 30 µm, and the frequency is 6 Hz, with the energy density of 3.5 J/cm2. During the laser ablation process, helium gas is used as carrier gas and argon gas is used as compensation gas to adjust sensitivity. | NIST SRM610 | 0 |  |  |  | 1120 | [15 empty] | 1220 | [11 empty] | 0 | [9 empty] | 96190 | [13 empty] | 0 | [13 empty] | 53540 | [15 empty] | 0 | [15 empty] | 332160 |  | 0 | [9 empty] | 0 | [27 empty] | 487660 |  |  |  |  | 2024 | Liu, Y. et al. (2024), Metamorphism and remobilization of sphalerite from the Keketale VMS deposit, Ore Geology Reviews, 165, 105924 |  | CHN | Xinjiang
| Keketale |  | Seafloor hydrothermal | Volcanic-hosted massive sulfide (VMS) | VMS zinc-lead-silver | Pb, Zn | Ag | Pb, Zn, Ag | Yu et al., 2020 |  | 10KK-H@1-2 | [6 empty] | ore material | polished section | grab | mineral separate | [5 empty] | mineralisation |  |  |  | sphalerite | [6 empty] | pyrite, pyrrhotite, galena, chalcopyrite, calcite, quartz |  | EPMA | New Wave Research 193 nm Ar F Excimer laser ablation system coupled with Thermo Scientific i Cap RQ quadrupole Inductively coupled plasma mass Spectrometer (ICP-MS) | Guangzhou Tuoyan Testing Technology Co, Ltd., Guangzhou | The laser spot diameter is 30 µm, and the frequency is 6 Hz, with the energy density of 3.5 J/cm2. During the laser ablation process, helium gas is used as carrier gas and argon gas is used as compensation gas to adjust sensitivity. | NIST SRM610 | 0 |  |  |  | 170 |  | 0.004478 | [13 empty] | 1750 | [11 empty] | 0 | [9 empty] | 86450 |  | 0.48764 |  | 0 |  |  |  | 0 |  | 17.653 |  |  |  | 0 | [9 empty] | 0 |  |  |  | 47040 | [15 empty] | 0 | [9 empty] | 0 | [5 empty] | 337670 |  | 180 | [9 empty] | 10 |  |  |  | 0 |  |  |  | 0 | [5 empty] | 0.6291 | [13 empty] | 518650 |  |  |  |  | 2024 | Liu, Y. et al. (2024), Metamorphism and remobilization of sphalerite from the Keketale VMS deposit, Ore Geology Reviews, 165, 105924 |  | CHN | Xinjiang
| Keketale |  | Seafloor hydrothermal | Volcanic-hosted massive sulfide (VMS) | VMS zinc-lead-silver | Pb, Zn | Ag | Pb, Zn, Ag | Yu et al., 2020 |  | 10KK-H@1-3 | [6 empty] | ore material | polished section | grab | mineral separate | [5 empty] | mineralisation |  |  |  | sphalerite | [6 empty] | pyrite, pyrrhotite, galena, chalcopyrite, calcite, quartz |  | EPMA | New Wave Research 193 nm Ar F Excimer laser ablation system coupled with Thermo Scientific i Cap RQ quadrupole Inductively coupled plasma mass Spectrometer (ICP-MS) | Guangzhou Tuoyan Testing Technology Co, Ltd., Guangzhou | The laser spot diameter is 30 µm, and the frequency is 6 Hz, with the energy density of 3.5 J/cm2. During the laser ablation process, helium gas is used as carrier gas and argon gas is used as compensation gas to adjust sensitivity. | NIST SRM610 | 0 |  |  |  | 890 | [15 empty] | 1010 | [11 empty] | 0 | [9 empty] | 81950 | [13 empty] | 100 | [13 empty] | 46780 | [15 empty] | 0 | [15 empty] | 330190 |  | 0 | [9 empty] | 0 | [27 empty] | 523500 |  |  |  |  | 2024 | Liu, Y. et al. (2024), Metamorphism and remobilization of sphalerite from the Keketale VMS deposit, Ore Geology Reviews, 165, 105924 |  | CHN | Xinjiang
| Keketale |  | Seafloor hydrothermal | Volcanic-hosted massive sulfide (VMS) | VMS zinc-lead-silver | Pb, Zn | Ag | Pb, Zn, Ag | Yu et al., 2020 |  | 10KK-H@2-1 | [6 empty] | ore material | polished section | grab | mineral separate | [5 empty] | mineralisation |  |  |  | sphalerite | [6 empty] | pyrite, pyrrhotite, galena, chalcopyrite, calcite, quartz |  | EPMA | New Wave Research 193 nm Ar F Excimer laser ablation system coupled with Thermo Scientific i Cap RQ quadrupole Inductively coupled plasma mass Spectrometer (ICP-MS) | Guangzhou Tuoyan Testing Technology Co, Ltd., Guangzhou | The laser spot diameter is 30 µm, and the frequency is 6 Hz, with the energy density of 3.5 J/cm2. During the laser ablation process, helium gas is used as carrier gas and argon gas is used as compensation gas to adjust sensitivity. | NIST SRM610 | 0 |  |  |  | 1430 | [15 empty] | 1670 | [11 empty] | 0 | [9 empty] | 81220 | [13 empty] | 0 | [13 empty] | 34080 | [15 empty] | 0 | [15 empty] | 332120 |  | 0 | [9 empty] | 40 | [27 empty] | 530470 |  |  |  |  | 2024 | Liu, Y. et al. (2024), Metamorphism and remobilization of sphalerite from the Keketale VMS deposit, Ore Geology Reviews, 165, 105924 |  | CHN | Xinjiang
| Keketale |  | Seafloor hydrothermal | Volcanic-hosted massive sulfide (VMS) | VMS zinc-lead-silver | Pb, Zn | Ag | Pb, Zn, Ag | Yu et al., 2020 |  | 10KK-H@2-3 | [6 empty] | ore material | polished section | grab | mineral separate | [5 empty] | mineralisation |  |  |  | sphalerite | [6 empty] | pyrite, pyrrhotite, galena, chalcopyrite, calcite, quartz |  | EPMA | New Wave Research 193 nm Ar F Excimer laser ablation system coupled with Thermo Scientific i Cap RQ quadrupole Inductively coupled plasma mass Spectrometer (ICP-MS) | Guangzhou Tuoyan Testing Technology Co, Ltd., Guangzhou | The laser spot diameter is 30 µm, and the frequency is 6 Hz, with the energy density of 3.5 J/cm2. During the laser ablation process, helium gas is used as carrier gas and argon gas is used as compensation gas to adjust sensitivity. | NIST SRM610 | 0 |  |  |  | 810 | [15 empty] | 1710 | [5 empty] | 1.1036 | [5 empty] | 0 | [9 empty] | 114380 |  | 1.201 |  | 0 |  | 1.3799 |  | 0.080195 |  | 24.2058 |  |  |  | 140 | [9 empty] | 0 |  |  |  | 62170 |  | 4.6076 | [13 empty] | 60 | [9 empty] | 0 | [5 empty] | 337940 |  | 0 | [9 empty] | 0 |  |  |  | 0 |  |  |  | 0 | [5 empty] | 0.42363 |  |  |  | 0.041437 |  |  |  | 0.15843 | [5 empty] | 454770 |  |  |  |  | 2024 | Liu, Y. et al. (2024), Metamorphism and remobilization of sphalerite from the Keketale VMS deposit, Ore Geology Reviews, 165, 105924 |  | CHN | Xinjiang
| Keketale |  | Seafloor hydrothermal | Volcanic-hosted massive sulfide (VMS) | VMS zinc-lead-silver | Pb, Zn | Ag | Pb, Zn, Ag | Yu et al., 2020 |  | Sp3 | [6 empty] | ore material | polished section | grab | mineral separate | [5 empty] | mineralisation |  |  |  | sphalerite | [6 empty] | pyrite, pyrrhotite, galena, chalcopyrite, calcite, quartz |  | EPMA | New Wave Research 193 nm Ar F Excimer laser ablation system coupled with Thermo Scientific i Cap RQ quadrupole Inductively coupled plasma mass Spectrometer (ICP-MS) | Guangzhou Tuoyan Testing Technology Co, Ltd., Guangzhou | The laser spot diameter is 30 µm, and the frequency is 6 Hz, with the energy density of 3.5 J/cm2. During the laser ablation process, helium gas is used as carrier gas and argon gas is used as compensation gas to adjust sensitivity. | NIST SRM610 | [147 empty] | 2024 | Liu, Y. et al. (2024), Metamorphism and remobilization of sphalerite from the Keketale VMS deposit, Ore Geology Reviews, 165, 105924 |  | CHN | Xinjiang
| Keketale |  | Seafloor hydrothermal | Volcanic-hosted massive sulfide (VMS) | VMS zinc-lead-silver | Pb, Zn | Ag | Pb, Zn, Ag | Yu et al., 2020 |  | 10KK-9@3-4 | [6 empty] | ore material | polished section | grab | mineral separate | [5 empty] | mineralisation |  |  |  | sphalerite | [6 empty] | pyrite, pyrrhotite, galena, chalcopyrite, calcite, quartz |  | EPMA | New Wave Research 193 nm Ar F Excimer laser ablation system coupled with Thermo Scientific i Cap RQ quadrupole Inductively coupled plasma mass Spectrometer (ICP-MS) | Guangzhou Tuoyan Testing Technology Co, Ltd., Guangzhou | The laser spot diameter is 30 µm, and the frequency is 6 Hz, with the energy density of 3.5 J/cm2. During the laser ablation process, helium gas is used as carrier gas and argon gas is used as compensation gas to adjust sensitivity. | NIST SRM610 | 0 |  |  |  | 620 |  | 0 | [13 empty] | 1260 | [11 empty] | 280 | [9 empty] | 71630 |  | 6.7301 |  | 0 |  | 1.4439 |  |  |  | 26.0049 |  |  |  | 0 | [9 empty] | 0 |  |  |  | 61620 | [15 empty] | 0 | [9 empty] | 0 | [5 empty] | 333410 |  | 0 | [9 empty] | 0 |  |  |  | 0 |  |  |  | 0.079871 | [5 empty] | 0.054094 |  |  |  | 0.013002 | [9 empty] | 514580 |  |  |  |  | 2024 | Liu, Y. et al. (2024), Metamorphism and remobilization of sphalerite from the Keketale VMS deposit, Ore Geology Reviews, 165, 105924 |  | CHN | Xinjiang
| Keketale |  | Seafloor hydrothermal | Volcanic-hosted massive sulfide (VMS) | VMS zinc-lead-silver | Pb, Zn | Ag | Pb, Zn, Ag | Yu et al., 2020 |  | 10KK-9@3-7 | [6 empty] | ore material | polished section | grab | mineral separate | [5 empty] | mineralisation |  |  |  | sphalerite | [6 empty] | pyrite, pyrrhotite, galena, chalcopyrite, calcite, quartz |  | EPMA | New Wave Research 193 nm Ar F Excimer laser ablation system coupled with Thermo Scientific i Cap RQ quadrupole Inductively coupled plasma mass Spectrometer (ICP-MS) | Guangzhou Tuoyan Testing Technology Co, Ltd., Guangzhou | The laser spot diameter is 30 µm, and the frequency is 6 Hz, with the energy density of 3.5 J/cm2. During the laser ablation process, helium gas is used as carrier gas and argon gas is used as compensation gas to adjust sensitivity. | NIST SRM610 | 0 |  |  |  | 780 | [15 empty] | 1440 | [11 empty] | 190 | [9 empty] | 73700 |  | 11.1803 | [5 empty] | 0.060378 |  | 26.7347 |  |  |  | 0 | [9 empty] | 0 |  |  |  | 56610 |  | 6.605 | [13 empty] | 0 | [9 empty] | 0 | [5 empty] | 340580 |  | 0 | [9 empty] | 0 |  |  |  | 0 |  |  |  | 0 | [5 empty] | 0.11659 |  |  |  | 0.048937 |  |  |  | 0.396 | [5 empty] | 508080 |  |  |  |  | 2024 | Liu, Y. et al. (2024), Metamorphism and remobilization of sphalerite from the Keketale VMS deposit, Ore Geology Reviews, 165, 105924 |  | CHN | Xinjiang
| Keketale |  | Seafloor hydrothermal | Volcanic-hosted massive sulfide (VMS) | VMS zinc-lead-silver | Pb, Zn | Ag | Pb, Zn, Ag | Yu et al., 2020 |  | 10KK-9@3-14 | [6 empty] | ore material | polished section | grab | mineral separate | [5 empty] | mineralisation |  |  |  | sphalerite | [6 empty] | pyrite, pyrrhotite, galena, chalcopyrite, calcite, quartz |  | EPMA | New Wave Research 193 nm Ar F Excimer laser ablation system coupled with Thermo Scientific i Cap RQ quadrupole Inductively coupled plasma mass Spectrometer (ICP-MS) | Guangzhou Tuoyan Testing Technology Co, Ltd., Guangzhou | The laser spot diameter is 30 µm, and the frequency is 6 Hz, with the energy density of 3.5 J/cm2. During the laser ablation process, helium gas is used as carrier gas and argon gas is used as compensation gas to adjust sensitivity. | NIST SRM610 | 0 |  |  |  | 440 | [9 empty] | 0.000187 | [5 empty] | 1130 | [11 empty] | 180 | [9 empty] | 74790 |  | 6.5408 |  | 0 |  |  |  | 0.020499 |  | 23.6467 |  |  |  | 230 | [9 empty] | 0 |  |  |  | 59320 |  | 0.37132 | [13 empty] | 0 | [9 empty] | 0 | [5 empty] | 338290 |  | 0 | [9 empty] | 0 |  |  |  | 0.004018 |  |  |  | 0 | [5 empty] | 0.029161 |  |  |  | 0.016709 |  |  |  | 0.037694 | [5 empty] | 519280 |  |  |  |  | 2024 | Liu, Y. et al. (2024), Metamorphism and remobilization of sphalerite from the Keketale VMS deposit, Ore Geology Reviews, 165, 105924 |  | CHN | Xinjiang
| Keketale |  | Seafloor hydrothermal | Volcanic-hosted massive sulfide (VMS) | VMS zinc-lead-silver | Pb, Zn | Ag | Pb, Zn, Ag | Yu et al., 2020 |  | 10KK-9@3-15 | [6 empty] | ore material | polished section | grab | mineral separate | [5 empty] | mineralisation |  |  |  | sphalerite | [6 empty] | pyrite, pyrrhotite, galena, chalcopyrite, calcite, quartz |  | EPMA | New Wave Research 193 nm Ar F Excimer laser ablation system coupled with Thermo Scientific i Cap RQ quadrupole Inductively coupled plasma mass Spectrometer (ICP-MS) | Guangzhou Tuoyan Testing Technology Co, Ltd., Guangzhou | The laser spot diameter is 30 µm, and the frequency is 6 Hz, with the energy density of 3.5 J/cm2. During the laser ablation process, helium gas is used as carrier gas and argon gas is used as compensation gas to adjust sensitivity. | NIST SRM610 | 0 |  |  |  | 80 | [15 empty] | 950 | [11 empty] | 170 | [9 empty] | 72490 |  | 6.5933 |  | 0 |  |  |  | 0 |  | 24.7211 |  |  |  | 240 | [9 empty] | 0 |  |  |  | 57270 |  | 0.018719 | [13 empty] | 170 | [9 empty] | 0 | [5 empty] | 342390 |  | 0 | [9 empty] | 0 |  |  |  | 0 |  |  |  | 0 | [5 empty] | 0.039636 | [7 empty] | 0 | [5 empty] | 520420 |  |  |  |  | 2024 | Liu, Y. et al. (2024), Metamorphism and remobilization of sphalerite from the Keketale VMS deposit, Ore Geology Reviews, 165, 105924 |  | CHN | Xinjiang
| Keketale |  | Seafloor hydrothermal | Volcanic-hosted massive sulfide (VMS) | VMS zinc-lead-silver | Pb, Zn | Ag | Pb, Zn, Ag | Yu et al., 2020 |  | 10KK-9@4-2 | [6 empty] | ore material | polished section | grab | mineral separate | [5 empty] | mineralisation |  |  |  | sphalerite | [6 empty] | pyrite, pyrrhotite, galena, chalcopyrite, calcite, quartz |  | EPMA | New Wave Research 193 nm Ar F Excimer laser ablation system coupled with Thermo Scientific i Cap RQ quadrupole Inductively coupled plasma mass Spectrometer (ICP-MS) | Guangzhou Tuoyan Testing Technology Co, Ltd., Guangzhou | The laser spot diameter is 30 µm, and the frequency is 6 Hz, with the energy density of 3.5 J/cm2. During the laser ablation process, helium gas is used as carrier gas and argon gas is used as compensation gas to adjust sensitivity. | NIST SRM610 | 0 |  |  |  | 0 |  | 0 | [7 empty] | 4.6e-05 | [5 empty] | 1050 | [11 empty] | 560 | [9 empty] | 74620 |  | 6.5148 |  | 0 |  |  |  | 0 |  | 23.7852 |  |  |  | 280 | [9 empty] | 0 |  |  |  | 63790 |  | 0 | [13 empty] | 0 | [9 empty] | 0 | [5 empty] | 339360 |  | 0 | [9 empty] | 140 |  |  |  | 0 |  |  |  | 0 | [9 empty] | 0 | [9 empty] | 513210 |  |  |  |  | 2024 | Liu, Y. et al. (2024), Metamorphism and remobilization of sphalerite from the Keketale VMS deposit, Ore Geology Reviews, 165, 105924 |  | CHN | Xinjiang
| Keketale |  | Seafloor hydrothermal | Volcanic-hosted massive sulfide (VMS) | VMS zinc-lead-silver | Pb, Zn | Ag | Pb, Zn, Ag | Yu et al., 2020 |  | 10KK-9@4-3 | [6 empty] | ore material | polished section | grab | mineral separate | [5 empty] | mineralisation |  |  |  | sphalerite | [6 empty] | pyrite, pyrrhotite, galena, chalcopyrite, calcite, quartz |  | EPMA | New Wave Research 193 nm Ar F Excimer laser ablation system coupled with Thermo Scientific i Cap RQ quadrupole Inductively coupled plasma mass Spectrometer (ICP-MS) | Guangzhou Tuoyan Testing Technology Co, Ltd., Guangzhou | The laser spot diameter is 30 µm, and the frequency is 6 Hz, with the energy density of 3.5 J/cm2. During the laser ablation process, helium gas is used as carrier gas and argon gas is used as compensation gas to adjust sensitivity. | NIST SRM610 | 0 |  |  |  | 0 |  | 0 | [13 empty] | 1250 | [11 empty] | 0 | [9 empty] | 76180 |  | 6.1706 |  | 0 |  |  |  | 0 |  | 23.6423 |  |  |  | 90 | [9 empty] | 0 |  |  |  | 61750 | [15 empty] | 0 | [9 empty] | 0 | [5 empty] | 335760 |  | 50 |  |  |  | 6.9088 | [5 empty] | 0 |  |  |  | 0 |  |  |  | 0 | [5 empty] | 0.02011 |  |  |  | 0 | [9 empty] | 516540 |  |  |  |  | 2024 | Liu, Y. et al. (2024), Metamorphism and remobilization of sphalerite from the Keketale VMS deposit, Ore Geology Reviews, 165, 105924 |  | CHN | Xinjiang
| Keketale |  | Seafloor hydrothermal | Volcanic-hosted massive sulfide (VMS) | VMS zinc-lead-silver | Pb, Zn | Ag | Pb, Zn, Ag | Yu et al., 2020 |  | 10KK-9@4-6 | [6 empty] | ore material | polished section | grab | mineral separate | [5 empty] | mineralisation |  |  |  | sphalerite | [6 empty] | pyrite, pyrrhotite, galena, chalcopyrite, calcite, quartz |  | EPMA | New Wave Research 193 nm Ar F Excimer laser ablation system coupled with Thermo Scientific i Cap RQ quadrupole Inductively coupled plasma mass Spectrometer (ICP-MS) | Guangzhou Tuoyan Testing Technology Co, Ltd., Guangzhou | The laser spot diameter is 30 µm, and the frequency is 6 Hz, with the energy density of 3.5 J/cm2. During the laser ablation process, helium gas is used as carrier gas and argon gas is used as compensation gas to adjust sensitivity. | NIST SRM610 | 0 |  |  |  | 0 |  | 0 | [13 empty] | 1430 | [11 empty] | 980 | [9 empty] | 71370 |  | 7.2225 | [5 empty] | 0 |  | 24.1439 |  |  |  | 160 | [9 empty] | 0 |  |  |  | 57690 | [15 empty] | 30 | [9 empty] | 0 | [5 empty] | 319320 |  | 0 | [9 empty] | 0 |  |  |  | 0 |  |  |  | 0 | [5 empty] | 0.030354 |  |  |  | 0 | [9 empty] | 474400 |  |  |  |  | 2024 | Liu, Y. et al. (2024), Metamorphism and remobilization of sphalerite from the Keketale VMS deposit, Ore Geology Reviews, 165, 105924 |  | CHN | Xinjiang
| Keketale |  | Seafloor hydrothermal | Volcanic-hosted massive sulfide (VMS) | VMS zinc-lead-silver | Pb, Zn | Ag | Pb, Zn, Ag | Yu et al., 2020 |  | 10KK-9@6-2 | [6 empty] | ore material | polished section | grab | mineral separate | [5 empty] | mineralisation |  |  |  | sphalerite | [6 empty] | pyrite, pyrrhotite, galena, chalcopyrite, calcite, quartz |  | EPMA | New Wave Research 193 nm Ar F Excimer laser ablation system coupled with Thermo Scientific i Cap RQ quadrupole Inductively coupled plasma mass Spectrometer (ICP-MS) | Guangzhou Tuoyan Testing Technology Co, Ltd., Guangzhou | The laser spot diameter is 30 µm, and the frequency is 6 Hz, with the energy density of 3.5 J/cm2. During the laser ablation process, helium gas is used as carrier gas and argon gas is used as compensation gas to adjust sensitivity. | NIST SRM610 | 0 |  |  |  | 0 |  | 0 | [13 empty] | 830 | [11 empty] | 0 | [9 empty] | 74250 |  | 6.1758 |  | 0 |  | 2.1887 |  | 0 |  | 23.7619 |  |  |  | 40 | [9 empty] | 0 |  |  |  | 60860 |  | 0.024004 | [13 empty] | 160 | [9 empty] | 0 | [5 empty] | 335290 |  | 0 | [9 empty] | 0 |  |  |  | 0 |  |  |  | 0 | [5 empty] | 0.03935 | [7 empty] | 0.007397 | [5 empty] | 515840 |  |  |  |  | 2024 | Liu, Y. et al. (2024), Metamorphism and remobilization of sphalerite from the Keketale VMS deposit, Ore Geology Reviews, 165, 105924 |  | CHN | Xinjiang
| Keketale |  | Seafloor hydrothermal | Volcanic-hosted massive sulfide (VMS) | VMS zinc-lead-silver | Pb, Zn | Ag | Pb, Zn, Ag | Yu et al., 2020 |  | 10KK-9@6-3 | [6 empty] | ore material | polished section | grab | mineral separate | [5 empty] | mineralisation |  |  |  | sphalerite | [6 empty] | pyrite, pyrrhotite, galena, chalcopyrite, calcite, quartz |  | EPMA | New Wave Research 193 nm Ar F Excimer laser ablation system coupled with Thermo Scientific i Cap RQ quadrupole Inductively coupled plasma mass Spectrometer (ICP-MS) | Guangzhou Tuoyan Testing Technology Co, Ltd., Guangzhou | The laser spot diameter is 30 µm, and the frequency is 6 Hz, with the energy density of 3.5 J/cm2. During the laser ablation process, helium gas is used as carrier gas and argon gas is used as compensation gas to adjust sensitivity. | NIST SRM610 | 0 |  |  |  | 140 |  | 0 | [13 empty] | 1130 | [11 empty] | 0 | [9 empty] | 75110 |  | 6.675 |  | 0 |  |  |  | 0 |  | 24.8779 |  |  |  | 180 | [9 empty] | 0 |  |  |  | 57020 |  | 0 | [13 empty] | 0 | [9 empty] | 0 | [5 empty] | 332570 |  | 0 | [9 empty] | 120 |  |  |  | 0 |  |  |  | 0 | [5 empty] | 0.05482 | [13 empty] | 516080 |  |  |  |  | 2024 | Liu, Y. et al. (2024), Metamorphism and remobilization of sphalerite from the Keketale VMS deposit, Ore Geology Reviews, 165, 105924 |  | CHN | Xinjiang
| Keketale |  | Seafloor hydrothermal | Volcanic-hosted massive sulfide (VMS) | VMS zinc-lead-silver | Pb, Zn | Ag | Pb, Zn, Ag | Yu et al., 2020 |  | 10KK-9@6-4 | [6 empty] | ore material | polished section | grab | mineral separate | [5 empty] | mineralisation |  |  |  | sphalerite | [6 empty] | pyrite, pyrrhotite, galena, chalcopyrite, calcite, quartz |  | EPMA | New Wave Research 193 nm Ar F Excimer laser ablation system coupled with Thermo Scientific i Cap RQ quadrupole Inductively coupled plasma mass Spectrometer (ICP-MS) | Guangzhou Tuoyan Testing Technology Co, Ltd., Guangzhou | The laser spot diameter is 30 µm, and the frequency is 6 Hz, with the energy density of 3.5 J/cm2. During the laser ablation process, helium gas is used as carrier gas and argon gas is used as compensation gas to adjust sensitivity. | NIST SRM610 | 0 |  |  |  | 0 | [15 empty] | 1500 | [11 empty] | 0 | [9 empty] | 80430 |  | 10.7913 |  | 0 |  | 1.4958 |  | 0 |  | 24.7484 |  |  |  | 30 | [9 empty] | 0 |  |  |  | 62320 |  | 3.4761 | [13 empty] | 130 | [9 empty] | 0 | [5 empty] | 336570 |  | 0 |  |  |  | 1.7798 | [5 empty] | 110 |  |  |  | 0 | [9 empty] | 0.23931 |  |  |  | 0.000642 |  |  |  | 0.41822 | [5 empty] | 505530 |  |  |  |  | 2024 | Liu, Y. et al. (2024), Metamorphism and remobilization of sphalerite from the Keketale VMS deposit, Ore Geology Reviews, 165, 105924 |  | CHN | Xinjiang
| Keketale |  | Seafloor hydrothermal | Volcanic-hosted massive sulfide (VMS) | VMS zinc-lead-silver | Pb, Zn | Ag | Pb, Zn, Ag | Yu et al., 2020 |  | 10KK-9@6-5 | [6 empty] | ore material | polished section | grab | mineral separate | [5 empty] | mineralisation |  |  |  | sphalerite | [6 empty] | pyrite, pyrrhotite, galena, chalcopyrite, calcite, quartz |  | EPMA | New Wave Research 193 nm Ar F Excimer laser ablation system coupled with Thermo Scientific i Cap RQ quadrupole Inductively coupled plasma mass Spectrometer (ICP-MS) | Guangzhou Tuoyan Testing Technology Co, Ltd., Guangzhou | The laser spot diameter is 30 µm, and the frequency is 6 Hz, with the energy density of 3.5 J/cm2. During the laser ablation process, helium gas is used as carrier gas and argon gas is used as compensation gas to adjust sensitivity. | NIST SRM610 | 0 |  |  |  | 0 | [15 empty] | 1260 | [11 empty] | 0 | [9 empty] | 77010 |  | 6.3872 |  | 0 |  | 1.5794 |  | 0 |  | 21.5772 |  |  |  | 90 | [9 empty] | 0 |  |  |  | 57520 | [15 empty] | 0 | [9 empty] | 0 | [5 empty] | 334310 |  | 40 |  |  |  | 3.5367 | [5 empty] | 0 |  |  |  | 0 |  |  |  | 0 | [5 empty] | 0.002755 |  |  |  | 0 |  |  |  | 0 | [5 empty] | 514340 |  |  |  |  | 2024 | Liu, Y. et al. (2024), Metamorphism and remobilization of sphalerite from the Keketale VMS deposit, Ore Geology Reviews, 165, 105924 |  | CHN | Xinjiang
| Keketale |  | Seafloor hydrothermal | Volcanic-hosted massive sulfide (VMS) | VMS zinc-lead-silver | Pb, Zn | Ag | Pb, Zn, Ag | Yu et al., 2020 |  | Sp4 | [6 empty] | ore material | polished section | grab | mineral separate | [5 empty] | mineralisation |  |  |  | sphalerite | [6 empty] | pyrite, pyrrhotite, galena, chalcopyrite, calcite, quartz |  | EPMA | New Wave Research 193 nm Ar F Excimer laser ablation system coupled with Thermo Scientific i Cap RQ quadrupole Inductively coupled plasma mass Spectrometer (ICP-MS) | Guangzhou Tuoyan Testing Technology Co, Ltd., Guangzhou | The laser spot diameter is 30 µm, and the frequency is 6 Hz, with the energy density of 3.5 J/cm2. During the laser ablation process, helium gas is used as carrier gas and argon gas is used as compensation gas to adjust sensitivity. | NIST SRM610 | [147 empty] | 2024 | Liu, Y. et al. (2024), Metamorphism and remobilization of sphalerite from the Keketale VMS deposit, Ore Geology Reviews, 165, 105924 |  | CHN | Xinjiang
| Keketale |  | Seafloor hydrothermal | Volcanic-hosted massive sulfide (VMS) | VMS zinc-lead-silver | Pb, Zn | Ag | Pb, Zn, Ag | Yu et al., 2020 |  | 10KK-13@1-2 | [6 empty] | ore material | polished section | grab | mineral separate | [5 empty] | mineralisation |  |  |  | sphalerite | [6 empty] | pyrite, pyrrhotite, galena, chalcopyrite, calcite, quartz |  | EPMA | New Wave Research 193 nm Ar F Excimer laser ablation system coupled with Thermo Scientific i Cap RQ quadrupole Inductively coupled plasma mass Spectrometer (ICP-MS) | Guangzhou Tuoyan Testing Technology Co, Ltd., Guangzhou | The laser spot diameter is 30 µm, and the frequency is 6 Hz, with the energy density of 3.5 J/cm2. During the laser ablation process, helium gas is used as carrier gas and argon gas is used as compensation gas to adjust sensitivity. | NIST SRM610 | 0 |  |  |  | 700 |  | 0.014285 | [7 empty] | 1.8973 | [5 empty] | 1500 | [5 empty] | 275.065 |  | 102.2186 |  |  |  | 20 | [9 empty] | 103430 |  | 0.77921 |  | 0 |  | 11.1292 |  | 0 |  | 15.1712 |  |  |  | 50 | [9 empty] | 0 |  |  |  | 4560 |  | 0 | [7 empty] | 57.3694 | [5 empty] | 110 | [9 empty] | 0 | [5 empty] | 327740 |  | 0 | [9 empty] | 30 | [7 empty] | 0 | [5 empty] | 1.3149 | [13 empty] | 542940 |  |  |  |  | 2024 | Liu, Y. et al. (2024), Metamorphism and remobilization of sphalerite from the Keketale VMS deposit, Ore Geology Reviews, 165, 105924 |  | CHN | Xinjiang
| Keketale |  | Seafloor hydrothermal | Volcanic-hosted massive sulfide (VMS) | VMS zinc-lead-silver | Pb, Zn | Ag | Pb, Zn, Ag | Yu et al., 2020 |  | 10KK-13@1-3 | [6 empty] | ore material | polished section | grab | mineral separate | [5 empty] | mineralisation |  |  |  | sphalerite | [6 empty] | pyrite, pyrrhotite, galena, chalcopyrite, calcite, quartz |  | EPMA | New Wave Research 193 nm Ar F Excimer laser ablation system coupled with Thermo Scientific i Cap RQ quadrupole Inductively coupled plasma mass Spectrometer (ICP-MS) | Guangzhou Tuoyan Testing Technology Co, Ltd., Guangzhou | The laser spot diameter is 30 µm, and the frequency is 6 Hz, with the energy density of 3.5 J/cm2. During the laser ablation process, helium gas is used as carrier gas and argon gas is used as compensation gas to adjust sensitivity. | NIST SRM610 | 0 |  |  |  | 700 |  | 0.11895 | [7 empty] | 0.76158 | [5 empty] | 1490 | [5 empty] | 8.0914 |  | 15.0304 |  |  |  | 0 | [9 empty] | 95240 |  |  |  | 0 |  | 2.8683 |  | 0 |  | 16.7389 |  |  |  | 130 | [9 empty] | 0 |  |  |  | 6910 |  | 0 | [7 empty] | 5.1238 | [5 empty] | 170 | [9 empty] | 0 | [5 empty] | 329900 |  | 40 | [9 empty] | 60 |  |  |  | 0 |  |  |  | 0 | [5 empty] | 0.13556 | [13 empty] | 551740 |  |  |  |  | 2024 | Liu, Y. et al. (2024), Metamorphism and remobilization of sphalerite from the Keketale VMS deposit, Ore Geology Reviews, 165, 105924 |  | CHN | Xinjiang
| Keketale |  | Seafloor hydrothermal | Volcanic-hosted massive sulfide (VMS) | VMS zinc-lead-silver | Pb, Zn | Ag | Pb, Zn, Ag | Yu et al., 2020 |  | kk-09@2-2 | [6 empty] | ore material | polished section | grab | mineral separate | [5 empty] | mineralisation |  |  |  | sphalerite | [6 empty] | pyrite, pyrrhotite, galena, chalcopyrite, calcite, quartz |  | EPMA | New Wave Research 193 nm Ar F Excimer laser ablation system coupled with Thermo Scientific i Cap RQ quadrupole Inductively coupled plasma mass Spectrometer (ICP-MS) | Guangzhou Tuoyan Testing Technology Co, Ltd., Guangzhou | The laser spot diameter is 30 µm, and the frequency is 6 Hz, with the energy density of 3.5 J/cm2. During the laser ablation process, helium gas is used as carrier gas and argon gas is used as compensation gas to adjust sensitivity. | NIST SRM610 | 0 |  |  |  | 750 | [15 empty] | 1510 | [11 empty] | 0 | [9 empty] | 96310 | [13 empty] | 150 | [13 empty] | 40790 | [15 empty] | 0 | [15 empty] | 335140 |  | 20 | [9 empty] | 0 | [27 empty] | 512310 |  |  |  |  | 2024 | Liu, Y. et al. (2024), Metamorphism and remobilization of sphalerite from the Keketale VMS deposit, Ore Geology Reviews, 165, 105924 |  | CHN | Xinjiang
| Keketale |  | Seafloor hydrothermal | Volcanic-hosted massive sulfide (VMS) | VMS zinc-lead-silver | Pb, Zn | Ag | Pb, Zn, Ag | Yu et al., 2020 |  | 10KK-12@1-1 | [6 empty] | ore material | polished section | grab | mineral separate | [5 empty] | mineralisation |  |  |  | sphalerite | [6 empty] | pyrite, pyrrhotite, galena, chalcopyrite, calcite, quartz |  | EPMA | New Wave Research 193 nm Ar F Excimer laser ablation system coupled with Thermo Scientific i Cap RQ quadrupole Inductively coupled plasma mass Spectrometer (ICP-MS) | Guangzhou Tuoyan Testing Technology Co, Ltd., Guangzhou | The laser spot diameter is 30 µm, and the frequency is 6 Hz, with the energy density of 3.5 J/cm2. During the laser ablation process, helium gas is used as carrier gas and argon gas is used as compensation gas to adjust sensitivity. | NIST SRM610 | 0 |  |  |  | 0 |  | 0 | [13 empty] | 820 | [5 empty] | 1.0268 | [5 empty] | 220 | [9 empty] | 80340 |  | 3.7445 |  | 0 |  | 1.217 |  | 0 |  | 18.9009 |  |  |  | 170 | [9 empty] | 0 |  |  |  | 22790 | [15 empty] | 0 | [9 empty] | 0 | [5 empty] | 334200 |  | 0 | [9 empty] | 0 |  |  |  | 0 |  |  |  | 0 | [5 empty] | 0 | [7 empty] | 0.005228 | [5 empty] | 553430 |  |  |  |  | 2024 | Liu, Y. et al. (2024), Metamorphism and remobilization of sphalerite from the Keketale VMS deposit, Ore Geology Reviews, 165, 105924 |  | CHN | Xinjiang
| Keketale |  | Seafloor hydrothermal | Volcanic-hosted massive sulfide (VMS) | VMS zinc-lead-silver | Pb, Zn | Ag | Pb, Zn, Ag | Yu et al., 2020 |  | 10KK-12@1-2 | [6 empty] | ore material | polished section | grab | mineral separate | [5 empty] | mineralisation |  |  |  | sphalerite | [6 empty] | pyrite, pyrrhotite, galena, chalcopyrite, calcite, quartz |  | EPMA | New Wave Research 193 nm Ar F Excimer laser ablation system coupled with Thermo Scientific i Cap RQ quadrupole Inductively coupled plasma mass Spectrometer (ICP-MS) | Guangzhou Tuoyan Testing Technology Co, Ltd., Guangzhou | The laser spot diameter is 30 µm, and the frequency is 6 Hz, with the energy density of 3.5 J/cm2. During the laser ablation process, helium gas is used as carrier gas and argon gas is used as compensation gas to adjust sensitivity. | NIST SRM610 | 0 |  |  |  | 480 |  | 0 | [7 empty] | 9.2e-05 | [5 empty] | 1420 | [5 empty] | 0.92963 | [5 empty] | 20 | [9 empty] | 85660 |  | 5.3952 |  | 0 |  | 1.3852 |  | 0 |  | 19.9051 |  |  |  | 0 | [9 empty] | 0 |  |  |  | 19930 | [15 empty] | 110 | [9 empty] | 0 | [5 empty] | 337490 |  | 0 | [9 empty] | 0 |  |  |  | 0 |  |  |  | 0 | [5 empty] | 0.13782 | [7 empty] | 0 | [5 empty] | 550510 |  |  |  |  | 2024 | Liu, Y. et al. (2024), Metamorphism and remobilization of sphalerite from the Keketale VMS deposit, Ore Geology Reviews, 165, 105924 |  | CHN | Xinjiang
| Keketale |  | Seafloor hydrothermal | Volcanic-hosted massive sulfide (VMS) | VMS zinc-lead-silver | Pb, Zn | Ag | Pb, Zn, Ag | Yu et al., 2020 |  | 10KK-12@2-2 | [6 empty] | ore material | polished section | grab | mineral separate | [5 empty] | mineralisation |  |  |  | sphalerite | [6 empty] | pyrite, pyrrhotite, galena, chalcopyrite, calcite, quartz |  | EPMA | New Wave Research 193 nm Ar F Excimer laser ablation system coupled with Thermo Scientific i Cap RQ quadrupole Inductively coupled plasma mass Spectrometer (ICP-MS) | Guangzhou Tuoyan Testing Technology Co, Ltd., Guangzhou | The laser spot diameter is 30 µm, and the frequency is 6 Hz, with the energy density of 3.5 J/cm2. During the laser ablation process, helium gas is used as carrier gas and argon gas is used as compensation gas to adjust sensitivity. | NIST SRM610 | 0 |  |  |  | 120 | [15 empty] | 1370 | [5 empty] | 1.0472 | [5 empty] | 0 | [9 empty] | 83680 |  | 6.2551 | [5 empty] | 0 |  | 24.525 |  |  |  | 0 | [9 empty] | 0 |  |  |  | 27320 |  | 0.12389 | [13 empty] | 0 | [9 empty] | 0 | [5 empty] | 338970 |  | 0 | [9 empty] | 0 |  |  |  | 0 | [9 empty] | 0 | [7 empty] | 0 | [5 empty] | 541760 |  |  |  |  | 2024 | Liu, Y. et al. (2024), Metamorphism and remobilization of sphalerite from the Keketale VMS deposit, Ore Geology Reviews, 165, 105924 |  | CHN | Xinjiang
| Keketale |  | Seafloor hydrothermal | Volcanic-hosted massive sulfide (VMS) | VMS zinc-lead-silver | Pb, Zn | Ag | Pb, Zn, Ag | Yu et al., 2020 |  | 10KK-L@6-13 | [6 empty] | ore material | polished section | grab | mineral separate | [5 empty] | mineralisation |  |  |  | sphalerite | [6 empty] | pyrite, pyrrhotite, galena, chalcopyrite, calcite, quartz |  | EPMA | New Wave Research 193 nm Ar F Excimer laser ablation system coupled with Thermo Scientific i Cap RQ quadrupole Inductively coupled plasma mass Spectrometer (ICP-MS) | Guangzhou Tuoyan Testing Technology Co, Ltd., Guangzhou | The laser spot diameter is 30 µm, and the frequency is 6 Hz, with the energy density of 3.5 J/cm2. During the laser ablation process, helium gas is used as carrier gas and argon gas is used as compensation gas to adjust sensitivity. | NIST SRM610 | 0 |  |  |  | 440 |  | 0 | [13 empty] | 1870 | [11 empty] | 270 | [9 empty] | 87210 |  | 0.79734 |  | 0 |  |  |  | 0 |  | 24.0309 |  |  |  | 0 | [9 empty] | 0 |  |  |  | 46840 |  | 0 | [13 empty] | 0 | [9 empty] | 0 | [5 empty] | 337120 |  | 0 | [9 empty] | 0 |  |  |  | 0 |  |  |  | 0 | [5 empty] | 0.093396 | [13 empty] | 513790 |  |  |  |  | 2024 | Liu, Y. et al. (2024), Metamorphism and remobilization of sphalerite from the Keketale VMS deposit, Ore Geology Reviews, 165, 105924 |  | CHN | Xinjiang
| Keketale |  | Seafloor hydrothermal | Volcanic-hosted massive sulfide (VMS) | VMS zinc-lead-silver | Pb, Zn | Ag | Pb, Zn, Ag | Yu et al., 2020 |  | 10KK-L@6-17 | [6 empty] | ore material | polished section | grab | mineral separate | [5 empty] | mineralisation |  |  |  | sphalerite | [6 empty] | pyrite, pyrrhotite, galena, chalcopyrite, calcite, quartz |  | EPMA | New Wave Research 193 nm Ar F Excimer laser ablation system coupled with Thermo Scientific i Cap RQ quadrupole Inductively coupled plasma mass Spectrometer (ICP-MS) | Guangzhou Tuoyan Testing Technology Co, Ltd., Guangzhou | The laser spot diameter is 30 µm, and the frequency is 6 Hz, with the energy density of 3.5 J/cm2. During the laser ablation process, helium gas is used as carrier gas and argon gas is used as compensation gas to adjust sensitivity. | NIST SRM610 | 0 |  |  |  | 380 | [15 empty] | 2280 | [11 empty] | 0 | [9 empty] | 84260 |  | 0.60817 |  | 0 |  |  |  | 0 |  | 25.9398 |  |  |  | 50 | [9 empty] | 0 |  |  |  | 44290 | [15 empty] | 10 | [9 empty] | 0 | [5 empty] | 339690 |  | 0 | [9 empty] | 0 |  |  |  | 0 |  |  |  | 0 | [5 empty] | 0.18577 | [7 empty] | 0 | [5 empty] | 518150 |  |  |  |  | 2024 | Liu, Y. et al. (2024), Metamorphism and remobilization of sphalerite from the Keketale VMS deposit, Ore Geology Reviews, 165, 105924 |  | CHN | Xinjiang
| Keketale |  | Seafloor hydrothermal | Volcanic-hosted massive sulfide (VMS) | VMS zinc-lead-silver | Pb, Zn | Ag | Pb, Zn, Ag | Yu et al., 2020 |  | 10kk-01@2-3 | [6 empty] | ore material | polished section | grab | mineral separate | [5 empty] | mineralisation |  |  |  | sphalerite | [6 empty] | pyrite, pyrrhotite, galena, chalcopyrite, calcite, quartz |  | EPMA | New Wave Research 193 nm Ar F Excimer laser ablation system coupled with Thermo Scientific i Cap RQ quadrupole Inductively coupled plasma mass Spectrometer (ICP-MS) | Guangzhou Tuoyan Testing Technology Co, Ltd., Guangzhou | The laser spot diameter is 30 µm, and the frequency is 6 Hz, with the energy density of 3.5 J/cm2. During the laser ablation process, helium gas is used as carrier gas and argon gas is used as compensation gas to adjust sensitivity. | NIST SRM610 | 0 |  |  |  | 950 | [15 empty] | 1010 | [11 empty] | 0 | [9 empty] | 91030 | [13 empty] | 0 | [13 empty] | 58530 | [15 empty] | 0 | [15 empty] | 335790 |  | 0 | [9 empty] | 50 | [27 empty] | 496130 |  |  |  |  | 2024 | Liu, Y. et al. (2024), Metamorphism and remobilization of sphalerite from the Keketale VMS deposit, Ore Geology Reviews, 165, 105924 |  | CHN | Xinjiang
| Keketale |  | Seafloor hydrothermal | Volcanic-hosted massive sulfide (VMS) | VMS zinc-lead-silver | Pb, Zn | Ag | Pb, Zn, Ag | Yu et al., 2020 |  | 10kk-01@4-11 | [6 empty] | ore material | polished section | grab | mineral separate | [5 empty] | mineralisation |  |  |  | sphalerite | [6 empty] | pyrite, pyrrhotite, galena, chalcopyrite, calcite, quartz |  | EPMA | New Wave Research 193 nm Ar F Excimer laser ablation system coupled with Thermo Scientific i Cap RQ quadrupole Inductively coupled plasma mass Spectrometer (ICP-MS) | Guangzhou Tuoyan Testing Technology Co, Ltd., Guangzhou | The laser spot diameter is 30 µm, and the frequency is 6 Hz, with the energy density of 3.5 J/cm2. During the laser ablation process, helium gas is used as carrier gas and argon gas is used as compensation gas to adjust sensitivity. | NIST SRM610 | 0 |  |  |  | 720 | [15 empty] | 1200 | [11 empty] | 0 | [9 empty] | 91390 | [13 empty] | 250 | [13 empty] | 55990 | [15 empty] | 540 | [15 empty] | 337960 |  | 0 | [9 empty] | 0 | [27 empty] | 504630 |  |  |  |  | 2024 | Liu, Y. et al. (2024), Metamorphism and remobilization of sphalerite from the Keketale VMS deposit, Ore Geology Reviews, 165, 105924 |  | CHN | Xinjiang
| Keketale |  | Seafloor hydrothermal | Volcanic-hosted massive sulfide (VMS) | VMS zinc-lead-silver | Pb, Zn | Ag | Pb, Zn, Ag | Yu et al., 2020 |  | Sp5 | [6 empty] | ore material | polished section | grab | mineral separate | [5 empty] | mineralisation |  |  |  | sphalerite | [6 empty] | pyrite, pyrrhotite, galena, chalcopyrite, calcite, quartz |  | EPMA | New Wave Research 193 nm Ar F Excimer laser ablation system coupled with Thermo Scientific i Cap RQ quadrupole Inductively coupled plasma mass Spectrometer (ICP-MS) | Guangzhou Tuoyan Testing Technology Co, Ltd., Guangzhou | The laser spot diameter is 30 µm, and the frequency is 6 Hz, with the energy density of 3.5 J/cm2. During the laser ablation process, helium gas is used as carrier gas and argon gas is used as compensation gas to adjust sensitivity. | NIST SRM610 | [147 empty] | 2024 | Liu, Y. et al. (2024), Metamorphism and remobilization of sphalerite from the Keketale VMS deposit, Ore Geology Reviews, 165, 105924 |  | CHN | Xinjiang
| Keketale |  | Seafloor hydrothermal | Volcanic-hosted massive sulfide (VMS) | VMS zinc-lead-silver | Pb, Zn | Ag | Pb, Zn, Ag | Yu et al., 2020 |  | kk-y@1-1 | [6 empty] | ore material | polished section | grab | mineral separate | [5 empty] | mineralisation |  |  |  | sphalerite | [6 empty] | pyrite, pyrrhotite, galena, chalcopyrite, calcite, quartz |  | EPMA | New Wave Research 193 nm Ar F Excimer laser ablation system coupled with Thermo Scientific i Cap RQ quadrupole Inductively coupled plasma mass Spectrometer (ICP-MS) | Guangzhou Tuoyan Testing Technology Co, Ltd., Guangzhou | The laser spot diameter is 30 µm, and the frequency is 6 Hz, with the energy density of 3.5 J/cm2. During the laser ablation process, helium gas is used as carrier gas and argon gas is used as compensation gas to adjust sensitivity. | NIST SRM610 | 0 |  |  |  | 1120 | [15 empty] | 1400 | [11 empty] | 0 | [9 empty] | 63370 | [13 empty] | 0 | [13 empty] | 510 | [15 empty] | 0 | [15 empty] | 331720 |  | 0 | [9 empty] | 0 | [27 empty] | 592210 |  |  |  |  | 2024 | Liu, Y. et al. (2024), Metamorphism and remobilization of sphalerite from the Keketale VMS deposit, Ore Geology Reviews, 165, 105924 |  | CHN | Xinjiang
| Keketale |  | Seafloor hydrothermal | Volcanic-hosted massive sulfide (VMS) | VMS zinc-lead-silver | Pb, Zn | Ag | Pb, Zn, Ag | Yu et al., 2020 |  | kk-y@1-3 | [6 empty] | ore material | polished section | grab | mineral separate | [5 empty] | mineralisation |  |  |  | sphalerite | [6 empty] | pyrite, pyrrhotite, galena, chalcopyrite, calcite, quartz |  | EPMA | New Wave Research 193 nm Ar F Excimer laser ablation system coupled with Thermo Scientific i Cap RQ quadrupole Inductively coupled plasma mass Spectrometer (ICP-MS) | Guangzhou Tuoyan Testing Technology Co, Ltd., Guangzhou | The laser spot diameter is 30 µm, and the frequency is 6 Hz, with the energy density of 3.5 J/cm2. During the laser ablation process, helium gas is used as carrier gas and argon gas is used as compensation gas to adjust sensitivity. | NIST SRM610 | 0 |  |  |  | 900 | [15 empty] | 1420 | [11 empty] | 30 | [9 empty] | 58290 | [13 empty] | 230 | [13 empty] | 540 | [15 empty] | 70 | [15 empty] | 329850 |  | 0 | [9 empty] | 330 | [27 empty] | 596510 |  |  |  |  | 2024 | Liu, Y. et al. (2024), Metamorphism and remobilization of sphalerite from the Keketale VMS deposit, Ore Geology Reviews, 165, 105924 |  | CHN | Xinjiang
| Keketale |  | Seafloor hydrothermal | Volcanic-hosted massive sulfide (VMS) | VMS zinc-lead-silver | Pb, Zn | Ag | Pb, Zn, Ag | Yu et al., 2020 |  | kk-y@2-4 | [6 empty] | ore material | polished section | grab | mineral separate | [5 empty] | mineralisation |  |  |  | sphalerite | [6 empty] | pyrite, pyrrhotite, galena, chalcopyrite, calcite, quartz |  | EPMA | New Wave Research 193 nm Ar F Excimer laser ablation system coupled with Thermo Scientific i Cap RQ quadrupole Inductively coupled plasma mass Spectrometer (ICP-MS) | Guangzhou Tuoyan Testing Technology Co, Ltd., Guangzhou | The laser spot diameter is 30 µm, and the frequency is 6 Hz, with the energy density of 3.5 J/cm2. During the laser ablation process, helium gas is used as carrier gas and argon gas is used as compensation gas to adjust sensitivity. | NIST SRM610 | 0 |  |  |  | 410 | [15 empty] | 1510 | [11 empty] | 0 | [9 empty] | 61230 | [13 empty] | 310 | [13 empty] | 680 | [15 empty] | 0 | [15 empty] | 331850 |  | 0 | [9 empty] | 0 | [27 empty] | 596070 |  |  |  |  | 2024 | Liu, Y. et al. (2024), Metamorphism and remobilization of sphalerite from the Keketale VMS deposit, Ore Geology Reviews, 165, 105924 |  | CHN | Xinjiang
| Keketale |  | Seafloor hydrothermal | Volcanic-hosted massive sulfide (VMS) | VMS zinc-lead-silver | Pb, Zn | Ag | Pb, Zn, Ag | Yu et al., 2020 |  | kk-y@3-2 | [6 empty] | ore material | polished section | grab | mineral separate | [5 empty] | mineralisation |  |  |  | sphalerite | [6 empty] | pyrite, pyrrhotite, galena, chalcopyrite, calcite, quartz |  | EPMA | New Wave Research 193 nm Ar F Excimer laser ablation system coupled with Thermo Scientific i Cap RQ quadrupole Inductively coupled plasma mass Spectrometer (ICP-MS) | Guangzhou Tuoyan Testing Technology Co, Ltd., Guangzhou | The laser spot diameter is 30 µm, and the frequency is 6 Hz, with the energy density of 3.5 J/cm2. During the laser ablation process, helium gas is used as carrier gas and argon gas is used as compensation gas to adjust sensitivity. | NIST SRM610 | 0 |  |  |  | 720 | [15 empty] | 980 | [11 empty] | 0 | [9 empty] | 62400 | [13 empty] | 0 | [13 empty] | 950 | [15 empty] | 0 | [15 empty] | 334120 |  | 110 | [9 empty] | 120 | [27 empty] | 593680 |  |  |  |  | 2024 | Liu, Y. et al. (2024), Metamorphism and remobilization of sphalerite from the Keketale VMS deposit, Ore Geology Reviews, 165, 105924 |  | CHN | Xinjiang
| Keketale |  | Seafloor hydrothermal | Volcanic-hosted massive sulfide (VMS) | VMS zinc-lead-silver | Pb, Zn | Ag | Pb, Zn, Ag | Yu et al., 2020 |  | kk-y@4-3 | [6 empty] | ore material | polished section | grab | mineral separate | [5 empty] | mineralisation |  |  |  | sphalerite | [6 empty] | pyrite, pyrrhotite, galena, chalcopyrite, calcite, quartz |  | EPMA | New Wave Research 193 nm Ar F Excimer laser ablation system coupled with Thermo Scientific i Cap RQ quadrupole Inductively coupled plasma mass Spectrometer (ICP-MS) | Guangzhou Tuoyan Testing Technology Co, Ltd., Guangzhou | The laser spot diameter is 30 µm, and the frequency is 6 Hz, with the energy density of 3.5 J/cm2. During the laser ablation process, helium gas is used as carrier gas and argon gas is used as compensation gas to adjust sensitivity. | NIST SRM610 | 0 |  |  |  | 1230 | [15 empty] | 1420 | [11 empty] | 0 | [9 empty] | 63650 | [13 empty] | 110 | [13 empty] | 1040 | [15 empty] | 0 | [15 empty] | 332630 |  | 10 | [9 empty] | 0 | [27 empty] | 590790 |  |  |  |  | 2024 | Liu, Y. et al. (2024), Metamorphism and remobilization of sphalerite from the Keketale VMS deposit, Ore Geology Reviews, 165, 105924 |  | CHN | Xinjiang
| Keketale |  | Seafloor hydrothermal | Volcanic-hosted massive sulfide (VMS) | VMS zinc-lead-silver | Pb, Zn | Ag | Pb, Zn, Ag | Yu et al., 2020 |  | 10KK-13@2-2 | [6 empty] | ore material | polished section | grab | mineral separate | [5 empty] | mineralisation |  |  |  | sphalerite | [6 empty] | pyrite, pyrrhotite, galena, chalcopyrite, calcite, quartz |  | LA-ICPMS | New Wave Research 193 nm Ar F Excimer laser ablation system coupled with Thermo Scientific i Cap RQ quadrupole Inductively coupled plasma mass Spectrometer (ICP-MS) | Guangzhou Tuoyan Testing Technology Co, Ltd., Guangzhou | The laser spot diameter is 30 µm, and the frequency is 6 Hz, with the energy density of 3.5 J/cm2. During the laser ablation process, helium gas is used as carrier gas and argon gas is used as compensation gas to adjust sensitivity. | NIST SRM610 | 6.1721 | [13 empty] | 0.25891 | [5 empty] | 1580.3779 | [5 empty] | 1.281 | [5 empty] | 30.5203 | [9 empty] | 61502.7888 |  |  |  | 0 |  |  |  | 0 |  | 19.6759 |  |  |  | 16.3127 | [9 empty] | 0 |  |  |  | 8817.5667 | [15 empty] | 34.6538 | [9 empty] | 0 | [5 empty] | 247310.9604 |  | 7.6506 | [13 empty] | 0 |  |  |  | 0 | [5 empty] | 0.089655 |  |  |  | 0 | [9 empty] | 571670 |  |  |  |  | 2024 | Liu, Y. et al. (2024), Metamorphism and remobilization of sphalerite from the Keketale VMS deposit, Ore Geology Reviews, 165, 105924 |  | CHN | Xinjiang
| Keketale |  | Seafloor hydrothermal | Volcanic-hosted massive sulfide (VMS) | VMS zinc-lead-silver | Pb, Zn | Ag | Pb, Zn, Ag | Yu et al., 2020 |  | 10KK-13@2-3 | [6 empty] | ore material | polished section | grab | mineral separate | [5 empty] | mineralisation |  |  |  | sphalerite | [6 empty] | pyrite, pyrrhotite, galena, chalcopyrite, calcite, quartz |  | LA-ICPMS | New Wave Research 193 nm Ar F Excimer laser ablation system coupled with Thermo Scientific i Cap RQ quadrupole Inductively coupled plasma mass Spectrometer (ICP-MS) | Guangzhou Tuoyan Testing Technology Co, Ltd., Guangzhou | The laser spot diameter is 30 µm, and the frequency is 6 Hz, with the energy density of 3.5 J/cm2. During the laser ablation process, helium gas is used as carrier gas and argon gas is used as compensation gas to adjust sensitivity. | NIST SRM610 | 6.7079 | [13 empty] | 0.23256 | [5 empty] | 1510.9371 | [5 empty] | 1.5093 | [5 empty] | 25.7648 | [9 empty] | 58881.9606 |  |  |  | 0 |  |  |  | 0 |  | 19.1807 |  |  |  | 16.1041 | [9 empty] | 0 |  |  |  | 8466.9679 | [15 empty] | 37.5607 | [9 empty] | 0 | [5 empty] | 242482.8488 |  | 8.905 | [13 empty] | 0 |  |  |  | 0 | [5 empty] | 0.09273 |  |  |  | 0 |  |  |  | 0 | [5 empty] | 571670 |  |  |  |  | 2024 | Liu, Y. et al. (2024), Metamorphism and remobilization of sphalerite from the Keketale VMS deposit, Ore Geology Reviews, 165, 105924 |  | CHN | Xinjiang
| Keketale |  | Seafloor hydrothermal | Volcanic-hosted massive sulfide (VMS) | VMS zinc-lead-silver | Pb, Zn | Ag | Pb, Zn, Ag | Yu et al., 2020 |  | 10KK-13@2-5 | [6 empty] | ore material | polished section | grab | mineral separate | [5 empty] | mineralisation |  |  |  | sphalerite | [6 empty] | pyrite, pyrrhotite, galena, chalcopyrite, calcite, quartz |  | LA-ICPMS | New Wave Research 193 nm Ar F Excimer laser ablation system coupled with Thermo Scientific i Cap RQ quadrupole Inductively coupled plasma mass Spectrometer (ICP-MS) | Guangzhou Tuoyan Testing Technology Co, Ltd., Guangzhou | The laser spot diameter is 30 µm, and the frequency is 6 Hz, with the energy density of 3.5 J/cm2. During the laser ablation process, helium gas is used as carrier gas and argon gas is used as compensation gas to adjust sensitivity. | NIST SRM610 | 6.3176 | [5 empty] | 0.019034 | [7 empty] | 0.1552 | [5 empty] | 1511.649 | [5 empty] | 0.98622 | [5 empty] | 36.357 | [9 empty] | 59533.8946 |  |  |  | 0 |  |  |  | 0 |  | 19.723 |  |  |  | 15.4464 | [13 empty] | 8536.5253 |  | 0 | [13 empty] | 32.5785 | [9 empty] | 0 | [5 empty] | 243642.192 |  | 7.5134 | [13 empty] | 0 | [9 empty] | 0.10608 | [7 empty] | -0.003666 | [5 empty] | 571670 |  |  |  |  | 2024 | Liu, Y. et al. (2024), Metamorphism and remobilization of sphalerite from the Keketale VMS deposit, Ore Geology Reviews, 165, 105924 |  | CHN | Xinjiang
| Keketale |  | Seafloor hydrothermal | Volcanic-hosted massive sulfide (VMS) | VMS zinc-lead-silver | Pb, Zn | Ag | Pb, Zn, Ag | Yu et al., 2020 |  | 10KK-13@2-9 | [6 empty] | ore material | polished section | grab | mineral separate | [5 empty] | mineralisation |  |  |  | sphalerite | [6 empty] | pyrite, pyrrhotite, galena, chalcopyrite, calcite, quartz |  | LA-ICPMS | New Wave Research 193 nm Ar F Excimer laser ablation system coupled with Thermo Scientific i Cap RQ quadrupole Inductively coupled plasma mass Spectrometer (ICP-MS) | Guangzhou Tuoyan Testing Technology Co, Ltd., Guangzhou | The laser spot diameter is 30 µm, and the frequency is 6 Hz, with the energy density of 3.5 J/cm2. During the laser ablation process, helium gas is used as carrier gas and argon gas is used as compensation gas to adjust sensitivity. | NIST SRM610 | 5.7171 | [5 empty] | 0.045139 | [7 empty] | 0.18337 | [5 empty] | 1463.8309 | [5 empty] | 1.7634 | [5 empty] | 26.9903 | [9 empty] | 57552.3773 |  |  |  | 0 |  |  |  | 0 |  | 18.832 |  |  |  | 14.3125 | [9 empty] | 0 |  |  |  | 8344.0402 | [15 empty] | 33.7542 | [9 empty] | 0 | [5 empty] | 245822.0235 |  | 8.7813 | [13 empty] | 0 |  |  |  | 0 | [5 empty] | 0.10559 | [13 empty] | 571670 |  |  |  |  | 2024 | Liu, Y. et al. (2024), Metamorphism and remobilization of sphalerite from the Keketale VMS deposit, Ore Geology Reviews, 165, 105924 |  | CHN | Xinjiang
| Keketale |  | Seafloor hydrothermal | Volcanic-hosted massive sulfide (VMS) | VMS zinc-lead-silver | Pb, Zn | Ag | Pb, Zn, Ag | Yu et al., 2020 |  | 10KK-13@3-1 | [6 empty] | ore material | polished section | grab | mineral separate | [5 empty] | mineralisation |  |  |  | sphalerite | [6 empty] | pyrite, pyrrhotite, galena, chalcopyrite, calcite, quartz |  | LA-ICPMS | New Wave Research 193 nm Ar F Excimer laser ablation system coupled with Thermo Scientific i Cap RQ quadrupole Inductively coupled plasma mass Spectrometer (ICP-MS) | Guangzhou Tuoyan Testing Technology Co, Ltd., Guangzhou | The laser spot diameter is 30 µm, and the frequency is 6 Hz, with the energy density of 3.5 J/cm2. During the laser ablation process, helium gas is used as carrier gas and argon gas is used as compensation gas to adjust sensitivity. | NIST SRM610 | 7.8901 | [5 empty] | 0.035454 | [7 empty] | 0.23286 | [5 empty] | 1354.6995 | [11 empty] | 29.2084 | [9 empty] | 54327.9879 |  |  |  | 0 |  |  |  | 0 |  | 18.2542 |  |  |  | 12.4161 | [9 empty] | 0 |  |  |  | 7061.2711 | [15 empty] | 42.9111 | [9 empty] | 0 | [5 empty] | 242632.2651 |  | 9.5773 | [13 empty] | 0 | [9 empty] | 0.13173 |  |  |  | 0 | [9 empty] | 571670 |  |  |  |  | 2024 | Liu, Y. et al. (2024), Metamorphism and remobilization of sphalerite from the Keketale VMS deposit, Ore Geology Reviews, 165, 105924 |  | CHN | Xinjiang
| Keketale |  | Seafloor hydrothermal | Volcanic-hosted massive sulfide (VMS) | VMS zinc-lead-silver | Pb, Zn | Ag | Pb, Zn, Ag | Yu et al., 2020 |  | 10KK-13@3-3 | [6 empty] | ore material | polished section | grab | mineral separate | [5 empty] | mineralisation |  |  |  | sphalerite | [6 empty] | pyrite, pyrrhotite, galena, chalcopyrite, calcite, quartz |  | LA-ICPMS | New Wave Research 193 nm Ar F Excimer laser ablation system coupled with Thermo Scientific i Cap RQ quadrupole Inductively coupled plasma mass Spectrometer (ICP-MS) | Guangzhou Tuoyan Testing Technology Co, Ltd., Guangzhou | The laser spot diameter is 30 µm, and the frequency is 6 Hz, with the energy density of 3.5 J/cm2. During the laser ablation process, helium gas is used as carrier gas and argon gas is used as compensation gas to adjust sensitivity. | NIST SRM610 | 8.4861 | [5 empty] | 0.086502 | [7 empty] | 0.20953 | [5 empty] | 1578.6636 | [11 empty] | 34.4327 | [9 empty] | 58839.6714 | [7 empty] | 0 |  | 19.6992 |  |  |  | 14.7892 | [9 empty] | 0 |  |  |  | 8054.7447 |  | 0 | [13 empty] | 45.2858 | [15 empty] | 244731.4913 |  | 9.7984 | [13 empty] | 0 |  |  |  | 0 | [5 empty] | 0.18278 | [13 empty] | 571670 |  |  |  |  | 2024 | Liu, Y. et al. (2024), Metamorphism and remobilization of sphalerite from the Keketale VMS deposit, Ore Geology Reviews, 165, 105924 |  | CHN | Xinjiang
| Keketale |  | Seafloor hydrothermal | Volcanic-hosted massive sulfide (VMS) | VMS zinc-lead-silver | Pb, Zn | Ag | Pb, Zn, Ag | Yu et al., 2020 |  | 10KK-13@3-8 | [6 empty] | ore material | polished section | grab | mineral separate | [5 empty] | mineralisation |  |  |  | sphalerite | [6 empty] | pyrite, pyrrhotite, galena, chalcopyrite, calcite, quartz |  | LA-ICPMS | New Wave Research 193 nm Ar F Excimer laser ablation system coupled with Thermo Scientific i Cap RQ quadrupole Inductively coupled plasma mass Spectrometer (ICP-MS) | Guangzhou Tuoyan Testing Technology Co, Ltd., Guangzhou | The laser spot diameter is 30 µm, and the frequency is 6 Hz, with the energy density of 3.5 J/cm2. During the laser ablation process, helium gas is used as carrier gas and argon gas is used as compensation gas to adjust sensitivity. | NIST SRM610 | 8.4506 | [5 empty] | 0.093015 | [7 empty] | 0.28675 | [5 empty] | 1524.1906 | [11 empty] | 36.2009 | [9 empty] | 58216.4497 |  |  |  | 0 |  |  |  | 0.054698 |  | 19.5088 |  |  |  | 12.1973 | [9 empty] | 0 |  |  |  | 7679.7661 |  | 12.428 | [13 empty] | 47.3295 | [9 empty] | 0 | [5 empty] | 247022.1422 |  | 13.0717 |  |  |  | 1.7312 | [9 empty] | 0 |  |  |  | 0 | [5 empty] | 0.20208 |  |  |  | 0.013155 |  |  |  | 0.25265 | [5 empty] | 571670 |  |  |  |  | 2024 | Liu, Y. et al. (2024), Metamorphism and remobilization of sphalerite from the Keketale VMS deposit, Ore Geology Reviews, 165, 105924 |  | CHN | Xinjiang
| Keketale |  | Seafloor hydrothermal | Volcanic-hosted massive sulfide (VMS) | VMS zinc-lead-silver | Pb, Zn | Ag | Pb, Zn, Ag | Yu et al., 2020 |  | 10KK-13@4-2 | [6 empty] | ore material | polished section | grab | mineral separate | [5 empty] | mineralisation |  |  |  | sphalerite | [6 empty] | pyrite, pyrrhotite, galena, chalcopyrite, calcite, quartz |  | LA-ICPMS | New Wave Research 193 nm Ar F Excimer laser ablation system coupled with Thermo Scientific i Cap RQ quadrupole Inductively coupled plasma mass Spectrometer (ICP-MS) | Guangzhou Tuoyan Testing Technology Co, Ltd., Guangzhou | The laser spot diameter is 30 µm, and the frequency is 6 Hz, with the energy density of 3.5 J/cm2. During the laser ablation process, helium gas is used as carrier gas and argon gas is used as compensation gas to adjust sensitivity. | NIST SRM610 | 8.9572 | [13 empty] | 0.16406 | [5 empty] | 1411.1647 | [11 empty] | 33.0128 | [9 empty] | 60000.9544 |  |  |  | 0 |  |  |  | 0 |  | 20.7984 |  |  |  | 15.0935 | [9 empty] | 0 |  |  |  | 8080.0904 | [15 empty] | 46.5541 | [9 empty] | 0 | [5 empty] | 207988.5528 |  | 10.3408 | [13 empty] | 0 | [9 empty] | 0.19936 |  |  |  | 0 | [9 empty] | 571670 |  |  |  |  | 2024 | Liu, Y. et al. (2024), Metamorphism and remobilization of sphalerite from the Keketale VMS deposit, Ore Geology Reviews, 165, 105924 |  | CHN | Xinjiang
| Keketale |  | Seafloor hydrothermal | Volcanic-hosted massive sulfide (VMS) | VMS zinc-lead-silver | Pb, Zn | Ag | Pb, Zn, Ag | Yu et al., 2020 |  | 10KK-13@4-4 | [6 empty] | ore material | polished section | grab | mineral separate | [5 empty] | mineralisation |  |  |  | sphalerite | [6 empty] | pyrite, pyrrhotite, galena, chalcopyrite, calcite, quartz |  | LA-ICPMS | New Wave Research 193 nm Ar F Excimer laser ablation system coupled with Thermo Scientific i Cap RQ quadrupole Inductively coupled plasma mass Spectrometer (ICP-MS) | Guangzhou Tuoyan Testing Technology Co, Ltd., Guangzhou | The laser spot diameter is 30 µm, and the frequency is 6 Hz, with the energy density of 3.5 J/cm2. During the laser ablation process, helium gas is used as carrier gas and argon gas is used as compensation gas to adjust sensitivity. | NIST SRM610 | 7.3674 | [13 empty] | 0.17582 | [5 empty] | 1340.8824 | [11 empty] | 31.8235 | [9 empty] | 60298.7219 |  |  |  | 0 |  |  |  | 0 |  | 20.2348 |  |  |  | 14.7529 | [9 empty] | 0 |  |  |  | 7720.8948 |  | 0.014661 | [13 empty] | 39.1727 | [9 empty] | 0 | [5 empty] | 207557.9646 |  | 9.192 | [13 empty] | 0 |  |  |  | 0 | [5 empty] | 0.22739 |  |  |  | 0 |  |  |  | 0 | [5 empty] | 571670 |  |  |  |  | 2024 | Liu, Y. et al. (2024), Metamorphism and remobilization of sphalerite from the Keketale VMS deposit, Ore Geology Reviews, 165, 105924 |  | CHN | Xinjiang
| Keketale |  | Seafloor hydrothermal | Volcanic-hosted massive sulfide (VMS) | VMS zinc-lead-silver | Pb, Zn | Ag | Pb, Zn, Ag | Yu et al., 2020 |  | 10KK-13@4-5 | [6 empty] | ore material | polished section | grab | mineral separate | [5 empty] | mineralisation |  |  |  | sphalerite | [6 empty] | pyrite, pyrrhotite, galena, chalcopyrite, calcite, quartz |  | LA-ICPMS | New Wave Research 193 nm Ar F Excimer laser ablation system coupled with Thermo Scientific i Cap RQ quadrupole Inductively coupled plasma mass Spectrometer (ICP-MS) | Guangzhou Tuoyan Testing Technology Co, Ltd., Guangzhou | The laser spot diameter is 30 µm, and the frequency is 6 Hz, with the energy density of 3.5 J/cm2. During the laser ablation process, helium gas is used as carrier gas and argon gas is used as compensation gas to adjust sensitivity. | NIST SRM610 | 8.2992 | [5 empty] | 0.090727 | [7 empty] | 0.21175 | [5 empty] | 1093.6405 | [11 empty] | 26.7079 | [9 empty] | 50939.5996 |  |  |  | 0 |  |  |  | 0 |  | 19.5928 |  |  |  | 11.1443 | [9 empty] | 0 |  |  |  | 6644.8424 |  | 4.5463 | [13 empty] | 44.8567 | [9 empty] | 0 | [5 empty] | 201150.446 |  | 10.7161 | [13 empty] | 0 | [9 empty] | 0.13253 |  |  |  | 0.002547 |  |  |  | 0.004705 | [5 empty] | 571670 |  |  |  |  | 2024 | Liu, Y. et al. (2024), Metamorphism and remobilization of sphalerite from the Keketale VMS deposit, Ore Geology Reviews, 165, 105924 |  | CHN | Xinjiang
| Keketale |  | Seafloor hydrothermal | Volcanic-hosted massive sulfide (VMS) | VMS zinc-lead-silver | Pb, Zn | Ag | Pb, Zn, Ag | Yu et al., 2020 |  | 10KK-13@4-6 | [6 empty] | ore material | polished section | grab | mineral separate | [5 empty] | mineralisation |  |  |  | sphalerite | [6 empty] | pyrite, pyrrhotite, galena, chalcopyrite, calcite, quartz |  | LA-ICPMS | New Wave Research 193 nm Ar F Excimer laser ablation system coupled with Thermo Scientific i Cap RQ quadrupole Inductively coupled plasma mass Spectrometer (ICP-MS) | Guangzhou Tuoyan Testing Technology Co, Ltd., Guangzhou | The laser spot diameter is 30 µm, and the frequency is 6 Hz, with the energy density of 3.5 J/cm2. During the laser ablation process, helium gas is used as carrier gas and argon gas is used as compensation gas to adjust sensitivity. | NIST SRM610 | 6.4076 | [13 empty] | 0.13872 | [5 empty] | 1290.9409 | [7 empty] | 37.6501 |  |  |  | 29.2887 | [9 empty] | 60379.4463 |  |  |  | 0 |  |  |  | 0 |  | 21.6995 |  |  |  | 13.9881 | [9 empty] | 0 |  |  |  | 7994.3954 | [15 empty] | 46.0042 | [9 empty] | 0 | [5 empty] | 205664.9406 |  | 21.6022 | [13 empty] | 0 | [9 empty] | 0.28576 |  |  |  | 0.004698 |  | 1.2468 | [7 empty] | 571670 |  |  |  |  | 2024 | Liu, Y. et al. (2024), Metamorphism and remobilization of sphalerite from the Keketale VMS deposit, Ore Geology Reviews, 165, 105924 |  | CHN | Xinjiang
| Keketale |  | Seafloor hydrothermal | Volcanic-hosted massive sulfide (VMS) | VMS zinc-lead-silver | Pb, Zn | Ag | Pb, Zn, Ag | Yu et al., 2020 |  | 10KK-13@5-1 | [6 empty] | ore material | polished section | grab | mineral separate | [5 empty] | mineralisation |  |  |  | sphalerite | [6 empty] | pyrite, pyrrhotite, galena, chalcopyrite, calcite, quartz |  | LA-ICPMS | New Wave Research 193 nm Ar F Excimer laser ablation system coupled with Thermo Scientific i Cap RQ quadrupole Inductively coupled plasma mass Spectrometer (ICP-MS) | Guangzhou Tuoyan Testing Technology Co, Ltd., Guangzhou | The laser spot diameter is 30 µm, and the frequency is 6 Hz, with the energy density of 3.5 J/cm2. During the laser ablation process, helium gas is used as carrier gas and argon gas is used as compensation gas to adjust sensitivity. | NIST SRM610 | 6.1979 | [5 empty] | 0.014397 | [7 empty] | 0.14949 | [5 empty] | 1579.477 | [11 empty] | 30.8005 | [9 empty] | 59353.3028 | [7 empty] | 0 |  | 17.4334 |  |  |  | 15.6793 | [13 empty] | 8222.8562 | [15 empty] | 33.2178 | [9 empty] | 0 | [5 empty] | 248764.672 |  | 7.744 | [13 empty] | 0 | [9 empty] | 0.057401 | [13 empty] | 571670 |  |  |  |  | 2024 | Liu, Y. et al. (2024), Metamorphism and remobilization of sphalerite from the Keketale VMS deposit, Ore Geology Reviews, 165, 105924 |  | CHN | Xinjiang
| Keketale |  | Seafloor hydrothermal | Volcanic-hosted massive sulfide (VMS) | VMS zinc-lead-silver | Pb, Zn | Ag | Pb, Zn, Ag | Yu et al., 2020 |  | 10KK-13@5-2 | [6 empty] | ore material | polished section | grab | mineral separate | [5 empty] | mineralisation |  |  |  | sphalerite | [6 empty] | pyrite, pyrrhotite, galena, chalcopyrite, calcite, quartz |  | LA-ICPMS | New Wave Research 193 nm Ar F Excimer laser ablation system coupled with Thermo Scientific i Cap RQ quadrupole Inductively coupled plasma mass Spectrometer (ICP-MS) | Guangzhou Tuoyan Testing Technology Co, Ltd., Guangzhou | The laser spot diameter is 30 µm, and the frequency is 6 Hz, with the energy density of 3.5 J/cm2. During the laser ablation process, helium gas is used as carrier gas and argon gas is used as compensation gas to adjust sensitivity. | NIST SRM610 | 4.2351 | [13 empty] | 0.13159 | [5 empty] | 1565.6714 | [5 empty] | 0.91276 | [5 empty] | 22.8051 | [9 empty] | 58344.574 | [7 empty] | 0 |  | 18.762 |  |  |  | 15.8556 | [9 empty] | 0 |  |  |  | 8128.0579 | [15 empty] | 26.107 | [9 empty] | 0 | [5 empty] | 248322.9226 |  | 5.673 | [13 empty] | 0 |  |  |  | 0 | [5 empty] | 0.044763 | [13 empty] | 571670 |  |  |  |  | 2024 | Liu, Y. et al. (2024), Metamorphism and remobilization of sphalerite from the Keketale VMS deposit, Ore Geology Reviews, 165, 105924 |  | CHN | Xinjiang
| Keketale |  | Seafloor hydrothermal | Volcanic-hosted massive sulfide (VMS) | VMS zinc-lead-silver | Pb, Zn | Ag | Pb, Zn, Ag | Yu et al., 2020 |  | 10KK-13@5-3 | [6 empty] | ore material | polished section | grab | mineral separate | [5 empty] | mineralisation |  |  |  | sphalerite | [6 empty] | pyrite, pyrrhotite, galena, chalcopyrite, calcite, quartz |  | LA-ICPMS | New Wave Research 193 nm Ar F Excimer laser ablation system coupled with Thermo Scientific i Cap RQ quadrupole Inductively coupled plasma mass Spectrometer (ICP-MS) | Guangzhou Tuoyan Testing Technology Co, Ltd., Guangzhou | The laser spot diameter is 30 µm, and the frequency is 6 Hz, with the energy density of 3.5 J/cm2. During the laser ablation process, helium gas is used as carrier gas and argon gas is used as compensation gas to adjust sensitivity. | NIST SRM610 | 5.163 | [5 empty] | 0.007432 | [7 empty] | 0.2094 | [5 empty] | 1538.3792 | [5 empty] | 0.74234 | [5 empty] | 26.2124 | [9 empty] | 80691.6761 | [7 empty] | 0 |  | 17.9702 |  |  |  | 14.6662 | [9 empty] | 0 |  |  |  | 8112.9664 | [9 empty] | 3.8961 | [5 empty] | 42.9771 | [9 empty] | 0 | [5 empty] | 265285.3772 |  | 7.1451 |  |  |  | 4.2819 | [9 empty] | 0 |  |  |  | 0 | [5 empty] | 0.049154 | [13 empty] | 571670 |  |  |  |  | 2024 | Liu, Y. et al. (2024), Metamorphism and remobilization of sphalerite from the Keketale VMS deposit, Ore Geology Reviews, 165, 105924 |  | CHN | Xinjiang
| Keketale |  | Seafloor hydrothermal | Volcanic-hosted massive sulfide (VMS) | VMS zinc-lead-silver | Pb, Zn | Ag | Pb, Zn, Ag | Yu et al., 2020 |  | 10KK-13@5-4 | [6 empty] | ore material | polished section | grab | mineral separate | [5 empty] | mineralisation |  |  |  | sphalerite | [6 empty] | pyrite, pyrrhotite, galena, chalcopyrite, calcite, quartz |  | LA-ICPMS | New Wave Research 193 nm Ar F Excimer laser ablation system coupled with Thermo Scientific i Cap RQ quadrupole Inductively coupled plasma mass Spectrometer (ICP-MS) | Guangzhou Tuoyan Testing Technology Co, Ltd., Guangzhou | The laser spot diameter is 30 µm, and the frequency is 6 Hz, with the energy density of 3.5 J/cm2. During the laser ablation process, helium gas is used as carrier gas and argon gas is used as compensation gas to adjust sensitivity. | NIST SRM610 | 4.7447 | [5 empty] | 0.017454 | [7 empty] | 0.10763 | [5 empty] | 1541.5946 | [5 empty] | 0.68373 | [5 empty] | 26.2216 | [9 empty] | 58736.0869 |  |  |  | 0 |  | 1.6304 |  | 0 |  | 18.0846 |  |  |  | 15.7496 | [9 empty] | 0 |  |  |  | 7962.3917 | [15 empty] | 25.8469 | [9 empty] | 0 | [5 empty] | 248798.1431 |  | 5.2519 | [13 empty] | 0 |  |  |  | 0 | [5 empty] | 0.15638 |  |  |  | 0.000793 |  |  |  | 0 | [5 empty] | 571670 |  |  |  |  | 2024 | Liu, Y. et al. (2024), Metamorphism and remobilization of sphalerite from the Keketale VMS deposit, Ore Geology Reviews, 165, 105924 |  | CHN | Xinjiang
| Keketale |  | Seafloor hydrothermal | Volcanic-hosted massive sulfide (VMS) | VMS zinc-lead-silver | Pb, Zn | Ag | Pb, Zn, Ag | Yu et al., 2020 |  | 10KK-13@5-5 | [6 empty] | ore material | polished section | grab | mineral separate | [5 empty] | mineralisation |  |  |  | sphalerite | [6 empty] | pyrite, pyrrhotite, galena, chalcopyrite, calcite, quartz |  | LA-ICPMS | New Wave Research 193 nm Ar F Excimer laser ablation system coupled with Thermo Scientific i Cap RQ quadrupole Inductively coupled plasma mass Spectrometer (ICP-MS) | Guangzhou Tuoyan Testing Technology Co, Ltd., Guangzhou | The laser spot diameter is 30 µm, and the frequency is 6 Hz, with the energy density of 3.5 J/cm2. During the laser ablation process, helium gas is used as carrier gas and argon gas is used as compensation gas to adjust sensitivity. | NIST SRM610 | 7.5197 | [13 empty] | 0.21286 | [5 empty] | 1466.5961 | [11 empty] | 28.1186 | [9 empty] | 55860.4599 |  |  |  | 0 |  |  |  | 0 |  | 17.3476 |  |  |  | 14.46 | [9 empty] | 0 |  |  |  | 7634.8165 | [15 empty] | 48.1432 | [9 empty] | 0 | [5 empty] | 245913.2394 |  | 9.4799 | [13 empty] | 0 |  |  |  | 0 | [5 empty] | 0.14468 | [13 empty] | 571670 |  |  |  |  | 2024 | Liu, Y. et al. (2024), Metamorphism and remobilization of sphalerite from the Keketale VMS deposit, Ore Geology Reviews, 165, 105924 |  | CHN | Xinjiang
| Keketale |  | Seafloor hydrothermal | Volcanic-hosted massive sulfide (VMS) | VMS zinc-lead-silver | Pb, Zn | Ag | Pb, Zn, Ag | Yu et al., 2020 |  | 10KK-13@5-8 | [6 empty] | ore material | polished section | grab | mineral separate | [5 empty] | mineralisation |  |  |  | sphalerite | [6 empty] | pyrite, pyrrhotite, galena, chalcopyrite, calcite, quartz |  | LA-ICPMS | New Wave Research 193 nm Ar F Excimer laser ablation system coupled with Thermo Scientific i Cap RQ quadrupole Inductively coupled plasma mass Spectrometer (ICP-MS) | Guangzhou Tuoyan Testing Technology Co, Ltd., Guangzhou | The laser spot diameter is 30 µm, and the frequency is 6 Hz, with the energy density of 3.5 J/cm2. During the laser ablation process, helium gas is used as carrier gas and argon gas is used as compensation gas to adjust sensitivity. | NIST SRM610 | 5.9286 | [5 empty] | 0 | [7 empty] | 0.2288 | [5 empty] | 1606.8208 | [7 empty] | 8.0193 |  |  |  | 33.8484 | [9 empty] | 65832.0455 |  | 2.1302 |  | 0 |  | 1.566 |  | 0 |  | 24.4783 |  |  |  | 17.6142 | [9 empty] | 0 |  |  |  | 9436.5121 |  | 0 | [13 empty] | 60.5119 | [9 empty] | 0 | [5 empty] | 254851.1996 |  | 15.0477 | [13 empty] | 0 |  |  |  | 0 | [5 empty] | 0.33955 | [5 empty] | 16.2924 | [7 empty] | 571670 |  |  |  |  | 2024 | Liu, Y. et al. (2024), Metamorphism and remobilization of sphalerite from the Keketale VMS deposit, Ore Geology Reviews, 165, 105924 |  | CHN | Xinjiang
| Keketale |  | Seafloor hydrothermal | Volcanic-hosted massive sulfide (VMS) | VMS zinc-lead-silver | Pb, Zn | Ag | Pb, Zn, Ag | Yu et al., 2020 |  | 10KK-01@2-6 | [6 empty] | ore material | polished section | grab | mineral separate | [5 empty] | mineralisation |  |  |  | sphalerite | [6 empty] | pyrite, pyrrhotite, galena, chalcopyrite, calcite, quartz |  | LA-ICPMS | New Wave Research 193 nm Ar F Excimer laser ablation system coupled with Thermo Scientific i Cap RQ quadrupole Inductively coupled plasma mass Spectrometer (ICP-MS) | Guangzhou Tuoyan Testing Technology Co, Ltd., Guangzhou | The laser spot diameter is 30 µm, and the frequency is 6 Hz, with the energy density of 3.5 J/cm2. During the laser ablation process, helium gas is used as carrier gas and argon gas is used as compensation gas to adjust sensitivity. | NIST SRM610 | 1.1041 | [5 empty] | 0 | [7 empty] | 0 | [5 empty] | 131.0236 | [11 empty] | 12.5427 | [9 empty] | 73026.5202 |  | 1.4869 |  | 0 |  |  |  | 0 |  | 20.1683 |  |  |  | 13.512 | [9 empty] | 0 |  |  |  | 40023.6446 | [15 empty] | 6.6008 | [9 empty] | 0 | [5 empty] | 241673.2049 |  | 3.3397 | [13 empty] | 0 |  |  |  | 0 | [5 empty] | 0.43691 | [13 empty] | 492410 |  |  |  |  | 2024 | Liu, Y. et al. (2024), Metamorphism and remobilization of sphalerite from the Keketale VMS deposit, Ore Geology Reviews, 165, 105924 |  | CHN | Xinjiang
| Keketale |  | Seafloor hydrothermal | Volcanic-hosted massive sulfide (VMS) | VMS zinc-lead-silver | Pb, Zn | Ag | Pb, Zn, Ag | Yu et al., 2020 |  | 10KK-01@2-7 | [6 empty] | ore material | polished section | grab | mineral separate | [5 empty] | mineralisation |  |  |  | sphalerite | [6 empty] | pyrite, pyrrhotite, galena, chalcopyrite, calcite, quartz |  | LA-ICPMS | New Wave Research 193 nm Ar F Excimer laser ablation system coupled with Thermo Scientific i Cap RQ quadrupole Inductively coupled plasma mass Spectrometer (ICP-MS) | Guangzhou Tuoyan Testing Technology Co, Ltd., Guangzhou | The laser spot diameter is 30 µm, and the frequency is 6 Hz, with the energy density of 3.5 J/cm2. During the laser ablation process, helium gas is used as carrier gas and argon gas is used as compensation gas to adjust sensitivity. | NIST SRM610 | 1.5826 | [5 empty] | 0 | [13 empty] | 130.0557 | [11 empty] | 15.1198 | [9 empty] | 71338.7795 |  | 1.7254 |  | 0 |  | 1.6142 |  | 0 |  | 19.0372 |  |  |  | 12.8374 | [9 empty] | 0 |  |  |  | 39285.2138 | [15 empty] | 1.7267 | [9 empty] | 0 | [5 empty] | 240238.7926 |  | 1.6914 | [13 empty] | 0 |  |  |  | 0 | [5 empty] | 0.098034 | [13 empty] | 492410 |  |  |  |  | 2024 | Liu, Y. et al. (2024), Metamorphism and remobilization of sphalerite from the Keketale VMS deposit, Ore Geology Reviews, 165, 105924 |  | CHN | Xinjiang
| Keketale |  | Seafloor hydrothermal | Volcanic-hosted massive sulfide (VMS) | VMS zinc-lead-silver | Pb, Zn | Ag | Pb, Zn, Ag | Yu et al., 2020 |  | 10KK-01@2-8 | [6 empty] | ore material | polished section | grab | mineral separate | [5 empty] | mineralisation |  |  |  | sphalerite | [6 empty] | pyrite, pyrrhotite, galena, chalcopyrite, calcite, quartz |  | LA-ICPMS | New Wave Research 193 nm Ar F Excimer laser ablation system coupled with Thermo Scientific i Cap RQ quadrupole Inductively coupled plasma mass Spectrometer (ICP-MS) | Guangzhou Tuoyan Testing Technology Co, Ltd., Guangzhou | The laser spot diameter is 30 µm, and the frequency is 6 Hz, with the energy density of 3.5 J/cm2. During the laser ablation process, helium gas is used as carrier gas and argon gas is used as compensation gas to adjust sensitivity. | NIST SRM610 | 0.51074 | [5 empty] | 0 | [7 empty] | 0.004107 | [5 empty] | 108.198 | [11 empty] | 37.3752 | [9 empty] | 79009.5072 |  | 2.0488 |  | 0 |  |  |  | 0 |  | 36.552 |  |  |  | 14.2106 | [9 empty] | 0 |  |  |  | 43696.2112 |  | 0.051749 | [13 empty] | 27.5501 | [9 empty] | 0 | [5 empty] | 269020.1286 |  | 3.9808 | [9 empty] | 0.061761 |  |  |  | 0 |  |  |  | 0 | [5 empty] | 0.10336 |  |  |  | 0.1083 | [9 empty] | 492410 |  |  |  |  | 2024 | Liu, Y. et al. (2024), Metamorphism and remobilization of sphalerite from the Keketale VMS deposit, Ore Geology Reviews, 165, 105924 |  | CHN | Xinjiang
| Keketale |  | Seafloor hydrothermal | Volcanic-hosted massive sulfide (VMS) | VMS zinc-lead-silver | Pb, Zn | Ag | Pb, Zn, Ag | Yu et al., 2020 |  | 10KK-01@2-11 | [6 empty] | ore material | polished section | grab | mineral separate | [5 empty] | mineralisation |  |  |  | sphalerite | [6 empty] | pyrite, pyrrhotite, galena, chalcopyrite, calcite, quartz |  | LA-ICPMS | New Wave Research 193 nm Ar F Excimer laser ablation system coupled with Thermo Scientific i Cap RQ quadrupole Inductively coupled plasma mass Spectrometer (ICP-MS) | Guangzhou Tuoyan Testing Technology Co, Ltd., Guangzhou | The laser spot diameter is 30 µm, and the frequency is 6 Hz, with the energy density of 3.5 J/cm2. During the laser ablation process, helium gas is used as carrier gas and argon gas is used as compensation gas to adjust sensitivity. | NIST SRM610 | 0.18824 | [19 empty] | 134.6217 | [11 empty] | 16.945 | [9 empty] | 77621.9866 |  | 1.4014 |  | 0 |  |  |  | 0 |  | 18.5382 |  |  |  | 13.0149 | [9 empty] | 0 |  |  |  | 42245.3861 | [15 empty] | 0.18628 | [9 empty] | 0 | [5 empty] | 248772.7332 | [5 empty] | 2.4612 | [9 empty] | 0 | [9 empty] | 0.024386 |  |  |  | 0.000877 | [9 empty] | 492410 |  |  |  |  | 2024 | Liu, Y. et al. (2024), Metamorphism and remobilization of sphalerite from the Keketale VMS deposit, Ore Geology Reviews, 165, 105924 |  | CHN | Xinjiang
| Keketale |  | Seafloor hydrothermal | Volcanic-hosted massive sulfide (VMS) | VMS zinc-lead-silver | Pb, Zn | Ag | Pb, Zn, Ag | Yu et al., 2020 |  | 10KK-01@2-12 | [6 empty] | ore material | polished section | grab | mineral separate | [5 empty] | mineralisation |  |  |  | sphalerite | [6 empty] | pyrite, pyrrhotite, galena, chalcopyrite, calcite, quartz |  | LA-ICPMS | New Wave Research 193 nm Ar F Excimer laser ablation system coupled with Thermo Scientific i Cap RQ quadrupole Inductively coupled plasma mass Spectrometer (ICP-MS) | Guangzhou Tuoyan Testing Technology Co, Ltd., Guangzhou | The laser spot diameter is 30 µm, and the frequency is 6 Hz, with the energy density of 3.5 J/cm2. During the laser ablation process, helium gas is used as carrier gas and argon gas is used as compensation gas to adjust sensitivity. | NIST SRM610 | 0.76906 | [5 empty] | 0.004927 | [13 empty] | 129.5684 | [11 empty] | 15.4648 | [9 empty] | 77496.4968 |  | 1.7878 |  | 0 |  | 1.3206 |  | 0 |  | 19.9823 |  |  |  | 13.7564 | [9 empty] | 0 |  |  |  | 41862.7436 | [15 empty] | 17.3524 | [9 empty] | 0 | [5 empty] | 249705.9386 |  | 2.207 |  |  |  | 1.882 | [9 empty] | 0 | [9 empty] | 0.23458 | [7 empty] | 0.005759 | [5 empty] | 492410 |  |  |  |  | 2024 | Liu, Y. et al. (2024), Metamorphism and remobilization of sphalerite from the Keketale VMS deposit, Ore Geology Reviews, 165, 105924 |  | CHN | Xinjiang
| Keketale |  | Seafloor hydrothermal | Volcanic-hosted massive sulfide (VMS) | VMS zinc-lead-silver | Pb, Zn | Ag | Pb, Zn, Ag | Yu et al., 2020 |  | 10KK-01@4-1 | [6 empty] | ore material | polished section | grab | mineral separate | [5 empty] | mineralisation |  |  |  | sphalerite | [6 empty] | pyrite, pyrrhotite, galena, chalcopyrite, calcite, quartz |  | LA-ICPMS | New Wave Research 193 nm Ar F Excimer laser ablation system coupled with Thermo Scientific i Cap RQ quadrupole Inductively coupled plasma mass Spectrometer (ICP-MS) | Guangzhou Tuoyan Testing Technology Co, Ltd., Guangzhou | The laser spot diameter is 30 µm, and the frequency is 6 Hz, with the energy density of 3.5 J/cm2. During the laser ablation process, helium gas is used as carrier gas and argon gas is used as compensation gas to adjust sensitivity. | NIST SRM610 | 3.106 | [19 empty] | 144.3327 | [5 empty] | 0.007087 | [5 empty] | 19.1293 | [9 empty] | 74649.7925 |  | 1.4007 | [5 empty] | 0 |  | 17.0961 |  |  |  | 12.0951 | [9 empty] | 0 |  |  |  | 41591.4939 | [15 empty] | 87.8056 | [9 empty] | 0 | [5 empty] | 247352.9295 |  | 7.4492 | [13 empty] | 0 |  |  |  | 0 | [5 empty] | 0.20275 | [13 empty] | 492410 |  |  |  |  | 2024 | Liu, Y. et al. (2024), Metamorphism and remobilization of sphalerite from the Keketale VMS deposit, Ore Geology Reviews, 165, 105924 |  | CHN | Xinjiang
| Keketale |  | Seafloor hydrothermal | Volcanic-hosted massive sulfide (VMS) | VMS zinc-lead-silver | Pb, Zn | Ag | Pb, Zn, Ag | Yu et al., 2020 |  | 10KK-01@4-2 | [6 empty] | ore material | polished section | grab | mineral separate | [5 empty] | mineralisation |  |  |  | sphalerite | [6 empty] | pyrite, pyrrhotite, galena, chalcopyrite, calcite, quartz |  | LA-ICPMS | New Wave Research 193 nm Ar F Excimer laser ablation system coupled with Thermo Scientific i Cap RQ quadrupole Inductively coupled plasma mass Spectrometer (ICP-MS) | Guangzhou Tuoyan Testing Technology Co, Ltd., Guangzhou | The laser spot diameter is 30 µm, and the frequency is 6 Hz, with the energy density of 3.5 J/cm2. During the laser ablation process, helium gas is used as carrier gas and argon gas is used as compensation gas to adjust sensitivity. | NIST SRM610 | 4.7565 | [13 empty] | 0.009531 | [5 empty] | 135.5914 | [11 empty] | 28.3459 | [9 empty] | 76194.8892 |  | 1.4643 |  | 0 |  |  |  | 0 |  | 16.8723 |  |  |  | 12.9007 | [9 empty] | 0 |  |  |  | 42289.5511 | [15 empty] | 560.9767 | [9 empty] | 0 | [5 empty] | 254567.7344 |  | 13.5803 | [13 empty] | 0 | [9 empty] | 0.65673 | [13 empty] | 492410 |  |  |  |  | 2024 | Liu, Y. et al. (2024), Metamorphism and remobilization of sphalerite from the Keketale VMS deposit, Ore Geology Reviews, 165, 105924 |  | CHN | Xinjiang
| Keketale |  | Seafloor hydrothermal | Volcanic-hosted massive sulfide (VMS) | VMS zinc-lead-silver | Pb, Zn | Ag | Pb, Zn, Ag | Yu et al., 2020 |  | 10KK-01@4-3 | [6 empty] | ore material | polished section | grab | mineral separate | [5 empty] | mineralisation |  |  |  | sphalerite | [6 empty] | pyrite, pyrrhotite, galena, chalcopyrite, calcite, quartz |  | LA-ICPMS | New Wave Research 193 nm Ar F Excimer laser ablation system coupled with Thermo Scientific i Cap RQ quadrupole Inductively coupled plasma mass Spectrometer (ICP-MS) | Guangzhou Tuoyan Testing Technology Co, Ltd., Guangzhou | The laser spot diameter is 30 µm, and the frequency is 6 Hz, with the energy density of 3.5 J/cm2. During the laser ablation process, helium gas is used as carrier gas and argon gas is used as compensation gas to adjust sensitivity. | NIST SRM610 | 6.3483 | [19 empty] | 146.2692 | [7 empty] | 6.3777 |  |  |  | 42.9615 | [9 empty] | 76508.4197 |  | 3.5229 |  | 0 |  |  |  | 0 |  | 17.141 |  |  |  | 12.8595 | [9 empty] | 0 |  |  |  | 42818.4142 | [15 empty] | 80.0329 | [9 empty] | 0 | [5 empty] | 249975.7527 |  | 14.3156 | [13 empty] | 0.000429 | [9 empty] | 1.3867 | [5 empty] | 5.9159 | [7 empty] | 492410 |  |  |  |  | 2024 | Liu, Y. et al. (2024), Metamorphism and remobilization of sphalerite from the Keketale VMS deposit, Ore Geology Reviews, 165, 105924 |  | CHN | Xinjiang
| Keketale |  | Seafloor hydrothermal | Volcanic-hosted massive sulfide (VMS) | VMS zinc-lead-silver | Pb, Zn | Ag | Pb, Zn, Ag | Yu et al., 2020 |  | 10KK-01@4-4 | [6 empty] | ore material | polished section | grab | mineral separate | [5 empty] | mineralisation |  |  |  | sphalerite | [6 empty] | pyrite, pyrrhotite, galena, chalcopyrite, calcite, quartz |  | LA-ICPMS | New Wave Research 193 nm Ar F Excimer laser ablation system coupled with Thermo Scientific i Cap RQ quadrupole Inductively coupled plasma mass Spectrometer (ICP-MS) | Guangzhou Tuoyan Testing Technology Co, Ltd., Guangzhou | The laser spot diameter is 30 µm, and the frequency is 6 Hz, with the energy density of 3.5 J/cm2. During the laser ablation process, helium gas is used as carrier gas and argon gas is used as compensation gas to adjust sensitivity. | NIST SRM610 | 5.9533 | [5 empty] | 0 | [13 empty] | 135.7173 | [7 empty] | 5.0388 |  |  |  | 29.997 | [9 empty] | 75686.7479 |  | 3.5658 |  | 0 |  |  |  | 0 |  | 16.8507 |  |  |  | 12.2904 | [9 empty] | 0 |  |  |  | 40575.9612 | [15 empty] | 43.1192 | [9 empty] | 0 | [5 empty] | 246928.8644 |  | 19.483 | [13 empty] | 0.01387 | [9 empty] | 2.5361 | [5 empty] | 8.3741 | [7 empty] | 492410 |  |  |  |  | 2024 | Liu, Y. et al. (2024), Metamorphism and remobilization of sphalerite from the Keketale VMS deposit, Ore Geology Reviews, 165, 105924 |  | CHN | Xinjiang
| Keketale |  | Seafloor hydrothermal | Volcanic-hosted massive sulfide (VMS) | VMS zinc-lead-silver | Pb, Zn | Ag | Pb, Zn, Ag | Yu et al., 2020 |  | 10KK-01@4-5 | [6 empty] | ore material | polished section | grab | mineral separate | [5 empty] | mineralisation |  |  |  | sphalerite | [6 empty] | pyrite, pyrrhotite, galena, chalcopyrite, calcite, quartz |  | LA-ICPMS | New Wave Research 193 nm Ar F Excimer laser ablation system coupled with Thermo Scientific i Cap RQ quadrupole Inductively coupled plasma mass Spectrometer (ICP-MS) | Guangzhou Tuoyan Testing Technology Co, Ltd., Guangzhou | The laser spot diameter is 30 µm, and the frequency is 6 Hz, with the energy density of 3.5 J/cm2. During the laser ablation process, helium gas is used as carrier gas and argon gas is used as compensation gas to adjust sensitivity. | NIST SRM610 | 6.0613 | [5 empty] | 0 | [13 empty] | 139.3233 | [7 empty] | 5.8658 |  |  |  | 32.2931 | [9 empty] | 73268.4547 |  | 1.6445 |  | 0 |  | 1.1498 |  | 0 |  | 15.0998 |  |  |  | 12.2514 | [9 empty] | 0 |  |  |  | 39776.6555 | [15 empty] | 20.0785 | [9 empty] | 0 | [5 empty] | 244977.1658 |  | 11.3374 | [9 empty] | 0.030309 |  |  |  | 0 | [9 empty] | 0.39424 | [5 empty] | 1.3519 |  | 0.005934 | [5 empty] | 492410 |  |  |  |  | 2024 | Liu, Y. et al. (2024), Metamorphism and remobilization of sphalerite from the Keketale VMS deposit, Ore Geology Reviews, 165, 105924 |  | CHN | Xinjiang
| Keketale |  | Seafloor hydrothermal | Volcanic-hosted massive sulfide (VMS) | VMS zinc-lead-silver | Pb, Zn | Ag | Pb, Zn, Ag | Yu et al., 2020 |  | 10KK-01@4-6 | [6 empty] | ore material | polished section | grab | mineral separate | [5 empty] | mineralisation |  |  |  | sphalerite | [6 empty] | pyrite, pyrrhotite, galena, chalcopyrite, calcite, quartz |  | LA-ICPMS | New Wave Research 193 nm Ar F Excimer laser ablation system coupled with Thermo Scientific i Cap RQ quadrupole Inductively coupled plasma mass Spectrometer (ICP-MS) | Guangzhou Tuoyan Testing Technology Co, Ltd., Guangzhou | The laser spot diameter is 30 µm, and the frequency is 6 Hz, with the energy density of 3.5 J/cm2. During the laser ablation process, helium gas is used as carrier gas and argon gas is used as compensation gas to adjust sensitivity. | NIST SRM610 | 11.6296 | [5 empty] | 0 | [7 empty] | 0.00728 | [5 empty] | 121.7043 | [7 empty] | 10.8103 |  |  |  | 57.2216 | [9 empty] | 75808.5549 |  | 19.4443 |  | 0 |  |  |  | 0 |  | 20.4592 |  |  |  | 12.8702 | [9 empty] | 0 |  |  |  | 40943.9787 | [15 empty] | 403.6266 | [9 empty] | 0 | [5 empty] | 252372.1246 |  | 29.8611 | [9 empty] | 0.07715 |  |  |  | 0.08689 | [9 empty] | 11.6007 |  |  |  | 0.003239 |  | 47.0342 |  | 0.005401 | [5 empty] | 492410 |  |  |  |  | 2024 | Liu, Y. et al. (2024), Metamorphism and remobilization of sphalerite from the Keketale VMS deposit, Ore Geology Reviews, 165, 105924 |  | CHN | Xinjiang
| Keketale |  | Seafloor hydrothermal | Volcanic-hosted massive sulfide (VMS) | VMS zinc-lead-silver | Pb, Zn | Ag | Pb, Zn, Ag | Yu et al., 2020 |  | 10KK-01@4-7 | [6 empty] | ore material | polished section | grab | mineral separate | [5 empty] | mineralisation |  |  |  | sphalerite | [6 empty] | pyrite, pyrrhotite, galena, chalcopyrite, calcite, quartz |  | LA-ICPMS | New Wave Research 193 nm Ar F Excimer laser ablation system coupled with Thermo Scientific i Cap RQ quadrupole Inductively coupled plasma mass Spectrometer (ICP-MS) | Guangzhou Tuoyan Testing Technology Co, Ltd., Guangzhou | The laser spot diameter is 30 µm, and the frequency is 6 Hz, with the energy density of 3.5 J/cm2. During the laser ablation process, helium gas is used as carrier gas and argon gas is used as compensation gas to adjust sensitivity. | NIST SRM610 | 1.7152 | [13 empty] | 0.021556 | [5 empty] | 147.6022 | [11 empty] | 23.048 | [9 empty] | 75368.2372 |  | 2.0771 | [5 empty] | 0 |  | 16.5197 |  |  |  | 12.4544 | [9 empty] | 0 |  |  |  | 41521.7559 |  | 0.062423 | [13 empty] | 2069.5302 | [9 empty] | 0 | [5 empty] | 243750.5906 |  | 6.0731 | [9 empty] | 0.028758 | [13 empty] | 1.0045 | [5 empty] | 1.78 |  | 0 | [5 empty] | 492410 |  |  |  |  | 2024 | Liu, Y. et al. (2024), Metamorphism and remobilization of sphalerite from the Keketale VMS deposit, Ore Geology Reviews, 165, 105924 |  | CHN | Xinjiang
| Keketale |  | Seafloor hydrothermal | Volcanic-hosted massive sulfide (VMS) | VMS zinc-lead-silver | Pb, Zn | Ag | Pb, Zn, Ag | Yu et al., 2020 |  | 10KK-01@4-8 | [6 empty] | ore material | polished section | grab | mineral separate | [5 empty] | mineralisation |  |  |  | sphalerite | [6 empty] | pyrite, pyrrhotite, galena, chalcopyrite, calcite, quartz |  | LA-ICPMS | New Wave Research 193 nm Ar F Excimer laser ablation system coupled with Thermo Scientific i Cap RQ quadrupole Inductively coupled plasma mass Spectrometer (ICP-MS) | Guangzhou Tuoyan Testing Technology Co, Ltd., Guangzhou | The laser spot diameter is 30 µm, and the frequency is 6 Hz, with the energy density of 3.5 J/cm2. During the laser ablation process, helium gas is used as carrier gas and argon gas is used as compensation gas to adjust sensitivity. | NIST SRM610 | 21.3279 | [19 empty] | 133.3215 | [11 empty] | 68.1653 | [9 empty] | 71226.6464 |  | 3.6422 | [5 empty] | 0 |  | 16.7707 |  |  |  | 11.7057 | [9 empty] | 0 |  |  |  | 38750.1048 |  | 0.097799 | [13 empty] | 499.3046 | [9 empty] | 0 | [5 empty] | 243889.4787 |  | 30.6746 | [9 empty] | 0.068716 | [7 empty] | 0 | [5 empty] | 2.9087 | [5 empty] | 9.582 | [7 empty] | 492410 |  |  |  |  | 2024 | Liu, Y. et al. (2024), Metamorphism and remobilization of sphalerite from the Keketale VMS deposit, Ore Geology Reviews, 165, 105924 |  | CHN | Xinjiang
| Keketale |  | Seafloor hydrothermal | Volcanic-hosted massive sulfide (VMS) | VMS zinc-lead-silver | Pb, Zn | Ag | Pb, Zn, Ag | Yu et al., 2020 |  | 10KK-01@4-9 | [6 empty] | ore material | polished section | grab | mineral separate | [5 empty] | mineralisation |  |  |  | sphalerite | [6 empty] | pyrite, pyrrhotite, galena, chalcopyrite, calcite, quartz |  | LA-ICPMS | New Wave Research 193 nm Ar F Excimer laser ablation system coupled with Thermo Scientific i Cap RQ quadrupole Inductively coupled plasma mass Spectrometer (ICP-MS) | Guangzhou Tuoyan Testing Technology Co, Ltd., Guangzhou | The laser spot diameter is 30 µm, and the frequency is 6 Hz, with the energy density of 3.5 J/cm2. During the laser ablation process, helium gas is used as carrier gas and argon gas is used as compensation gas to adjust sensitivity. | NIST SRM610 | 27.657 | [5 empty] | 0.015318 | [7 empty] | 0.25603 | [5 empty] | 140.3949 | [7 empty] | 4.3173 |  |  |  | 119.7025 | [9 empty] | 76288.2537 |  | 3.2734 |  | 0 |  |  |  | 0 |  | 19.2917 |  |  |  | 12.7871 | [9 empty] | 0 |  |  |  | 42898.5392 | [15 empty] | 23451.6371 | [9 empty] | 0 | [5 empty] | 254980.2661 |  | 54.8955 | [9 empty] | 0.11682 |  |  |  | 0.008595 |  |  |  | 0 | [5 empty] | 6.2009 |  |  |  | 0 |  | 9.3225 |  | 0.014329 | [5 empty] | 492410 |  |  |  |  | 2024 | Liu, Y. et al. (2024), Metamorphism and remobilization of sphalerite from the Keketale VMS deposit, Ore Geology Reviews, 165, 105924 |  | CHN | Xinjiang
| Keketale |  | Seafloor hydrothermal | Volcanic-hosted massive sulfide (VMS) | VMS zinc-lead-silver | Pb, Zn | Ag | Pb, Zn, Ag | Yu et al., 2020 |  | 10KK-01@4-10 | [6 empty] | ore material | polished section | grab | mineral separate | [5 empty] | mineralisation |  |  |  | sphalerite | [6 empty] | pyrite, pyrrhotite, galena, chalcopyrite, calcite, quartz |  | LA-ICPMS | New Wave Research 193 nm Ar F Excimer laser ablation system coupled with Thermo Scientific i Cap RQ quadrupole Inductively coupled plasma mass Spectrometer (ICP-MS) | Guangzhou Tuoyan Testing Technology Co, Ltd., Guangzhou | The laser spot diameter is 30 µm, and the frequency is 6 Hz, with the energy density of 3.5 J/cm2. During the laser ablation process, helium gas is used as carrier gas and argon gas is used as compensation gas to adjust sensitivity. | NIST SRM610 | 9.0997 | [19 empty] | 155.4011 | [11 empty] | 53.1779 | [9 empty] | 76804.7989 |  | 1.2052 |  | 0 |  |  |  | 0 |  | 19.12 |  |  |  | 11.8935 | [9 empty] | 0 |  |  |  | 41449.8599 | [15 empty] | 65.8629 | [9 empty] | 0 | [5 empty] | 250725.0418 |  | 17.8519 |  |  |  | 2.3818 | [5 empty] | 0.042189 |  |  |  | 0 |  |  |  | 0 | [5 empty] | 0.64899 |  |  |  | 0 |  | 1.7841 |  | 0 | [5 empty] | 492410 |  |  |  |  | 2024 | Liu, Y. et al. (2024), Metamorphism and remobilization of sphalerite from the Keketale VMS deposit, Ore Geology Reviews, 165, 105924 |  | CHN | Xinjiang
| Keketale |  | Seafloor hydrothermal | Volcanic-hosted massive sulfide (VMS) | VMS zinc-lead-silver | Pb, Zn | Ag | Pb, Zn, Ag | Yu et al., 2020 |  | 10KK-01@6-8 | [6 empty] | ore material | polished section | grab | mineral separate | [5 empty] | mineralisation |  |  |  | sphalerite | [6 empty] | pyrite, pyrrhotite, galena, chalcopyrite, calcite, quartz |  | LA-ICPMS | New Wave Research 193 nm Ar F Excimer laser ablation system coupled with Thermo Scientific i Cap RQ quadrupole Inductively coupled plasma mass Spectrometer (ICP-MS) | Guangzhou Tuoyan Testing Technology Co, Ltd., Guangzhou | The laser spot diameter is 30 µm, and the frequency is 6 Hz, with the energy density of 3.5 J/cm2. During the laser ablation process, helium gas is used as carrier gas and argon gas is used as compensation gas to adjust sensitivity. | NIST SRM610 | 52.6634 | [13 empty] | 1.3461 | [5 empty] | 169.6238 | [7 empty] | 14.4887 |  |  |  | 29.3761 | [9 empty] | 77474.4266 |  | 21.7826 |  | 0 |  | 2.2794 |  | 0 |  | 19.446 |  |  |  | 12.4732 | [9 empty] | 0 |  |  |  | 43256.6913 | [15 empty] | 106026.1536 | [9 empty] | 0 | [5 empty] | 269177.5954 |  | 79.2779 |  |  |  | 14.8415 | [5 empty] | 0.31845 |  |  |  | 0.13196 | [9 empty] | 26.9046 | [5 empty] | 61.6626 | [7 empty] | 492410 |  |  |  |  | 2024 | Liu, Y. et al. (2024), Metamorphism and remobilization of sphalerite from the Keketale VMS deposit, Ore Geology Reviews, 165, 105924 |  | CHN | Xinjiang
| Keketale |  | Seafloor hydrothermal | Volcanic-hosted massive sulfide (VMS) | VMS zinc-lead-silver | Pb, Zn | Ag | Pb, Zn, Ag | Yu et al., 2020 |  | 10KK-H@1-1 | [6 empty] | ore material | polished section | grab | mineral separate | [5 empty] | mineralisation |  |  |  | sphalerite | [6 empty] | pyrite, pyrrhotite, galena, chalcopyrite, calcite, quartz |  | LA-ICPMS | New Wave Research 193 nm Ar F Excimer laser ablation system coupled with Thermo Scientific i Cap RQ quadrupole Inductively coupled plasma mass Spectrometer (ICP-MS) | Guangzhou Tuoyan Testing Technology Co, Ltd., Guangzhou | The laser spot diameter is 30 µm, and the frequency is 6 Hz, with the energy density of 3.5 J/cm2. During the laser ablation process, helium gas is used as carrier gas and argon gas is used as compensation gas to adjust sensitivity. | NIST SRM610 | 10.223 | [5 empty] | 0.004469 | [7 empty] | 0.003849 | [5 empty] | 123.5376 | [11 empty] | 151.0135 | [9 empty] | 73129.9621 |  | 0.55255 |  | 0 |  | 1.3185 |  | 0 |  | 19.2261 |  |  |  | 13.8247 | [9 empty] | 0 |  |  |  | 37153.1798 | [15 empty] | 51.9953 | [9 empty] | 0 | [5 empty] | 244749.3153 |  | 21.9151 | [9 empty] | 0.074733 |  |  |  | 0 | [9 empty] | 0.67547 |  |  |  | 0 | [9 empty] | 524210 |  |  |  |  | 2024 | Liu, Y. et al. (2024), Metamorphism and remobilization of sphalerite from the Keketale VMS deposit, Ore Geology Reviews, 165, 105924 |  | CHN | Xinjiang
| Keketale |  | Seafloor hydrothermal | Volcanic-hosted massive sulfide (VMS) | VMS zinc-lead-silver | Pb, Zn | Ag | Pb, Zn, Ag | Yu et al., 2020 |  | 10KK-H@2-4 | [6 empty] | ore material | polished section | grab | mineral separate | [5 empty] | mineralisation |  |  |  | sphalerite | [6 empty] | pyrite, pyrrhotite, galena, chalcopyrite, calcite, quartz |  | LA-ICPMS | New Wave Research 193 nm Ar F Excimer laser ablation system coupled with Thermo Scientific i Cap RQ quadrupole Inductively coupled plasma mass Spectrometer (ICP-MS) | Guangzhou Tuoyan Testing Technology Co, Ltd., Guangzhou | The laser spot diameter is 30 µm, and the frequency is 6 Hz, with the energy density of 3.5 J/cm2. During the laser ablation process, helium gas is used as carrier gas and argon gas is used as compensation gas to adjust sensitivity. | NIST SRM610 | 4.5857 | [19 empty] | 156.8762 | [5 empty] | 1.7951 | [5 empty] | 51.4214 | [9 empty] | 104053.7542 |  | 0.69494 |  | 0 |  |  |  | 0 |  | 30.5806 |  |  |  | 20.0227 | [9 empty] | 0 |  |  |  | 52317.5427 |  | 0.12483 | [13 empty] | 33.3812 | [9 empty] | 0 | [5 empty] | 271429.5156 |  | 12.5317 | [9 empty] | 0.072549 |  |  |  | 0 |  |  |  | 0 | [5 empty] | 0.81571 |  |  |  | 0.005326 |  |  |  | 0 | [5 empty] | 524210 |  |  |  |  | 2024 | Liu, Y. et al. (2024), Metamorphism and remobilization of sphalerite from the Keketale VMS deposit, Ore Geology Reviews, 165, 105924 |  | CHN | Xinjiang
| Keketale |  | Seafloor hydrothermal | Volcanic-hosted massive sulfide (VMS) | VMS zinc-lead-silver | Pb, Zn | Ag | Pb, Zn, Ag | Yu et al., 2020 |  | 10KK-H@2-5 | [6 empty] | ore material | polished section | grab | mineral separate | [5 empty] | mineralisation |  |  |  | sphalerite | [6 empty] | pyrite, pyrrhotite, galena, chalcopyrite, calcite, quartz |  | LA-ICPMS | New Wave Research 193 nm Ar F Excimer laser ablation system coupled with Thermo Scientific i Cap RQ quadrupole Inductively coupled plasma mass Spectrometer (ICP-MS) | Guangzhou Tuoyan Testing Technology Co, Ltd., Guangzhou | The laser spot diameter is 30 µm, and the frequency is 6 Hz, with the energy density of 3.5 J/cm2. During the laser ablation process, helium gas is used as carrier gas and argon gas is used as compensation gas to adjust sensitivity. | NIST SRM610 | 3.2903 | [19 empty] | 114.2007 | [5 empty] | 0.95206 | [5 empty] | 21.7074 | [9 empty] | 67934.6212 |  | 2.8322 |  | 0 | [5 empty] | 25.8721 |  |  |  | 11.8959 | [9 empty] | 0 |  |  |  | 24404.015 |  | 142.4616 | [13 empty] | 101.1132 | [9 empty] | 0.060082 | [5 empty] | 236020.0074 |  | 16.2271 | [9 empty] | 0.029419 |  |  |  | 0 |  |  |  | 0 | [5 empty] | 0.90634 |  |  |  | 0.007171 |  |  |  | 4.3339 | [5 empty] | 524210 |  |  |  |  | 2024 | Liu, Y. et al. (2024), Metamorphism and remobilization of sphalerite from the Keketale VMS deposit, Ore Geology Reviews, 165, 105924 |  | CHN | Xinjiang
| Keketale |  | Seafloor hydrothermal | Volcanic-hosted massive sulfide (VMS) | VMS zinc-lead-silver | Pb, Zn | Ag | Pb, Zn, Ag | Yu et al., 2020 |  | 10KK-9@3-1 | [6 empty] | ore material | polished section | grab | mineral separate | [5 empty] | mineralisation |  |  |  | sphalerite | [6 empty] | pyrite, pyrrhotite, galena, chalcopyrite, calcite, quartz |  | LA-ICPMS | New Wave Research 193 nm Ar F Excimer laser ablation system coupled with Thermo Scientific i Cap RQ quadrupole Inductively coupled plasma mass Spectrometer (ICP-MS) | Guangzhou Tuoyan Testing Technology Co, Ltd., Guangzhou | The laser spot diameter is 30 µm, and the frequency is 6 Hz, with the energy density of 3.5 J/cm2. During the laser ablation process, helium gas is used as carrier gas and argon gas is used as compensation gas to adjust sensitivity. | NIST SRM610 | 1.0527 | [19 empty] | 102.49 | [11 empty] | 17.3515 | [9 empty] | 62088.1871 |  | 6.646 |  | 0 |  |  |  | 0.052479 |  | 27.6135 |  |  |  | 7.3508 | [9 empty] | 0 |  |  |  | 42720.8452 | [15 empty] | 47.1178 | [9 empty] | 0 | [5 empty] | 243836.3987 |  | 12.6664 | [13 empty] | 0 |  |  |  | 0 | [5 empty] | 0.11469 |  |  |  | 0.017263 | [9 empty] | 514390 |  |  |  |  | 2024 | Liu, Y. et al. (2024), Metamorphism and remobilization of sphalerite from the Keketale VMS deposit, Ore Geology Reviews, 165, 105924 |  | CHN | Xinjiang
| Keketale |  | Seafloor hydrothermal | Volcanic-hosted massive sulfide (VMS) | VMS zinc-lead-silver | Pb, Zn | Ag | Pb, Zn, Ag | Yu et al., 2020 |  | 10KK-9@3-2 | [6 empty] | ore material | polished section | grab | mineral separate | [5 empty] | mineralisation |  |  |  | sphalerite | [6 empty] | pyrite, pyrrhotite, galena, chalcopyrite, calcite, quartz |  | LA-ICPMS | New Wave Research 193 nm Ar F Excimer laser ablation system coupled with Thermo Scientific i Cap RQ quadrupole Inductively coupled plasma mass Spectrometer (ICP-MS) | Guangzhou Tuoyan Testing Technology Co, Ltd., Guangzhou | The laser spot diameter is 30 µm, and the frequency is 6 Hz, with the energy density of 3.5 J/cm2. During the laser ablation process, helium gas is used as carrier gas and argon gas is used as compensation gas to adjust sensitivity. | NIST SRM610 | 7.4796 |  |  |  | 4.6811 | [15 empty] | 95.6249 | [11 empty] | 20.094 | [9 empty] | 64177.4364 |  | 32.0307 | [5 empty] | 0 |  | 23.5667 |  |  |  | 7.4088 | [9 empty] | 0 |  |  |  | 43525.6648 | [15 empty] | 988.8371 | [9 empty] | 0 | [5 empty] | 244221.5761 |  | 48.7088 | [13 empty] | 0 |  |  |  | 0.23178 | [5 empty] | 1.5332 | [13 empty] | 514390 |  |  |  |  | 2024 | Liu, Y. et al. (2024), Metamorphism and remobilization of sphalerite from the Keketale VMS deposit, Ore Geology Reviews, 165, 105924 |  | CHN | Xinjiang
| Keketale |  | Seafloor hydrothermal | Volcanic-hosted massive sulfide (VMS) | VMS zinc-lead-silver | Pb, Zn | Ag | Pb, Zn, Ag | Yu et al., 2020 |  | 10KK-9@3-3 | [6 empty] | ore material | polished section | grab | mineral separate | [5 empty] | mineralisation |  |  |  | sphalerite | [6 empty] | pyrite, pyrrhotite, galena, chalcopyrite, calcite, quartz |  | LA-ICPMS | New Wave Research 193 nm Ar F Excimer laser ablation system coupled with Thermo Scientific i Cap RQ quadrupole Inductively coupled plasma mass Spectrometer (ICP-MS) | Guangzhou Tuoyan Testing Technology Co, Ltd., Guangzhou | The laser spot diameter is 30 µm, and the frequency is 6 Hz, with the energy density of 3.5 J/cm2. During the laser ablation process, helium gas is used as carrier gas and argon gas is used as compensation gas to adjust sensitivity. | NIST SRM610 | 0.71522 | [19 empty] | 104.4717 | [11 empty] | 14.3221 | [9 empty] | 61528.9994 |  | 6.0845 | [5 empty] | 0 |  | 27.0878 |  |  |  | 7.0824 | [9 empty] | 0 |  |  |  | 40968.3302 |  | 57.3707 | [13 empty] | 267.6246 | [9 empty] | 0 | [5 empty] | 242378.798 |  | 5.2799 | [13 empty] | 0 |  |  |  | 0 | [5 empty] | 0.14459 | [7 empty] | 3.7919 | [5 empty] | 514390 |  |  |  |  | 2024 | Liu, Y. et al. (2024), Metamorphism and remobilization of sphalerite from the Keketale VMS deposit, Ore Geology Reviews, 165, 105924 |  | CHN | Xinjiang
| Keketale |  | Seafloor hydrothermal | Volcanic-hosted massive sulfide (VMS) | VMS zinc-lead-silver | Pb, Zn | Ag | Pb, Zn, Ag | Yu et al., 2020 |  | 10KK-9@3-6 | [6 empty] | ore material | polished section | grab | mineral separate | [5 empty] | mineralisation |  |  |  | sphalerite | [6 empty] | pyrite, pyrrhotite, galena, chalcopyrite, calcite, quartz |  | LA-ICPMS | New Wave Research 193 nm Ar F Excimer laser ablation system coupled with Thermo Scientific i Cap RQ quadrupole Inductively coupled plasma mass Spectrometer (ICP-MS) | Guangzhou Tuoyan Testing Technology Co, Ltd., Guangzhou | The laser spot diameter is 30 µm, and the frequency is 6 Hz, with the energy density of 3.5 J/cm2. During the laser ablation process, helium gas is used as carrier gas and argon gas is used as compensation gas to adjust sensitivity. | NIST SRM610 | 1.5646 | [19 empty] | 105.594 | [11 empty] | 17.2352 | [9 empty] | 65284.2664 |  | 28.2583 | [5 empty] | 0 |  | 28.2829 |  |  |  | 7.3215 | [9 empty] | 0 |  |  |  | 44581.3053 | [15 empty] | 135.591 | [9 empty] | 0 | [5 empty] | 247946.5073 |  | 6.7764 | [13 empty] | 0 |  |  |  | 0 | [5 empty] | 0.80252 |  |  |  | 0 | [9 empty] | 514390 |  |  |  |  | 2024 | Liu, Y. et al. (2024), Metamorphism and remobilization of sphalerite from the Keketale VMS deposit, Ore Geology Reviews, 165, 105924 |  | CHN | Xinjiang
| Keketale |  | Seafloor hydrothermal | Volcanic-hosted massive sulfide (VMS) | VMS zinc-lead-silver | Pb, Zn | Ag | Pb, Zn, Ag | Yu et al., 2020 |  | 10KK-9@3-8 | [6 empty] | ore material | polished section | grab | mineral separate | [5 empty] | mineralisation |  |  |  | sphalerite | [6 empty] | pyrite, pyrrhotite, galena, chalcopyrite, calcite, quartz |  | LA-ICPMS | New Wave Research 193 nm Ar F Excimer laser ablation system coupled with Thermo Scientific i Cap RQ quadrupole Inductively coupled plasma mass Spectrometer (ICP-MS) | Guangzhou Tuoyan Testing Technology Co, Ltd., Guangzhou | The laser spot diameter is 30 µm, and the frequency is 6 Hz, with the energy density of 3.5 J/cm2. During the laser ablation process, helium gas is used as carrier gas and argon gas is used as compensation gas to adjust sensitivity. | NIST SRM610 | 0.18449 | [19 empty] | 102.7279 | [11 empty] | 17.6394 | [9 empty] | 63816.8068 |  | 6.3907 |  | 0 |  |  |  | 0 |  | 24.1582 |  |  |  | 7.0173 | [9 empty] | 0 |  |  |  | 42777.7222 | [15 empty] | 0.13846 | [9 empty] | 0 | [5 empty] | 241047.3384 | [15 empty] | 0 |  |  |  | 0 | [19 empty] | 514390 |  |  |  |  | 2024 | Liu, Y. et al. (2024), Metamorphism and remobilization of sphalerite from the Keketale VMS deposit, Ore Geology Reviews, 165, 105924 |  | CHN | Xinjiang
| Keketale |  | Seafloor hydrothermal | Volcanic-hosted massive sulfide (VMS) | VMS zinc-lead-silver | Pb, Zn | Ag | Pb, Zn, Ag | Yu et al., 2020 |  | 10KK-9@3-11 | [6 empty] | ore material | polished section | grab | mineral separate | [5 empty] | mineralisation |  |  |  | sphalerite | [6 empty] | pyrite, pyrrhotite, galena, chalcopyrite, calcite, quartz |  | LA-ICPMS | New Wave Research 193 nm Ar F Excimer laser ablation system coupled with Thermo Scientific i Cap RQ quadrupole Inductively coupled plasma mass Spectrometer (ICP-MS) | Guangzhou Tuoyan Testing Technology Co, Ltd., Guangzhou | The laser spot diameter is 30 µm, and the frequency is 6 Hz, with the energy density of 3.5 J/cm2. During the laser ablation process, helium gas is used as carrier gas and argon gas is used as compensation gas to adjust sensitivity. | NIST SRM610 | 0.44659 | [5 empty] | 0 | [13 empty] | 102.4578 | [11 empty] | 15.397 | [9 empty] | 60430.3219 |  | 6.2457 |  | 0 |  |  |  | 0 |  | 24.4278 |  |  |  | 7.1378 | [9 empty] | 0 |  |  |  | 41317.2216 |  | 0.020063 | [13 empty] | 11.5017 | [9 empty] | 0 | [5 empty] | 244915.2851 | [15 empty] | 0 | [13 empty] | 0 | [9 empty] | 514390 |  |  |  |  | 2024 | Liu, Y. et al. (2024), Metamorphism and remobilization of sphalerite from the Keketale VMS deposit, Ore Geology Reviews, 165, 105924 |  | CHN | Xinjiang
| Keketale |  | Seafloor hydrothermal | Volcanic-hosted massive sulfide (VMS) | VMS zinc-lead-silver | Pb, Zn | Ag | Pb, Zn, Ag | Yu et al., 2020 |  | 10KK-9@3-12 | [6 empty] | ore material | polished section | grab | mineral separate | [5 empty] | mineralisation |  |  |  | sphalerite | [6 empty] | pyrite, pyrrhotite, galena, chalcopyrite, calcite, quartz |  | LA-ICPMS | New Wave Research 193 nm Ar F Excimer laser ablation system coupled with Thermo Scientific i Cap RQ quadrupole Inductively coupled plasma mass Spectrometer (ICP-MS) | Guangzhou Tuoyan Testing Technology Co, Ltd., Guangzhou | The laser spot diameter is 30 µm, and the frequency is 6 Hz, with the energy density of 3.5 J/cm2. During the laser ablation process, helium gas is used as carrier gas and argon gas is used as compensation gas to adjust sensitivity. | NIST SRM610 | 0.83169 | [5 empty] | 0 | [13 empty] | 111.8582 | [11 empty] | 15.159 | [9 empty] | 62266.4012 |  | 6.3596 |  | 0 |  |  |  | 0 |  | 25.7513 |  |  |  | 6.897 | [9 empty] | 0 |  |  |  | 43573.0984 |  | 0 | [13 empty] | 4.3106 | [9 empty] | 0 | [5 empty] | 244636.2317 |  | 1.5271 | [13 empty] | 0 | [13 empty] | 0 |  | 0.030486 |  | 0 | [5 empty] | 514390 |  |  |  |  | 2024 | Liu, Y. et al. (2024), Metamorphism and remobilization of sphalerite from the Keketale VMS deposit, Ore Geology Reviews, 165, 105924 |  | CHN | Xinjiang
| Keketale |  | Seafloor hydrothermal | Volcanic-hosted massive sulfide (VMS) | VMS zinc-lead-silver | Pb, Zn | Ag | Pb, Zn, Ag | Yu et al., 2020 |  | 10KK-9@3-13 | [6 empty] | ore material | polished section | grab | mineral separate | [5 empty] | mineralisation |  |  |  | sphalerite | [6 empty] | pyrite, pyrrhotite, galena, chalcopyrite, calcite, quartz |  | LA-ICPMS | New Wave Research 193 nm Ar F Excimer laser ablation system coupled with Thermo Scientific i Cap RQ quadrupole Inductively coupled plasma mass Spectrometer (ICP-MS) | Guangzhou Tuoyan Testing Technology Co, Ltd., Guangzhou | The laser spot diameter is 30 µm, and the frequency is 6 Hz, with the energy density of 3.5 J/cm2. During the laser ablation process, helium gas is used as carrier gas and argon gas is used as compensation gas to adjust sensitivity. | NIST SRM610 | 0.49612 | [19 empty] | 105.2434 | [7 empty] | 0.02492 |  |  |  | 16.5869 | [9 empty] | 61574.5605 |  | 6.4339 |  | 0 |  |  |  | 0 |  | 26.2446 |  |  |  | 7.1154 | [9 empty] | 0 |  |  |  | 42394.7661 |  | 0.11852 | [13 empty] | 2.0477 | [15 empty] | 243247.7512 |  | 0.63958 | [13 empty] | 0 | [9 empty] | 0 |  |  |  | 0 | [9 empty] | 514390 |  |  |  |  | 2024 | Liu, Y. et al. (2024), Metamorphism and remobilization of sphalerite from the Keketale VMS deposit, Ore Geology Reviews, 165, 105924 |  | CHN | Xinjiang
| Keketale |  | Seafloor hydrothermal | Volcanic-hosted massive sulfide (VMS) | VMS zinc-lead-silver | Pb, Zn | Ag | Pb, Zn, Ag | Yu et al., 2020 |  | 10KK-9@3-16 | [6 empty] | ore material | polished section | grab | mineral separate | [5 empty] | mineralisation |  |  |  | sphalerite | [6 empty] | pyrite, pyrrhotite, galena, chalcopyrite, calcite, quartz |  | LA-ICPMS | New Wave Research 193 nm Ar F Excimer laser ablation system coupled with Thermo Scientific i Cap RQ quadrupole Inductively coupled plasma mass Spectrometer (ICP-MS) | Guangzhou Tuoyan Testing Technology Co, Ltd., Guangzhou | The laser spot diameter is 30 µm, and the frequency is 6 Hz, with the energy density of 3.5 J/cm2. During the laser ablation process, helium gas is used as carrier gas and argon gas is used as compensation gas to adjust sensitivity. | NIST SRM610 | 0.16568 | [5 empty] | 0 | [13 empty] | 101.7184 | [11 empty] | 13.8578 | [9 empty] | 59610.6023 |  | 6.448 |  | 0 |  |  |  | 0 |  | 26.2715 |  |  |  | 6.9169 | [9 empty] | 0 |  |  |  | 41691.9058 |  | 0 | [13 empty] | 0.16918 | [9 empty] | 0 | [5 empty] | 243881.3854 | [15 empty] | 0 | [17 empty] | 0 | [5 empty] | 514390 |  |  |  |  | 2024 | Liu, Y. et al. (2024), Metamorphism and remobilization of sphalerite from the Keketale VMS deposit, Ore Geology Reviews, 165, 105924 |  | CHN | Xinjiang
| Keketale |  | Seafloor hydrothermal | Volcanic-hosted massive sulfide (VMS) | VMS zinc-lead-silver | Pb, Zn | Ag | Pb, Zn, Ag | Yu et al., 2020 |  | 10KK-9@6-1 | [6 empty] | ore material | polished section | grab | mineral separate | [5 empty] | mineralisation |  |  |  | sphalerite | [6 empty] | pyrite, pyrrhotite, galena, chalcopyrite, calcite, quartz |  | LA-ICPMS | New Wave Research 193 nm Ar F Excimer laser ablation system coupled with Thermo Scientific i Cap RQ quadrupole Inductively coupled plasma mass Spectrometer (ICP-MS) | Guangzhou Tuoyan Testing Technology Co, Ltd., Guangzhou | The laser spot diameter is 30 µm, and the frequency is 6 Hz, with the energy density of 3.5 J/cm2. During the laser ablation process, helium gas is used as carrier gas and argon gas is used as compensation gas to adjust sensitivity. | NIST SRM610 | 0.49743 | [5 empty] | 0 | [13 empty] | 103.0133 | [11 empty] | 14.4101 | [9 empty] | 61252.7328 |  | 6.8843 | [5 empty] | 0 |  | 23.057 |  |  |  | 6.9929 | [9 empty] | 0 |  |  |  | 41830.1316 | [15 empty] | 1.2761 | [9 empty] | 0 | [5 empty] | 242908.2684 | [15 empty] | 0 |  |  |  | 0 | [5 empty] | 0 |  |  |  | 0 | [9 empty] | 514390 |  |  |  |  | 2024 | Liu, Y. et al. (2024), Metamorphism and remobilization of sphalerite from the Keketale VMS deposit, Ore Geology Reviews, 165, 105924 |  | CHN | Xinjiang
| Keketale |  | Seafloor hydrothermal | Volcanic-hosted massive sulfide (VMS) | VMS zinc-lead-silver | Pb, Zn | Ag | Pb, Zn, Ag | Yu et al., 2020 |  | 10KK-13@1-1 | [6 empty] | ore material | polished section | grab | mineral separate | [5 empty] | mineralisation |  |  |  | sphalerite | [6 empty] | pyrite, pyrrhotite, galena, chalcopyrite, calcite, quartz |  | LA-ICPMS | New Wave Research 193 nm Ar F Excimer laser ablation system coupled with Thermo Scientific i Cap RQ quadrupole Inductively coupled plasma mass Spectrometer (ICP-MS) | Guangzhou Tuoyan Testing Technology Co, Ltd., Guangzhou | The laser spot diameter is 30 µm, and the frequency is 6 Hz, with the energy density of 3.5 J/cm2. During the laser ablation process, helium gas is used as carrier gas and argon gas is used as compensation gas to adjust sensitivity. | NIST SRM610 | 1.3173 | [19 empty] | 1578.0304 | [7 empty] | 11.6179 |  |  |  | 122.1412 | [9 empty] | 140347.0615 |  | 0.83309 |  | 0 |  | 2.1555 |  | 0 |  | 22.161 |  |  |  | 14.7484 | [9 empty] | 0 |  |  |  | 3747.6857 | [9 empty] | 5.3043 | [5 empty] | 11.8109 | [9 empty] | 0 | [5 empty] | 288048.3723 |  | 4.4705 | [17 empty] | 0 | [5 empty] | 0.25246 | [13 empty] | 571670 |  |  |  |  | 2024 | Liu, Y. et al. (2024), Metamorphism and remobilization of sphalerite from the Keketale VMS deposit, Ore Geology Reviews, 165, 105924 |  | CHN | Xinjiang
| Keketale |  | Seafloor hydrothermal | Volcanic-hosted massive sulfide (VMS) | VMS zinc-lead-silver | Pb, Zn | Ag | Pb, Zn, Ag | Yu et al., 2020 |  | 10KK-13@1-4 | [6 empty] | ore material | polished section | grab | mineral separate | [5 empty] | mineralisation |  |  |  | sphalerite | [6 empty] | pyrite, pyrrhotite, galena, chalcopyrite, calcite, quartz |  | LA-ICPMS | New Wave Research 193 nm Ar F Excimer laser ablation system coupled with Thermo Scientific i Cap RQ quadrupole Inductively coupled plasma mass Spectrometer (ICP-MS) | Guangzhou Tuoyan Testing Technology Co, Ltd., Guangzhou | The laser spot diameter is 30 µm, and the frequency is 6 Hz, with the energy density of 3.5 J/cm2. During the laser ablation process, helium gas is used as carrier gas and argon gas is used as compensation gas to adjust sensitivity. | NIST SRM610 | 2.4393 |  |  |  | 46.6384 |  | 0.015095 | [7 empty] | 0.60041 | [5 empty] | 1449.1968 | [5 empty] | 41.1738 | [5 empty] | 38.4943 | [9 empty] | 150465.6988 |  |  |  | 0 |  | 2.2968 |  | 0 |  | 15.5937 |  |  |  | 14.8079 | [9 empty] | 0 |  |  |  | 5962.7602 | [15 empty] | 20.8493 | [9 empty] | 0 | [5 empty] | 382666.9504 |  | 33.4152 | [13 empty] | 0 |  |  |  | 0 | [5 empty] | 0.13931 |  |  |  | 0.002705 | [9 empty] | 571670 |  |  |  |  | 2024 | Liu, Y. et al. (2024), Metamorphism and remobilization of sphalerite from the Keketale VMS deposit, Ore Geology Reviews, 165, 105924 |  | CHN | Xinjiang
| Keketale |  | Seafloor hydrothermal | Volcanic-hosted massive sulfide (VMS) | VMS zinc-lead-silver | Pb, Zn | Ag | Pb, Zn, Ag | Yu et al., 2020 |  | 10KK-L@6-1 | [6 empty] | ore material | polished section | grab | mineral separate | [5 empty] | mineralisation |  |  |  | sphalerite | [6 empty] | pyrite, pyrrhotite, galena, chalcopyrite, calcite, quartz |  | LA-ICPMS | New Wave Research 193 nm Ar F Excimer laser ablation system coupled with Thermo Scientific i Cap RQ quadrupole Inductively coupled plasma mass Spectrometer (ICP-MS) | Guangzhou Tuoyan Testing Technology Co, Ltd., Guangzhou | The laser spot diameter is 30 µm, and the frequency is 6 Hz, with the energy density of 3.5 J/cm2. During the laser ablation process, helium gas is used as carrier gas and argon gas is used as compensation gas to adjust sensitivity. | NIST SRM610 | 0.18434 | [19 empty] | 1302.1041 | [11 empty] | 20.7364 | [9 empty] | 80800.9051 |  | 0.572 |  | 0 |  |  |  | 0 |  | 25.6642 |  |  |  | 22.1403 | [9 empty] | 0 |  |  |  | 48067.7323 | [15 empty] | 0.059125 | [9 empty] | 0 | [5 empty] | 250516.4656 | [15 empty] | 0 |  |  |  | 0 | [5 empty] | 0 | [5 empty] | 0.17618 | [7 empty] | 515970 |  |  |  |  | 2024 | Liu, Y. et al. (2024), Metamorphism and remobilization of sphalerite from the Keketale VMS deposit, Ore Geology Reviews, 165, 105924 |  | CHN | Xinjiang
| Keketale |  | Seafloor hydrothermal | Volcanic-hosted massive sulfide (VMS) | VMS zinc-lead-silver | Pb, Zn | Ag | Pb, Zn, Ag | Yu et al., 2020 |  | 10KK-L@6-11 | [6 empty] | ore material | polished section | grab | mineral separate | [5 empty] | mineralisation |  |  |  | sphalerite | [6 empty] | pyrite, pyrrhotite, galena, chalcopyrite, calcite, quartz |  | LA-ICPMS | New Wave Research 193 nm Ar F Excimer laser ablation system coupled with Thermo Scientific i Cap RQ quadrupole Inductively coupled plasma mass Spectrometer (ICP-MS) | Guangzhou Tuoyan Testing Technology Co, Ltd., Guangzhou | The laser spot diameter is 30 µm, and the frequency is 6 Hz, with the energy density of 3.5 J/cm2. During the laser ablation process, helium gas is used as carrier gas and argon gas is used as compensation gas to adjust sensitivity. | NIST SRM610 | 0.50264 | [5 empty] | 0 | [13 empty] | 2502.8618 | [7 empty] | 5.5394 |  |  |  | 22.8456 | [9 empty] | 65673.0655 |  | 0.41641 |  | 0 |  | 1.5878 |  | 0 |  | 25.29 |  |  |  | 21.3509 | [9 empty] | 0 |  |  |  | 31314.4716 | [15 empty] | 2.3567 | [9 empty] | 0 | [5 empty] | 238426.8186 | [5 empty] | 1.8769 | [19 empty] | 0.3212 | [7 empty] | 0.006193 | [5 empty] | 515970 |  |  |  |  | 2024 | Liu, Y. et al. (2024), Metamorphism and remobilization of sphalerite from the Keketale VMS deposit, Ore Geology Reviews, 165, 105924 |  | CHN | Xinjiang
| Keketale |  | Seafloor hydrothermal | Volcanic-hosted massive sulfide (VMS) | VMS zinc-lead-silver | Pb, Zn | Ag | Pb, Zn, Ag | Yu et al., 2020 |  | 10KK-L@6-12 | [6 empty] | ore material | polished section | grab | mineral separate | [5 empty] | mineralisation |  |  |  | sphalerite | [6 empty] | pyrite, pyrrhotite, galena, chalcopyrite, calcite, quartz |  | LA-ICPMS | New Wave Research 193 nm Ar F Excimer laser ablation system coupled with Thermo Scientific i Cap RQ quadrupole Inductively coupled plasma mass Spectrometer (ICP-MS) | Guangzhou Tuoyan Testing Technology Co, Ltd., Guangzhou | The laser spot diameter is 30 µm, and the frequency is 6 Hz, with the energy density of 3.5 J/cm2. During the laser ablation process, helium gas is used as carrier gas and argon gas is used as compensation gas to adjust sensitivity. | NIST SRM610 | 0.43507 | [5 empty] | 0 | [13 empty] | 2357.6464 | [11 empty] | 26.2036 | [9 empty] | 68968.5412 |  | 0.70618 |  | 0 |  | 1.4878 |  | 0 |  | 26.4155 |  |  |  | 21.0758 | [9 empty] | 0 |  |  |  | 35876.3998 |  | 0 | [7 empty] | 0.1063 | [5 empty] | 0.67071 | [9 empty] | 0 | [5 empty] | 241345.1826 | [19 empty] | 0 | [5 empty] | 0.097102 | [13 empty] | 515970 |  |  |  |  | 2024 | Liu, Y. et al. (2024), Metamorphism and remobilization of sphalerite from the Keketale VMS deposit, Ore Geology Reviews, 165, 105924 |  | CHN | Xinjiang
| Keketale |  | Seafloor hydrothermal | Volcanic-hosted massive sulfide (VMS) | VMS zinc-lead-silver | Pb, Zn | Ag | Pb, Zn, Ag | Yu et al., 2020 |  | 10KK-L@6-14 | [6 empty] | ore material | polished section | grab | mineral separate | [5 empty] | mineralisation |  |  |  | sphalerite | [6 empty] | pyrite, pyrrhotite, galena, chalcopyrite, calcite, quartz |  | LA-ICPMS | New Wave Research 193 nm Ar F Excimer laser ablation system coupled with Thermo Scientific i Cap RQ quadrupole Inductively coupled plasma mass Spectrometer (ICP-MS) | Guangzhou Tuoyan Testing Technology Co, Ltd., Guangzhou | The laser spot diameter is 30 µm, and the frequency is 6 Hz, with the energy density of 3.5 J/cm2. During the laser ablation process, helium gas is used as carrier gas and argon gas is used as compensation gas to adjust sensitivity. | NIST SRM610 | 0.1925 | [5 empty] | 0 | [13 empty] | 2583.624 | [11 empty] | 16.8322 | [9 empty] | 66631.7717 |  | 0.49388 |  | 0 |  |  |  | 0 |  | 26.0487 |  |  |  | 19.9878 | [9 empty] | 0 |  |  |  | 31645.9592 |  | 0 | [23 empty] | 0 | [5 empty] | 241705.7506 | [15 empty] | 0 |  |  |  | 0 | [5 empty] | 0 | [13 empty] | 515970 |  |  |  |  | 2024 | Liu, Y. et al. (2024), Metamorphism and remobilization of sphalerite from the Keketale VMS deposit, Ore Geology Reviews, 165, 105924 |  | CHN | Xinjiang
| Keketale |  | Seafloor hydrothermal | Volcanic-hosted massive sulfide (VMS) | VMS zinc-lead-silver | Pb, Zn | Ag | Pb, Zn, Ag | Yu et al., 2020 |  | 10KK-01@1-1 | [6 empty] | ore material | polished section | grab | mineral separate | [5 empty] | mineralisation |  |  |  | sphalerite | [6 empty] | pyrite, pyrrhotite, galena, chalcopyrite, calcite, quartz |  | LA-ICPMS | New Wave Research 193 nm Ar F Excimer laser ablation system coupled with Thermo Scientific i Cap RQ quadrupole Inductively coupled plasma mass Spectrometer (ICP-MS) | Guangzhou Tuoyan Testing Technology Co, Ltd., Guangzhou | The laser spot diameter is 30 µm, and the frequency is 6 Hz, with the energy density of 3.5 J/cm2. During the laser ablation process, helium gas is used as carrier gas and argon gas is used as compensation gas to adjust sensitivity. | NIST SRM610 | 14.5251 | [5 empty] | 0 | [13 empty] | 116.471 | [11 empty] | 37.9945 | [9 empty] | 72256.2992 |  | 1.3146 |  | 0 |  |  |  | 0 |  | 16.7793 |  |  |  | 12.3664 | [9 empty] | 0 |  |  |  | 38310.0907 |  | 0.011408 | [13 empty] | 16.6493 | [9 empty] | 0 | [5 empty] | 239425.9591 |  | 18.2838 |  |  |  | 0.38169 | [9 empty] | 0 |  |  |  | 0 | [5 empty] | 0.644 | [13 empty] | 492410 |  |  |  |  | 2024 | Liu, Y. et al. (2024), Metamorphism and remobilization of sphalerite from the Keketale VMS deposit, Ore Geology Reviews, 165, 105924 |  | CHN | Xinjiang
| Keketale |  | Seafloor hydrothermal | Volcanic-hosted massive sulfide (VMS) | VMS zinc-lead-silver | Pb, Zn | Ag | Pb, Zn, Ag | Yu et al., 2020 |  | 10KK-01@1-2 | [6 empty] | ore material | polished section | grab | mineral separate | [5 empty] | mineralisation |  |  |  | sphalerite | [6 empty] | pyrite, pyrrhotite, galena, chalcopyrite, calcite, quartz |  | LA-ICPMS | New Wave Research 193 nm Ar F Excimer laser ablation system coupled with Thermo Scientific i Cap RQ quadrupole Inductively coupled plasma mass Spectrometer (ICP-MS) | Guangzhou Tuoyan Testing Technology Co, Ltd., Guangzhou | The laser spot diameter is 30 µm, and the frequency is 6 Hz, with the energy density of 3.5 J/cm2. During the laser ablation process, helium gas is used as carrier gas and argon gas is used as compensation gas to adjust sensitivity. | NIST SRM610 | 3.0754 | [5 empty] | 0 | [13 empty] | 113.3385 | [11 empty] | 16.7827 | [9 empty] | 72316.2304 |  | 1.4095 |  | 0 |  | 1.5129 |  | 0 |  | 18.0246 |  |  |  | 12.422 | [9 empty] | 0 |  |  |  | 39253.4782 | [15 empty] | 3.5026 | [15 empty] | 243454.5738 |  | 3.6003 | [17 empty] | 0 | [5 empty] | 0.047626 | [13 empty] | 492410 |  |  |  |  | 2024 | Liu, Y. et al. (2024), Metamorphism and remobilization of sphalerite from the Keketale VMS deposit, Ore Geology Reviews, 165, 105924 |  | CHN | Xinjiang
| Keketale |  | Seafloor hydrothermal | Volcanic-hosted massive sulfide (VMS) | VMS zinc-lead-silver | Pb, Zn | Ag | Pb, Zn, Ag | Yu et al., 2020 |  | 10KK-01@2-1 | [6 empty] | ore material | polished section | grab | mineral separate | [5 empty] | mineralisation |  |  |  | sphalerite | [6 empty] | pyrite, pyrrhotite, galena, chalcopyrite, calcite, quartz |  | LA-ICPMS | New Wave Research 193 nm Ar F Excimer laser ablation system coupled with Thermo Scientific i Cap RQ quadrupole Inductively coupled plasma mass Spectrometer (ICP-MS) | Guangzhou Tuoyan Testing Technology Co, Ltd., Guangzhou | The laser spot diameter is 30 µm, and the frequency is 6 Hz, with the energy density of 3.5 J/cm2. During the laser ablation process, helium gas is used as carrier gas and argon gas is used as compensation gas to adjust sensitivity. | NIST SRM610 | 2.5473 | [5 empty] | 0 | [13 empty] | 127.508 | [11 empty] | 15.9331 | [9 empty] | 74554.4591 |  | 1.54 |  | 0 |  |  |  | 0 |  | 19.8817 |  |  |  | 13.0675 | [9 empty] | 0 |  |  |  | 40304.3776 |  | 0 | [13 empty] | 3.6684 | [9 empty] | 0 | [5 empty] | 242557.6386 |  | 9.1918 | [13 empty] | 0 |  |  |  | 0 | [5 empty] | 0.11329 |  |  |  | 0 | [9 empty] | 492410 |  |  |  |  | 2024 | Liu, Y. et al. (2024), Metamorphism and remobilization of sphalerite from the Keketale VMS deposit, Ore Geology Reviews, 165, 105924 |  | CHN | Xinjiang
| Keketale |  | Seafloor hydrothermal | Volcanic-hosted massive sulfide (VMS) | VMS zinc-lead-silver | Pb, Zn | Ag | Pb, Zn, Ag | Yu et al., 2020 |  | 10KK-01@2-2 | [6 empty] | ore material | polished section | grab | mineral separate | [5 empty] | mineralisation |  |  |  | sphalerite | [6 empty] | pyrite, pyrrhotite, galena, chalcopyrite, calcite, quartz |  | LA-ICPMS | New Wave Research 193 nm Ar F Excimer laser ablation system coupled with Thermo Scientific i Cap RQ quadrupole Inductively coupled plasma mass Spectrometer (ICP-MS) | Guangzhou Tuoyan Testing Technology Co, Ltd., Guangzhou | The laser spot diameter is 30 µm, and the frequency is 6 Hz, with the energy density of 3.5 J/cm2. During the laser ablation process, helium gas is used as carrier gas and argon gas is used as compensation gas to adjust sensitivity. | NIST SRM610 | 0.31001 | [19 empty] | 126.2742 | [11 empty] | 11.585 | [9 empty] | 73911.5724 |  | 1.19 |  | 0 |  |  |  | 0 |  | 19.2355 |  |  |  | 13.1086 | [9 empty] | 0 |  |  |  | 40491.5634 |  | 0.09896 | [13 empty] | 0.13271 | [9 empty] | 0 | [5 empty] | 244991.1662 | [15 empty] | 0 |  |  |  | 0 | [5 empty] | 0 |  |  |  | 0 | [9 empty] | 492410 |  |  |  |  | 2024 | Liu, Y. et al. (2024), Metamorphism and remobilization of sphalerite from the Keketale VMS deposit, Ore Geology Reviews, 165, 105924 |  | CHN | Xinjiang
| Keketale |  | Seafloor hydrothermal | Volcanic-hosted massive sulfide (VMS) | VMS zinc-lead-silver | Pb, Zn | Ag | Pb, Zn, Ag | Yu et al., 2020 |  | 10KK-01@2-3 | [6 empty] | ore material | polished section | grab | mineral separate | [5 empty] | mineralisation |  |  |  | sphalerite | [6 empty] | pyrite, pyrrhotite, galena, chalcopyrite, calcite, quartz |  | LA-ICPMS | New Wave Research 193 nm Ar F Excimer laser ablation system coupled with Thermo Scientific i Cap RQ quadrupole Inductively coupled plasma mass Spectrometer (ICP-MS) | Guangzhou Tuoyan Testing Technology Co, Ltd., Guangzhou | The laser spot diameter is 30 µm, and the frequency is 6 Hz, with the energy density of 3.5 J/cm2. During the laser ablation process, helium gas is used as carrier gas and argon gas is used as compensation gas to adjust sensitivity. | NIST SRM610 | 0.95492 | [5 empty] | 0 | [13 empty] | 122.859 | [11 empty] | 17.0423 | [9 empty] | 72323.1763 |  | 1.9312 |  | 0 |  | 1.5259 |  | 0 |  | 18.9488 |  |  |  | 13.2829 | [9 empty] | 0 |  |  |  | 40221.8025 |  | 0 | [13 empty] | 41.1742 | [9 empty] | 0 | [5 empty] | 240677.6255 |  | 4.2036 | [13 empty] | 0 | [9 empty] | 0.39836 | [7 empty] | 0 | [5 empty] | 492410 |  |  |  |  | 2024 | Liu, Y. et al. (2024), Metamorphism and remobilization of sphalerite from the Keketale VMS deposit, Ore Geology Reviews, 165, 105924 |  | CHN | Xinjiang
| Keketale |  | Seafloor hydrothermal | Volcanic-hosted massive sulfide (VMS) | VMS zinc-lead-silver | Pb, Zn | Ag | Pb, Zn, Ag | Yu et al., 2020 |  | 10KK-01@2-5 | [6 empty] | ore material | polished section | grab | mineral separate | [5 empty] | mineralisation |  |  |  | sphalerite | [6 empty] | pyrite, pyrrhotite, galena, chalcopyrite, calcite, quartz |  | LA-ICPMS | New Wave Research 193 nm Ar F Excimer laser ablation system coupled with Thermo Scientific i Cap RQ quadrupole Inductively coupled plasma mass Spectrometer (ICP-MS) | Guangzhou Tuoyan Testing Technology Co, Ltd., Guangzhou | The laser spot diameter is 30 µm, and the frequency is 6 Hz, with the energy density of 3.5 J/cm2. During the laser ablation process, helium gas is used as carrier gas and argon gas is used as compensation gas to adjust sensitivity. | NIST SRM610 | 0.43517 | [5 empty] | 0 | [13 empty] | 129.5497 | [11 empty] | 14.1275 | [9 empty] | 74547.2942 |  | 1.4042 |  | 0 |  |  |  | 0 |  | 18.6072 |  |  |  | 13.7073 | [9 empty] | 0 |  |  |  | 41090.9853 | [15 empty] | 1.0091 | [9 empty] | 0 | [5 empty] | 246512.8061 |  | 0.50328 | [13 empty] | 0 |  |  |  | 0 | [5 empty] | 0.030454 |  |  |  | 0 |  |  |  | 0.03444 | [5 empty] | 492410 |  |  |  |  | 2024 | Liu, Y. et al. (2024), Metamorphism and remobilization of sphalerite from the Keketale VMS deposit, Ore Geology Reviews, 165, 105924 |  | CHN | Xinjiang
| Keketale |  | Seafloor hydrothermal | Volcanic-hosted massive sulfide (VMS) | VMS zinc-lead-silver | Pb, Zn | Ag | Pb, Zn, Ag | Yu et al., 2020 |  | 10KK-01@3-1 | [6 empty] | ore material | polished section | grab | mineral separate | [5 empty] | mineralisation |  |  |  | sphalerite | [6 empty] | pyrite, pyrrhotite, galena, chalcopyrite, calcite, quartz |  | LA-ICPMS | New Wave Research 193 nm Ar F Excimer laser ablation system coupled with Thermo Scientific i Cap RQ quadrupole Inductively coupled plasma mass Spectrometer (ICP-MS) | Guangzhou Tuoyan Testing Technology Co, Ltd., Guangzhou | The laser spot diameter is 30 µm, and the frequency is 6 Hz, with the energy density of 3.5 J/cm2. During the laser ablation process, helium gas is used as carrier gas and argon gas is used as compensation gas to adjust sensitivity. | NIST SRM610 | 4.355 | [5 empty] | 0 | [13 empty] | 133.2815 | [11 empty] | 15.8767 | [9 empty] | 70916.153 |  | 1.3655 |  | 0 |  |  |  | 0 |  | 20.0264 |  |  |  | 13.2226 | [9 empty] | 0 |  |  |  | 38041.3666 | [15 empty] | 1.2349 | [9 empty] | 0 | [5 empty] | 244871.4336 |  | 5.5535 | [13 empty] | 0 |  |  |  | 0 | [5 empty] | 0.21075 | [13 empty] | 492410 |  |  |  |  | 2024 | Liu, Y. et al. (2024), Metamorphism and remobilization of sphalerite from the Keketale VMS deposit, Ore Geology Reviews, 165, 105924 |  | CHN | Xinjiang
| Keketale |  | Seafloor hydrothermal | Volcanic-hosted massive sulfide (VMS) | VMS zinc-lead-silver | Pb, Zn | Ag | Pb, Zn, Ag | Yu et al., 2020 |  | 10KK-01@3-2 | [6 empty] | ore material | polished section | grab | mineral separate | [5 empty] | mineralisation |  |  |  | sphalerite | [6 empty] | pyrite, pyrrhotite, galena, chalcopyrite, calcite, quartz |  | LA-ICPMS | New Wave Research 193 nm Ar F Excimer laser ablation system coupled with Thermo Scientific i Cap RQ quadrupole Inductively coupled plasma mass Spectrometer (ICP-MS) | Guangzhou Tuoyan Testing Technology Co, Ltd., Guangzhou | The laser spot diameter is 30 µm, and the frequency is 6 Hz, with the energy density of 3.5 J/cm2. During the laser ablation process, helium gas is used as carrier gas and argon gas is used as compensation gas to adjust sensitivity. | NIST SRM610 | 0.14664 | [19 empty] | 135.535 | [11 empty] | 10.6054 | [9 empty] | 69712.4023 |  | 1.5027 | [5 empty] | 0 |  | 16.3978 |  |  |  | 12.008 | [9 empty] | 0 |  |  |  | 31743.9703 | [15 empty] | 0.009681 | [9 empty] | 0 | [5 empty] | 240738.914 | [15 empty] | 0 |  |  |  | 0 | [19 empty] | 492410 |  |  |  |  | 2024 | Liu, Y. et al. (2024), Metamorphism and remobilization of sphalerite from the Keketale VMS deposit, Ore Geology Reviews, 165, 105924 |  | CHN | Xinjiang
| Keketale |  | Seafloor hydrothermal | Volcanic-hosted massive sulfide (VMS) | VMS zinc-lead-silver | Pb, Zn | Ag | Pb, Zn, Ag | Yu et al., 2020 |  | 10KK-01@4-11 | [6 empty] | ore material | polished section | grab | mineral separate | [5 empty] | mineralisation |  |  |  | sphalerite | [6 empty] | pyrite, pyrrhotite, galena, chalcopyrite, calcite, quartz |  | LA-ICPMS | New Wave Research 193 nm Ar F Excimer laser ablation system coupled with Thermo Scientific i Cap RQ quadrupole Inductively coupled plasma mass Spectrometer (ICP-MS) | Guangzhou Tuoyan Testing Technology Co, Ltd., Guangzhou | The laser spot diameter is 30 µm, and the frequency is 6 Hz, with the energy density of 3.5 J/cm2. During the laser ablation process, helium gas is used as carrier gas and argon gas is used as compensation gas to adjust sensitivity. | NIST SRM610 | 1.4338 | [13 empty] | 0.000474 | [5 empty] | 152.6371 | [11 empty] | 15.7938 | [9 empty] | 69934.6333 |  | 1.0665 |  | 0 |  |  |  | 0 |  | 17.6138 |  |  |  | 12.6458 | [9 empty] | 0 |  |  |  | 38734.7508 | [15 empty] | 2.5119 | [9 empty] | 0 | [5 empty] | 244874.2371 |  | 1.4864 | [13 empty] | 0 |  |  |  | 0 | [5 empty] | 0.033195 | [7 empty] | 0 | [5 empty] | 492410 |  |  |  |  | 2024 | Liu, Y. et al. (2024), Metamorphism and remobilization of sphalerite from the Keketale VMS deposit, Ore Geology Reviews, 165, 105924 |  | CHN | Xinjiang
| Keketale |  | Seafloor hydrothermal | Volcanic-hosted massive sulfide (VMS) | VMS zinc-lead-silver | Pb, Zn | Ag | Pb, Zn, Ag | Yu et al., 2020 |  | 10KK-01@4-12 | [6 empty] | ore material | polished section | grab | mineral separate | [5 empty] | mineralisation |  |  |  | sphalerite | [6 empty] | pyrite, pyrrhotite, galena, chalcopyrite, calcite, quartz |  | LA-ICPMS | New Wave Research 193 nm Ar F Excimer laser ablation system coupled with Thermo Scientific i Cap RQ quadrupole Inductively coupled plasma mass Spectrometer (ICP-MS) | Guangzhou Tuoyan Testing Technology Co, Ltd., Guangzhou | The laser spot diameter is 30 µm, and the frequency is 6 Hz, with the energy density of 3.5 J/cm2. During the laser ablation process, helium gas is used as carrier gas and argon gas is used as compensation gas to adjust sensitivity. | NIST SRM610 | 0.62425 | [13 empty] | 0 | [5 empty] | 153.7102 | [11 empty] | 14.2472 | [9 empty] | 67346.8406 |  | 1.2182 |  | 0 |  |  |  | 0 |  | 16.5114 |  |  |  | 12.3364 | [9 empty] | 0 |  |  |  | 35753.6482 |  | 0 | [13 empty] | 0.85984 | [9 empty] | 0 | [5 empty] | 240501.4423 |  | 0.55939 | [13 empty] | 0 |  |  |  | 0 | [5 empty] | 0 | [7 empty] | 0.005165 | [5 empty] | 492410 |  |  |  |  | 2024 | Liu, Y. et al. (2024), Metamorphism and remobilization of sphalerite from the Keketale VMS deposit, Ore Geology Reviews, 165, 105924 |  | CHN | Xinjiang
| Keketale |  | Seafloor hydrothermal | Volcanic-hosted massive sulfide (VMS) | VMS zinc-lead-silver | Pb, Zn | Ag | Pb, Zn, Ag | Yu et al., 2020 |  | 10KK-01@5-2 | [6 empty] | ore material | polished section | grab | mineral separate | [5 empty] | mineralisation |  |  |  | sphalerite | [6 empty] | pyrite, pyrrhotite, galena, chalcopyrite, calcite, quartz |  | LA-ICPMS | New Wave Research 193 nm Ar F Excimer laser ablation system coupled with Thermo Scientific i Cap RQ quadrupole Inductively coupled plasma mass Spectrometer (ICP-MS) | Guangzhou Tuoyan Testing Technology Co, Ltd., Guangzhou | The laser spot diameter is 30 µm, and the frequency is 6 Hz, with the energy density of 3.5 J/cm2. During the laser ablation process, helium gas is used as carrier gas and argon gas is used as compensation gas to adjust sensitivity. | NIST SRM610 | 1.9037 | [5 empty] | 0 | [7 empty] | 0.000209 | [5 empty] | 154.9614 | [11 empty] | 15.4288 | [9 empty] | 68503.0627 |  | 1.1228 |  | 0 |  |  |  | 0 |  | 18.6051 |  |  |  | 12.7686 | [9 empty] | 0 |  |  |  | 36609.1652 | [15 empty] | 15.5346 | [15 empty] | 243126.6266 |  | 2.4115 | [13 empty] | 0 |  |  |  | 0 | [5 empty] | 0.096571 | [13 empty] | 492410 |  |  |  |  | 2024 | Liu, Y. et al. (2024), Metamorphism and remobilization of sphalerite from the Keketale VMS deposit, Ore Geology Reviews, 165, 105924 |  | CHN | Xinjiang
| Keketale |  | Seafloor hydrothermal | Volcanic-hosted massive sulfide (VMS) | VMS zinc-lead-silver | Pb, Zn | Ag | Pb, Zn, Ag | Yu et al., 2020 |  | 10KK-01@5-3 | [6 empty] | ore material | polished section | grab | mineral separate | [5 empty] | mineralisation |  |  |  | sphalerite | [6 empty] | pyrite, pyrrhotite, galena, chalcopyrite, calcite, quartz |  | LA-ICPMS | New Wave Research 193 nm Ar F Excimer laser ablation system coupled with Thermo Scientific i Cap RQ quadrupole Inductively coupled plasma mass Spectrometer (ICP-MS) | Guangzhou Tuoyan Testing Technology Co, Ltd., Guangzhou | The laser spot diameter is 30 µm, and the frequency is 6 Hz, with the energy density of 3.5 J/cm2. During the laser ablation process, helium gas is used as carrier gas and argon gas is used as compensation gas to adjust sensitivity. | NIST SRM610 | 2.5605 | [19 empty] | 166.7503 | [11 empty] | 16.9966 | [9 empty] | 68081.3908 |  | 1.1993 |  | 0 |  | 1.6913 |  | 0 |  | 19.7232 |  |  |  | 13.0324 | [9 empty] | 0 |  |  |  | 37081.6661 | [15 empty] | 2.821 | [15 empty] | 241877.7729 |  | 3.0895 | [13 empty] | 0 | [23 empty] | 492410 |  |  |  |  | 2024 | Liu, Y. et al. (2024), Metamorphism and remobilization of sphalerite from the Keketale VMS deposit, Ore Geology Reviews, 165, 105924 |  | CHN | Xinjiang
| Keketale |  | Seafloor hydrothermal | Volcanic-hosted massive sulfide (VMS) | VMS zinc-lead-silver | Pb, Zn | Ag | Pb, Zn, Ag | Yu et al., 2020 |  | 10KK-01@6-2 | [6 empty] | ore material | polished section | grab | mineral separate | [5 empty] | mineralisation |  |  |  | sphalerite | [6 empty] | pyrite, pyrrhotite, galena, chalcopyrite, calcite, quartz |  | LA-ICPMS | New Wave Research 193 nm Ar F Excimer laser ablation system coupled with Thermo Scientific i Cap RQ quadrupole Inductively coupled plasma mass Spectrometer (ICP-MS) | Guangzhou Tuoyan Testing Technology Co, Ltd., Guangzhou | The laser spot diameter is 30 µm, and the frequency is 6 Hz, with the energy density of 3.5 J/cm2. During the laser ablation process, helium gas is used as carrier gas and argon gas is used as compensation gas to adjust sensitivity. | NIST SRM610 | 0.48503 | [5 empty] | 0 | [13 empty] | 159.272 | [11 empty] | 13.0615 | [9 empty] | 71138.7764 |  | 1.5858 |  | 0 |  |  |  | 0 |  | 18.5943 |  |  |  | 13.0908 | [9 empty] | 0 |  |  |  | 38748.1791 |  | 0 | [13 empty] | 22.5266 | [15 empty] | 245204.2789 |  | 2.7913 | [13 empty] | 0 |  |  |  | 0 | [5 empty] | 0.11227 | [13 empty] | 492410 |  |  |  |  | 2024 | Liu, Y. et al. (2024), Metamorphism and remobilization of sphalerite from the Keketale VMS deposit, Ore Geology Reviews, 165, 105924 |  | CHN | Xinjiang
| Keketale |  | Seafloor hydrothermal | Volcanic-hosted massive sulfide (VMS) | VMS zinc-lead-silver | Pb, Zn | Ag | Pb, Zn, Ag | Yu et al., 2020 |  | 10KK-01@6-3 | [6 empty] | ore material | polished section | grab | mineral separate | [5 empty] | mineralisation |  |  |  | sphalerite | [6 empty] | pyrite, pyrrhotite, galena, chalcopyrite, calcite, quartz |  | LA-ICPMS | New Wave Research 193 nm Ar F Excimer laser ablation system coupled with Thermo Scientific i Cap RQ quadrupole Inductively coupled plasma mass Spectrometer (ICP-MS) | Guangzhou Tuoyan Testing Technology Co, Ltd., Guangzhou | The laser spot diameter is 30 µm, and the frequency is 6 Hz, with the energy density of 3.5 J/cm2. During the laser ablation process, helium gas is used as carrier gas and argon gas is used as compensation gas to adjust sensitivity. | NIST SRM610 | 0.222 | [5 empty] | 0 | [13 empty] | 165.4512 | [11 empty] | 11.2053 | [9 empty] | 70623.7763 |  | 1.3767 |  | 0 |  |  |  | 0 |  | 18.5625 |  |  |  | 12.6679 | [9 empty] | 0 |  |  |  | 38104.497 | [15 empty] | 0.38573 | [9 empty] | 0 | [5 empty] | 243643.9865 | [15 empty] | 0 |  |  |  | 0 | [5 empty] | 0.016804 |  |  |  | 0 | [9 empty] | 492410 |  |  |  |  | 2024 | Liu, Y. et al. (2024), Metamorphism and remobilization of sphalerite from the Keketale VMS deposit, Ore Geology Reviews, 165, 105924 |  | CHN | Xinjiang
| Keketale |  | Seafloor hydrothermal | Volcanic-hosted massive sulfide (VMS) | VMS zinc-lead-silver | Pb, Zn | Ag | Pb, Zn, Ag | Yu et al., 2020 |  | 10KK-01@6-4 | [6 empty] | ore material | polished section | grab | mineral separate | [5 empty] | mineralisation |  |  |  | sphalerite | [6 empty] | pyrite, pyrrhotite, galena, chalcopyrite, calcite, quartz |  | LA-ICPMS | New Wave Research 193 nm Ar F Excimer laser ablation system coupled with Thermo Scientific i Cap RQ quadrupole Inductively coupled plasma mass Spectrometer (ICP-MS) | Guangzhou Tuoyan Testing Technology Co, Ltd., Guangzhou | The laser spot diameter is 30 µm, and the frequency is 6 Hz, with the energy density of 3.5 J/cm2. During the laser ablation process, helium gas is used as carrier gas and argon gas is used as compensation gas to adjust sensitivity. | NIST SRM610 | 0.12337 | [19 empty] | 171.3276 | [11 empty] | 12.6105 | [9 empty] | 66707.3209 |  | 1.3277 |  | 0 |  |  |  | 0 |  | 17.0367 |  |  |  | 12.0203 | [9 empty] | 0 |  |  |  | 36161.8821 | [25 empty] | 0 | [5 empty] | 241419.2576 | [15 empty] | 0 |  |  |  | 0 | [5 empty] | 0 | [13 empty] | 492410 |  |  |  |  | 2024 | Liu, Y. et al. (2024), Metamorphism and remobilization of sphalerite from the Keketale VMS deposit, Ore Geology Reviews, 165, 105924 |  | CHN | Xinjiang
| Keketale |  | Seafloor hydrothermal | Volcanic-hosted massive sulfide (VMS) | VMS zinc-lead-silver | Pb, Zn | Ag | Pb, Zn, Ag | Yu et al., 2020 |  | 10KK-12@1-3 | [6 empty] | ore material | polished section | grab | mineral separate | [5 empty] | mineralisation |  |  |  | sphalerite | [6 empty] | pyrite, pyrrhotite, galena, chalcopyrite, calcite, quartz |  | LA-ICPMS | New Wave Research 193 nm Ar F Excimer laser ablation system coupled with Thermo Scientific i Cap RQ quadrupole Inductively coupled plasma mass Spectrometer (ICP-MS) | Guangzhou Tuoyan Testing Technology Co, Ltd., Guangzhou | The laser spot diameter is 30 µm, and the frequency is 6 Hz, with the energy density of 3.5 J/cm2. During the laser ablation process, helium gas is used as carrier gas and argon gas is used as compensation gas to adjust sensitivity. | NIST SRM610 | 0.11862 | [5 empty] | 0 | [13 empty] | 119.8488 | [5 empty] | 0.73391 | [5 empty] | 19.1116 | [9 empty] | 73689.9579 |  | 5.1551 |  | 0 |  | 1.2149 |  | 0 |  | 20.5038 |  |  |  | 16.6863 | [9 empty] | 0 |  |  |  | 16525.5707 | [15 empty] | 0.13232 | [9 empty] | 0 | [5 empty] | 239190.9555 | [15 empty] | 0 |  |  |  | 0 | [5 empty] | 0.001623 | [13 empty] | 548570 |  |  |  |  | 2024 | Liu, Y. et al. (2024), Metamorphism and remobilization of sphalerite from the Keketale VMS deposit, Ore Geology Reviews, 165, 105924 |  | CHN | Xinjiang
| Keketale |  | Seafloor hydrothermal | Volcanic-hosted massive sulfide (VMS) | VMS zinc-lead-silver | Pb, Zn | Ag | Pb, Zn, Ag | Yu et al., 2020 |  | 10KK-12@1-4 | [6 empty] | ore material | polished section | grab | mineral separate | [5 empty] | mineralisation |  |  |  | sphalerite | [6 empty] | pyrite, pyrrhotite, galena, chalcopyrite, calcite, quartz |  | LA-ICPMS | New Wave Research 193 nm Ar F Excimer laser ablation system coupled with Thermo Scientific i Cap RQ quadrupole Inductively coupled plasma mass Spectrometer (ICP-MS) | Guangzhou Tuoyan Testing Technology Co, Ltd., Guangzhou | The laser spot diameter is 30 µm, and the frequency is 6 Hz, with the energy density of 3.5 J/cm2. During the laser ablation process, helium gas is used as carrier gas and argon gas is used as compensation gas to adjust sensitivity. | NIST SRM610 | 1.4875 |  |  |  | 14.8894 |  | 0 | [13 empty] | 138.418 | [11 empty] | 24.0024 | [9 empty] | 94237.3774 |  | 2.5666 |  | 0 |  | 1.6914 |  | 0 |  | 22.2854 |  |  |  | 17.1861 | [9 empty] | 0 |  |  |  | 38423.5277 |  | 0.16873 | [13 empty] | 144.949 | [9 empty] | 0 | [5 empty] | 267743.0563 |  | 9.6226 | [13 empty] | 0 |  |  |  | 0 | [5 empty] | 0.61081 |  |  |  | 0.005352 | [9 empty] | 548570 |  |  |  |  | 2024 | Liu, Y. et al. (2024), Metamorphism and remobilization of sphalerite from the Keketale VMS deposit, Ore Geology Reviews, 165, 105924 |  | CHN | Xinjiang
| Keketale |  | Seafloor hydrothermal | Volcanic-hosted massive sulfide (VMS) | VMS zinc-lead-silver | Pb, Zn | Ag | Pb, Zn, Ag | Yu et al., 2020 |  | 10KK-12@2-1 | [6 empty] | ore material | polished section | grab | mineral separate | [5 empty] | mineralisation |  |  |  | sphalerite | [6 empty] | pyrite, pyrrhotite, galena, chalcopyrite, calcite, quartz |  | LA-ICPMS | New Wave Research 193 nm Ar F Excimer laser ablation system coupled with Thermo Scientific i Cap RQ quadrupole Inductively coupled plasma mass Spectrometer (ICP-MS) | Guangzhou Tuoyan Testing Technology Co, Ltd., Guangzhou | The laser spot diameter is 30 µm, and the frequency is 6 Hz, with the energy density of 3.5 J/cm2. During the laser ablation process, helium gas is used as carrier gas and argon gas is used as compensation gas to adjust sensitivity. | NIST SRM610 | 0.59 | [5 empty] | 0 | [13 empty] | 129.2355 | [5 empty] | 0.89667 | [5 empty] | 18.5493 | [9 empty] | 69634.0858 |  | 3.8812 | [5 empty] | 0 |  | 26.0644 |  |  |  | 14.6372 | [9 empty] | 0 |  |  |  | 20070.4899 |  | 0 | [13 empty] | 1.8332 | [9 empty] | 0 | [5 empty] | 240863.0751 |  | 1.0322 | [13 empty] | 0 | [9 empty] | 0 |  |  |  | 0 | [9 empty] | 548570 |  |  |  |  | 2024 | Liu, Y. et al. (2024), Metamorphism and remobilization of sphalerite from the Keketale VMS deposit, Ore Geology Reviews, 165, 105924 |  | CHN | Xinjiang
| Keketale |  | Seafloor hydrothermal | Volcanic-hosted massive sulfide (VMS) | VMS zinc-lead-silver | Pb, Zn | Ag | Pb, Zn, Ag | Yu et al., 2020 |  | KK-09@2-1 | [6 empty] | ore material | polished section | grab | mineral separate | [5 empty] | mineralisation |  |  |  | sphalerite | [6 empty] | pyrite, pyrrhotite, galena, chalcopyrite, calcite, quartz |  | LA-ICPMS | New Wave Research 193 nm Ar F Excimer laser ablation system coupled with Thermo Scientific i Cap RQ quadrupole Inductively coupled plasma mass Spectrometer (ICP-MS) | Guangzhou Tuoyan Testing Technology Co, Ltd., Guangzhou | The laser spot diameter is 30 µm, and the frequency is 6 Hz, with the energy density of 3.5 J/cm2. During the laser ablation process, helium gas is used as carrier gas and argon gas is used as compensation gas to adjust sensitivity. | NIST SRM610 | 5.7476 | [19 empty] | 113.991 | [7 empty] | 10.772 |  |  |  | 30.8134 | [9 empty] | 77433.5719 |  | 0.64746 |  | 0 |  |  |  | 0 |  | 14.0812 |  |  |  | 19.4125 | [9 empty] | 0 |  |  |  | 30525.8058 |  | 0 | [13 empty] | 4.3859 | [9 empty] | 0 | [5 empty] | 235666.9 |  | 4.4587 | [13 empty] | 0 |  |  |  | 0 | [5 empty] | 0.11471 | [13 empty] | 512310 |  |  |  |  | 2024 | Liu, Y. et al. (2024), Metamorphism and remobilization of sphalerite from the Keketale VMS deposit, Ore Geology Reviews, 165, 105924 |  | CHN | Xinjiang
| Keketale |  | Seafloor hydrothermal | Volcanic-hosted massive sulfide (VMS) | VMS zinc-lead-silver | Pb, Zn | Ag | Pb, Zn, Ag | Yu et al., 2020 |  | KK-09@2-2 | [6 empty] | ore material | polished section | grab | mineral separate | [5 empty] | mineralisation |  |  |  | sphalerite | [6 empty] | pyrite, pyrrhotite, galena, chalcopyrite, calcite, quartz |  | LA-ICPMS | New Wave Research 193 nm Ar F Excimer laser ablation system coupled with Thermo Scientific i Cap RQ quadrupole Inductively coupled plasma mass Spectrometer (ICP-MS) | Guangzhou Tuoyan Testing Technology Co, Ltd., Guangzhou | The laser spot diameter is 30 µm, and the frequency is 6 Hz, with the energy density of 3.5 J/cm2. During the laser ablation process, helium gas is used as carrier gas and argon gas is used as compensation gas to adjust sensitivity. | NIST SRM610 | 1.8089 | [19 empty] | 125.1548 | [11 empty] | 23.3811 | [9 empty] | 81737.3935 |  | 0.8818 |  | 0 |  |  |  | 0 |  | 13.3077 |  |  |  | 20.6832 | [9 empty] | 0 |  |  |  | 30563.2033 | [15 empty] | 2.3031 | [9 empty] | 0 | [5 empty] | 237434.7547 |  | 1.4032 | [13 empty] | 0 | [9 empty] | 0.021447 |  |  |  | 0 | [9 empty] | 512310 |  |  |  |  | 2024 | Liu, Y. et al. (2024), Metamorphism and remobilization of sphalerite from the Keketale VMS deposit, Ore Geology Reviews, 165, 105924 |  | CHN | Xinjiang
| Keketale |  | Seafloor hydrothermal | Volcanic-hosted massive sulfide (VMS) | VMS zinc-lead-silver | Pb, Zn | Ag | Pb, Zn, Ag | Yu et al., 2020 |  | KK-Y@1-4 | [6 empty] | ore material | polished section | grab | mineral separate | [5 empty] | mineralisation |  |  |  | sphalerite | [6 empty] | pyrite, pyrrhotite, galena, chalcopyrite, calcite, quartz |  | LA-ICPMS | New Wave Research 193 nm Ar F Excimer laser ablation system coupled with Thermo Scientific i Cap RQ quadrupole Inductively coupled plasma mass Spectrometer (ICP-MS) | Guangzhou Tuoyan Testing Technology Co, Ltd., Guangzhou | The laser spot diameter is 30 µm, and the frequency is 6 Hz, with the energy density of 3.5 J/cm2. During the laser ablation process, helium gas is used as carrier gas and argon gas is used as compensation gas to adjust sensitivity. | NIST SRM610 | 0.45402 | [19 empty] | 105.8603 | [11 empty] | 12.9491 | [9 empty] | 50628.7741 |  |  |  | 0 |  |  |  | 0 |  | 88.9228 |  |  |  | 18.7169 | [9 empty] | 0 |  |  |  | 544.1467 | [15 empty] | 0.24977 | [9 empty] | 0 | [5 empty] | 224231.5004 | [15 empty] | 0 |  |  |  | 0 | [5 empty] | 0 | [13 empty] | 593850 |  |  |  |  | 2024 | Liu, Y. et al. (2024), Metamorphism and remobilization of sphalerite from the Keketale VMS deposit, Ore Geology Reviews, 165, 105924 |  | CHN | Xinjiang
| Keketale |  | Seafloor hydrothermal | Volcanic-hosted massive sulfide (VMS) | VMS zinc-lead-silver | Pb, Zn | Ag | Pb, Zn, Ag | Yu et al., 2020 |  | KK-Y@1-5 | [6 empty] | ore material | polished section | grab | mineral separate | [5 empty] | mineralisation |  |  |  | sphalerite | [6 empty] | pyrite, pyrrhotite, galena, chalcopyrite, calcite, quartz |  | LA-ICPMS | New Wave Research 193 nm Ar F Excimer laser ablation system coupled with Thermo Scientific i Cap RQ quadrupole Inductively coupled plasma mass Spectrometer (ICP-MS) | Guangzhou Tuoyan Testing Technology Co, Ltd., Guangzhou | The laser spot diameter is 30 µm, and the frequency is 6 Hz, with the energy density of 3.5 J/cm2. During the laser ablation process, helium gas is used as carrier gas and argon gas is used as compensation gas to adjust sensitivity. | NIST SRM610 | 7.554 | [19 empty] | 105.6486 | [11 empty] | 23.637 | [9 empty] | 51035.5739 |  |  |  | 0 |  |  |  | 0 |  | 84.5424 |  |  |  | 17.1145 | [9 empty] | 0 |  |  |  | 556.6759 | [15 empty] | 5.9984 | [9 empty] | 0 | [5 empty] | 224612.2724 |  | 8.221 |  |  |  | 2.0149 | [13 empty] | 0 | [5 empty] | 0.15198 |  |  |  | 0 |  |  |  | 0 | [5 empty] | 593850 |  |  |  |  | 2024 | Liu, Y. et al. (2024), Metamorphism and remobilization of sphalerite from the Keketale VMS deposit, Ore Geology Reviews, 165, 105924 |  | CHN | Xinjiang
| Keketale |  | Seafloor hydrothermal | Volcanic-hosted massive sulfide (VMS) | VMS zinc-lead-silver | Pb, Zn | Ag | Pb, Zn, Ag | Yu et al., 2020 |  | KK-Y@1-6 | [6 empty] | ore material | polished section | grab | mineral separate | [5 empty] | mineralisation |  |  |  | sphalerite | [6 empty] | pyrite, pyrrhotite, galena, chalcopyrite, calcite, quartz |  | LA-ICPMS | New Wave Research 193 nm Ar F Excimer laser ablation system coupled with Thermo Scientific i Cap RQ quadrupole Inductively coupled plasma mass Spectrometer (ICP-MS) | Guangzhou Tuoyan Testing Technology Co, Ltd., Guangzhou | The laser spot diameter is 30 µm, and the frequency is 6 Hz, with the energy density of 3.5 J/cm2. During the laser ablation process, helium gas is used as carrier gas and argon gas is used as compensation gas to adjust sensitivity. | NIST SRM610 | 11.6892 | [5 empty] | 0.029779 | [13 empty] | 102.8502 | [11 empty] | 32.9489 | [9 empty] | 56165.4499 |  |  |  | 0.068403 |  | 1.1699 |  | 0 |  | 83.4325 |  |  |  | 17.6576 | [9 empty] | 0 |  |  |  | 518.4779 |  | 0 | [7 empty] | 22.3744 | [5 empty] | 115.9977 | [9 empty] | 0 | [5 empty] | 223058.5991 |  | 436.3751 | [23 empty] | 0.76752 |  |  |  | 0.65617 | [9 empty] | 593850 |  |  |  |  | 2024 | Liu, Y. et al. (2024), Metamorphism and remobilization of sphalerite from the Keketale VMS deposit, Ore Geology Reviews, 165, 105924 |  | CHN | Xinjiang
| Keketale |  | Seafloor hydrothermal | Volcanic-hosted massive sulfide (VMS) | VMS zinc-lead-silver | Pb, Zn | Ag | Pb, Zn, Ag | Yu et al., 2020 |  | KK-Y@1-7 | [6 empty] | ore material | polished section | grab | mineral separate | [5 empty] | mineralisation |  |  |  | sphalerite | [6 empty] | pyrite, pyrrhotite, galena, chalcopyrite, calcite, quartz |  | LA-ICPMS | New Wave Research 193 nm Ar F Excimer laser ablation system coupled with Thermo Scientific i Cap RQ quadrupole Inductively coupled plasma mass Spectrometer (ICP-MS) | Guangzhou Tuoyan Testing Technology Co, Ltd., Guangzhou | The laser spot diameter is 30 µm, and the frequency is 6 Hz, with the energy density of 3.5 J/cm2. During the laser ablation process, helium gas is used as carrier gas and argon gas is used as compensation gas to adjust sensitivity. | NIST SRM610 | 2.8038 | [13 empty] | 0.001708 | [5 empty] | 102.7213 | [11 empty] | 21.4707 | [9 empty] | 49698.4394 |  |  |  | 0 |  |  |  | 0 |  | 83.5325 |  |  |  | 16.3672 | [9 empty] | 0 |  |  |  | 512.871 |  | 0.016483 | [7 empty] | 3.4068 | [5 empty] | 128.6319 | [9 empty] | 0 | [5 empty] | 226804.259 |  | 11.3961 | [13 empty] | 0 | [9 empty] | 0.19831 | [13 empty] | 593850 |  |  |  |  | 2024 | Liu, Y. et al. (2024), Metamorphism and remobilization of sphalerite from the Keketale VMS deposit, Ore Geology Reviews, 165, 105924 |  | CHN | Xinjiang
| Keketale |  | Seafloor hydrothermal | Volcanic-hosted massive sulfide (VMS) | VMS zinc-lead-silver | Pb, Zn | Ag | Pb, Zn, Ag | Yu et al., 2020 |  | KK-Y@2-1 | [6 empty] | ore material | polished section | grab | mineral separate | [5 empty] | mineralisation |  |  |  | sphalerite | [6 empty] | pyrite, pyrrhotite, galena, chalcopyrite, calcite, quartz |  | LA-ICPMS | New Wave Research 193 nm Ar F Excimer laser ablation system coupled with Thermo Scientific i Cap RQ quadrupole Inductively coupled plasma mass Spectrometer (ICP-MS) | Guangzhou Tuoyan Testing Technology Co, Ltd., Guangzhou | The laser spot diameter is 30 µm, and the frequency is 6 Hz, with the energy density of 3.5 J/cm2. During the laser ablation process, helium gas is used as carrier gas and argon gas is used as compensation gas to adjust sensitivity. | NIST SRM610 | 1.6174 | [19 empty] | 106.1057 | [11 empty] | 14.8969 | [9 empty] | 51570.4127 |  |  |  | 0 |  | 1.2809 |  | 0 |  | 88.1583 |  |  |  | 14.5569 | [9 empty] | 0 |  |  |  | 784.796 |  | 0.019306 | [13 empty] | 0.85272 | [9 empty] | 0 | [5 empty] | 225390.6172 |  | 0.91715 | [13 empty] | 0 | [9 empty] | 0.009583 | [7 empty] | 0 | [5 empty] | 593850 |  |  |  |  | 2024 | Liu, Y. et al. (2024), Metamorphism and remobilization of sphalerite from the Keketale VMS deposit, Ore Geology Reviews, 165, 105924 |  | CHN | Xinjiang
| Keketale |  | Seafloor hydrothermal | Volcanic-hosted massive sulfide (VMS) | VMS zinc-lead-silver | Pb, Zn | Ag | Pb, Zn, Ag | Yu et al., 2020 |  | KK-Y@2-4 | [6 empty] | ore material | polished section | grab | mineral separate | [5 empty] | mineralisation |  |  |  | sphalerite | [6 empty] | pyrite, pyrrhotite, galena, chalcopyrite, calcite, quartz |  | LA-ICPMS | New Wave Research 193 nm Ar F Excimer laser ablation system coupled with Thermo Scientific i Cap RQ quadrupole Inductively coupled plasma mass Spectrometer (ICP-MS) | Guangzhou Tuoyan Testing Technology Co, Ltd., Guangzhou | The laser spot diameter is 30 µm, and the frequency is 6 Hz, with the energy density of 3.5 J/cm2. During the laser ablation process, helium gas is used as carrier gas and argon gas is used as compensation gas to adjust sensitivity. | NIST SRM610 | 2.0746 | [5 empty] | 0 | [7 empty] | 0.000452 | [5 empty] | 105.1627 | [11 empty] | 15.5511 | [9 empty] | 50667.7135 | [7 empty] | 0 |  | 78.6664 |  |  |  | 14.7209 | [9 empty] | 0 |  |  |  | 806.0483 | [15 empty] | 2.2937 | [9 empty] | 0 | [5 empty] | 229526.7638 |  | 2.4409 | [13 empty] | 0 |  |  |  | 0 | [9 empty] | 0 |  |  |  | 0.043117 | [5 empty] | 593850 |  |  |  |  | 2024 | Liu, Y. et al. (2024), Metamorphism and remobilization of sphalerite from the Keketale VMS deposit, Ore Geology Reviews, 165, 105924 |  | CHN | Xinjiang
| Keketale |  | Seafloor hydrothermal | Volcanic-hosted massive sulfide (VMS) | VMS zinc-lead-silver | Pb, Zn | Ag | Pb, Zn, Ag | Yu et al., 2020 |  | KK-Y@3-2 | [6 empty] | ore material | polished section | grab | mineral separate | [5 empty] | mineralisation |  |  |  | sphalerite | [6 empty] | pyrite, pyrrhotite, galena, chalcopyrite, calcite, quartz |  | LA-ICPMS | New Wave Research 193 nm Ar F Excimer laser ablation system coupled with Thermo Scientific i Cap RQ quadrupole Inductively coupled plasma mass Spectrometer (ICP-MS) | Guangzhou Tuoyan Testing Technology Co, Ltd., Guangzhou | The laser spot diameter is 30 µm, and the frequency is 6 Hz, with the energy density of 3.5 J/cm2. During the laser ablation process, helium gas is used as carrier gas and argon gas is used as compensation gas to adjust sensitivity. | NIST SRM610 | 0.85946 | [19 empty] | 104.3205 | [11 empty] | 16.3681 | [9 empty] | 51670.2834 | [7 empty] | 0 |  | 88.7177 |  |  |  | 18.1542 | [9 empty] | 0 |  |  |  | 506.9366 | [15 empty] | 0.35316 | [9 empty] | 0 | [5 empty] | 230056.799 |  | 0.28942 |  |  |  | 1.9655 | [9 empty] | 0 |  |  |  | 0 | [5 empty] | 0 | [7 empty] | 0 | [5 empty] | 593850 |  |  |  |  | 2024 | Liu, Y. et al. (2024), Metamorphism and remobilization of sphalerite from the Keketale VMS deposit, Ore Geology Reviews, 165, 105924 |  | CHN | Xinjiang
| Keketale |  | Seafloor hydrothermal | Volcanic-hosted massive sulfide (VMS) | VMS zinc-lead-silver | Pb, Zn | Ag | Pb, Zn, Ag | Yu et al., 2020 |  | KK-Y@3-6 | [6 empty] | ore material | polished section | grab | mineral separate | [5 empty] | mineralisation |  |  |  | sphalerite | [6 empty] | pyrite, pyrrhotite, galena, chalcopyrite, calcite, quartz |  | LA-ICPMS | New Wave Research 193 nm Ar F Excimer laser ablation system coupled with Thermo Scientific i Cap RQ quadrupole Inductively coupled plasma mass Spectrometer (ICP-MS) | Guangzhou Tuoyan Testing Technology Co, Ltd., Guangzhou | The laser spot diameter is 30 µm, and the frequency is 6 Hz, with the energy density of 3.5 J/cm2. During the laser ablation process, helium gas is used as carrier gas and argon gas is used as compensation gas to adjust sensitivity. | NIST SRM610 | 1.8292 | [5 empty] | 0 | [13 empty] | 105.8543 | [11 empty] | 15.1115 | [9 empty] | 51925.3128 |  |  |  | 0 |  |  |  | 0 |  | 87.4388 |  |  |  | 16.1182 | [9 empty] | 0 |  |  |  | 512.1308 | [15 empty] | 0.57217 | [9 empty] | 0 | [5 empty] | 229409.089 |  | 0.54118 | [13 empty] | 0 | [9 empty] | 0.005993 |  |  |  | 0 | [9 empty] | 593850 |  |  |  |  | 2024 | Liu, Y. et al. (2024), Metamorphism and remobilization of sphalerite from the Keketale VMS deposit, Ore Geology Reviews, 165, 105924 |  | CHN | Xinjiang
| Keketale |  | Seafloor hydrothermal | Volcanic-hosted massive sulfide (VMS) | VMS zinc-lead-silver | Pb, Zn | Ag | Pb, Zn, Ag | Yu et al., 2020 |  | KK-Y@4-3 | [6 empty] | ore material | polished section | grab | mineral separate | [5 empty] | mineralisation |  |  |  | sphalerite | [6 empty] | pyrite, pyrrhotite, galena, chalcopyrite, calcite, quartz |  | LA-ICPMS | New Wave Research 193 nm Ar F Excimer laser ablation system coupled with Thermo Scientific i Cap RQ quadrupole Inductively coupled plasma mass Spectrometer (ICP-MS) | Guangzhou Tuoyan Testing Technology Co, Ltd., Guangzhou | The laser spot diameter is 30 µm, and the frequency is 6 Hz, with the energy density of 3.5 J/cm2. During the laser ablation process, helium gas is used as carrier gas and argon gas is used as compensation gas to adjust sensitivity. | NIST SRM610 | 0.46598 | [13 empty] | 0.000947 | [5 empty] | 103.627 | [11 empty] | 13.5581 | [9 empty] | 53011.7525 |  |  |  | 0 | [5 empty] | 85.5916 |  |  |  | 18.4786 | [9 empty] | 0 |  |  |  | 503.9099 | [15 empty] | 0.46755 | [9 empty] | 0 | [5 empty] | 232634.9339 | [15 empty] | 0 |  |  |  | 0 | [9 empty] | 0 | [9 empty] | 593850 |  |  |  |  | 2024 | Liu, Y. et al. (2024), Metamorphism and remobilization of sphalerite from the Keketale VMS deposit, Ore Geology Reviews, 165, 105924 |  | CHN | Xinjiang
| Keketale |  | Seafloor hydrothermal | Volcanic-hosted massive sulfide (VMS) | VMS zinc-lead-silver | Pb, Zn | Ag | Pb, Zn, Ag | Yu et al., 2020 |  | KK-Y@4-4 | [6 empty] | ore material | polished section | grab | mineral separate | [5 empty] | mineralisation |  |  |  | sphalerite | [6 empty] | pyrite, pyrrhotite, galena, chalcopyrite, calcite, quartz |  | LA-ICPMS | New Wave Research 193 nm Ar F Excimer laser ablation system coupled with Thermo Scientific i Cap RQ quadrupole Inductively coupled plasma mass Spectrometer (ICP-MS) | Guangzhou Tuoyan Testing Technology Co, Ltd., Guangzhou | The laser spot diameter is 30 µm, and the frequency is 6 Hz, with the energy density of 3.5 J/cm2. During the laser ablation process, helium gas is used as carrier gas and argon gas is used as compensation gas to adjust sensitivity. | NIST SRM610 | 4.8386 | [5 empty] | 0 | [13 empty] | 101.453 | [11 empty] | 16.1944 | [9 empty] | 52099.158 |  | 0.39355 |  | 0 |  |  |  | 0 |  | 94.787 |  |  |  | 17.9919 | [9 empty] | 0 |  |  |  | 493.5731 | [15 empty] | 0.74786 | [9 empty] | 0 | [5 empty] | 232696.3377 |  | 4.3106 | [13 empty] | 0 |  |  |  | 0 | [5 empty] | 0.065586 | [5 empty] | 0.06957 | [7 empty] | 593850 |  |  |  |  | 2024 | Liu, Y. et al. (2024), Metamorphism and remobilization of sphalerite from the Keketale VMS deposit, Ore Geology Reviews, 165, 105924 |  | CHN | Xinjiang
| Keketale |  | Seafloor hydrothermal | Volcanic-hosted massive sulfide (VMS) | VMS zinc-lead-silver | Pb, Zn | Ag | Pb, Zn, Ag | Yu et al., 2020 |  | Sp1(n | [6 empty] | ore material | polished section | grab | mineral separate | [5 empty] | mineralisation |  |  |  | sphalerite | [6 empty] | pyrite, pyrrhotite, galena, chalcopyrite, calcite, quartz |  | EMPA, LA-ICPMS | New Wave Research 193 nm Ar F Excimer laser ablation system coupled with Thermo Scientific i Cap RQ quadrupole Inductively coupled plasma mass Spectrometer (ICP-MS) | Guangzhou Tuoyan Testing Technology Co, Ltd., Guangzhou | The laser spot diameter is 30 µm, and the frequency is 6 Hz, with the energy density of 3.5 J/cm2. During the laser ablation process, helium gas is used as carrier gas and argon gas is used as compensation gas to adjust sensitivity. | NIST SRM610 | 15.6 | [13 empty] | 11.3 | [29 empty] | 6061 |  |  |  | 50940 |  |  |  | 989 | [33 empty] | 1.73 | [17 empty] | 1.23 | [23 empty] | 9.67 | [18 empty] | 2024 | Liu, Y. et al. (2024), Metamorphism and remobilization of sphalerite from the Keketale VMS deposit, Ore Geology Reviews, 165, 105924 |  | CHN | Xinjiang
| Keketale |  | Seafloor hydrothermal | Volcanic-hosted massive sulfide (VMS) | VMS zinc-lead-silver | Pb, Zn | Ag | Pb, Zn, Ag | Yu et al., 2020 |  | Sp2(n | [6 empty] | ore material | polished section | grab | mineral separate | [5 empty] | mineralisation |  |  |  | sphalerite | [6 empty] | pyrite, pyrrhotite, galena, chalcopyrite, calcite, quartz |  | EMPA, LA-ICPMS | New Wave Research 193 nm Ar F Excimer laser ablation system coupled with Thermo Scientific i Cap RQ quadrupole Inductively coupled plasma mass Spectrometer (ICP-MS) | Guangzhou Tuoyan Testing Technology Co, Ltd., Guangzhou | The laser spot diameter is 30 µm, and the frequency is 6 Hz, with the energy density of 3.5 J/cm2. During the laser ablation process, helium gas is used as carrier gas and argon gas is used as compensation gas to adjust sensitivity. | NIST SRM610 | 12.5 | [13 empty] | 15.1 | [5 empty] | 0.49 | [23 empty] | 24404 |  |  |  | 67935 |  |  |  | 108 | [51 empty] | 0.19 | [23 empty] | 11.7 | [18 empty] | 2024 | Liu, Y. et al. (2024), Metamorphism and remobilization of sphalerite from the Keketale VMS deposit, Ore Geology Reviews, 165, 105924 |  | CHN | Xinjiang
| Keketale |  | Seafloor hydrothermal | Volcanic-hosted massive sulfide (VMS) | VMS zinc-lead-silver | Pb, Zn | Ag | Pb, Zn, Ag | Yu et al., 2020 |  | Sp3(n | [6 empty] | ore material | polished section | grab | mineral separate | [5 empty] | mineralisation |  |  |  | sphalerite | [6 empty] | pyrite, pyrrhotite, galena, chalcopyrite, calcite, quartz |  | EMPA, LA-ICPMS | New Wave Research 193 nm Ar F Excimer laser ablation system coupled with Thermo Scientific i Cap RQ quadrupole Inductively coupled plasma mass Spectrometer (ICP-MS) | Guangzhou Tuoyan Testing Technology Co, Ltd., Guangzhou | The laser spot diameter is 30 µm, and the frequency is 6 Hz, with the energy density of 3.5 J/cm2. During the laser ablation process, helium gas is used as carrier gas and argon gas is used as compensation gas to adjust sensitivity. | NIST SRM610 | 13.9 | [13 empty] | 21.6 | [5 empty] | 6.08 | [23 empty] | 40968 |  |  |  | 59611 |  |  |  | 95.6 | [51 empty] | 0.16 | [23 empty] | 6.81 | [18 empty] | 2024 | Liu, Y. et al. (2024), Metamorphism and remobilization of sphalerite from the Keketale VMS deposit, Ore Geology Reviews, 165, 105924 |  | CHN | Xinjiang
| Keketale |  | Seafloor hydrothermal | Volcanic-hosted massive sulfide (VMS) | VMS zinc-lead-silver | Pb, Zn | Ag | Pb, Zn, Ag | Yu et al., 2020 |  | Sp4(n | [6 empty] | ore material | polished section | grab | mineral separate | [5 empty] | mineralisation |  |  |  | sphalerite | [6 empty] | pyrite, pyrrhotite, galena, chalcopyrite, calcite, quartz |  | EMPA, LA-ICPMS | New Wave Research 193 nm Ar F Excimer laser ablation system coupled with Thermo Scientific i Cap RQ quadrupole Inductively coupled plasma mass Spectrometer (ICP-MS) | Guangzhou Tuoyan Testing Technology Co, Ltd., Guangzhou | The laser spot diameter is 30 µm, and the frequency is 6 Hz, with the energy density of 3.5 J/cm2. During the laser ablation process, helium gas is used as carrier gas and argon gas is used as compensation gas to adjust sensitivity. | NIST SRM610 | 10.6 | [13 empty] | 13.3 | [29 empty] | 1281 |  |  |  | 65673 |  |  |  | 104 | [51 empty] | 0.12 | [23 empty] | 12 | [18 empty] | 2024 | Liu, Y. et al. (2024), Metamorphism and remobilization of sphalerite from the Keketale VMS deposit, Ore Geology Reviews, 165, 105924 |  | CHN | Xinjiang
| Keketale |  | Seafloor hydrothermal | Volcanic-hosted massive sulfide (VMS) | VMS zinc-lead-silver | Pb, Zn | Ag | Pb, Zn, Ag | Yu et al., 2020 |  | Sp5(n | [6 empty] | ore material | polished section | grab | mineral separate | [5 empty] | mineralisation |  |  |  | sphalerite | [6 empty] | pyrite, pyrrhotite, galena, chalcopyrite, calcite, quartz |  | EMPA, LA-ICPMS | New Wave Research 193 nm Ar F Excimer laser ablation system coupled with Thermo Scientific i Cap RQ quadrupole Inductively coupled plasma mass Spectrometer (ICP-MS) | Guangzhou Tuoyan Testing Technology Co, Ltd., Guangzhou | The laser spot diameter is 30 µm, and the frequency is 6 Hz, with the energy density of 3.5 J/cm2. During the laser ablation process, helium gas is used as carrier gas and argon gas is used as compensation gas to adjust sensitivity. | NIST SRM610 | 12.9 | [13 empty] | 78.7 | [29 empty] | 493 |  |  |  | 49698 |  |  |  | 101 | [51 empty] | 0.45 | [23 empty] | 14.6 | [18 empty] | 2024 | Liu, Y. et al. (2024), Metamorphism and remobilization of sphalerite from the Keketale VMS deposit, Ore Geology Reviews, 165, 105924 |  | CHN | Xinjiang