## Sheet1
Uploaded | deposit_name | deposit_local_id | deposit_environment | deposit_group | deposit_type | primary_commodities | secondary_commodities | all_commodities | deposit_source | sample_uid | sample_name | sample_local_id | feature_type | feature_name | feature_uid | top_depth_m | bottom_depth_m | sample_deposit_relation | sample_type | sampling_method | material_class | material_class_comments | province | strat_unit_name | strat_unit_uid | strat_grouping | earth_material_group | earth_material_qualifier | earth_material | metamorphic_grade | mineral | paragenetic_stage | mode_of_occurrence | texture | color | alteration | sample_description | associated_minerals | sample_preparation | analytical_method | instrument_type_model | laboratory_location/if reported | operating_conditions/if reported | standards_used/if reported | ag_ppm | ag_detection_limit | al_ppm | al_detection_limit | as_ppm | as_detection_limit | au_ppm | au_detection_limit | b_ppm | b_detection_limit | ba_ppm | ba_detection_limit | be_ppm | be_detection_limit | bi_ppm | bi_detection_limit | br_ppm | br_detection_limit | ca_ppm | ca_detection_limit | cd_ppm | cd_detection_limit | ce_ppm | ce_detection_limit | cl_ppm | cl_detection_limit | co_ppm | co_detection_limit | cr_ppm | cr_detection_limit | cs_ppm | cs_detection_limit | cu_ppm | cu_detection_limit | dy_ppm | dy_detection_limit | er_ppm | er_detection_limit | eu_ppm | eu_detection_limit | f_ppm | f_detection_limit | fe_ppm | fe_detection_limit | ga_ppm | ga_detection_limit | gd_ppm | gd_detection_limit | ge_ppm | ge_detection_limit | hf_ppm | hf_detection_limit | hg_ppm | hg_detection_limit | ho_ppm | ho_detection_limit | in_ppm | in_detection_limit | ir_ppm | ir_detection_limit | k_ppm | k_detection_limit | la_ppm | la_detection_limit | li_ppm | li_detection_limit | lu_ppm | lu_detection_limit | mg_ppm | mg_detection_limit | mn_ppm | mn_detection_limit | mo_ppm | mo_detection_limit | na_ppm | na_detection_limit | nb_ppm | nb_detection_limit | nd_ppm | nd_detection_limit | ni_ppm | ni_detection_limit | os_ppm | os_detection_limit | p_ppm | p_detection_limit | pb_ppm | pb_detection_limit | pd_ppm | pd_detection_limit | pr_ppm | pr_detection_limit | pt_ppm | pt_detection_limit | rb_ppm | rb_detection_limit | re_ppm | re_detection_limit | rh_ppm | rh_detection_limit | ru_ppm | ru_detection_limit | s_ppm | s_detection_limit | sb_ppm | sb_detection_limit | sc_ppm | sc_detection_limit | se_ppm | se_detection_limit | si_ppm | si_detection_limit | sm_ppm | sm_detection_limit | sn_ppm | sn_detection_limit | sr_ppm | sr_detection_limit | ta_ppm | ta_detection_limit | tb_ppm | tb_detection_limit | te_ppm | te_detection_limit | th_ppm | th_detection_limit | ti_ppm | ti_detection_limit | tl_ppm | tl_detection_limit | tm_ppm | tm_detection_limit | u_ppm | u_detection_limit | v_ppm | v_detection_limit | w_ppm | w_detection_limit | y_ppm | y_detection_limit | yb_ppm | yb_detection_limit | zn_ppm | zn_detection_limit | zr_ppm | zr_detection_limit | analysis_datetime | publication_date | sample_source | submitter | country | state | deposit_longitude_wgs84 | deposit_latitude_wgs84 | sample_longitude_wgs84 | sample_latitude_wgs84 | sample_easting | sample_northing | sample_utm_zone | sample_location_description | location_source | location_accuracy | comments | last_update
| Fankou |  | Basin hydrothermal | Mississippi Valley-type (MVT) | MVT zinc-lead | Zn, Pb | Ga | Zn, Pb, Ga | Wu et al., 2024 |  | 200-4-1-1-4 | 200-4-1-1-4-1 | underground mine |  |  |  |  | ore material | polished section | grab | mineral separate | [5 empty] | mineralisation | Sp1a, Sp1b, Sp2 | sphalerite |  | sphalerite | Sp1a (early replacement-infilling stage, core), Sp1b (early replacement-infilling stage, rim), Sp2 (late replacement-infilling stage) | euhedral-subhedral coarse-grained; anhedral grains | massive, banded, disseminated; core-rim texture; sector zoning; rhythm bands |  |  |  | pyrite, chalcopyrite, galena, dolomite, calcite, arsenopyrite, freibergite, pyrargyrite, argentite, goethite, ferrohydrite, anglesite, zincosite | polished into thin sections and polished mounts | EPMA | JEOL JXA-i SP100 electron probe micro-analyzer; NWR 193 nm Ar F Excimer laser-ablation system coupled to an iCAP RQ (ICPMS) | Laboratory of Marine Element and Isotope Facilities in Southern Marine Science and Engineering Guangdong Laboratory (Zhuhai, China); Guangzhou Tuoyan Analytical Technology Co., Ltd., Guangzhou, China | EPMA: accelerating voltage of 20 kV, a probe current of 20 nA, and a 5 μm beam. The peak counting time was 10 s for major elements (Zn, S, Fe), and 50 s for other minor elements (Cd, Ga, Ge, In, Au, and Ag). The background counting time was half of the peak counting time on the high- and low-energy background positions. Analytical results were reduced using the ZAF correction routines. LA-ICP-MS mapping: beam size of 15 μm and a repetition rate of 10 Hz. The depth of ablation during mapping was around 5 μm. | sphalerite for S and Zn, marcasite for Fe, cadmium for Cd, gallium phosphide for Ga, germanium for Ge, indium phosphide for In, gold for Au, and silver for Ag | [6 empty] | 0.041 | [13 empty] | 0.142 | [21 empty] | 4.437 | [59 empty] | 33.323 | [39 empty] | 61.054 |  |  |  |  | 2024 | Wu, Y., Zheng, Y., Yu, P., Chen, X., Guo, L., Long, L., Hu, Z., Huang, Y., Chen, M., Lu, J., Ouyang, S., Chen, S. (2024). The world-class carbonate-hosted Fankou Zn-Pb deposit in China. Part III. Critical metal Ga is enriched in late stage and low temperature sphalerite. Ore Geology Reviews, 166, 105928. |  | CHN | Guangdong
| Fankou |  | Basin hydrothermal | Mississippi Valley-type (MVT) | MVT zinc-lead | Zn, Pb | Ga | Zn, Pb, Ga | Wu et al., 2024 |  | 200-4-1-1-5 | 200-4-1-1-5-1 | underground mine |  |  |  |  | ore material | polished section | grab | mineral separate | [5 empty] | mineralisation | Sp1a, Sp1b, Sp2 | sphalerite |  | sphalerite | Sp1a (early replacement-infilling stage, core), Sp1b (early replacement-infilling stage, rim), Sp2 (late replacement-infilling stage) | euhedral-subhedral coarse-grained; anhedral grains | massive, banded, disseminated; core-rim texture; sector zoning; rhythm bands |  |  |  | pyrite, chalcopyrite, galena, dolomite, calcite, arsenopyrite, freibergite, pyrargyrite, argentite, goethite, ferrohydrite, anglesite, zincosite | polished into thin sections and polished mounts | EPMA | JEOL JXA-i SP100 electron probe micro-analyzer; NWR 193 nm Ar F Excimer laser-ablation system coupled to an iCAP RQ (ICPMS) | Laboratory of Marine Element and Isotope Facilities in Southern Marine Science and Engineering Guangdong Laboratory (Zhuhai, China); Guangzhou Tuoyan Analytical Technology Co., Ltd., Guangzhou, China | EPMA: accelerating voltage of 20 kV, a probe current of 20 nA, and a 5 μm beam. The peak counting time was 10 s for major elements (Zn, S, Fe), and 50 s for other minor elements (Cd, Ga, Ge, In, Au, and Ag). The background counting time was half of the peak counting time on the high- and low-energy background positions. Analytical results were reduced using the ZAF correction routines. LA-ICP-MS mapping: beam size of 15 μm and a repetition rate of 10 Hz. The depth of ablation during mapping was around 5 μm. | sphalerite for S and Zn, marcasite for Fe, cadmium for Cd, gallium phosphide for Ga, germanium for Ge, indium phosphide for In, gold for Au, and silver for Ag | [20 empty] | 0.12 | [21 empty] | 4.422 | [59 empty] | 33.018 | [39 empty] | 61.398 |  |  |  |  | 2024 | Wu, Y., Zheng, Y., Yu, P., Chen, X., Guo, L., Long, L., Hu, Z., Huang, Y., Chen, M., Lu, J., Ouyang, S., Chen, S. (2024). The world-class carbonate-hosted Fankou Zn-Pb deposit in China. Part III. Critical metal Ga is enriched in late stage and low temperature sphalerite. Ore Geology Reviews, 166, 105928. |  | CHN | Guangdong
| Fankou |  | Basin hydrothermal | Mississippi Valley-type (MVT) | MVT zinc-lead | Zn, Pb | Ga | Zn, Pb, Ga | Wu et al., 2024 |  | 200-4-1-2-4 | 200-4-1-2-4-1 | underground mine |  |  |  |  | ore material | polished section | grab | mineral separate | [5 empty] | mineralisation | Sp1a, Sp1b, Sp2 | sphalerite |  | sphalerite | Sp1a (early replacement-infilling stage, core), Sp1b (early replacement-infilling stage, rim), Sp2 (late replacement-infilling stage) | euhedral-subhedral coarse-grained; anhedral grains | massive, banded, disseminated; core-rim texture; sector zoning; rhythm bands |  |  |  | pyrite, chalcopyrite, galena, dolomite, calcite, arsenopyrite, freibergite, pyrargyrite, argentite, goethite, ferrohydrite, anglesite, zincosite | polished into thin sections and polished mounts | EPMA | JEOL JXA-i SP100 electron probe micro-analyzer; NWR 193 nm Ar F Excimer laser-ablation system coupled to an iCAP RQ (ICPMS) | Laboratory of Marine Element and Isotope Facilities in Southern Marine Science and Engineering Guangdong Laboratory (Zhuhai, China); Guangzhou Tuoyan Analytical Technology Co., Ltd., Guangzhou, China | EPMA: accelerating voltage of 20 kV, a probe current of 20 nA, and a 5 μm beam. The peak counting time was 10 s for major elements (Zn, S, Fe), and 50 s for other minor elements (Cd, Ga, Ge, In, Au, and Ag). The background counting time was half of the peak counting time on the high- and low-energy background positions. Analytical results were reduced using the ZAF correction routines. LA-ICP-MS mapping: beam size of 15 μm and a repetition rate of 10 Hz. The depth of ablation during mapping was around 5 μm. | sphalerite for S and Zn, marcasite for Fe, cadmium for Cd, gallium phosphide for Ga, germanium for Ge, indium phosphide for In, gold for Au, and silver for Ag | [6 empty] | 0.012 | [13 empty] | 0.12 | [21 empty] | 4.894 | [59 empty] | 33.193 | [39 empty] | 60.935 |  |  |  |  | 2024 | Wu, Y., Zheng, Y., Yu, P., Chen, X., Guo, L., Long, L., Hu, Z., Huang, Y., Chen, M., Lu, J., Ouyang, S., Chen, S. (2024). The world-class carbonate-hosted Fankou Zn-Pb deposit in China. Part III. Critical metal Ga is enriched in late stage and low temperature sphalerite. Ore Geology Reviews, 166, 105928. |  | CHN | Guangdong
| Fankou |  | Basin hydrothermal | Mississippi Valley-type (MVT) | MVT zinc-lead | Zn, Pb | Ga | Zn, Pb, Ga | Wu et al., 2024 |  | 200-4-1-2-6 | 200-4-1-2-6-1 | underground mine |  |  |  |  | ore material | polished section | grab | mineral separate | [5 empty] | mineralisation | Sp1a, Sp1b, Sp2 | sphalerite |  | sphalerite | Sp1a (early replacement-infilling stage, core), Sp1b (early replacement-infilling stage, rim), Sp2 (late replacement-infilling stage) | euhedral-subhedral coarse-grained; anhedral grains | massive, banded, disseminated; core-rim texture; sector zoning; rhythm bands |  |  |  | pyrite, chalcopyrite, galena, dolomite, calcite, arsenopyrite, freibergite, pyrargyrite, argentite, goethite, ferrohydrite, anglesite, zincosite | polished into thin sections and polished mounts | EPMA | JEOL JXA-i SP100 electron probe micro-analyzer; NWR 193 nm Ar F Excimer laser-ablation system coupled to an iCAP RQ (ICPMS) | Laboratory of Marine Element and Isotope Facilities in Southern Marine Science and Engineering Guangdong Laboratory (Zhuhai, China); Guangzhou Tuoyan Analytical Technology Co., Ltd., Guangzhou, China | EPMA: accelerating voltage of 20 kV, a probe current of 20 nA, and a 5 μm beam. The peak counting time was 10 s for major elements (Zn, S, Fe), and 50 s for other minor elements (Cd, Ga, Ge, In, Au, and Ag). The background counting time was half of the peak counting time on the high- and low-energy background positions. Analytical results were reduced using the ZAF correction routines. LA-ICP-MS mapping: beam size of 15 μm and a repetition rate of 10 Hz. The depth of ablation during mapping was around 5 μm. | sphalerite for S and Zn, marcasite for Fe, cadmium for Cd, gallium phosphide for Ga, germanium for Ge, indium phosphide for In, gold for Au, and silver for Ag | [20 empty] | 0.133 | [21 empty] | 3.122 | [59 empty] | 33.007 | [39 empty] | 63.533 |  |  |  |  | 2024 | Wu, Y., Zheng, Y., Yu, P., Chen, X., Guo, L., Long, L., Hu, Z., Huang, Y., Chen, M., Lu, J., Ouyang, S., Chen, S. (2024). The world-class carbonate-hosted Fankou Zn-Pb deposit in China. Part III. Critical metal Ga is enriched in late stage and low temperature sphalerite. Ore Geology Reviews, 166, 105928. |  | CHN | Guangdong
| Fankou |  | Basin hydrothermal | Mississippi Valley-type (MVT) | MVT zinc-lead | Zn, Pb | Ga | Zn, Pb, Ga | Wu et al., 2024 |  | 240-124-1-1-1 | 240-124-1-1-1-1 | underground mine |  |  |  |  | ore material | polished section | grab | mineral separate | [5 empty] | mineralisation | Sp1a, Sp1b, Sp2 | sphalerite |  | sphalerite | Sp1a (early replacement-infilling stage, core), Sp1b (early replacement-infilling stage, rim), Sp2 (late replacement-infilling stage) | euhedral-subhedral coarse-grained; anhedral grains | massive, banded, disseminated; core-rim texture; sector zoning; rhythm bands |  |  |  | pyrite, chalcopyrite, galena, dolomite, calcite, arsenopyrite, freibergite, pyrargyrite, argentite, goethite, ferrohydrite, anglesite, zincosite | polished into thin sections and polished mounts | EPMA | JEOL JXA-i SP100 electron probe micro-analyzer; NWR 193 nm Ar F Excimer laser-ablation system coupled to an iCAP RQ (ICPMS) | Laboratory of Marine Element and Isotope Facilities in Southern Marine Science and Engineering Guangdong Laboratory (Zhuhai, China); Guangzhou Tuoyan Analytical Technology Co., Ltd., Guangzhou, China | EPMA: accelerating voltage of 20 kV, a probe current of 20 nA, and a 5 μm beam. The peak counting time was 10 s for major elements (Zn, S, Fe), and 50 s for other minor elements (Cd, Ga, Ge, In, Au, and Ag). The background counting time was half of the peak counting time on the high- and low-energy background positions. Analytical results were reduced using the ZAF correction routines. LA-ICP-MS mapping: beam size of 15 μm and a repetition rate of 10 Hz. The depth of ablation during mapping was around 5 μm. | sphalerite for S and Zn, marcasite for Fe, cadmium for Cd, gallium phosphide for Ga, germanium for Ge, indium phosphide for In, gold for Au, and silver for Ag | [20 empty] | 0.172 | [21 empty] | 3.481 | [59 empty] | 33.043 | [39 empty] | 62.226 |  |  |  |  | 2024 | Wu, Y., Zheng, Y., Yu, P., Chen, X., Guo, L., Long, L., Hu, Z., Huang, Y., Chen, M., Lu, J., Ouyang, S., Chen, S. (2024). The world-class carbonate-hosted Fankou Zn-Pb deposit in China. Part III. Critical metal Ga is enriched in late stage and low temperature sphalerite. Ore Geology Reviews, 166, 105928. |  | CHN | Guangdong
| Fankou |  | Basin hydrothermal | Mississippi Valley-type (MVT) | MVT zinc-lead | Zn, Pb | Ga | Zn, Pb, Ga | Wu et al., 2024 |  | 240-124-1-1-2 | 240-124-1-1-2-1 | underground mine |  |  |  |  | ore material | polished section | grab | mineral separate | [5 empty] | mineralisation | Sp1a, Sp1b, Sp2 | sphalerite |  | sphalerite | Sp1a (early replacement-infilling stage, core), Sp1b (early replacement-infilling stage, rim), Sp2 (late replacement-infilling stage) | euhedral-subhedral coarse-grained; anhedral grains | massive, banded, disseminated; core-rim texture; sector zoning; rhythm bands |  |  |  | pyrite, chalcopyrite, galena, dolomite, calcite, arsenopyrite, freibergite, pyrargyrite, argentite, goethite, ferrohydrite, anglesite, zincosite | polished into thin sections and polished mounts | EPMA | JEOL JXA-i SP100 electron probe micro-analyzer; NWR 193 nm Ar F Excimer laser-ablation system coupled to an iCAP RQ (ICPMS) | Laboratory of Marine Element and Isotope Facilities in Southern Marine Science and Engineering Guangdong Laboratory (Zhuhai, China); Guangzhou Tuoyan Analytical Technology Co., Ltd., Guangzhou, China | EPMA: accelerating voltage of 20 kV, a probe current of 20 nA, and a 5 μm beam. The peak counting time was 10 s for major elements (Zn, S, Fe), and 50 s for other minor elements (Cd, Ga, Ge, In, Au, and Ag). The background counting time was half of the peak counting time on the high- and low-energy background positions. Analytical results were reduced using the ZAF correction routines. LA-ICP-MS mapping: beam size of 15 μm and a repetition rate of 10 Hz. The depth of ablation during mapping was around 5 μm. | sphalerite for S and Zn, marcasite for Fe, cadmium for Cd, gallium phosphide for Ga, germanium for Ge, indium phosphide for In, gold for Au, and silver for Ag | [20 empty] | 0.128 | [21 empty] | 1.977 |  | 0.073 | [11 empty] | 0.011 | [45 empty] | 33.16 | [39 empty] | 63.985 |  |  |  |  | 2024 | Wu, Y., Zheng, Y., Yu, P., Chen, X., Guo, L., Long, L., Hu, Z., Huang, Y., Chen, M., Lu, J., Ouyang, S., Chen, S. (2024). The world-class carbonate-hosted Fankou Zn-Pb deposit in China. Part III. Critical metal Ga is enriched in late stage and low temperature sphalerite. Ore Geology Reviews, 166, 105928. |  | CHN | Guangdong
| Fankou |  | Basin hydrothermal | Mississippi Valley-type (MVT) | MVT zinc-lead | Zn, Pb | Ga | Zn, Pb, Ga | Wu et al., 2024 |  | 240-124-1-1-3 | 240-124-1-1-3-1 | underground mine |  |  |  |  | ore material | polished section | grab | mineral separate | [5 empty] | mineralisation | Sp1a, Sp1b, Sp2 | sphalerite |  | sphalerite | Sp1a (early replacement-infilling stage, core), Sp1b (early replacement-infilling stage, rim), Sp2 (late replacement-infilling stage) | euhedral-subhedral coarse-grained; anhedral grains | massive, banded, disseminated; core-rim texture; sector zoning; rhythm bands |  |  |  | pyrite, chalcopyrite, galena, dolomite, calcite, arsenopyrite, freibergite, pyrargyrite, argentite, goethite, ferrohydrite, anglesite, zincosite | polished into thin sections and polished mounts | EPMA | JEOL JXA-i SP100 electron probe micro-analyzer; NWR 193 nm Ar F Excimer laser-ablation system coupled to an iCAP RQ (ICPMS) | Laboratory of Marine Element and Isotope Facilities in Southern Marine Science and Engineering Guangdong Laboratory (Zhuhai, China); Guangzhou Tuoyan Analytical Technology Co., Ltd., Guangzhou, China | EPMA: accelerating voltage of 20 kV, a probe current of 20 nA, and a 5 μm beam. The peak counting time was 10 s for major elements (Zn, S, Fe), and 50 s for other minor elements (Cd, Ga, Ge, In, Au, and Ag). The background counting time was half of the peak counting time on the high- and low-energy background positions. Analytical results were reduced using the ZAF correction routines. LA-ICP-MS mapping: beam size of 15 μm and a repetition rate of 10 Hz. The depth of ablation during mapping was around 5 μm. | sphalerite for S and Zn, marcasite for Fe, cadmium for Cd, gallium phosphide for Ga, germanium for Ge, indium phosphide for In, gold for Au, and silver for Ag | [20 empty] | 0.164 | [21 empty] | 4.772 | [59 empty] | 33.123 | [39 empty] | 61.346 |  |  |  |  | 2024 | Wu, Y., Zheng, Y., Yu, P., Chen, X., Guo, L., Long, L., Hu, Z., Huang, Y., Chen, M., Lu, J., Ouyang, S., Chen, S. (2024). The world-class carbonate-hosted Fankou Zn-Pb deposit in China. Part III. Critical metal Ga is enriched in late stage and low temperature sphalerite. Ore Geology Reviews, 166, 105928. |  | CHN | Guangdong
| Fankou |  | Basin hydrothermal | Mississippi Valley-type (MVT) | MVT zinc-lead | Zn, Pb | Ga | Zn, Pb, Ga | Wu et al., 2024 |  | 240-124-1-1-4 | 240-124-1-1-4-1 | underground mine |  |  |  |  | ore material | polished section | grab | mineral separate | [5 empty] | mineralisation | Sp1a, Sp1b, Sp2 | sphalerite |  | sphalerite | Sp1a (early replacement-infilling stage, core), Sp1b (early replacement-infilling stage, rim), Sp2 (late replacement-infilling stage) | euhedral-subhedral coarse-grained; anhedral grains | massive, banded, disseminated; core-rim texture; sector zoning; rhythm bands |  |  |  | pyrite, chalcopyrite, galena, dolomite, calcite, arsenopyrite, freibergite, pyrargyrite, argentite, goethite, ferrohydrite, anglesite, zincosite | polished into thin sections and polished mounts | EPMA | JEOL JXA-i SP100 electron probe micro-analyzer; NWR 193 nm Ar F Excimer laser-ablation system coupled to an iCAP RQ (ICPMS) | Laboratory of Marine Element and Isotope Facilities in Southern Marine Science and Engineering Guangdong Laboratory (Zhuhai, China); Guangzhou Tuoyan Analytical Technology Co., Ltd., Guangzhou, China | EPMA: accelerating voltage of 20 kV, a probe current of 20 nA, and a 5 μm beam. The peak counting time was 10 s for major elements (Zn, S, Fe), and 50 s for other minor elements (Cd, Ga, Ge, In, Au, and Ag). The background counting time was half of the peak counting time on the high- and low-energy background positions. Analytical results were reduced using the ZAF correction routines. LA-ICP-MS mapping: beam size of 15 μm and a repetition rate of 10 Hz. The depth of ablation during mapping was around 5 μm. | sphalerite for S and Zn, marcasite for Fe, cadmium for Cd, gallium phosphide for Ga, germanium for Ge, indium phosphide for In, gold for Au, and silver for Ag | [6 empty] | 0.028 | [13 empty] | 0.134 | [21 empty] | 5.655 | [59 empty] | 33.015 | [39 empty] | 60.128 |  |  |  |  | 2024 | Wu, Y., Zheng, Y., Yu, P., Chen, X., Guo, L., Long, L., Hu, Z., Huang, Y., Chen, M., Lu, J., Ouyang, S., Chen, S. (2024). The world-class carbonate-hosted Fankou Zn-Pb deposit in China. Part III. Critical metal Ga is enriched in late stage and low temperature sphalerite. Ore Geology Reviews, 166, 105928. |  | CHN | Guangdong
| Fankou |  | Basin hydrothermal | Mississippi Valley-type (MVT) | MVT zinc-lead | Zn, Pb | Ga | Zn, Pb, Ga | Wu et al., 2024 |  | 240-124-1-1-6 | 240-124-1-1-6-1 | underground mine |  |  |  |  | ore material | polished section | grab | mineral separate | [5 empty] | mineralisation | Sp1a, Sp1b, Sp2 | sphalerite |  | sphalerite | Sp1a (early replacement-infilling stage, core), Sp1b (early replacement-infilling stage, rim), Sp2 (late replacement-infilling stage) | euhedral-subhedral coarse-grained; anhedral grains | massive, banded, disseminated; core-rim texture; sector zoning; rhythm bands |  |  |  | pyrite, chalcopyrite, galena, dolomite, calcite, arsenopyrite, freibergite, pyrargyrite, argentite, goethite, ferrohydrite, anglesite, zincosite | polished into thin sections and polished mounts | EPMA | JEOL JXA-i SP100 electron probe micro-analyzer; NWR 193 nm Ar F Excimer laser-ablation system coupled to an iCAP RQ (ICPMS) | Laboratory of Marine Element and Isotope Facilities in Southern Marine Science and Engineering Guangdong Laboratory (Zhuhai, China); Guangzhou Tuoyan Analytical Technology Co., Ltd., Guangzhou, China | EPMA: accelerating voltage of 20 kV, a probe current of 20 nA, and a 5 μm beam. The peak counting time was 10 s for major elements (Zn, S, Fe), and 50 s for other minor elements (Cd, Ga, Ge, In, Au, and Ag). The background counting time was half of the peak counting time on the high- and low-energy background positions. Analytical results were reduced using the ZAF correction routines. LA-ICP-MS mapping: beam size of 15 μm and a repetition rate of 10 Hz. The depth of ablation during mapping was around 5 μm. | sphalerite for S and Zn, marcasite for Fe, cadmium for Cd, gallium phosphide for Ga, germanium for Ge, indium phosphide for In, gold for Au, and silver for Ag | [20 empty] | 0.15 | [21 empty] | 5.307 | [13 empty] | 0.032 | [45 empty] | 33.117 | [39 empty] | 60.369 |  |  |  |  | 2024 | Wu, Y., Zheng, Y., Yu, P., Chen, X., Guo, L., Long, L., Hu, Z., Huang, Y., Chen, M., Lu, J., Ouyang, S., Chen, S. (2024). The world-class carbonate-hosted Fankou Zn-Pb deposit in China. Part III. Critical metal Ga is enriched in late stage and low temperature sphalerite. Ore Geology Reviews, 166, 105928. |  | CHN | Guangdong
| Fankou |  | Basin hydrothermal | Mississippi Valley-type (MVT) | MVT zinc-lead | Zn, Pb | Ga | Zn, Pb, Ga | Wu et al., 2024 |  | 240-124-1-1-7 | 240-124-1-1-7-1 | underground mine |  |  |  |  | ore material | polished section | grab | mineral separate | [5 empty] | mineralisation | Sp1a, Sp1b, Sp2 | sphalerite |  | sphalerite | Sp1a (early replacement-infilling stage, core), Sp1b (early replacement-infilling stage, rim), Sp2 (late replacement-infilling stage) | euhedral-subhedral coarse-grained; anhedral grains | massive, banded, disseminated; core-rim texture; sector zoning; rhythm bands |  |  |  | pyrite, chalcopyrite, galena, dolomite, calcite, arsenopyrite, freibergite, pyrargyrite, argentite, goethite, ferrohydrite, anglesite, zincosite | polished into thin sections and polished mounts | EPMA | JEOL JXA-i SP100 electron probe micro-analyzer; NWR 193 nm Ar F Excimer laser-ablation system coupled to an iCAP RQ (ICPMS) | Laboratory of Marine Element and Isotope Facilities in Southern Marine Science and Engineering Guangdong Laboratory (Zhuhai, China); Guangzhou Tuoyan Analytical Technology Co., Ltd., Guangzhou, China | EPMA: accelerating voltage of 20 kV, a probe current of 20 nA, and a 5 μm beam. The peak counting time was 10 s for major elements (Zn, S, Fe), and 50 s for other minor elements (Cd, Ga, Ge, In, Au, and Ag). The background counting time was half of the peak counting time on the high- and low-energy background positions. Analytical results were reduced using the ZAF correction routines. LA-ICP-MS mapping: beam size of 15 μm and a repetition rate of 10 Hz. The depth of ablation during mapping was around 5 μm. | sphalerite for S and Zn, marcasite for Fe, cadmium for Cd, gallium phosphide for Ga, germanium for Ge, indium phosphide for In, gold for Au, and silver for Ag | [20 empty] | 0.118 | [21 empty] | 4.987 | [59 empty] | 33.071 | [39 empty] | 61.005 |  |  |  |  | 2024 | Wu, Y., Zheng, Y., Yu, P., Chen, X., Guo, L., Long, L., Hu, Z., Huang, Y., Chen, M., Lu, J., Ouyang, S., Chen, S. (2024). The world-class carbonate-hosted Fankou Zn-Pb deposit in China. Part III. Critical metal Ga is enriched in late stage and low temperature sphalerite. Ore Geology Reviews, 166, 105928. |  | CHN | Guangdong
| Fankou |  | Basin hydrothermal | Mississippi Valley-type (MVT) | MVT zinc-lead | Zn, Pb | Ga | Zn, Pb, Ga | Wu et al., 2024 |  | 240-133-1-2-4 | 240-133-1-2-4-1 | underground mine |  |  |  |  | ore material | polished section | grab | mineral separate | [5 empty] | mineralisation | Sp1a, Sp1b, Sp2 | sphalerite |  | sphalerite | Sp1a (early replacement-infilling stage, core), Sp1b (early replacement-infilling stage, rim), Sp2 (late replacement-infilling stage) | euhedral-subhedral coarse-grained; anhedral grains | massive, banded, disseminated; core-rim texture; sector zoning; rhythm bands |  |  |  | pyrite, chalcopyrite, galena, dolomite, calcite, arsenopyrite, freibergite, pyrargyrite, argentite, goethite, ferrohydrite, anglesite, zincosite | polished into thin sections and polished mounts | EPMA | JEOL JXA-i SP100 electron probe micro-analyzer; NWR 193 nm Ar F Excimer laser-ablation system coupled to an iCAP RQ (ICPMS) | Laboratory of Marine Element and Isotope Facilities in Southern Marine Science and Engineering Guangdong Laboratory (Zhuhai, China); Guangzhou Tuoyan Analytical Technology Co., Ltd., Guangzhou, China | EPMA: accelerating voltage of 20 kV, a probe current of 20 nA, and a 5 μm beam. The peak counting time was 10 s for major elements (Zn, S, Fe), and 50 s for other minor elements (Cd, Ga, Ge, In, Au, and Ag). The background counting time was half of the peak counting time on the high- and low-energy background positions. Analytical results were reduced using the ZAF correction routines. LA-ICP-MS mapping: beam size of 15 μm and a repetition rate of 10 Hz. The depth of ablation during mapping was around 5 μm. | sphalerite for S and Zn, marcasite for Fe, cadmium for Cd, gallium phosphide for Ga, germanium for Ge, indium phosphide for In, gold for Au, and silver for Ag | [20 empty] | 0.174 | [21 empty] | 2.157 | [59 empty] | 33.141 | [39 empty] | 63.87 |  |  |  |  | 2024 | Wu, Y., Zheng, Y., Yu, P., Chen, X., Guo, L., Long, L., Hu, Z., Huang, Y., Chen, M., Lu, J., Ouyang, S., Chen, S. (2024). The world-class carbonate-hosted Fankou Zn-Pb deposit in China. Part III. Critical metal Ga is enriched in late stage and low temperature sphalerite. Ore Geology Reviews, 166, 105928. |  | CHN | Guangdong
| Fankou |  | Basin hydrothermal | Mississippi Valley-type (MVT) | MVT zinc-lead | Zn, Pb | Ga | Zn, Pb, Ga | Wu et al., 2024 |  | 240-133-1-2-5 | 240-133-1-2-5-1 | underground mine |  |  |  |  | ore material | polished section | grab | mineral separate | [5 empty] | mineralisation | Sp1a, Sp1b, Sp2 | sphalerite |  | sphalerite | Sp1a (early replacement-infilling stage, core), Sp1b (early replacement-infilling stage, rim), Sp2 (late replacement-infilling stage) | euhedral-subhedral coarse-grained; anhedral grains | massive, banded, disseminated; core-rim texture; sector zoning; rhythm bands |  |  |  | pyrite, chalcopyrite, galena, dolomite, calcite, arsenopyrite, freibergite, pyrargyrite, argentite, goethite, ferrohydrite, anglesite, zincosite | polished into thin sections and polished mounts | EPMA | JEOL JXA-i SP100 electron probe micro-analyzer; NWR 193 nm Ar F Excimer laser-ablation system coupled to an iCAP RQ (ICPMS) | Laboratory of Marine Element and Isotope Facilities in Southern Marine Science and Engineering Guangdong Laboratory (Zhuhai, China); Guangzhou Tuoyan Analytical Technology Co., Ltd., Guangzhou, China | EPMA: accelerating voltage of 20 kV, a probe current of 20 nA, and a 5 μm beam. The peak counting time was 10 s for major elements (Zn, S, Fe), and 50 s for other minor elements (Cd, Ga, Ge, In, Au, and Ag). The background counting time was half of the peak counting time on the high- and low-energy background positions. Analytical results were reduced using the ZAF correction routines. LA-ICP-MS mapping: beam size of 15 μm and a repetition rate of 10 Hz. The depth of ablation during mapping was around 5 μm. | sphalerite for S and Zn, marcasite for Fe, cadmium for Cd, gallium phosphide for Ga, germanium for Ge, indium phosphide for In, gold for Au, and silver for Ag | [20 empty] | 0.195 | [21 empty] | 1.715 | [59 empty] | 32.927 | [39 empty] | 64.622 |  |  |  |  | 2024 | Wu, Y., Zheng, Y., Yu, P., Chen, X., Guo, L., Long, L., Hu, Z., Huang, Y., Chen, M., Lu, J., Ouyang, S., Chen, S. (2024). The world-class carbonate-hosted Fankou Zn-Pb deposit in China. Part III. Critical metal Ga is enriched in late stage and low temperature sphalerite. Ore Geology Reviews, 166, 105928. |  | CHN | Guangdong
| Fankou |  | Basin hydrothermal | Mississippi Valley-type (MVT) | MVT zinc-lead | Zn, Pb | Ga | Zn, Pb, Ga | Wu et al., 2024 |  | 240-133-1-2-6 | 240-133-1-2-6-1 | underground mine |  |  |  |  | ore material | polished section | grab | mineral separate | [5 empty] | mineralisation | Sp1a, Sp1b, Sp2 | sphalerite |  | sphalerite | Sp1a (early replacement-infilling stage, core), Sp1b (early replacement-infilling stage, rim), Sp2 (late replacement-infilling stage) | euhedral-subhedral coarse-grained; anhedral grains | massive, banded, disseminated; core-rim texture; sector zoning; rhythm bands |  |  |  | pyrite, chalcopyrite, galena, dolomite, calcite, arsenopyrite, freibergite, pyrargyrite, argentite, goethite, ferrohydrite, anglesite, zincosite | polished into thin sections and polished mounts | EPMA | JEOL JXA-i SP100 electron probe micro-analyzer; NWR 193 nm Ar F Excimer laser-ablation system coupled to an iCAP RQ (ICPMS) | Laboratory of Marine Element and Isotope Facilities in Southern Marine Science and Engineering Guangdong Laboratory (Zhuhai, China); Guangzhou Tuoyan Analytical Technology Co., Ltd., Guangzhou, China | EPMA: accelerating voltage of 20 kV, a probe current of 20 nA, and a 5 μm beam. The peak counting time was 10 s for major elements (Zn, S, Fe), and 50 s for other minor elements (Cd, Ga, Ge, In, Au, and Ag). The background counting time was half of the peak counting time on the high- and low-energy background positions. Analytical results were reduced using the ZAF correction routines. LA-ICP-MS mapping: beam size of 15 μm and a repetition rate of 10 Hz. The depth of ablation during mapping was around 5 μm. | sphalerite for S and Zn, marcasite for Fe, cadmium for Cd, gallium phosphide for Ga, germanium for Ge, indium phosphide for In, gold for Au, and silver for Ag | [20 empty] | 0.17 | [21 empty] | 1.804 | [59 empty] | 32.892 | [39 empty] | 63.908 |  |  |  |  | 2024 | Wu, Y., Zheng, Y., Yu, P., Chen, X., Guo, L., Long, L., Hu, Z., Huang, Y., Chen, M., Lu, J., Ouyang, S., Chen, S. (2024). The world-class carbonate-hosted Fankou Zn-Pb deposit in China. Part III. Critical metal Ga is enriched in late stage and low temperature sphalerite. Ore Geology Reviews, 166, 105928. |  | CHN | Guangdong
| Fankou |  | Basin hydrothermal | Mississippi Valley-type (MVT) | MVT zinc-lead | Zn, Pb | Ga | Zn, Pb, Ga | Wu et al., 2024 |  | 400-146-1-1-4 | 400-146-1-1-4-1 | underground mine |  |  |  |  | ore material | polished section | grab | mineral separate | [5 empty] | mineralisation | Sp1a, Sp1b, Sp2 | sphalerite |  | sphalerite | Sp1a (early replacement-infilling stage, core), Sp1b (early replacement-infilling stage, rim), Sp2 (late replacement-infilling stage) | euhedral-subhedral coarse-grained; anhedral grains | massive, banded, disseminated; core-rim texture; sector zoning; rhythm bands |  |  |  | pyrite, chalcopyrite, galena, dolomite, calcite, arsenopyrite, freibergite, pyrargyrite, argentite, goethite, ferrohydrite, anglesite, zincosite | polished into thin sections and polished mounts | EPMA | JEOL JXA-i SP100 electron probe micro-analyzer; NWR 193 nm Ar F Excimer laser-ablation system coupled to an iCAP RQ (ICPMS) | Laboratory of Marine Element and Isotope Facilities in Southern Marine Science and Engineering Guangdong Laboratory (Zhuhai, China); Guangzhou Tuoyan Analytical Technology Co., Ltd., Guangzhou, China | EPMA: accelerating voltage of 20 kV, a probe current of 20 nA, and a 5 μm beam. The peak counting time was 10 s for major elements (Zn, S, Fe), and 50 s for other minor elements (Cd, Ga, Ge, In, Au, and Ag). The background counting time was half of the peak counting time on the high- and low-energy background positions. Analytical results were reduced using the ZAF correction routines. LA-ICP-MS mapping: beam size of 15 μm and a repetition rate of 10 Hz. The depth of ablation during mapping was around 5 μm. | sphalerite for S and Zn, marcasite for Fe, cadmium for Cd, gallium phosphide for Ga, germanium for Ge, indium phosphide for In, gold for Au, and silver for Ag | [6 empty] | 0.013 | [13 empty] | 0.154 | [21 empty] | 0.524 | [59 empty] | 32.576 | [39 empty] | 65.246 |  |  |  |  | 2024 | Wu, Y., Zheng, Y., Yu, P., Chen, X., Guo, L., Long, L., Hu, Z., Huang, Y., Chen, M., Lu, J., Ouyang, S., Chen, S. (2024). The world-class carbonate-hosted Fankou Zn-Pb deposit in China. Part III. Critical metal Ga is enriched in late stage and low temperature sphalerite. Ore Geology Reviews, 166, 105928. |  | CHN | Guangdong
| Fankou |  | Basin hydrothermal | Mississippi Valley-type (MVT) | MVT zinc-lead | Zn, Pb | Ga | Zn, Pb, Ga | Wu et al., 2024 |  | 400-146-1-2-2 | 400-146-1-2-2-1 | underground mine |  |  |  |  | ore material | polished section | grab | mineral separate | [5 empty] | mineralisation | Sp1a, Sp1b, Sp2 | sphalerite |  | sphalerite | Sp1a (early replacement-infilling stage, core), Sp1b (early replacement-infilling stage, rim), Sp2 (late replacement-infilling stage) | euhedral-subhedral coarse-grained; anhedral grains | massive, banded, disseminated; core-rim texture; sector zoning; rhythm bands |  |  |  | pyrite, chalcopyrite, galena, dolomite, calcite, arsenopyrite, freibergite, pyrargyrite, argentite, goethite, ferrohydrite, anglesite, zincosite | polished into thin sections and polished mounts | EPMA | JEOL JXA-i SP100 electron probe micro-analyzer; NWR 193 nm Ar F Excimer laser-ablation system coupled to an iCAP RQ (ICPMS) | Laboratory of Marine Element and Isotope Facilities in Southern Marine Science and Engineering Guangdong Laboratory (Zhuhai, China); Guangzhou Tuoyan Analytical Technology Co., Ltd., Guangzhou, China | EPMA: accelerating voltage of 20 kV, a probe current of 20 nA, and a 5 μm beam. The peak counting time was 10 s for major elements (Zn, S, Fe), and 50 s for other minor elements (Cd, Ga, Ge, In, Au, and Ag). The background counting time was half of the peak counting time on the high- and low-energy background positions. Analytical results were reduced using the ZAF correction routines. LA-ICP-MS mapping: beam size of 15 μm and a repetition rate of 10 Hz. The depth of ablation during mapping was around 5 μm. | sphalerite for S and Zn, marcasite for Fe, cadmium for Cd, gallium phosphide for Ga, germanium for Ge, indium phosphide for In, gold for Au, and silver for Ag | [20 empty] | 0.24 | [21 empty] | 2.223 | [59 empty] | 32.94 | [39 empty] | 63.376 |  |  |  |  | 2024 | Wu, Y., Zheng, Y., Yu, P., Chen, X., Guo, L., Long, L., Hu, Z., Huang, Y., Chen, M., Lu, J., Ouyang, S., Chen, S. (2024). The world-class carbonate-hosted Fankou Zn-Pb deposit in China. Part III. Critical metal Ga is enriched in late stage and low temperature sphalerite. Ore Geology Reviews, 166, 105928. |  | CHN | Guangdong
| Fankou |  | Basin hydrothermal | Mississippi Valley-type (MVT) | MVT zinc-lead | Zn, Pb | Ga | Zn, Pb, Ga | Wu et al., 2024 |  | 455-18-1-1-1 | 455-18-1-1-1-1 | underground mine |  |  |  |  | ore material | polished section | grab | mineral separate | [5 empty] | mineralisation | Sp1a, Sp1b, Sp2 | sphalerite |  | sphalerite | Sp1a (early replacement-infilling stage, core), Sp1b (early replacement-infilling stage, rim), Sp2 (late replacement-infilling stage) | euhedral-subhedral coarse-grained; anhedral grains | massive, banded, disseminated; core-rim texture; sector zoning; rhythm bands |  |  |  | pyrite, chalcopyrite, galena, dolomite, calcite, arsenopyrite, freibergite, pyrargyrite, argentite, goethite, ferrohydrite, anglesite, zincosite | polished into thin sections and polished mounts | EPMA | JEOL JXA-i SP100 electron probe micro-analyzer; NWR 193 nm Ar F Excimer laser-ablation system coupled to an iCAP RQ (ICPMS) | Laboratory of Marine Element and Isotope Facilities in Southern Marine Science and Engineering Guangdong Laboratory (Zhuhai, China); Guangzhou Tuoyan Analytical Technology Co., Ltd., Guangzhou, China | EPMA: accelerating voltage of 20 kV, a probe current of 20 nA, and a 5 μm beam. The peak counting time was 10 s for major elements (Zn, S, Fe), and 50 s for other minor elements (Cd, Ga, Ge, In, Au, and Ag). The background counting time was half of the peak counting time on the high- and low-energy background positions. Analytical results were reduced using the ZAF correction routines. LA-ICP-MS mapping: beam size of 15 μm and a repetition rate of 10 Hz. The depth of ablation during mapping was around 5 μm. | sphalerite for S and Zn, marcasite for Fe, cadmium for Cd, gallium phosphide for Ga, germanium for Ge, indium phosphide for In, gold for Au, and silver for Ag | [20 empty] | 0.105 | [21 empty] | 2.45 | [13 empty] | 0.015 | [45 empty] | 32.346 | [39 empty] | 63.646 |  |  |  |  | 2024 | Wu, Y., Zheng, Y., Yu, P., Chen, X., Guo, L., Long, L., Hu, Z., Huang, Y., Chen, M., Lu, J., Ouyang, S., Chen, S. (2024). The world-class carbonate-hosted Fankou Zn-Pb deposit in China. Part III. Critical metal Ga is enriched in late stage and low temperature sphalerite. Ore Geology Reviews, 166, 105928. |  | CHN | Guangdong
| Fankou |  | Basin hydrothermal | Mississippi Valley-type (MVT) | MVT zinc-lead | Zn, Pb | Ga | Zn, Pb, Ga | Wu et al., 2024 |  | 455-18-1-1-2 | 455-18-1-1-2-1 | underground mine |  |  |  |  | ore material | polished section | grab | mineral separate | [5 empty] | mineralisation | Sp1a, Sp1b, Sp2 | sphalerite |  | sphalerite | Sp1a (early replacement-infilling stage, core), Sp1b (early replacement-infilling stage, rim), Sp2 (late replacement-infilling stage) | euhedral-subhedral coarse-grained; anhedral grains | massive, banded, disseminated; core-rim texture; sector zoning; rhythm bands |  |  |  | pyrite, chalcopyrite, galena, dolomite, calcite, arsenopyrite, freibergite, pyrargyrite, argentite, goethite, ferrohydrite, anglesite, zincosite | polished into thin sections and polished mounts | EPMA | JEOL JXA-i SP100 electron probe micro-analyzer; NWR 193 nm Ar F Excimer laser-ablation system coupled to an iCAP RQ (ICPMS) | Laboratory of Marine Element and Isotope Facilities in Southern Marine Science and Engineering Guangdong Laboratory (Zhuhai, China); Guangzhou Tuoyan Analytical Technology Co., Ltd., Guangzhou, China | EPMA: accelerating voltage of 20 kV, a probe current of 20 nA, and a 5 μm beam. The peak counting time was 10 s for major elements (Zn, S, Fe), and 50 s for other minor elements (Cd, Ga, Ge, In, Au, and Ag). The background counting time was half of the peak counting time on the high- and low-energy background positions. Analytical results were reduced using the ZAF correction routines. LA-ICP-MS mapping: beam size of 15 μm and a repetition rate of 10 Hz. The depth of ablation during mapping was around 5 μm. | sphalerite for S and Zn, marcasite for Fe, cadmium for Cd, gallium phosphide for Ga, germanium for Ge, indium phosphide for In, gold for Au, and silver for Ag | [20 empty] | 0.171 | [21 empty] | 2.467 | [59 empty] | 32.698 | [39 empty] | 63.922 |  |  |  |  | 2024 | Wu, Y., Zheng, Y., Yu, P., Chen, X., Guo, L., Long, L., Hu, Z., Huang, Y., Chen, M., Lu, J., Ouyang, S., Chen, S. (2024). The world-class carbonate-hosted Fankou Zn-Pb deposit in China. Part III. Critical metal Ga is enriched in late stage and low temperature sphalerite. Ore Geology Reviews, 166, 105928. |  | CHN | Guangdong
| Fankou |  | Basin hydrothermal | Mississippi Valley-type (MVT) | MVT zinc-lead | Zn, Pb | Ga | Zn, Pb, Ga | Wu et al., 2024 |  | 455-18-1-1-3 | 455-18-1-1-3-1 | underground mine |  |  |  |  | ore material | polished section | grab | mineral separate | [5 empty] | mineralisation | Sp1a, Sp1b, Sp2 | sphalerite |  | sphalerite | Sp1a (early replacement-infilling stage, core), Sp1b (early replacement-infilling stage, rim), Sp2 (late replacement-infilling stage) | euhedral-subhedral coarse-grained; anhedral grains | massive, banded, disseminated; core-rim texture; sector zoning; rhythm bands |  |  |  | pyrite, chalcopyrite, galena, dolomite, calcite, arsenopyrite, freibergite, pyrargyrite, argentite, goethite, ferrohydrite, anglesite, zincosite | polished into thin sections and polished mounts | EPMA | JEOL JXA-i SP100 electron probe micro-analyzer; NWR 193 nm Ar F Excimer laser-ablation system coupled to an iCAP RQ (ICPMS) | Laboratory of Marine Element and Isotope Facilities in Southern Marine Science and Engineering Guangdong Laboratory (Zhuhai, China); Guangzhou Tuoyan Analytical Technology Co., Ltd., Guangzhou, China | EPMA: accelerating voltage of 20 kV, a probe current of 20 nA, and a 5 μm beam. The peak counting time was 10 s for major elements (Zn, S, Fe), and 50 s for other minor elements (Cd, Ga, Ge, In, Au, and Ag). The background counting time was half of the peak counting time on the high- and low-energy background positions. Analytical results were reduced using the ZAF correction routines. LA-ICP-MS mapping: beam size of 15 μm and a repetition rate of 10 Hz. The depth of ablation during mapping was around 5 μm. | sphalerite for S and Zn, marcasite for Fe, cadmium for Cd, gallium phosphide for Ga, germanium for Ge, indium phosphide for In, gold for Au, and silver for Ag | [20 empty] | 0.139 | [21 empty] | 2.283 | [59 empty] | 33.036 | [39 empty] | 63.771 |  |  |  |  | 2024 | Wu, Y., Zheng, Y., Yu, P., Chen, X., Guo, L., Long, L., Hu, Z., Huang, Y., Chen, M., Lu, J., Ouyang, S., Chen, S. (2024). The world-class carbonate-hosted Fankou Zn-Pb deposit in China. Part III. Critical metal Ga is enriched in late stage and low temperature sphalerite. Ore Geology Reviews, 166, 105928. |  | CHN | Guangdong
| Fankou |  | Basin hydrothermal | Mississippi Valley-type (MVT) | MVT zinc-lead | Zn, Pb | Ga | Zn, Pb, Ga | Wu et al., 2024 |  | 455-18-1-1-4 | 455-18-1-1-4-1 | underground mine |  |  |  |  | ore material | polished section | grab | mineral separate | [5 empty] | mineralisation | Sp1a, Sp1b, Sp2 | sphalerite |  | sphalerite | Sp1a (early replacement-infilling stage, core), Sp1b (early replacement-infilling stage, rim), Sp2 (late replacement-infilling stage) | euhedral-subhedral coarse-grained; anhedral grains | massive, banded, disseminated; core-rim texture; sector zoning; rhythm bands |  |  |  | pyrite, chalcopyrite, galena, dolomite, calcite, arsenopyrite, freibergite, pyrargyrite, argentite, goethite, ferrohydrite, anglesite, zincosite | polished into thin sections and polished mounts | EPMA | JEOL JXA-i SP100 electron probe micro-analyzer; NWR 193 nm Ar F Excimer laser-ablation system coupled to an iCAP RQ (ICPMS) | Laboratory of Marine Element and Isotope Facilities in Southern Marine Science and Engineering Guangdong Laboratory (Zhuhai, China); Guangzhou Tuoyan Analytical Technology Co., Ltd., Guangzhou, China | EPMA: accelerating voltage of 20 kV, a probe current of 20 nA, and a 5 μm beam. The peak counting time was 10 s for major elements (Zn, S, Fe), and 50 s for other minor elements (Cd, Ga, Ge, In, Au, and Ag). The background counting time was half of the peak counting time on the high- and low-energy background positions. Analytical results were reduced using the ZAF correction routines. LA-ICP-MS mapping: beam size of 15 μm and a repetition rate of 10 Hz. The depth of ablation during mapping was around 5 μm. | sphalerite for S and Zn, marcasite for Fe, cadmium for Cd, gallium phosphide for Ga, germanium for Ge, indium phosphide for In, gold for Au, and silver for Ag | [20 empty] | 0.152 | [21 empty] | 2.877 | [59 empty] | 32.833 | [39 empty] | 63.522 |  |  |  |  | 2024 | Wu, Y., Zheng, Y., Yu, P., Chen, X., Guo, L., Long, L., Hu, Z., Huang, Y., Chen, M., Lu, J., Ouyang, S., Chen, S. (2024). The world-class carbonate-hosted Fankou Zn-Pb deposit in China. Part III. Critical metal Ga is enriched in late stage and low temperature sphalerite. Ore Geology Reviews, 166, 105928. |  | CHN | Guangdong
| Fankou |  | Basin hydrothermal | Mississippi Valley-type (MVT) | MVT zinc-lead | Zn, Pb | Ga | Zn, Pb, Ga | Wu et al., 2024 |  | 455-18-1-1-5 | 455-18-1-1-5-1 | underground mine |  |  |  |  | ore material | polished section | grab | mineral separate | [5 empty] | mineralisation | Sp1a, Sp1b, Sp2 | sphalerite |  | sphalerite | Sp1a (early replacement-infilling stage, core), Sp1b (early replacement-infilling stage, rim), Sp2 (late replacement-infilling stage) | euhedral-subhedral coarse-grained; anhedral grains | massive, banded, disseminated; core-rim texture; sector zoning; rhythm bands |  |  |  | pyrite, chalcopyrite, galena, dolomite, calcite, arsenopyrite, freibergite, pyrargyrite, argentite, goethite, ferrohydrite, anglesite, zincosite | polished into thin sections and polished mounts | EPMA | JEOL JXA-i SP100 electron probe micro-analyzer; NWR 193 nm Ar F Excimer laser-ablation system coupled to an iCAP RQ (ICPMS) | Laboratory of Marine Element and Isotope Facilities in Southern Marine Science and Engineering Guangdong Laboratory (Zhuhai, China); Guangzhou Tuoyan Analytical Technology Co., Ltd., Guangzhou, China | EPMA: accelerating voltage of 20 kV, a probe current of 20 nA, and a 5 μm beam. The peak counting time was 10 s for major elements (Zn, S, Fe), and 50 s for other minor elements (Cd, Ga, Ge, In, Au, and Ag). The background counting time was half of the peak counting time on the high- and low-energy background positions. Analytical results were reduced using the ZAF correction routines. LA-ICP-MS mapping: beam size of 15 μm and a repetition rate of 10 Hz. The depth of ablation during mapping was around 5 μm. | sphalerite for S and Zn, marcasite for Fe, cadmium for Cd, gallium phosphide for Ga, germanium for Ge, indium phosphide for In, gold for Au, and silver for Ag | [20 empty] | 0.133 | [21 empty] | 2.12 | [59 empty] | 33.145 | [39 empty] | 64.264 |  |  |  |  | 2024 | Wu, Y., Zheng, Y., Yu, P., Chen, X., Guo, L., Long, L., Hu, Z., Huang, Y., Chen, M., Lu, J., Ouyang, S., Chen, S. (2024). The world-class carbonate-hosted Fankou Zn-Pb deposit in China. Part III. Critical metal Ga is enriched in late stage and low temperature sphalerite. Ore Geology Reviews, 166, 105928. |  | CHN | Guangdong
| Fankou |  | Basin hydrothermal | Mississippi Valley-type (MVT) | MVT zinc-lead | Zn, Pb | Ga | Zn, Pb, Ga | Wu et al., 2024 |  | 455-18-1-2-1 | 455-18-1-2-1-1 | underground mine |  |  |  |  | ore material | polished section | grab | mineral separate | [5 empty] | mineralisation | Sp1a, Sp1b, Sp2 | sphalerite |  | sphalerite | Sp1a (early replacement-infilling stage, core), Sp1b (early replacement-infilling stage, rim), Sp2 (late replacement-infilling stage) | euhedral-subhedral coarse-grained; anhedral grains | massive, banded, disseminated; core-rim texture; sector zoning; rhythm bands |  |  |  | pyrite, chalcopyrite, galena, dolomite, calcite, arsenopyrite, freibergite, pyrargyrite, argentite, goethite, ferrohydrite, anglesite, zincosite | polished into thin sections and polished mounts | EPMA | JEOL JXA-i SP100 electron probe micro-analyzer; NWR 193 nm Ar F Excimer laser-ablation system coupled to an iCAP RQ (ICPMS) | Laboratory of Marine Element and Isotope Facilities in Southern Marine Science and Engineering Guangdong Laboratory (Zhuhai, China); Guangzhou Tuoyan Analytical Technology Co., Ltd., Guangzhou, China | EPMA: accelerating voltage of 20 kV, a probe current of 20 nA, and a 5 μm beam. The peak counting time was 10 s for major elements (Zn, S, Fe), and 50 s for other minor elements (Cd, Ga, Ge, In, Au, and Ag). The background counting time was half of the peak counting time on the high- and low-energy background positions. Analytical results were reduced using the ZAF correction routines. LA-ICP-MS mapping: beam size of 15 μm and a repetition rate of 10 Hz. The depth of ablation during mapping was around 5 μm. | sphalerite for S and Zn, marcasite for Fe, cadmium for Cd, gallium phosphide for Ga, germanium for Ge, indium phosphide for In, gold for Au, and silver for Ag | [20 empty] | 0.163 | [21 empty] | 2.56 | [59 empty] | 33.446 | [39 empty] | 63.63 |  |  |  |  | 2024 | Wu, Y., Zheng, Y., Yu, P., Chen, X., Guo, L., Long, L., Hu, Z., Huang, Y., Chen, M., Lu, J., Ouyang, S., Chen, S. (2024). The world-class carbonate-hosted Fankou Zn-Pb deposit in China. Part III. Critical metal Ga is enriched in late stage and low temperature sphalerite. Ore Geology Reviews, 166, 105928. |  | CHN | Guangdong
| Fankou |  | Basin hydrothermal | Mississippi Valley-type (MVT) | MVT zinc-lead | Zn, Pb | Ga | Zn, Pb, Ga | Wu et al., 2024 |  | 455-18-1-2-2 | 455-18-1-2-2-1 | underground mine |  |  |  |  | ore material | polished section | grab | mineral separate | [5 empty] | mineralisation | Sp1a, Sp1b, Sp2 | sphalerite |  | sphalerite | Sp1a (early replacement-infilling stage, core), Sp1b (early replacement-infilling stage, rim), Sp2 (late replacement-infilling stage) | euhedral-subhedral coarse-grained; anhedral grains | massive, banded, disseminated; core-rim texture; sector zoning; rhythm bands |  |  |  | pyrite, chalcopyrite, galena, dolomite, calcite, arsenopyrite, freibergite, pyrargyrite, argentite, goethite, ferrohydrite, anglesite, zincosite | polished into thin sections and polished mounts | EPMA | JEOL JXA-i SP100 electron probe micro-analyzer; NWR 193 nm Ar F Excimer laser-ablation system coupled to an iCAP RQ (ICPMS) | Laboratory of Marine Element and Isotope Facilities in Southern Marine Science and Engineering Guangdong Laboratory (Zhuhai, China); Guangzhou Tuoyan Analytical Technology Co., Ltd., Guangzhou, China | EPMA: accelerating voltage of 20 kV, a probe current of 20 nA, and a 5 μm beam. The peak counting time was 10 s for major elements (Zn, S, Fe), and 50 s for other minor elements (Cd, Ga, Ge, In, Au, and Ag). The background counting time was half of the peak counting time on the high- and low-energy background positions. Analytical results were reduced using the ZAF correction routines. LA-ICP-MS mapping: beam size of 15 μm and a repetition rate of 10 Hz. The depth of ablation during mapping was around 5 μm. | sphalerite for S and Zn, marcasite for Fe, cadmium for Cd, gallium phosphide for Ga, germanium for Ge, indium phosphide for In, gold for Au, and silver for Ag | [20 empty] | 0.142 | [21 empty] | 2.649 | [59 empty] | 33.177 | [39 empty] | 63.348 |  |  |  |  | 2024 | Wu, Y., Zheng, Y., Yu, P., Chen, X., Guo, L., Long, L., Hu, Z., Huang, Y., Chen, M., Lu, J., Ouyang, S., Chen, S. (2024). The world-class carbonate-hosted Fankou Zn-Pb deposit in China. Part III. Critical metal Ga is enriched in late stage and low temperature sphalerite. Ore Geology Reviews, 166, 105928. |  | CHN | Guangdong
| Fankou |  | Basin hydrothermal | Mississippi Valley-type (MVT) | MVT zinc-lead | Zn, Pb | Ga | Zn, Pb, Ga | Wu et al., 2024 |  | 455-18-1-2-3 | 455-18-1-2-3-1 | underground mine |  |  |  |  | ore material | polished section | grab | mineral separate | [5 empty] | mineralisation | Sp1a, Sp1b, Sp2 | sphalerite |  | sphalerite | Sp1a (early replacement-infilling stage, core), Sp1b (early replacement-infilling stage, rim), Sp2 (late replacement-infilling stage) | euhedral-subhedral coarse-grained; anhedral grains | massive, banded, disseminated; core-rim texture; sector zoning; rhythm bands |  |  |  | pyrite, chalcopyrite, galena, dolomite, calcite, arsenopyrite, freibergite, pyrargyrite, argentite, goethite, ferrohydrite, anglesite, zincosite | polished into thin sections and polished mounts | EPMA | JEOL JXA-i SP100 electron probe micro-analyzer; NWR 193 nm Ar F Excimer laser-ablation system coupled to an iCAP RQ (ICPMS) | Laboratory of Marine Element and Isotope Facilities in Southern Marine Science and Engineering Guangdong Laboratory (Zhuhai, China); Guangzhou Tuoyan Analytical Technology Co., Ltd., Guangzhou, China | EPMA: accelerating voltage of 20 kV, a probe current of 20 nA, and a 5 μm beam. The peak counting time was 10 s for major elements (Zn, S, Fe), and 50 s for other minor elements (Cd, Ga, Ge, In, Au, and Ag). The background counting time was half of the peak counting time on the high- and low-energy background positions. Analytical results were reduced using the ZAF correction routines. LA-ICP-MS mapping: beam size of 15 μm and a repetition rate of 10 Hz. The depth of ablation during mapping was around 5 μm. | sphalerite for S and Zn, marcasite for Fe, cadmium for Cd, gallium phosphide for Ga, germanium for Ge, indium phosphide for In, gold for Au, and silver for Ag | [20 empty] | 0.157 | [21 empty] | 3.794 | [59 empty] | 32.903 | [39 empty] | 61.875 |  |  |  |  | 2024 | Wu, Y., Zheng, Y., Yu, P., Chen, X., Guo, L., Long, L., Hu, Z., Huang, Y., Chen, M., Lu, J., Ouyang, S., Chen, S. (2024). The world-class carbonate-hosted Fankou Zn-Pb deposit in China. Part III. Critical metal Ga is enriched in late stage and low temperature sphalerite. Ore Geology Reviews, 166, 105928. |  | CHN | Guangdong
| Fankou |  | Basin hydrothermal | Mississippi Valley-type (MVT) | MVT zinc-lead | Zn, Pb | Ga | Zn, Pb, Ga | Wu et al., 2024 |  | 455-18-1-2-4 | 455-18-1-2-4-1 | underground mine |  |  |  |  | ore material | polished section | grab | mineral separate | [5 empty] | mineralisation | Sp1a, Sp1b, Sp2 | sphalerite |  | sphalerite | Sp1a (early replacement-infilling stage, core), Sp1b (early replacement-infilling stage, rim), Sp2 (late replacement-infilling stage) | euhedral-subhedral coarse-grained; anhedral grains | massive, banded, disseminated; core-rim texture; sector zoning; rhythm bands |  |  |  | pyrite, chalcopyrite, galena, dolomite, calcite, arsenopyrite, freibergite, pyrargyrite, argentite, goethite, ferrohydrite, anglesite, zincosite | polished into thin sections and polished mounts | EPMA | JEOL JXA-i SP100 electron probe micro-analyzer; NWR 193 nm Ar F Excimer laser-ablation system coupled to an iCAP RQ (ICPMS) | Laboratory of Marine Element and Isotope Facilities in Southern Marine Science and Engineering Guangdong Laboratory (Zhuhai, China); Guangzhou Tuoyan Analytical Technology Co., Ltd., Guangzhou, China | EPMA: accelerating voltage of 20 kV, a probe current of 20 nA, and a 5 μm beam. The peak counting time was 10 s for major elements (Zn, S, Fe), and 50 s for other minor elements (Cd, Ga, Ge, In, Au, and Ag). The background counting time was half of the peak counting time on the high- and low-energy background positions. Analytical results were reduced using the ZAF correction routines. LA-ICP-MS mapping: beam size of 15 μm and a repetition rate of 10 Hz. The depth of ablation during mapping was around 5 μm. | sphalerite for S and Zn, marcasite for Fe, cadmium for Cd, gallium phosphide for Ga, germanium for Ge, indium phosphide for In, gold for Au, and silver for Ag | [20 empty] | 0.161 | [21 empty] | 3.767 | [59 empty] | 33.152 | [39 empty] | 62.741 |  |  |  |  | 2024 | Wu, Y., Zheng, Y., Yu, P., Chen, X., Guo, L., Long, L., Hu, Z., Huang, Y., Chen, M., Lu, J., Ouyang, S., Chen, S. (2024). The world-class carbonate-hosted Fankou Zn-Pb deposit in China. Part III. Critical metal Ga is enriched in late stage and low temperature sphalerite. Ore Geology Reviews, 166, 105928. |  | CHN | Guangdong
| Fankou |  | Basin hydrothermal | Mississippi Valley-type (MVT) | MVT zinc-lead | Zn, Pb | Ga | Zn, Pb, Ga | Wu et al., 2024 |  | 455-18-1-2-5 | 455-18-1-2-5-1 | underground mine |  |  |  |  | ore material | polished section | grab | mineral separate | [5 empty] | mineralisation | Sp1a, Sp1b, Sp2 | sphalerite |  | sphalerite | Sp1a (early replacement-infilling stage, core), Sp1b (early replacement-infilling stage, rim), Sp2 (late replacement-infilling stage) | euhedral-subhedral coarse-grained; anhedral grains | massive, banded, disseminated; core-rim texture; sector zoning; rhythm bands |  |  |  | pyrite, chalcopyrite, galena, dolomite, calcite, arsenopyrite, freibergite, pyrargyrite, argentite, goethite, ferrohydrite, anglesite, zincosite | polished into thin sections and polished mounts | EPMA | JEOL JXA-i SP100 electron probe micro-analyzer; NWR 193 nm Ar F Excimer laser-ablation system coupled to an iCAP RQ (ICPMS) | Laboratory of Marine Element and Isotope Facilities in Southern Marine Science and Engineering Guangdong Laboratory (Zhuhai, China); Guangzhou Tuoyan Analytical Technology Co., Ltd., Guangzhou, China | EPMA: accelerating voltage of 20 kV, a probe current of 20 nA, and a 5 μm beam. The peak counting time was 10 s for major elements (Zn, S, Fe), and 50 s for other minor elements (Cd, Ga, Ge, In, Au, and Ag). The background counting time was half of the peak counting time on the high- and low-energy background positions. Analytical results were reduced using the ZAF correction routines. LA-ICP-MS mapping: beam size of 15 μm and a repetition rate of 10 Hz. The depth of ablation during mapping was around 5 μm. | sphalerite for S and Zn, marcasite for Fe, cadmium for Cd, gallium phosphide for Ga, germanium for Ge, indium phosphide for In, gold for Au, and silver for Ag | [20 empty] | 0.168 | [21 empty] | 3.181 | [59 empty] | 33.02 | [39 empty] | 63.031 |  |  |  |  | 2024 | Wu, Y., Zheng, Y., Yu, P., Chen, X., Guo, L., Long, L., Hu, Z., Huang, Y., Chen, M., Lu, J., Ouyang, S., Chen, S. (2024). The world-class carbonate-hosted Fankou Zn-Pb deposit in China. Part III. Critical metal Ga is enriched in late stage and low temperature sphalerite. Ore Geology Reviews, 166, 105928. |  | CHN | Guangdong
| Fankou |  | Basin hydrothermal | Mississippi Valley-type (MVT) | MVT zinc-lead | Zn, Pb | Ga | Zn, Pb, Ga | Wu et al., 2024 |  | 500-90-1-1-2 | 500-90-1-1-2-1 | underground mine |  |  |  |  | ore material | polished section | grab | mineral separate | [5 empty] | mineralisation | Sp1a, Sp1b, Sp2 | sphalerite |  | sphalerite | Sp1a (early replacement-infilling stage, core), Sp1b (early replacement-infilling stage, rim), Sp2 (late replacement-infilling stage) | euhedral-subhedral coarse-grained; anhedral grains | massive, banded, disseminated; core-rim texture; sector zoning; rhythm bands |  |  |  | pyrite, chalcopyrite, galena, dolomite, calcite, arsenopyrite, freibergite, pyrargyrite, argentite, goethite, ferrohydrite, anglesite, zincosite | polished into thin sections and polished mounts | EPMA | JEOL JXA-i SP100 electron probe micro-analyzer; NWR 193 nm Ar F Excimer laser-ablation system coupled to an iCAP RQ (ICPMS) | Laboratory of Marine Element and Isotope Facilities in Southern Marine Science and Engineering Guangdong Laboratory (Zhuhai, China); Guangzhou Tuoyan Analytical Technology Co., Ltd., Guangzhou, China | EPMA: accelerating voltage of 20 kV, a probe current of 20 nA, and a 5 μm beam. The peak counting time was 10 s for major elements (Zn, S, Fe), and 50 s for other minor elements (Cd, Ga, Ge, In, Au, and Ag). The background counting time was half of the peak counting time on the high- and low-energy background positions. Analytical results were reduced using the ZAF correction routines. LA-ICP-MS mapping: beam size of 15 μm and a repetition rate of 10 Hz. The depth of ablation during mapping was around 5 μm. | sphalerite for S and Zn, marcasite for Fe, cadmium for Cd, gallium phosphide for Ga, germanium for Ge, indium phosphide for In, gold for Au, and silver for Ag | [6 empty] | 0.012 | [13 empty] | 0.138 | [21 empty] | 5.358 | [59 empty] | 33.201 | [39 empty] | 60.659 |  |  |  |  | 2024 | Wu, Y., Zheng, Y., Yu, P., Chen, X., Guo, L., Long, L., Hu, Z., Huang, Y., Chen, M., Lu, J., Ouyang, S., Chen, S. (2024). The world-class carbonate-hosted Fankou Zn-Pb deposit in China. Part III. Critical metal Ga is enriched in late stage and low temperature sphalerite. Ore Geology Reviews, 166, 105928. |  | CHN | Guangdong
| Fankou |  | Basin hydrothermal | Mississippi Valley-type (MVT) | MVT zinc-lead | Zn, Pb | Ga | Zn, Pb, Ga | Wu et al., 2024 |  | 500-90-1-1-5 | 500-90-1-1-5-1 | underground mine |  |  |  |  | ore material | polished section | grab | mineral separate | [5 empty] | mineralisation | Sp1a, Sp1b, Sp2 | sphalerite |  | sphalerite | Sp1a (early replacement-infilling stage, core), Sp1b (early replacement-infilling stage, rim), Sp2 (late replacement-infilling stage) | euhedral-subhedral coarse-grained; anhedral grains | massive, banded, disseminated; core-rim texture; sector zoning; rhythm bands |  |  |  | pyrite, chalcopyrite, galena, dolomite, calcite, arsenopyrite, freibergite, pyrargyrite, argentite, goethite, ferrohydrite, anglesite, zincosite | polished into thin sections and polished mounts | EPMA | JEOL JXA-i SP100 electron probe micro-analyzer; NWR 193 nm Ar F Excimer laser-ablation system coupled to an iCAP RQ (ICPMS) | Laboratory of Marine Element and Isotope Facilities in Southern Marine Science and Engineering Guangdong Laboratory (Zhuhai, China); Guangzhou Tuoyan Analytical Technology Co., Ltd., Guangzhou, China | EPMA: accelerating voltage of 20 kV, a probe current of 20 nA, and a 5 μm beam. The peak counting time was 10 s for major elements (Zn, S, Fe), and 50 s for other minor elements (Cd, Ga, Ge, In, Au, and Ag). The background counting time was half of the peak counting time on the high- and low-energy background positions. Analytical results were reduced using the ZAF correction routines. LA-ICP-MS mapping: beam size of 15 μm and a repetition rate of 10 Hz. The depth of ablation during mapping was around 5 μm. | sphalerite for S and Zn, marcasite for Fe, cadmium for Cd, gallium phosphide for Ga, germanium for Ge, indium phosphide for In, gold for Au, and silver for Ag | [20 empty] | 0.169 | [21 empty] | 4.546 | [59 empty] | 33.169 | [39 empty] | 61.227 |  |  |  |  | 2024 | Wu, Y., Zheng, Y., Yu, P., Chen, X., Guo, L., Long, L., Hu, Z., Huang, Y., Chen, M., Lu, J., Ouyang, S., Chen, S. (2024). The world-class carbonate-hosted Fankou Zn-Pb deposit in China. Part III. Critical metal Ga is enriched in late stage and low temperature sphalerite. Ore Geology Reviews, 166, 105928. |  | CHN | Guangdong
| Fankou |  | Basin hydrothermal | Mississippi Valley-type (MVT) | MVT zinc-lead | Zn, Pb | Ga | Zn, Pb, Ga | Wu et al., 2024 |  | 500-90-1-1-6 | 500-90-1-1-6-1 | underground mine |  |  |  |  | ore material | polished section | grab | mineral separate | [5 empty] | mineralisation | Sp1a, Sp1b, Sp2 | sphalerite |  | sphalerite | Sp1a (early replacement-infilling stage, core), Sp1b (early replacement-infilling stage, rim), Sp2 (late replacement-infilling stage) | euhedral-subhedral coarse-grained; anhedral grains | massive, banded, disseminated; core-rim texture; sector zoning; rhythm bands |  |  |  | pyrite, chalcopyrite, galena, dolomite, calcite, arsenopyrite, freibergite, pyrargyrite, argentite, goethite, ferrohydrite, anglesite, zincosite | polished into thin sections and polished mounts | EPMA | JEOL JXA-i SP100 electron probe micro-analyzer; NWR 193 nm Ar F Excimer laser-ablation system coupled to an iCAP RQ (ICPMS) | Laboratory of Marine Element and Isotope Facilities in Southern Marine Science and Engineering Guangdong Laboratory (Zhuhai, China); Guangzhou Tuoyan Analytical Technology Co., Ltd., Guangzhou, China | EPMA: accelerating voltage of 20 kV, a probe current of 20 nA, and a 5 μm beam. The peak counting time was 10 s for major elements (Zn, S, Fe), and 50 s for other minor elements (Cd, Ga, Ge, In, Au, and Ag). The background counting time was half of the peak counting time on the high- and low-energy background positions. Analytical results were reduced using the ZAF correction routines. LA-ICP-MS mapping: beam size of 15 μm and a repetition rate of 10 Hz. The depth of ablation during mapping was around 5 μm. | sphalerite for S and Zn, marcasite for Fe, cadmium for Cd, gallium phosphide for Ga, germanium for Ge, indium phosphide for In, gold for Au, and silver for Ag | [20 empty] | 0.206 | [21 empty] | 5.473 | [13 empty] | 0.024 | [45 empty] | 33.213 | [39 empty] | 60.701 |  |  |  |  | 2024 | Wu, Y., Zheng, Y., Yu, P., Chen, X., Guo, L., Long, L., Hu, Z., Huang, Y., Chen, M., Lu, J., Ouyang, S., Chen, S. (2024). The world-class carbonate-hosted Fankou Zn-Pb deposit in China. Part III. Critical metal Ga is enriched in late stage and low temperature sphalerite. Ore Geology Reviews, 166, 105928. |  | CHN | Guangdong
| Fankou |  | Basin hydrothermal | Mississippi Valley-type (MVT) | MVT zinc-lead | Zn, Pb | Ga | Zn, Pb, Ga | Wu et al., 2024 |  | 500-90-1-1-7 | 500-90-1-1-7-1 | underground mine |  |  |  |  | ore material | polished section | grab | mineral separate | [5 empty] | mineralisation | Sp1a, Sp1b, Sp2 | sphalerite |  | sphalerite | Sp1a (early replacement-infilling stage, core), Sp1b (early replacement-infilling stage, rim), Sp2 (late replacement-infilling stage) | euhedral-subhedral coarse-grained; anhedral grains | massive, banded, disseminated; core-rim texture; sector zoning; rhythm bands |  |  |  | pyrite, chalcopyrite, galena, dolomite, calcite, arsenopyrite, freibergite, pyrargyrite, argentite, goethite, ferrohydrite, anglesite, zincosite | polished into thin sections and polished mounts | EPMA | JEOL JXA-i SP100 electron probe micro-analyzer; NWR 193 nm Ar F Excimer laser-ablation system coupled to an iCAP RQ (ICPMS) | Laboratory of Marine Element and Isotope Facilities in Southern Marine Science and Engineering Guangdong Laboratory (Zhuhai, China); Guangzhou Tuoyan Analytical Technology Co., Ltd., Guangzhou, China | EPMA: accelerating voltage of 20 kV, a probe current of 20 nA, and a 5 μm beam. The peak counting time was 10 s for major elements (Zn, S, Fe), and 50 s for other minor elements (Cd, Ga, Ge, In, Au, and Ag). The background counting time was half of the peak counting time on the high- and low-energy background positions. Analytical results were reduced using the ZAF correction routines. LA-ICP-MS mapping: beam size of 15 μm and a repetition rate of 10 Hz. The depth of ablation during mapping was around 5 μm. | sphalerite for S and Zn, marcasite for Fe, cadmium for Cd, gallium phosphide for Ga, germanium for Ge, indium phosphide for In, gold for Au, and silver for Ag | [20 empty] | 0.171 | [21 empty] | 5.424 | [59 empty] | 33.311 | [39 empty] | 60.566 |  |  |  |  | 2024 | Wu, Y., Zheng, Y., Yu, P., Chen, X., Guo, L., Long, L., Hu, Z., Huang, Y., Chen, M., Lu, J., Ouyang, S., Chen, S. (2024). The world-class carbonate-hosted Fankou Zn-Pb deposit in China. Part III. Critical metal Ga is enriched in late stage and low temperature sphalerite. Ore Geology Reviews, 166, 105928. |  | CHN | Guangdong
| Fankou |  | Basin hydrothermal | Mississippi Valley-type (MVT) | MVT zinc-lead | Zn, Pb | Ga | Zn, Pb, Ga | Wu et al., 2024 |  | 500-90-1-2-3 | 500-90-1-2-3-1 | underground mine |  |  |  |  | ore material | polished section | grab | mineral separate | [5 empty] | mineralisation | Sp1a, Sp1b, Sp2 | sphalerite |  | sphalerite | Sp1a (early replacement-infilling stage, core), Sp1b (early replacement-infilling stage, rim), Sp2 (late replacement-infilling stage) | euhedral-subhedral coarse-grained; anhedral grains | massive, banded, disseminated; core-rim texture; sector zoning; rhythm bands |  |  |  | pyrite, chalcopyrite, galena, dolomite, calcite, arsenopyrite, freibergite, pyrargyrite, argentite, goethite, ferrohydrite, anglesite, zincosite | polished into thin sections and polished mounts | EPMA | JEOL JXA-i SP100 electron probe micro-analyzer; NWR 193 nm Ar F Excimer laser-ablation system coupled to an iCAP RQ (ICPMS) | Laboratory of Marine Element and Isotope Facilities in Southern Marine Science and Engineering Guangdong Laboratory (Zhuhai, China); Guangzhou Tuoyan Analytical Technology Co., Ltd., Guangzhou, China | EPMA: accelerating voltage of 20 kV, a probe current of 20 nA, and a 5 μm beam. The peak counting time was 10 s for major elements (Zn, S, Fe), and 50 s for other minor elements (Cd, Ga, Ge, In, Au, and Ag). The background counting time was half of the peak counting time on the high- and low-energy background positions. Analytical results were reduced using the ZAF correction routines. LA-ICP-MS mapping: beam size of 15 μm and a repetition rate of 10 Hz. The depth of ablation during mapping was around 5 μm. | sphalerite for S and Zn, marcasite for Fe, cadmium for Cd, gallium phosphide for Ga, germanium for Ge, indium phosphide for In, gold for Au, and silver for Ag | [20 empty] | 0.151 | [21 empty] | 5.483 | [59 empty] | 33.351 | [39 empty] | 60.937 |  |  |  |  | 2024 | Wu, Y., Zheng, Y., Yu, P., Chen, X., Guo, L., Long, L., Hu, Z., Huang, Y., Chen, M., Lu, J., Ouyang, S., Chen, S. (2024). The world-class carbonate-hosted Fankou Zn-Pb deposit in China. Part III. Critical metal Ga is enriched in late stage and low temperature sphalerite. Ore Geology Reviews, 166, 105928. |  | CHN | Guangdong
| Fankou |  | Basin hydrothermal | Mississippi Valley-type (MVT) | MVT zinc-lead | Zn, Pb | Ga | Zn, Pb, Ga | Wu et al., 2024 |  | 500-90-1-2-5 | 500-90-1-2-5-1 | underground mine |  |  |  |  | ore material | polished section | grab | mineral separate | [5 empty] | mineralisation | Sp1a, Sp1b, Sp2 | sphalerite |  | sphalerite | Sp1a (early replacement-infilling stage, core), Sp1b (early replacement-infilling stage, rim), Sp2 (late replacement-infilling stage) | euhedral-subhedral coarse-grained; anhedral grains | massive, banded, disseminated; core-rim texture; sector zoning; rhythm bands |  |  |  | pyrite, chalcopyrite, galena, dolomite, calcite, arsenopyrite, freibergite, pyrargyrite, argentite, goethite, ferrohydrite, anglesite, zincosite | polished into thin sections and polished mounts | EPMA | JEOL JXA-i SP100 electron probe micro-analyzer; NWR 193 nm Ar F Excimer laser-ablation system coupled to an iCAP RQ (ICPMS) | Laboratory of Marine Element and Isotope Facilities in Southern Marine Science and Engineering Guangdong Laboratory (Zhuhai, China); Guangzhou Tuoyan Analytical Technology Co., Ltd., Guangzhou, China | EPMA: accelerating voltage of 20 kV, a probe current of 20 nA, and a 5 μm beam. The peak counting time was 10 s for major elements (Zn, S, Fe), and 50 s for other minor elements (Cd, Ga, Ge, In, Au, and Ag). The background counting time was half of the peak counting time on the high- and low-energy background positions. Analytical results were reduced using the ZAF correction routines. LA-ICP-MS mapping: beam size of 15 μm and a repetition rate of 10 Hz. The depth of ablation during mapping was around 5 μm. | sphalerite for S and Zn, marcasite for Fe, cadmium for Cd, gallium phosphide for Ga, germanium for Ge, indium phosphide for In, gold for Au, and silver for Ag | [6 empty] | 0.019 | [13 empty] | 0.138 | [21 empty] | 3.58 | [59 empty] | 33.114 | [39 empty] | 62.74 |  |  |  |  | 2024 | Wu, Y., Zheng, Y., Yu, P., Chen, X., Guo, L., Long, L., Hu, Z., Huang, Y., Chen, M., Lu, J., Ouyang, S., Chen, S. (2024). The world-class carbonate-hosted Fankou Zn-Pb deposit in China. Part III. Critical metal Ga is enriched in late stage and low temperature sphalerite. Ore Geology Reviews, 166, 105928. |  | CHN | Guangdong
| Fankou |  | Basin hydrothermal | Mississippi Valley-type (MVT) | MVT zinc-lead | Zn, Pb | Ga | Zn, Pb, Ga | Wu et al., 2024 |  | 500-90-1-2-6 | 500-90-1-2-6-1 | underground mine |  |  |  |  | ore material | polished section | grab | mineral separate | [5 empty] | mineralisation | Sp1a, Sp1b, Sp2 | sphalerite |  | sphalerite | Sp1a (early replacement-infilling stage, core), Sp1b (early replacement-infilling stage, rim), Sp2 (late replacement-infilling stage) | euhedral-subhedral coarse-grained; anhedral grains | massive, banded, disseminated; core-rim texture; sector zoning; rhythm bands |  |  |  | pyrite, chalcopyrite, galena, dolomite, calcite, arsenopyrite, freibergite, pyrargyrite, argentite, goethite, ferrohydrite, anglesite, zincosite | polished into thin sections and polished mounts | EPMA | JEOL JXA-i SP100 electron probe micro-analyzer; NWR 193 nm Ar F Excimer laser-ablation system coupled to an iCAP RQ (ICPMS) | Laboratory of Marine Element and Isotope Facilities in Southern Marine Science and Engineering Guangdong Laboratory (Zhuhai, China); Guangzhou Tuoyan Analytical Technology Co., Ltd., Guangzhou, China | EPMA: accelerating voltage of 20 kV, a probe current of 20 nA, and a 5 μm beam. The peak counting time was 10 s for major elements (Zn, S, Fe), and 50 s for other minor elements (Cd, Ga, Ge, In, Au, and Ag). The background counting time was half of the peak counting time on the high- and low-energy background positions. Analytical results were reduced using the ZAF correction routines. LA-ICP-MS mapping: beam size of 15 μm and a repetition rate of 10 Hz. The depth of ablation during mapping was around 5 μm. | sphalerite for S and Zn, marcasite for Fe, cadmium for Cd, gallium phosphide for Ga, germanium for Ge, indium phosphide for In, gold for Au, and silver for Ag | [20 empty] | 0.22 | [21 empty] | 6.066 | [59 empty] | 33.185 | [39 empty] | 59.712 |  |  |  |  | 2024 | Wu, Y., Zheng, Y., Yu, P., Chen, X., Guo, L., Long, L., Hu, Z., Huang, Y., Chen, M., Lu, J., Ouyang, S., Chen, S. (2024). The world-class carbonate-hosted Fankou Zn-Pb deposit in China. Part III. Critical metal Ga is enriched in late stage and low temperature sphalerite. Ore Geology Reviews, 166, 105928. |  | CHN | Guangdong
| Fankou |  | Basin hydrothermal | Mississippi Valley-type (MVT) | MVT zinc-lead | Zn, Pb | Ga | Zn, Pb, Ga | Wu et al., 2024 |  | 500-90-1-2-7 | 500-90-1-2-7-1 | underground mine |  |  |  |  | ore material | polished section | grab | mineral separate | [5 empty] | mineralisation | Sp1a, Sp1b, Sp2 | sphalerite |  | sphalerite | Sp1a (early replacement-infilling stage, core), Sp1b (early replacement-infilling stage, rim), Sp2 (late replacement-infilling stage) | euhedral-subhedral coarse-grained; anhedral grains | massive, banded, disseminated; core-rim texture; sector zoning; rhythm bands |  |  |  | pyrite, chalcopyrite, galena, dolomite, calcite, arsenopyrite, freibergite, pyrargyrite, argentite, goethite, ferrohydrite, anglesite, zincosite | polished into thin sections and polished mounts | EPMA | JEOL JXA-i SP100 electron probe micro-analyzer; NWR 193 nm Ar F Excimer laser-ablation system coupled to an iCAP RQ (ICPMS) | Laboratory of Marine Element and Isotope Facilities in Southern Marine Science and Engineering Guangdong Laboratory (Zhuhai, China); Guangzhou Tuoyan Analytical Technology Co., Ltd., Guangzhou, China | EPMA: accelerating voltage of 20 kV, a probe current of 20 nA, and a 5 μm beam. The peak counting time was 10 s for major elements (Zn, S, Fe), and 50 s for other minor elements (Cd, Ga, Ge, In, Au, and Ag). The background counting time was half of the peak counting time on the high- and low-energy background positions. Analytical results were reduced using the ZAF correction routines. LA-ICP-MS mapping: beam size of 15 μm and a repetition rate of 10 Hz. The depth of ablation during mapping was around 5 μm. | sphalerite for S and Zn, marcasite for Fe, cadmium for Cd, gallium phosphide for Ga, germanium for Ge, indium phosphide for In, gold for Au, and silver for Ag | [20 empty] | 0.194 | [21 empty] | 5.391 | [59 empty] | 33.174 | [39 empty] | 60.542 |  |  |  |  | 2024 | Wu, Y., Zheng, Y., Yu, P., Chen, X., Guo, L., Long, L., Hu, Z., Huang, Y., Chen, M., Lu, J., Ouyang, S., Chen, S. (2024). The world-class carbonate-hosted Fankou Zn-Pb deposit in China. Part III. Critical metal Ga is enriched in late stage and low temperature sphalerite. Ore Geology Reviews, 166, 105928. |  | CHN | Guangdong
| Fankou |  | Basin hydrothermal | Mississippi Valley-type (MVT) | MVT zinc-lead | Zn, Pb | Ga | Zn, Pb, Ga | Wu et al., 2024 |  | 550-95-1-2-7 | 550-95-1-2-7-1 | underground mine |  |  |  |  | ore material | polished section | grab | mineral separate | [5 empty] | mineralisation | Sp1a, Sp1b, Sp2 | sphalerite |  | sphalerite | Sp1a (early replacement-infilling stage, core), Sp1b (early replacement-infilling stage, rim), Sp2 (late replacement-infilling stage) | euhedral-subhedral coarse-grained; anhedral grains | massive, banded, disseminated; core-rim texture; sector zoning; rhythm bands |  |  |  | pyrite, chalcopyrite, galena, dolomite, calcite, arsenopyrite, freibergite, pyrargyrite, argentite, goethite, ferrohydrite, anglesite, zincosite | polished into thin sections and polished mounts | EPMA | JEOL JXA-i SP100 electron probe micro-analyzer; NWR 193 nm Ar F Excimer laser-ablation system coupled to an iCAP RQ (ICPMS) | Laboratory of Marine Element and Isotope Facilities in Southern Marine Science and Engineering Guangdong Laboratory (Zhuhai, China); Guangzhou Tuoyan Analytical Technology Co., Ltd., Guangzhou, China | EPMA: accelerating voltage of 20 kV, a probe current of 20 nA, and a 5 μm beam. The peak counting time was 10 s for major elements (Zn, S, Fe), and 50 s for other minor elements (Cd, Ga, Ge, In, Au, and Ag). The background counting time was half of the peak counting time on the high- and low-energy background positions. Analytical results were reduced using the ZAF correction routines. LA-ICP-MS mapping: beam size of 15 μm and a repetition rate of 10 Hz. The depth of ablation during mapping was around 5 μm. | sphalerite for S and Zn, marcasite for Fe, cadmium for Cd, gallium phosphide for Ga, germanium for Ge, indium phosphide for In, gold for Au, and silver for Ag | [20 empty] | 0.172 | [21 empty] | 2.067 | [59 empty] | 33.116 | [39 empty] | 62.788 |  |  |  |  | 2024 | Wu, Y., Zheng, Y., Yu, P., Chen, X., Guo, L., Long, L., Hu, Z., Huang, Y., Chen, M., Lu, J., Ouyang, S., Chen, S. (2024). The world-class carbonate-hosted Fankou Zn-Pb deposit in China. Part III. Critical metal Ga is enriched in late stage and low temperature sphalerite. Ore Geology Reviews, 166, 105928. |  | CHN | Guangdong
| Fankou |  | Basin hydrothermal | Mississippi Valley-type (MVT) | MVT zinc-lead | Zn, Pb | Ga | Zn, Pb, Ga | Wu et al., 2024 |  | 550-111-1-1-8 | 550-111-1-1-8-1 | underground mine |  |  |  |  | ore material | polished section | grab | mineral separate | [5 empty] | mineralisation | Sp1a, Sp1b, Sp2 | sphalerite |  | sphalerite | Sp1a (early replacement-infilling stage, core), Sp1b (early replacement-infilling stage, rim), Sp2 (late replacement-infilling stage) | euhedral-subhedral coarse-grained; anhedral grains | massive, banded, disseminated; core-rim texture; sector zoning; rhythm bands |  |  |  | pyrite, chalcopyrite, galena, dolomite, calcite, arsenopyrite, freibergite, pyrargyrite, argentite, goethite, ferrohydrite, anglesite, zincosite | polished into thin sections and polished mounts | EPMA | JEOL JXA-i SP100 electron probe micro-analyzer; NWR 193 nm Ar F Excimer laser-ablation system coupled to an iCAP RQ (ICPMS) | Laboratory of Marine Element and Isotope Facilities in Southern Marine Science and Engineering Guangdong Laboratory (Zhuhai, China); Guangzhou Tuoyan Analytical Technology Co., Ltd., Guangzhou, China | EPMA: accelerating voltage of 20 kV, a probe current of 20 nA, and a 5 μm beam. The peak counting time was 10 s for major elements (Zn, S, Fe), and 50 s for other minor elements (Cd, Ga, Ge, In, Au, and Ag). The background counting time was half of the peak counting time on the high- and low-energy background positions. Analytical results were reduced using the ZAF correction routines. LA-ICP-MS mapping: beam size of 15 μm and a repetition rate of 10 Hz. The depth of ablation during mapping was around 5 μm. | sphalerite for S and Zn, marcasite for Fe, cadmium for Cd, gallium phosphide for Ga, germanium for Ge, indium phosphide for In, gold for Au, and silver for Ag | [6 empty] | 0.028 | [13 empty] | 0.158 | [21 empty] | 2.084 | [59 empty] | 33.282 | [39 empty] | 64.313 |  |  |  |  | 2024 | Wu, Y., Zheng, Y., Yu, P., Chen, X., Guo, L., Long, L., Hu, Z., Huang, Y., Chen, M., Lu, J., Ouyang, S., Chen, S. (2024). The world-class carbonate-hosted Fankou Zn-Pb deposit in China. Part III. Critical metal Ga is enriched in late stage and low temperature sphalerite. Ore Geology Reviews, 166, 105928. |  | CHN | Guangdong
| Fankou |  | Basin hydrothermal | Mississippi Valley-type (MVT) | MVT zinc-lead | Zn, Pb | Ga | Zn, Pb, Ga | Wu et al., 2024 |  | 600-166-1-1-1 | 600-166-1-1-1-1 | underground mine |  |  |  |  | ore material | polished section | grab | mineral separate | [5 empty] | mineralisation | Sp1a, Sp1b, Sp2 | sphalerite |  | sphalerite | Sp1a (early replacement-infilling stage, core), Sp1b (early replacement-infilling stage, rim), Sp2 (late replacement-infilling stage) | euhedral-subhedral coarse-grained; anhedral grains | massive, banded, disseminated; core-rim texture; sector zoning; rhythm bands |  |  |  | pyrite, chalcopyrite, galena, dolomite, calcite, arsenopyrite, freibergite, pyrargyrite, argentite, goethite, ferrohydrite, anglesite, zincosite | polished into thin sections and polished mounts | EPMA | JEOL JXA-i SP100 electron probe micro-analyzer; NWR 193 nm Ar F Excimer laser-ablation system coupled to an iCAP RQ (ICPMS) | Laboratory of Marine Element and Isotope Facilities in Southern Marine Science and Engineering Guangdong Laboratory (Zhuhai, China); Guangzhou Tuoyan Analytical Technology Co., Ltd., Guangzhou, China | EPMA: accelerating voltage of 20 kV, a probe current of 20 nA, and a 5 μm beam. The peak counting time was 10 s for major elements (Zn, S, Fe), and 50 s for other minor elements (Cd, Ga, Ge, In, Au, and Ag). The background counting time was half of the peak counting time on the high- and low-energy background positions. Analytical results were reduced using the ZAF correction routines. LA-ICP-MS mapping: beam size of 15 μm and a repetition rate of 10 Hz. The depth of ablation during mapping was around 5 μm. | sphalerite for S and Zn, marcasite for Fe, cadmium for Cd, gallium phosphide for Ga, germanium for Ge, indium phosphide for In, gold for Au, and silver for Ag | [20 empty] | 0.142 | [21 empty] | 2.932 | [13 empty] | 0.015 | [45 empty] | 33.276 | [39 empty] | 62.889 |  |  |  |  | 2024 | Wu, Y., Zheng, Y., Yu, P., Chen, X., Guo, L., Long, L., Hu, Z., Huang, Y., Chen, M., Lu, J., Ouyang, S., Chen, S. (2024). The world-class carbonate-hosted Fankou Zn-Pb deposit in China. Part III. Critical metal Ga is enriched in late stage and low temperature sphalerite. Ore Geology Reviews, 166, 105928. |  | CHN | Guangdong
| Fankou |  | Basin hydrothermal | Mississippi Valley-type (MVT) | MVT zinc-lead | Zn, Pb | Ga | Zn, Pb, Ga | Wu et al., 2024 |  | 600-166-1-1-2 | 600-166-1-1-2-1 | underground mine |  |  |  |  | ore material | polished section | grab | mineral separate | [5 empty] | mineralisation | Sp1a, Sp1b, Sp2 | sphalerite |  | sphalerite | Sp1a (early replacement-infilling stage, core), Sp1b (early replacement-infilling stage, rim), Sp2 (late replacement-infilling stage) | euhedral-subhedral coarse-grained; anhedral grains | massive, banded, disseminated; core-rim texture; sector zoning; rhythm bands |  |  |  | pyrite, chalcopyrite, galena, dolomite, calcite, arsenopyrite, freibergite, pyrargyrite, argentite, goethite, ferrohydrite, anglesite, zincosite | polished into thin sections and polished mounts | EPMA | JEOL JXA-i SP100 electron probe micro-analyzer; NWR 193 nm Ar F Excimer laser-ablation system coupled to an iCAP RQ (ICPMS) | Laboratory of Marine Element and Isotope Facilities in Southern Marine Science and Engineering Guangdong Laboratory (Zhuhai, China); Guangzhou Tuoyan Analytical Technology Co., Ltd., Guangzhou, China | EPMA: accelerating voltage of 20 kV, a probe current of 20 nA, and a 5 μm beam. The peak counting time was 10 s for major elements (Zn, S, Fe), and 50 s for other minor elements (Cd, Ga, Ge, In, Au, and Ag). The background counting time was half of the peak counting time on the high- and low-energy background positions. Analytical results were reduced using the ZAF correction routines. LA-ICP-MS mapping: beam size of 15 μm and a repetition rate of 10 Hz. The depth of ablation during mapping was around 5 μm. | sphalerite for S and Zn, marcasite for Fe, cadmium for Cd, gallium phosphide for Ga, germanium for Ge, indium phosphide for In, gold for Au, and silver for Ag | [20 empty] | 0.131 | [21 empty] | 2.904 | [59 empty] | 33.218 | [39 empty] | 63.379 |  |  |  |  | 2024 | Wu, Y., Zheng, Y., Yu, P., Chen, X., Guo, L., Long, L., Hu, Z., Huang, Y., Chen, M., Lu, J., Ouyang, S., Chen, S. (2024). The world-class carbonate-hosted Fankou Zn-Pb deposit in China. Part III. Critical metal Ga is enriched in late stage and low temperature sphalerite. Ore Geology Reviews, 166, 105928. |  | CHN | Guangdong
| Fankou |  | Basin hydrothermal | Mississippi Valley-type (MVT) | MVT zinc-lead | Zn, Pb | Ga | Zn, Pb, Ga | Wu et al., 2024 |  | 600-166-1-1-3 | 600-166-1-1-3-1 | underground mine |  |  |  |  | ore material | polished section | grab | mineral separate | [5 empty] | mineralisation | Sp1a, Sp1b, Sp2 | sphalerite |  | sphalerite | Sp1a (early replacement-infilling stage, core), Sp1b (early replacement-infilling stage, rim), Sp2 (late replacement-infilling stage) | euhedral-subhedral coarse-grained; anhedral grains | massive, banded, disseminated; core-rim texture; sector zoning; rhythm bands |  |  |  | pyrite, chalcopyrite, galena, dolomite, calcite, arsenopyrite, freibergite, pyrargyrite, argentite, goethite, ferrohydrite, anglesite, zincosite | polished into thin sections and polished mounts | EPMA | JEOL JXA-i SP100 electron probe micro-analyzer; NWR 193 nm Ar F Excimer laser-ablation system coupled to an iCAP RQ (ICPMS) | Laboratory of Marine Element and Isotope Facilities in Southern Marine Science and Engineering Guangdong Laboratory (Zhuhai, China); Guangzhou Tuoyan Analytical Technology Co., Ltd., Guangzhou, China | EPMA: accelerating voltage of 20 kV, a probe current of 20 nA, and a 5 μm beam. The peak counting time was 10 s for major elements (Zn, S, Fe), and 50 s for other minor elements (Cd, Ga, Ge, In, Au, and Ag). The background counting time was half of the peak counting time on the high- and low-energy background positions. Analytical results were reduced using the ZAF correction routines. LA-ICP-MS mapping: beam size of 15 μm and a repetition rate of 10 Hz. The depth of ablation during mapping was around 5 μm. | sphalerite for S and Zn, marcasite for Fe, cadmium for Cd, gallium phosphide for Ga, germanium for Ge, indium phosphide for In, gold for Au, and silver for Ag | [6 empty] | 0.012 | [13 empty] | 0.11 | [21 empty] | 3.161 | [59 empty] | 33.038 | [39 empty] | 62.941 |  |  |  |  | 2024 | Wu, Y., Zheng, Y., Yu, P., Chen, X., Guo, L., Long, L., Hu, Z., Huang, Y., Chen, M., Lu, J., Ouyang, S., Chen, S. (2024). The world-class carbonate-hosted Fankou Zn-Pb deposit in China. Part III. Critical metal Ga is enriched in late stage and low temperature sphalerite. Ore Geology Reviews, 166, 105928. |  | CHN | Guangdong
| Fankou |  | Basin hydrothermal | Mississippi Valley-type (MVT) | MVT zinc-lead | Zn, Pb | Ga | Zn, Pb, Ga | Wu et al., 2024 |  | 600-166-1-1-4 | 600-166-1-1-4-1 | underground mine |  |  |  |  | ore material | polished section | grab | mineral separate | [5 empty] | mineralisation | Sp1a, Sp1b, Sp2 | sphalerite |  | sphalerite | Sp1a (early replacement-infilling stage, core), Sp1b (early replacement-infilling stage, rim), Sp2 (late replacement-infilling stage) | euhedral-subhedral coarse-grained; anhedral grains | massive, banded, disseminated; core-rim texture; sector zoning; rhythm bands |  |  |  | pyrite, chalcopyrite, galena, dolomite, calcite, arsenopyrite, freibergite, pyrargyrite, argentite, goethite, ferrohydrite, anglesite, zincosite | polished into thin sections and polished mounts | EPMA | JEOL JXA-i SP100 electron probe micro-analyzer; NWR 193 nm Ar F Excimer laser-ablation system coupled to an iCAP RQ (ICPMS) | Laboratory of Marine Element and Isotope Facilities in Southern Marine Science and Engineering Guangdong Laboratory (Zhuhai, China); Guangzhou Tuoyan Analytical Technology Co., Ltd., Guangzhou, China | EPMA: accelerating voltage of 20 kV, a probe current of 20 nA, and a 5 μm beam. The peak counting time was 10 s for major elements (Zn, S, Fe), and 50 s for other minor elements (Cd, Ga, Ge, In, Au, and Ag). The background counting time was half of the peak counting time on the high- and low-energy background positions. Analytical results were reduced using the ZAF correction routines. LA-ICP-MS mapping: beam size of 15 μm and a repetition rate of 10 Hz. The depth of ablation during mapping was around 5 μm. | sphalerite for S and Zn, marcasite for Fe, cadmium for Cd, gallium phosphide for Ga, germanium for Ge, indium phosphide for In, gold for Au, and silver for Ag | [6 empty] | 0.04 | [13 empty] | 0.131 | [21 empty] | 3.201 | [59 empty] | 32.958 | [39 empty] | 63.044 |  |  |  |  | 2024 | Wu, Y., Zheng, Y., Yu, P., Chen, X., Guo, L., Long, L., Hu, Z., Huang, Y., Chen, M., Lu, J., Ouyang, S., Chen, S. (2024). The world-class carbonate-hosted Fankou Zn-Pb deposit in China. Part III. Critical metal Ga is enriched in late stage and low temperature sphalerite. Ore Geology Reviews, 166, 105928. |  | CHN | Guangdong
| Fankou |  | Basin hydrothermal | Mississippi Valley-type (MVT) | MVT zinc-lead | Zn, Pb | Ga | Zn, Pb, Ga | Wu et al., 2024 |  | 600-166-1-1-5 | 600-166-1-1-5-1 | underground mine |  |  |  |  | ore material | polished section | grab | mineral separate | [5 empty] | mineralisation | Sp1a, Sp1b, Sp2 | sphalerite |  | sphalerite | Sp1a (early replacement-infilling stage, core), Sp1b (early replacement-infilling stage, rim), Sp2 (late replacement-infilling stage) | euhedral-subhedral coarse-grained; anhedral grains | massive, banded, disseminated; core-rim texture; sector zoning; rhythm bands |  |  |  | pyrite, chalcopyrite, galena, dolomite, calcite, arsenopyrite, freibergite, pyrargyrite, argentite, goethite, ferrohydrite, anglesite, zincosite | polished into thin sections and polished mounts | EPMA | JEOL JXA-i SP100 electron probe micro-analyzer; NWR 193 nm Ar F Excimer laser-ablation system coupled to an iCAP RQ (ICPMS) | Laboratory of Marine Element and Isotope Facilities in Southern Marine Science and Engineering Guangdong Laboratory (Zhuhai, China); Guangzhou Tuoyan Analytical Technology Co., Ltd., Guangzhou, China | EPMA: accelerating voltage of 20 kV, a probe current of 20 nA, and a 5 μm beam. The peak counting time was 10 s for major elements (Zn, S, Fe), and 50 s for other minor elements (Cd, Ga, Ge, In, Au, and Ag). The background counting time was half of the peak counting time on the high- and low-energy background positions. Analytical results were reduced using the ZAF correction routines. LA-ICP-MS mapping: beam size of 15 μm and a repetition rate of 10 Hz. The depth of ablation during mapping was around 5 μm. | sphalerite for S and Zn, marcasite for Fe, cadmium for Cd, gallium phosphide for Ga, germanium for Ge, indium phosphide for In, gold for Au, and silver for Ag | [20 empty] | 0.122 | [21 empty] | 2.633 | [59 empty] | 33.233 | [39 empty] | 62.756 |  |  |  |  | 2024 | Wu, Y., Zheng, Y., Yu, P., Chen, X., Guo, L., Long, L., Hu, Z., Huang, Y., Chen, M., Lu, J., Ouyang, S., Chen, S. (2024). The world-class carbonate-hosted Fankou Zn-Pb deposit in China. Part III. Critical metal Ga is enriched in late stage and low temperature sphalerite. Ore Geology Reviews, 166, 105928. |  | CHN | Guangdong
| Fankou |  | Basin hydrothermal | Mississippi Valley-type (MVT) | MVT zinc-lead | Zn, Pb | Ga | Zn, Pb, Ga | Wu et al., 2024 |  | 600-166-1-1-6 | 600-166-1-1-6-1 | underground mine |  |  |  |  | ore material | polished section | grab | mineral separate | [5 empty] | mineralisation | Sp1a, Sp1b, Sp2 | sphalerite |  | sphalerite | Sp1a (early replacement-infilling stage, core), Sp1b (early replacement-infilling stage, rim), Sp2 (late replacement-infilling stage) | euhedral-subhedral coarse-grained; anhedral grains | massive, banded, disseminated; core-rim texture; sector zoning; rhythm bands |  |  |  | pyrite, chalcopyrite, galena, dolomite, calcite, arsenopyrite, freibergite, pyrargyrite, argentite, goethite, ferrohydrite, anglesite, zincosite | polished into thin sections and polished mounts | EPMA | JEOL JXA-i SP100 electron probe micro-analyzer; NWR 193 nm Ar F Excimer laser-ablation system coupled to an iCAP RQ (ICPMS) | Laboratory of Marine Element and Isotope Facilities in Southern Marine Science and Engineering Guangdong Laboratory (Zhuhai, China); Guangzhou Tuoyan Analytical Technology Co., Ltd., Guangzhou, China | EPMA: accelerating voltage of 20 kV, a probe current of 20 nA, and a 5 μm beam. The peak counting time was 10 s for major elements (Zn, S, Fe), and 50 s for other minor elements (Cd, Ga, Ge, In, Au, and Ag). The background counting time was half of the peak counting time on the high- and low-energy background positions. Analytical results were reduced using the ZAF correction routines. LA-ICP-MS mapping: beam size of 15 μm and a repetition rate of 10 Hz. The depth of ablation during mapping was around 5 μm. | sphalerite for S and Zn, marcasite for Fe, cadmium for Cd, gallium phosphide for Ga, germanium for Ge, indium phosphide for In, gold for Au, and silver for Ag | [20 empty] | 0.086 | [21 empty] | 2.733 | [59 empty] | 32.645 | [39 empty] | 62.658 |  |  |  |  | 2024 | Wu, Y., Zheng, Y., Yu, P., Chen, X., Guo, L., Long, L., Hu, Z., Huang, Y., Chen, M., Lu, J., Ouyang, S., Chen, S. (2024). The world-class carbonate-hosted Fankou Zn-Pb deposit in China. Part III. Critical metal Ga is enriched in late stage and low temperature sphalerite. Ore Geology Reviews, 166, 105928. |  | CHN | Guangdong
| Fankou |  | Basin hydrothermal | Mississippi Valley-type (MVT) | MVT zinc-lead | Zn, Pb | Ga | Zn, Pb, Ga | Wu et al., 2024 |  | 600-166-1-1-7 | 600-166-1-1-7-1 | underground mine |  |  |  |  | ore material | polished section | grab | mineral separate | [5 empty] | mineralisation | Sp1a, Sp1b, Sp2 | sphalerite |  | sphalerite | Sp1a (early replacement-infilling stage, core), Sp1b (early replacement-infilling stage, rim), Sp2 (late replacement-infilling stage) | euhedral-subhedral coarse-grained; anhedral grains | massive, banded, disseminated; core-rim texture; sector zoning; rhythm bands |  |  |  | pyrite, chalcopyrite, galena, dolomite, calcite, arsenopyrite, freibergite, pyrargyrite, argentite, goethite, ferrohydrite, anglesite, zincosite | polished into thin sections and polished mounts | EPMA | JEOL JXA-i SP100 electron probe micro-analyzer; NWR 193 nm Ar F Excimer laser-ablation system coupled to an iCAP RQ (ICPMS) | Laboratory of Marine Element and Isotope Facilities in Southern Marine Science and Engineering Guangdong Laboratory (Zhuhai, China); Guangzhou Tuoyan Analytical Technology Co., Ltd., Guangzhou, China | EPMA: accelerating voltage of 20 kV, a probe current of 20 nA, and a 5 μm beam. The peak counting time was 10 s for major elements (Zn, S, Fe), and 50 s for other minor elements (Cd, Ga, Ge, In, Au, and Ag). The background counting time was half of the peak counting time on the high- and low-energy background positions. Analytical results were reduced using the ZAF correction routines. LA-ICP-MS mapping: beam size of 15 μm and a repetition rate of 10 Hz. The depth of ablation during mapping was around 5 μm. | sphalerite for S and Zn, marcasite for Fe, cadmium for Cd, gallium phosphide for Ga, germanium for Ge, indium phosphide for In, gold for Au, and silver for Ag | [20 empty] | 0.162 | [21 empty] | 3.209 | [13 empty] | 0.03 | [45 empty] | 33.225 | [39 empty] | 62.478 |  |  |  |  | 2024 | Wu, Y., Zheng, Y., Yu, P., Chen, X., Guo, L., Long, L., Hu, Z., Huang, Y., Chen, M., Lu, J., Ouyang, S., Chen, S. (2024). The world-class carbonate-hosted Fankou Zn-Pb deposit in China. Part III. Critical metal Ga is enriched in late stage and low temperature sphalerite. Ore Geology Reviews, 166, 105928. |  | CHN | Guangdong
| Fankou |  | Basin hydrothermal | Mississippi Valley-type (MVT) | MVT zinc-lead | Zn, Pb | Ga | Zn, Pb, Ga | Wu et al., 2024 |  | 600-166-1-2-1 | 600-166-1-2-1-1 | underground mine |  |  |  |  | ore material | polished section | grab | mineral separate | [5 empty] | mineralisation | Sp1a, Sp1b, Sp2 | sphalerite |  | sphalerite | Sp1a (early replacement-infilling stage, core), Sp1b (early replacement-infilling stage, rim), Sp2 (late replacement-infilling stage) | euhedral-subhedral coarse-grained; anhedral grains | massive, banded, disseminated; core-rim texture; sector zoning; rhythm bands |  |  |  | pyrite, chalcopyrite, galena, dolomite, calcite, arsenopyrite, freibergite, pyrargyrite, argentite, goethite, ferrohydrite, anglesite, zincosite | polished into thin sections and polished mounts | EPMA | JEOL JXA-i SP100 electron probe micro-analyzer; NWR 193 nm Ar F Excimer laser-ablation system coupled to an iCAP RQ (ICPMS) | Laboratory of Marine Element and Isotope Facilities in Southern Marine Science and Engineering Guangdong Laboratory (Zhuhai, China); Guangzhou Tuoyan Analytical Technology Co., Ltd., Guangzhou, China | EPMA: accelerating voltage of 20 kV, a probe current of 20 nA, and a 5 μm beam. The peak counting time was 10 s for major elements (Zn, S, Fe), and 50 s for other minor elements (Cd, Ga, Ge, In, Au, and Ag). The background counting time was half of the peak counting time on the high- and low-energy background positions. Analytical results were reduced using the ZAF correction routines. LA-ICP-MS mapping: beam size of 15 μm and a repetition rate of 10 Hz. The depth of ablation during mapping was around 5 μm. | sphalerite for S and Zn, marcasite for Fe, cadmium for Cd, gallium phosphide for Ga, germanium for Ge, indium phosphide for In, gold for Au, and silver for Ag | [6 empty] | 0.019 | [13 empty] | 0.222 | [21 empty] | 0.414 |  | 0.227 | [11 empty] | 0.01 | [45 empty] | 33.218 | [39 empty] | 64.705 |  |  |  |  | 2024 | Wu, Y., Zheng, Y., Yu, P., Chen, X., Guo, L., Long, L., Hu, Z., Huang, Y., Chen, M., Lu, J., Ouyang, S., Chen, S. (2024). The world-class carbonate-hosted Fankou Zn-Pb deposit in China. Part III. Critical metal Ga is enriched in late stage and low temperature sphalerite. Ore Geology Reviews, 166, 105928. |  | CHN | Guangdong
| Fankou |  | Basin hydrothermal | Mississippi Valley-type (MVT) | MVT zinc-lead | Zn, Pb | Ga | Zn, Pb, Ga | Wu et al., 2024 |  | 600-166-1-2-2 | 600-166-1-2-2-1 | underground mine |  |  |  |  | ore material | polished section | grab | mineral separate | [5 empty] | mineralisation | Sp1a, Sp1b, Sp2 | sphalerite |  | sphalerite | Sp1a (early replacement-infilling stage, core), Sp1b (early replacement-infilling stage, rim), Sp2 (late replacement-infilling stage) | euhedral-subhedral coarse-grained; anhedral grains | massive, banded, disseminated; core-rim texture; sector zoning; rhythm bands |  |  |  | pyrite, chalcopyrite, galena, dolomite, calcite, arsenopyrite, freibergite, pyrargyrite, argentite, goethite, ferrohydrite, anglesite, zincosite | polished into thin sections and polished mounts | EPMA | JEOL JXA-i SP100 electron probe micro-analyzer; NWR 193 nm Ar F Excimer laser-ablation system coupled to an iCAP RQ (ICPMS) | Laboratory of Marine Element and Isotope Facilities in Southern Marine Science and Engineering Guangdong Laboratory (Zhuhai, China); Guangzhou Tuoyan Analytical Technology Co., Ltd., Guangzhou, China | EPMA: accelerating voltage of 20 kV, a probe current of 20 nA, and a 5 μm beam. The peak counting time was 10 s for major elements (Zn, S, Fe), and 50 s for other minor elements (Cd, Ga, Ge, In, Au, and Ag). The background counting time was half of the peak counting time on the high- and low-energy background positions. Analytical results were reduced using the ZAF correction routines. LA-ICP-MS mapping: beam size of 15 μm and a repetition rate of 10 Hz. The depth of ablation during mapping was around 5 μm. | sphalerite for S and Zn, marcasite for Fe, cadmium for Cd, gallium phosphide for Ga, germanium for Ge, indium phosphide for In, gold for Au, and silver for Ag | [20 empty] | 0.119 | [21 empty] | 2.04 | [59 empty] | 32.618 | [39 empty] | 63.635 |  |  |  |  | 2024 | Wu, Y., Zheng, Y., Yu, P., Chen, X., Guo, L., Long, L., Hu, Z., Huang, Y., Chen, M., Lu, J., Ouyang, S., Chen, S. (2024). The world-class carbonate-hosted Fankou Zn-Pb deposit in China. Part III. Critical metal Ga is enriched in late stage and low temperature sphalerite. Ore Geology Reviews, 166, 105928. |  | CHN | Guangdong
| Fankou |  | Basin hydrothermal | Mississippi Valley-type (MVT) | MVT zinc-lead | Zn, Pb | Ga | Zn, Pb, Ga | Wu et al., 2024 |  | 600-166-1-2-3 | 600-166-1-2-3-1 | underground mine |  |  |  |  | ore material | polished section | grab | mineral separate | [5 empty] | mineralisation | Sp1a, Sp1b, Sp2 | sphalerite |  | sphalerite | Sp1a (early replacement-infilling stage, core), Sp1b (early replacement-infilling stage, rim), Sp2 (late replacement-infilling stage) | euhedral-subhedral coarse-grained; anhedral grains | massive, banded, disseminated; core-rim texture; sector zoning; rhythm bands |  |  |  | pyrite, chalcopyrite, galena, dolomite, calcite, arsenopyrite, freibergite, pyrargyrite, argentite, goethite, ferrohydrite, anglesite, zincosite | polished into thin sections and polished mounts | EPMA | JEOL JXA-i SP100 electron probe micro-analyzer; NWR 193 nm Ar F Excimer laser-ablation system coupled to an iCAP RQ (ICPMS) | Laboratory of Marine Element and Isotope Facilities in Southern Marine Science and Engineering Guangdong Laboratory (Zhuhai, China); Guangzhou Tuoyan Analytical Technology Co., Ltd., Guangzhou, China | EPMA: accelerating voltage of 20 kV, a probe current of 20 nA, and a 5 μm beam. The peak counting time was 10 s for major elements (Zn, S, Fe), and 50 s for other minor elements (Cd, Ga, Ge, In, Au, and Ag). The background counting time was half of the peak counting time on the high- and low-energy background positions. Analytical results were reduced using the ZAF correction routines. LA-ICP-MS mapping: beam size of 15 μm and a repetition rate of 10 Hz. The depth of ablation during mapping was around 5 μm. | sphalerite for S and Zn, marcasite for Fe, cadmium for Cd, gallium phosphide for Ga, germanium for Ge, indium phosphide for In, gold for Au, and silver for Ag | [20 empty] | 0.146 | [21 empty] | 1.445 | [59 empty] | 32.793 | [39 empty] | 64.872 |  |  |  |  | 2024 | Wu, Y., Zheng, Y., Yu, P., Chen, X., Guo, L., Long, L., Hu, Z., Huang, Y., Chen, M., Lu, J., Ouyang, S., Chen, S. (2024). The world-class carbonate-hosted Fankou Zn-Pb deposit in China. Part III. Critical metal Ga is enriched in late stage and low temperature sphalerite. Ore Geology Reviews, 166, 105928. |  | CHN | Guangdong
| Fankou |  | Basin hydrothermal | Mississippi Valley-type (MVT) | MVT zinc-lead | Zn, Pb | Ga | Zn, Pb, Ga | Wu et al., 2024 |  | 600-166-1-2-4 | 600-166-1-2-4-1 | underground mine |  |  |  |  | ore material | polished section | grab | mineral separate | [5 empty] | mineralisation | Sp1a, Sp1b, Sp2 | sphalerite |  | sphalerite | Sp1a (early replacement-infilling stage, core), Sp1b (early replacement-infilling stage, rim), Sp2 (late replacement-infilling stage) | euhedral-subhedral coarse-grained; anhedral grains | massive, banded, disseminated; core-rim texture; sector zoning; rhythm bands |  |  |  | pyrite, chalcopyrite, galena, dolomite, calcite, arsenopyrite, freibergite, pyrargyrite, argentite, goethite, ferrohydrite, anglesite, zincosite | polished into thin sections and polished mounts | EPMA | JEOL JXA-i SP100 electron probe micro-analyzer; NWR 193 nm Ar F Excimer laser-ablation system coupled to an iCAP RQ (ICPMS) | Laboratory of Marine Element and Isotope Facilities in Southern Marine Science and Engineering Guangdong Laboratory (Zhuhai, China); Guangzhou Tuoyan Analytical Technology Co., Ltd., Guangzhou, China | EPMA: accelerating voltage of 20 kV, a probe current of 20 nA, and a 5 μm beam. The peak counting time was 10 s for major elements (Zn, S, Fe), and 50 s for other minor elements (Cd, Ga, Ge, In, Au, and Ag). The background counting time was half of the peak counting time on the high- and low-energy background positions. Analytical results were reduced using the ZAF correction routines. LA-ICP-MS mapping: beam size of 15 μm and a repetition rate of 10 Hz. The depth of ablation during mapping was around 5 μm. | sphalerite for S and Zn, marcasite for Fe, cadmium for Cd, gallium phosphide for Ga, germanium for Ge, indium phosphide for In, gold for Au, and silver for Ag | [20 empty] | 0.113 | [21 empty] | 1.57 | [13 empty] | 0.019 | [45 empty] | 32.917 | [39 empty] | 64.16 |  |  |  |  | 2024 | Wu, Y., Zheng, Y., Yu, P., Chen, X., Guo, L., Long, L., Hu, Z., Huang, Y., Chen, M., Lu, J., Ouyang, S., Chen, S. (2024). The world-class carbonate-hosted Fankou Zn-Pb deposit in China. Part III. Critical metal Ga is enriched in late stage and low temperature sphalerite. Ore Geology Reviews, 166, 105928. |  | CHN | Guangdong
| Fankou |  | Basin hydrothermal | Mississippi Valley-type (MVT) | MVT zinc-lead | Zn, Pb | Ga | Zn, Pb, Ga | Wu et al., 2024 |  | 600-166-1-2-5 | 600-166-1-2-5-1 | underground mine |  |  |  |  | ore material | polished section | grab | mineral separate | [5 empty] | mineralisation | Sp1a, Sp1b, Sp2 | sphalerite |  | sphalerite | Sp1a (early replacement-infilling stage, core), Sp1b (early replacement-infilling stage, rim), Sp2 (late replacement-infilling stage) | euhedral-subhedral coarse-grained; anhedral grains | massive, banded, disseminated; core-rim texture; sector zoning; rhythm bands |  |  |  | pyrite, chalcopyrite, galena, dolomite, calcite, arsenopyrite, freibergite, pyrargyrite, argentite, goethite, ferrohydrite, anglesite, zincosite | polished into thin sections and polished mounts | EPMA | JEOL JXA-i SP100 electron probe micro-analyzer; NWR 193 nm Ar F Excimer laser-ablation system coupled to an iCAP RQ (ICPMS) | Laboratory of Marine Element and Isotope Facilities in Southern Marine Science and Engineering Guangdong Laboratory (Zhuhai, China); Guangzhou Tuoyan Analytical Technology Co., Ltd., Guangzhou, China | EPMA: accelerating voltage of 20 kV, a probe current of 20 nA, and a 5 μm beam. The peak counting time was 10 s for major elements (Zn, S, Fe), and 50 s for other minor elements (Cd, Ga, Ge, In, Au, and Ag). The background counting time was half of the peak counting time on the high- and low-energy background positions. Analytical results were reduced using the ZAF correction routines. LA-ICP-MS mapping: beam size of 15 μm and a repetition rate of 10 Hz. The depth of ablation during mapping was around 5 μm. | sphalerite for S and Zn, marcasite for Fe, cadmium for Cd, gallium phosphide for Ga, germanium for Ge, indium phosphide for In, gold for Au, and silver for Ag | [6 empty] | 0.018 | [13 empty] | 0.137 | [21 empty] | 1.587 | [59 empty] | 33.013 | [39 empty] | 64.187 |  |  |  |  | 2024 | Wu, Y., Zheng, Y., Yu, P., Chen, X., Guo, L., Long, L., Hu, Z., Huang, Y., Chen, M., Lu, J., Ouyang, S., Chen, S. (2024). The world-class carbonate-hosted Fankou Zn-Pb deposit in China. Part III. Critical metal Ga is enriched in late stage and low temperature sphalerite. Ore Geology Reviews, 166, 105928. |  | CHN | Guangdong
| Fankou |  | Basin hydrothermal | Mississippi Valley-type (MVT) | MVT zinc-lead | Zn, Pb | Ga | Zn, Pb, Ga | Wu et al., 2024 |  | 600-166-1-2-6 | 600-166-1-2-6-1 | underground mine |  |  |  |  | ore material | polished section | grab | mineral separate | [5 empty] | mineralisation | Sp1a, Sp1b, Sp2 | sphalerite |  | sphalerite | Sp1a (early replacement-infilling stage, core), Sp1b (early replacement-infilling stage, rim), Sp2 (late replacement-infilling stage) | euhedral-subhedral coarse-grained; anhedral grains | massive, banded, disseminated; core-rim texture; sector zoning; rhythm bands |  |  |  | pyrite, chalcopyrite, galena, dolomite, calcite, arsenopyrite, freibergite, pyrargyrite, argentite, goethite, ferrohydrite, anglesite, zincosite | polished into thin sections and polished mounts | EPMA | JEOL JXA-i SP100 electron probe micro-analyzer; NWR 193 nm Ar F Excimer laser-ablation system coupled to an iCAP RQ (ICPMS) | Laboratory of Marine Element and Isotope Facilities in Southern Marine Science and Engineering Guangdong Laboratory (Zhuhai, China); Guangzhou Tuoyan Analytical Technology Co., Ltd., Guangzhou, China | EPMA: accelerating voltage of 20 kV, a probe current of 20 nA, and a 5 μm beam. The peak counting time was 10 s for major elements (Zn, S, Fe), and 50 s for other minor elements (Cd, Ga, Ge, In, Au, and Ag). The background counting time was half of the peak counting time on the high- and low-energy background positions. Analytical results were reduced using the ZAF correction routines. LA-ICP-MS mapping: beam size of 15 μm and a repetition rate of 10 Hz. The depth of ablation during mapping was around 5 μm. | sphalerite for S and Zn, marcasite for Fe, cadmium for Cd, gallium phosphide for Ga, germanium for Ge, indium phosphide for In, gold for Au, and silver for Ag | [6 empty] | 0.067 | [13 empty] | 0.131 | [21 empty] | 1.286 | [59 empty] | 32.917 | [39 empty] | 65.119 |  |  |  |  | 2024 | Wu, Y., Zheng, Y., Yu, P., Chen, X., Guo, L., Long, L., Hu, Z., Huang, Y., Chen, M., Lu, J., Ouyang, S., Chen, S. (2024). The world-class carbonate-hosted Fankou Zn-Pb deposit in China. Part III. Critical metal Ga is enriched in late stage and low temperature sphalerite. Ore Geology Reviews, 166, 105928. |  | CHN | Guangdong
| Fankou |  | Basin hydrothermal | Mississippi Valley-type (MVT) | MVT zinc-lead | Zn, Pb | Ga | Zn, Pb, Ga | Wu et al., 2024 |  | 455-23-2-1-4 | 455-23-2-1-4-1 | underground mine |  |  |  |  | ore material | polished section | grab | mineral separate | [5 empty] | mineralisation | Sp1a, Sp1b, Sp2 | sphalerite |  | sphalerite | Sp1a (early replacement-infilling stage, core), Sp1b (early replacement-infilling stage, rim), Sp2 (late replacement-infilling stage) | euhedral-subhedral coarse-grained; anhedral grains | massive, banded, disseminated; core-rim texture; sector zoning; rhythm bands |  |  |  | pyrite, chalcopyrite, galena, dolomite, calcite, arsenopyrite, freibergite, pyrargyrite, argentite, goethite, ferrohydrite, anglesite, zincosite | polished into thin sections and polished mounts | EPMA | JEOL JXA-i SP100 electron probe micro-analyzer; NWR 193 nm Ar F Excimer laser-ablation system coupled to an iCAP RQ (ICPMS) | Laboratory of Marine Element and Isotope Facilities in Southern Marine Science and Engineering Guangdong Laboratory (Zhuhai, China); Guangzhou Tuoyan Analytical Technology Co., Ltd., Guangzhou, China | EPMA: accelerating voltage of 20 kV, a probe current of 20 nA, and a 5 μm beam. The peak counting time was 10 s for major elements (Zn, S, Fe), and 50 s for other minor elements (Cd, Ga, Ge, In, Au, and Ag). The background counting time was half of the peak counting time on the high- and low-energy background positions. Analytical results were reduced using the ZAF correction routines. LA-ICP-MS mapping: beam size of 15 μm and a repetition rate of 10 Hz. The depth of ablation during mapping was around 5 μm. | sphalerite for S and Zn, marcasite for Fe, cadmium for Cd, gallium phosphide for Ga, germanium for Ge, indium phosphide for In, gold for Au, and silver for Ag | [6 empty] | 0.096 | [13 empty] | 0.145 | [21 empty] | 5.201 | [59 empty] | 33.245 | [39 empty] | 61.203 |  |  |  |  | 2024 | Wu, Y., Zheng, Y., Yu, P., Chen, X., Guo, L., Long, L., Hu, Z., Huang, Y., Chen, M., Lu, J., Ouyang, S., Chen, S. (2024). The world-class carbonate-hosted Fankou Zn-Pb deposit in China. Part III. Critical metal Ga is enriched in late stage and low temperature sphalerite. Ore Geology Reviews, 166, 105928. |  | CHN | Guangdong
| Fankou |  | Basin hydrothermal | Mississippi Valley-type (MVT) | MVT zinc-lead | Zn, Pb | Ga | Zn, Pb, Ga | Wu et al., 2024 |  | 455-23-2-1-5 | 455-23-2-1-5-1 | underground mine |  |  |  |  | ore material | polished section | grab | mineral separate | [5 empty] | mineralisation | Sp1a, Sp1b, Sp2 | sphalerite |  | sphalerite | Sp1a (early replacement-infilling stage, core), Sp1b (early replacement-infilling stage, rim), Sp2 (late replacement-infilling stage) | euhedral-subhedral coarse-grained; anhedral grains | massive, banded, disseminated; core-rim texture; sector zoning; rhythm bands |  |  |  | pyrite, chalcopyrite, galena, dolomite, calcite, arsenopyrite, freibergite, pyrargyrite, argentite, goethite, ferrohydrite, anglesite, zincosite | polished into thin sections and polished mounts | EPMA | JEOL JXA-i SP100 electron probe micro-analyzer; NWR 193 nm Ar F Excimer laser-ablation system coupled to an iCAP RQ (ICPMS) | Laboratory of Marine Element and Isotope Facilities in Southern Marine Science and Engineering Guangdong Laboratory (Zhuhai, China); Guangzhou Tuoyan Analytical Technology Co., Ltd., Guangzhou, China | EPMA: accelerating voltage of 20 kV, a probe current of 20 nA, and a 5 μm beam. The peak counting time was 10 s for major elements (Zn, S, Fe), and 50 s for other minor elements (Cd, Ga, Ge, In, Au, and Ag). The background counting time was half of the peak counting time on the high- and low-energy background positions. Analytical results were reduced using the ZAF correction routines. LA-ICP-MS mapping: beam size of 15 μm and a repetition rate of 10 Hz. The depth of ablation during mapping was around 5 μm. | sphalerite for S and Zn, marcasite for Fe, cadmium for Cd, gallium phosphide for Ga, germanium for Ge, indium phosphide for In, gold for Au, and silver for Ag | [20 empty] | 0.133 | [21 empty] | 4.292 | [59 empty] | 33.052 | [39 empty] | 61.616 |  |  |  |  | 2024 | Wu, Y., Zheng, Y., Yu, P., Chen, X., Guo, L., Long, L., Hu, Z., Huang, Y., Chen, M., Lu, J., Ouyang, S., Chen, S. (2024). The world-class carbonate-hosted Fankou Zn-Pb deposit in China. Part III. Critical metal Ga is enriched in late stage and low temperature sphalerite. Ore Geology Reviews, 166, 105928. |  | CHN | Guangdong
| Fankou |  | Basin hydrothermal | Mississippi Valley-type (MVT) | MVT zinc-lead | Zn, Pb | Ga | Zn, Pb, Ga | Wu et al., 2024 |  | 455-23-2-1-6 | 455-23-2-1-6-1 | underground mine |  |  |  |  | ore material | polished section | grab | mineral separate | [5 empty] | mineralisation | Sp1a, Sp1b, Sp2 | sphalerite |  | sphalerite | Sp1a (early replacement-infilling stage, core), Sp1b (early replacement-infilling stage, rim), Sp2 (late replacement-infilling stage) | euhedral-subhedral coarse-grained; anhedral grains | massive, banded, disseminated; core-rim texture; sector zoning; rhythm bands |  |  |  | pyrite, chalcopyrite, galena, dolomite, calcite, arsenopyrite, freibergite, pyrargyrite, argentite, goethite, ferrohydrite, anglesite, zincosite | polished into thin sections and polished mounts | EPMA | JEOL JXA-i SP100 electron probe micro-analyzer; NWR 193 nm Ar F Excimer laser-ablation system coupled to an iCAP RQ (ICPMS) | Laboratory of Marine Element and Isotope Facilities in Southern Marine Science and Engineering Guangdong Laboratory (Zhuhai, China); Guangzhou Tuoyan Analytical Technology Co., Ltd., Guangzhou, China | EPMA: accelerating voltage of 20 kV, a probe current of 20 nA, and a 5 μm beam. The peak counting time was 10 s for major elements (Zn, S, Fe), and 50 s for other minor elements (Cd, Ga, Ge, In, Au, and Ag). The background counting time was half of the peak counting time on the high- and low-energy background positions. Analytical results were reduced using the ZAF correction routines. LA-ICP-MS mapping: beam size of 15 μm and a repetition rate of 10 Hz. The depth of ablation during mapping was around 5 μm. | sphalerite for S and Zn, marcasite for Fe, cadmium for Cd, gallium phosphide for Ga, germanium for Ge, indium phosphide for In, gold for Au, and silver for Ag | [20 empty] | 0.138 | [21 empty] | 3.83 | [59 empty] | 33.169 | [39 empty] | 61.885 |  |  |  |  | 2024 | Wu, Y., Zheng, Y., Yu, P., Chen, X., Guo, L., Long, L., Hu, Z., Huang, Y., Chen, M., Lu, J., Ouyang, S., Chen, S. (2024). The world-class carbonate-hosted Fankou Zn-Pb deposit in China. Part III. Critical metal Ga is enriched in late stage and low temperature sphalerite. Ore Geology Reviews, 166, 105928. |  | CHN | Guangdong
| Fankou |  | Basin hydrothermal | Mississippi Valley-type (MVT) | MVT zinc-lead | Zn, Pb | Ga | Zn, Pb, Ga | Wu et al., 2024 |  | 455-23-2-2-1 | 455-23-2-2-1-1 | underground mine |  |  |  |  | ore material | polished section | grab | mineral separate | [5 empty] | mineralisation | Sp1a, Sp1b, Sp2 | sphalerite |  | sphalerite | Sp1a (early replacement-infilling stage, core), Sp1b (early replacement-infilling stage, rim), Sp2 (late replacement-infilling stage) | euhedral-subhedral coarse-grained; anhedral grains | massive, banded, disseminated; core-rim texture; sector zoning; rhythm bands |  |  |  | pyrite, chalcopyrite, galena, dolomite, calcite, arsenopyrite, freibergite, pyrargyrite, argentite, goethite, ferrohydrite, anglesite, zincosite | polished into thin sections and polished mounts | EPMA | JEOL JXA-i SP100 electron probe micro-analyzer; NWR 193 nm Ar F Excimer laser-ablation system coupled to an iCAP RQ (ICPMS) | Laboratory of Marine Element and Isotope Facilities in Southern Marine Science and Engineering Guangdong Laboratory (Zhuhai, China); Guangzhou Tuoyan Analytical Technology Co., Ltd., Guangzhou, China | EPMA: accelerating voltage of 20 kV, a probe current of 20 nA, and a 5 μm beam. The peak counting time was 10 s for major elements (Zn, S, Fe), and 50 s for other minor elements (Cd, Ga, Ge, In, Au, and Ag). The background counting time was half of the peak counting time on the high- and low-energy background positions. Analytical results were reduced using the ZAF correction routines. LA-ICP-MS mapping: beam size of 15 μm and a repetition rate of 10 Hz. The depth of ablation during mapping was around 5 μm. | sphalerite for S and Zn, marcasite for Fe, cadmium for Cd, gallium phosphide for Ga, germanium for Ge, indium phosphide for In, gold for Au, and silver for Ag | [6 empty] | 0.061 | [13 empty] | 0.13 | [21 empty] | 3.194 | [13 empty] | 0.012 | [45 empty] | 32.728 | [39 empty] | 62.483 |  |  |  |  | 2024 | Wu, Y., Zheng, Y., Yu, P., Chen, X., Guo, L., Long, L., Hu, Z., Huang, Y., Chen, M., Lu, J., Ouyang, S., Chen, S. (2024). The world-class carbonate-hosted Fankou Zn-Pb deposit in China. Part III. Critical metal Ga is enriched in late stage and low temperature sphalerite. Ore Geology Reviews, 166, 105928. |  | CHN | Guangdong
| Fankou |  | Basin hydrothermal | Mississippi Valley-type (MVT) | MVT zinc-lead | Zn, Pb | Ga | Zn, Pb, Ga | Wu et al., 2024 |  | 455-23-2-2-2 | 455-23-2-2-2-1 | underground mine |  |  |  |  | ore material | polished section | grab | mineral separate | [5 empty] | mineralisation | Sp1a, Sp1b, Sp2 | sphalerite |  | sphalerite | Sp1a (early replacement-infilling stage, core), Sp1b (early replacement-infilling stage, rim), Sp2 (late replacement-infilling stage) | euhedral-subhedral coarse-grained; anhedral grains | massive, banded, disseminated; core-rim texture; sector zoning; rhythm bands |  |  |  | pyrite, chalcopyrite, galena, dolomite, calcite, arsenopyrite, freibergite, pyrargyrite, argentite, goethite, ferrohydrite, anglesite, zincosite | polished into thin sections and polished mounts | EPMA | JEOL JXA-i SP100 electron probe micro-analyzer; NWR 193 nm Ar F Excimer laser-ablation system coupled to an iCAP RQ (ICPMS) | Laboratory of Marine Element and Isotope Facilities in Southern Marine Science and Engineering Guangdong Laboratory (Zhuhai, China); Guangzhou Tuoyan Analytical Technology Co., Ltd., Guangzhou, China | EPMA: accelerating voltage of 20 kV, a probe current of 20 nA, and a 5 μm beam. The peak counting time was 10 s for major elements (Zn, S, Fe), and 50 s for other minor elements (Cd, Ga, Ge, In, Au, and Ag). The background counting time was half of the peak counting time on the high- and low-energy background positions. Analytical results were reduced using the ZAF correction routines. LA-ICP-MS mapping: beam size of 15 μm and a repetition rate of 10 Hz. The depth of ablation during mapping was around 5 μm. | sphalerite for S and Zn, marcasite for Fe, cadmium for Cd, gallium phosphide for Ga, germanium for Ge, indium phosphide for In, gold for Au, and silver for Ag | [20 empty] | 0.183 | [21 empty] | 5.226 | [59 empty] | 33.233 | [39 empty] | 60.95 |  |  |  |  | 2024 | Wu, Y., Zheng, Y., Yu, P., Chen, X., Guo, L., Long, L., Hu, Z., Huang, Y., Chen, M., Lu, J., Ouyang, S., Chen, S. (2024). The world-class carbonate-hosted Fankou Zn-Pb deposit in China. Part III. Critical metal Ga is enriched in late stage and low temperature sphalerite. Ore Geology Reviews, 166, 105928. |  | CHN | Guangdong
| Fankou |  | Basin hydrothermal | Mississippi Valley-type (MVT) | MVT zinc-lead | Zn, Pb | Ga | Zn, Pb, Ga | Wu et al., 2024 |  | 500-31-1-1-1 | 500-31-1-1-1-1 | underground mine |  |  |  |  | ore material | polished section | grab | mineral separate | [5 empty] | mineralisation | Sp1a, Sp1b, Sp2 | sphalerite |  | sphalerite | Sp1a (early replacement-infilling stage, core), Sp1b (early replacement-infilling stage, rim), Sp2 (late replacement-infilling stage) | euhedral-subhedral coarse-grained; anhedral grains | massive, banded, disseminated; core-rim texture; sector zoning; rhythm bands |  |  |  | pyrite, chalcopyrite, galena, dolomite, calcite, arsenopyrite, freibergite, pyrargyrite, argentite, goethite, ferrohydrite, anglesite, zincosite | polished into thin sections and polished mounts | EPMA | JEOL JXA-i SP100 electron probe micro-analyzer; NWR 193 nm Ar F Excimer laser-ablation system coupled to an iCAP RQ (ICPMS) | Laboratory of Marine Element and Isotope Facilities in Southern Marine Science and Engineering Guangdong Laboratory (Zhuhai, China); Guangzhou Tuoyan Analytical Technology Co., Ltd., Guangzhou, China | EPMA: accelerating voltage of 20 kV, a probe current of 20 nA, and a 5 μm beam. The peak counting time was 10 s for major elements (Zn, S, Fe), and 50 s for other minor elements (Cd, Ga, Ge, In, Au, and Ag). The background counting time was half of the peak counting time on the high- and low-energy background positions. Analytical results were reduced using the ZAF correction routines. LA-ICP-MS mapping: beam size of 15 μm and a repetition rate of 10 Hz. The depth of ablation during mapping was around 5 μm. | sphalerite for S and Zn, marcasite for Fe, cadmium for Cd, gallium phosphide for Ga, germanium for Ge, indium phosphide for In, gold for Au, and silver for Ag | [20 empty] | 0.259 | [21 empty] | 3.948 | [59 empty] | 33.004 | [39 empty] | 61.378 |  |  |  |  | 2024 | Wu, Y., Zheng, Y., Yu, P., Chen, X., Guo, L., Long, L., Hu, Z., Huang, Y., Chen, M., Lu, J., Ouyang, S., Chen, S. (2024). The world-class carbonate-hosted Fankou Zn-Pb deposit in China. Part III. Critical metal Ga is enriched in late stage and low temperature sphalerite. Ore Geology Reviews, 166, 105928. |  | CHN | Guangdong
| Fankou |  | Basin hydrothermal | Mississippi Valley-type (MVT) | MVT zinc-lead | Zn, Pb | Ga | Zn, Pb, Ga | Wu et al., 2024 |  | 500-31-1-1-2 | 500-31-1-1-2-1 | underground mine |  |  |  |  | ore material | polished section | grab | mineral separate | [5 empty] | mineralisation | Sp1a, Sp1b, Sp2 | sphalerite |  | sphalerite | Sp1a (early replacement-infilling stage, core), Sp1b (early replacement-infilling stage, rim), Sp2 (late replacement-infilling stage) | euhedral-subhedral coarse-grained; anhedral grains | massive, banded, disseminated; core-rim texture; sector zoning; rhythm bands |  |  |  | pyrite, chalcopyrite, galena, dolomite, calcite, arsenopyrite, freibergite, pyrargyrite, argentite, goethite, ferrohydrite, anglesite, zincosite | polished into thin sections and polished mounts | EPMA | JEOL JXA-i SP100 electron probe micro-analyzer; NWR 193 nm Ar F Excimer laser-ablation system coupled to an iCAP RQ (ICPMS) | Laboratory of Marine Element and Isotope Facilities in Southern Marine Science and Engineering Guangdong Laboratory (Zhuhai, China); Guangzhou Tuoyan Analytical Technology Co., Ltd., Guangzhou, China | EPMA: accelerating voltage of 20 kV, a probe current of 20 nA, and a 5 μm beam. The peak counting time was 10 s for major elements (Zn, S, Fe), and 50 s for other minor elements (Cd, Ga, Ge, In, Au, and Ag). The background counting time was half of the peak counting time on the high- and low-energy background positions. Analytical results were reduced using the ZAF correction routines. LA-ICP-MS mapping: beam size of 15 μm and a repetition rate of 10 Hz. The depth of ablation during mapping was around 5 μm. | sphalerite for S and Zn, marcasite for Fe, cadmium for Cd, gallium phosphide for Ga, germanium for Ge, indium phosphide for In, gold for Au, and silver for Ag | [20 empty] | 0.23 | [21 empty] | 4.666 | [59 empty] | 33.243 | [39 empty] | 60.812 |  |  |  |  | 2024 | Wu, Y., Zheng, Y., Yu, P., Chen, X., Guo, L., Long, L., Hu, Z., Huang, Y., Chen, M., Lu, J., Ouyang, S., Chen, S. (2024). The world-class carbonate-hosted Fankou Zn-Pb deposit in China. Part III. Critical metal Ga is enriched in late stage and low temperature sphalerite. Ore Geology Reviews, 166, 105928. |  | CHN | Guangdong
| Fankou |  | Basin hydrothermal | Mississippi Valley-type (MVT) | MVT zinc-lead | Zn, Pb | Ga | Zn, Pb, Ga | Wu et al., 2024 |  | 500-31-1-1-3 | 500-31-1-1-3-1 | underground mine |  |  |  |  | ore material | polished section | grab | mineral separate | [5 empty] | mineralisation | Sp1a, Sp1b, Sp2 | sphalerite |  | sphalerite | Sp1a (early replacement-infilling stage, core), Sp1b (early replacement-infilling stage, rim), Sp2 (late replacement-infilling stage) | euhedral-subhedral coarse-grained; anhedral grains | massive, banded, disseminated; core-rim texture; sector zoning; rhythm bands |  |  |  | pyrite, chalcopyrite, galena, dolomite, calcite, arsenopyrite, freibergite, pyrargyrite, argentite, goethite, ferrohydrite, anglesite, zincosite | polished into thin sections and polished mounts | EPMA | JEOL JXA-i SP100 electron probe micro-analyzer; NWR 193 nm Ar F Excimer laser-ablation system coupled to an iCAP RQ (ICPMS) | Laboratory of Marine Element and Isotope Facilities in Southern Marine Science and Engineering Guangdong Laboratory (Zhuhai, China); Guangzhou Tuoyan Analytical Technology Co., Ltd., Guangzhou, China | EPMA: accelerating voltage of 20 kV, a probe current of 20 nA, and a 5 μm beam. The peak counting time was 10 s for major elements (Zn, S, Fe), and 50 s for other minor elements (Cd, Ga, Ge, In, Au, and Ag). The background counting time was half of the peak counting time on the high- and low-energy background positions. Analytical results were reduced using the ZAF correction routines. LA-ICP-MS mapping: beam size of 15 μm and a repetition rate of 10 Hz. The depth of ablation during mapping was around 5 μm. | sphalerite for S and Zn, marcasite for Fe, cadmium for Cd, gallium phosphide for Ga, germanium for Ge, indium phosphide for In, gold for Au, and silver for Ag | [6 empty] | 0.059 | [13 empty] | 0.269 | [21 empty] | 4.099 | [59 empty] | 33.111 | [39 empty] | 60.829 |  |  |  |  | 2024 | Wu, Y., Zheng, Y., Yu, P., Chen, X., Guo, L., Long, L., Hu, Z., Huang, Y., Chen, M., Lu, J., Ouyang, S., Chen, S. (2024). The world-class carbonate-hosted Fankou Zn-Pb deposit in China. Part III. Critical metal Ga is enriched in late stage and low temperature sphalerite. Ore Geology Reviews, 166, 105928. |  | CHN | Guangdong
| Fankou |  | Basin hydrothermal | Mississippi Valley-type (MVT) | MVT zinc-lead | Zn, Pb | Ga | Zn, Pb, Ga | Wu et al., 2024 |  | 500-31-1-1-4 | 500-31-1-1-4-1 | underground mine |  |  |  |  | ore material | polished section | grab | mineral separate | [5 empty] | mineralisation | Sp1a, Sp1b, Sp2 | sphalerite |  | sphalerite | Sp1a (early replacement-infilling stage, core), Sp1b (early replacement-infilling stage, rim), Sp2 (late replacement-infilling stage) | euhedral-subhedral coarse-grained; anhedral grains | massive, banded, disseminated; core-rim texture; sector zoning; rhythm bands |  |  |  | pyrite, chalcopyrite, galena, dolomite, calcite, arsenopyrite, freibergite, pyrargyrite, argentite, goethite, ferrohydrite, anglesite, zincosite | polished into thin sections and polished mounts | EPMA | JEOL JXA-i SP100 electron probe micro-analyzer; NWR 193 nm Ar F Excimer laser-ablation system coupled to an iCAP RQ (ICPMS) | Laboratory of Marine Element and Isotope Facilities in Southern Marine Science and Engineering Guangdong Laboratory (Zhuhai, China); Guangzhou Tuoyan Analytical Technology Co., Ltd., Guangzhou, China | EPMA: accelerating voltage of 20 kV, a probe current of 20 nA, and a 5 μm beam. The peak counting time was 10 s for major elements (Zn, S, Fe), and 50 s for other minor elements (Cd, Ga, Ge, In, Au, and Ag). The background counting time was half of the peak counting time on the high- and low-energy background positions. Analytical results were reduced using the ZAF correction routines. LA-ICP-MS mapping: beam size of 15 μm and a repetition rate of 10 Hz. The depth of ablation during mapping was around 5 μm. | sphalerite for S and Zn, marcasite for Fe, cadmium for Cd, gallium phosphide for Ga, germanium for Ge, indium phosphide for In, gold for Au, and silver for Ag | [6 empty] | 0.012 | [13 empty] | 0.222 | [21 empty] | 5.009 | [59 empty] | 33.059 | [39 empty] | 60.394 |  |  |  |  | 2024 | Wu, Y., Zheng, Y., Yu, P., Chen, X., Guo, L., Long, L., Hu, Z., Huang, Y., Chen, M., Lu, J., Ouyang, S., Chen, S. (2024). The world-class carbonate-hosted Fankou Zn-Pb deposit in China. Part III. Critical metal Ga is enriched in late stage and low temperature sphalerite. Ore Geology Reviews, 166, 105928. |  | CHN | Guangdong
| Fankou |  | Basin hydrothermal | Mississippi Valley-type (MVT) | MVT zinc-lead | Zn, Pb | Ga | Zn, Pb, Ga | Wu et al., 2024 |  | 500-31-1-1-5 | 500-31-1-1-5-1 | underground mine |  |  |  |  | ore material | polished section | grab | mineral separate | [5 empty] | mineralisation | Sp1a, Sp1b, Sp2 | sphalerite |  | sphalerite | Sp1a (early replacement-infilling stage, core), Sp1b (early replacement-infilling stage, rim), Sp2 (late replacement-infilling stage) | euhedral-subhedral coarse-grained; anhedral grains | massive, banded, disseminated; core-rim texture; sector zoning; rhythm bands |  |  |  | pyrite, chalcopyrite, galena, dolomite, calcite, arsenopyrite, freibergite, pyrargyrite, argentite, goethite, ferrohydrite, anglesite, zincosite | polished into thin sections and polished mounts | EPMA | JEOL JXA-i SP100 electron probe micro-analyzer; NWR 193 nm Ar F Excimer laser-ablation system coupled to an iCAP RQ (ICPMS) | Laboratory of Marine Element and Isotope Facilities in Southern Marine Science and Engineering Guangdong Laboratory (Zhuhai, China); Guangzhou Tuoyan Analytical Technology Co., Ltd., Guangzhou, China | EPMA: accelerating voltage of 20 kV, a probe current of 20 nA, and a 5 μm beam. The peak counting time was 10 s for major elements (Zn, S, Fe), and 50 s for other minor elements (Cd, Ga, Ge, In, Au, and Ag). The background counting time was half of the peak counting time on the high- and low-energy background positions. Analytical results were reduced using the ZAF correction routines. LA-ICP-MS mapping: beam size of 15 μm and a repetition rate of 10 Hz. The depth of ablation during mapping was around 5 μm. | sphalerite for S and Zn, marcasite for Fe, cadmium for Cd, gallium phosphide for Ga, germanium for Ge, indium phosphide for In, gold for Au, and silver for Ag | [20 empty] | 0.296 | [21 empty] | 7.225 | [59 empty] | 33.36 | [39 empty] | 57.842 |  |  |  |  | 2024 | Wu, Y., Zheng, Y., Yu, P., Chen, X., Guo, L., Long, L., Hu, Z., Huang, Y., Chen, M., Lu, J., Ouyang, S., Chen, S. (2024). The world-class carbonate-hosted Fankou Zn-Pb deposit in China. Part III. Critical metal Ga is enriched in late stage and low temperature sphalerite. Ore Geology Reviews, 166, 105928. |  | CHN | Guangdong
| Fankou |  | Basin hydrothermal | Mississippi Valley-type (MVT) | MVT zinc-lead | Zn, Pb | Ga | Zn, Pb, Ga | Wu et al., 2024 |  | 500-31-1-1-6 | 500-31-1-1-6-1 | underground mine |  |  |  |  | ore material | polished section | grab | mineral separate | [5 empty] | mineralisation | Sp1a, Sp1b, Sp2 | sphalerite |  | sphalerite | Sp1a (early replacement-infilling stage, core), Sp1b (early replacement-infilling stage, rim), Sp2 (late replacement-infilling stage) | euhedral-subhedral coarse-grained; anhedral grains | massive, banded, disseminated; core-rim texture; sector zoning; rhythm bands |  |  |  | pyrite, chalcopyrite, galena, dolomite, calcite, arsenopyrite, freibergite, pyrargyrite, argentite, goethite, ferrohydrite, anglesite, zincosite | polished into thin sections and polished mounts | EPMA | JEOL JXA-i SP100 electron probe micro-analyzer; NWR 193 nm Ar F Excimer laser-ablation system coupled to an iCAP RQ (ICPMS) | Laboratory of Marine Element and Isotope Facilities in Southern Marine Science and Engineering Guangdong Laboratory (Zhuhai, China); Guangzhou Tuoyan Analytical Technology Co., Ltd., Guangzhou, China | EPMA: accelerating voltage of 20 kV, a probe current of 20 nA, and a 5 μm beam. The peak counting time was 10 s for major elements (Zn, S, Fe), and 50 s for other minor elements (Cd, Ga, Ge, In, Au, and Ag). The background counting time was half of the peak counting time on the high- and low-energy background positions. Analytical results were reduced using the ZAF correction routines. LA-ICP-MS mapping: beam size of 15 μm and a repetition rate of 10 Hz. The depth of ablation during mapping was around 5 μm. | sphalerite for S and Zn, marcasite for Fe, cadmium for Cd, gallium phosphide for Ga, germanium for Ge, indium phosphide for In, gold for Au, and silver for Ag | [20 empty] | 0.244 | [21 empty] | 5.189 | [59 empty] | 33.188 | [39 empty] | 60.057 |  |  |  |  | 2024 | Wu, Y., Zheng, Y., Yu, P., Chen, X., Guo, L., Long, L., Hu, Z., Huang, Y., Chen, M., Lu, J., Ouyang, S., Chen, S. (2024). The world-class carbonate-hosted Fankou Zn-Pb deposit in China. Part III. Critical metal Ga is enriched in late stage and low temperature sphalerite. Ore Geology Reviews, 166, 105928. |  | CHN | Guangdong
| Fankou |  | Basin hydrothermal | Mississippi Valley-type (MVT) | MVT zinc-lead | Zn, Pb | Ga | Zn, Pb, Ga | Wu et al., 2024 |  | 500-31-1-1-7 | 500-31-1-1-7-1 | underground mine |  |  |  |  | ore material | polished section | grab | mineral separate | [5 empty] | mineralisation | Sp1a, Sp1b, Sp2 | sphalerite |  | sphalerite | Sp1a (early replacement-infilling stage, core), Sp1b (early replacement-infilling stage, rim), Sp2 (late replacement-infilling stage) | euhedral-subhedral coarse-grained; anhedral grains | massive, banded, disseminated; core-rim texture; sector zoning; rhythm bands |  |  |  | pyrite, chalcopyrite, galena, dolomite, calcite, arsenopyrite, freibergite, pyrargyrite, argentite, goethite, ferrohydrite, anglesite, zincosite | polished into thin sections and polished mounts | EPMA | JEOL JXA-i SP100 electron probe micro-analyzer; NWR 193 nm Ar F Excimer laser-ablation system coupled to an iCAP RQ (ICPMS) | Laboratory of Marine Element and Isotope Facilities in Southern Marine Science and Engineering Guangdong Laboratory (Zhuhai, China); Guangzhou Tuoyan Analytical Technology Co., Ltd., Guangzhou, China | EPMA: accelerating voltage of 20 kV, a probe current of 20 nA, and a 5 μm beam. The peak counting time was 10 s for major elements (Zn, S, Fe), and 50 s for other minor elements (Cd, Ga, Ge, In, Au, and Ag). The background counting time was half of the peak counting time on the high- and low-energy background positions. Analytical results were reduced using the ZAF correction routines. LA-ICP-MS mapping: beam size of 15 μm and a repetition rate of 10 Hz. The depth of ablation during mapping was around 5 μm. | sphalerite for S and Zn, marcasite for Fe, cadmium for Cd, gallium phosphide for Ga, germanium for Ge, indium phosphide for In, gold for Au, and silver for Ag | [20 empty] | 0.2 | [21 empty] | 6.009 | [59 empty] | 33.139 | [39 empty] | 58.924 |  |  |  |  | 2024 | Wu, Y., Zheng, Y., Yu, P., Chen, X., Guo, L., Long, L., Hu, Z., Huang, Y., Chen, M., Lu, J., Ouyang, S., Chen, S. (2024). The world-class carbonate-hosted Fankou Zn-Pb deposit in China. Part III. Critical metal Ga is enriched in late stage and low temperature sphalerite. Ore Geology Reviews, 166, 105928. |  | CHN | Guangdong
| Fankou |  | Basin hydrothermal | Mississippi Valley-type (MVT) | MVT zinc-lead | Zn, Pb | Ga | Zn, Pb, Ga | Wu et al., 2024 |  | 500-31-1-2-3 | 500-31-1-2-3-1 | underground mine |  |  |  |  | ore material | polished section | grab | mineral separate | [5 empty] | mineralisation | Sp1a, Sp1b, Sp2 | sphalerite |  | sphalerite | Sp1a (early replacement-infilling stage, core), Sp1b (early replacement-infilling stage, rim), Sp2 (late replacement-infilling stage) | euhedral-subhedral coarse-grained; anhedral grains | massive, banded, disseminated; core-rim texture; sector zoning; rhythm bands |  |  |  | pyrite, chalcopyrite, galena, dolomite, calcite, arsenopyrite, freibergite, pyrargyrite, argentite, goethite, ferrohydrite, anglesite, zincosite | polished into thin sections and polished mounts | EPMA | JEOL JXA-i SP100 electron probe micro-analyzer; NWR 193 nm Ar F Excimer laser-ablation system coupled to an iCAP RQ (ICPMS) | Laboratory of Marine Element and Isotope Facilities in Southern Marine Science and Engineering Guangdong Laboratory (Zhuhai, China); Guangzhou Tuoyan Analytical Technology Co., Ltd., Guangzhou, China | EPMA: accelerating voltage of 20 kV, a probe current of 20 nA, and a 5 μm beam. The peak counting time was 10 s for major elements (Zn, S, Fe), and 50 s for other minor elements (Cd, Ga, Ge, In, Au, and Ag). The background counting time was half of the peak counting time on the high- and low-energy background positions. Analytical results were reduced using the ZAF correction routines. LA-ICP-MS mapping: beam size of 15 μm and a repetition rate of 10 Hz. The depth of ablation during mapping was around 5 μm. | sphalerite for S and Zn, marcasite for Fe, cadmium for Cd, gallium phosphide for Ga, germanium for Ge, indium phosphide for In, gold for Au, and silver for Ag | [20 empty] | 0.346 | [21 empty] | 6.188 | [59 empty] | 33.286 | [39 empty] | 59.012 |  |  |  |  | 2024 | Wu, Y., Zheng, Y., Yu, P., Chen, X., Guo, L., Long, L., Hu, Z., Huang, Y., Chen, M., Lu, J., Ouyang, S., Chen, S. (2024). The world-class carbonate-hosted Fankou Zn-Pb deposit in China. Part III. Critical metal Ga is enriched in late stage and low temperature sphalerite. Ore Geology Reviews, 166, 105928. |  | CHN | Guangdong
| Fankou |  | Basin hydrothermal | Mississippi Valley-type (MVT) | MVT zinc-lead | Zn, Pb | Ga | Zn, Pb, Ga | Wu et al., 2024 |  | 500-31-1-2-4 | 500-31-1-2-4-1 | underground mine |  |  |  |  | ore material | polished section | grab | mineral separate | [5 empty] | mineralisation | Sp1a, Sp1b, Sp2 | sphalerite |  | sphalerite | Sp1a (early replacement-infilling stage, core), Sp1b (early replacement-infilling stage, rim), Sp2 (late replacement-infilling stage) | euhedral-subhedral coarse-grained; anhedral grains | massive, banded, disseminated; core-rim texture; sector zoning; rhythm bands |  |  |  | pyrite, chalcopyrite, galena, dolomite, calcite, arsenopyrite, freibergite, pyrargyrite, argentite, goethite, ferrohydrite, anglesite, zincosite | polished into thin sections and polished mounts | EPMA | JEOL JXA-i SP100 electron probe micro-analyzer; NWR 193 nm Ar F Excimer laser-ablation system coupled to an iCAP RQ (ICPMS) | Laboratory of Marine Element and Isotope Facilities in Southern Marine Science and Engineering Guangdong Laboratory (Zhuhai, China); Guangzhou Tuoyan Analytical Technology Co., Ltd., Guangzhou, China | EPMA: accelerating voltage of 20 kV, a probe current of 20 nA, and a 5 μm beam. The peak counting time was 10 s for major elements (Zn, S, Fe), and 50 s for other minor elements (Cd, Ga, Ge, In, Au, and Ag). The background counting time was half of the peak counting time on the high- and low-energy background positions. Analytical results were reduced using the ZAF correction routines. LA-ICP-MS mapping: beam size of 15 μm and a repetition rate of 10 Hz. The depth of ablation during mapping was around 5 μm. | sphalerite for S and Zn, marcasite for Fe, cadmium for Cd, gallium phosphide for Ga, germanium for Ge, indium phosphide for In, gold for Au, and silver for Ag | [20 empty] | 0.228 | [21 empty] | 4.866 | [59 empty] | 33.355 | [39 empty] | 59.848 |  |  |  |  | 2024 | Wu, Y., Zheng, Y., Yu, P., Chen, X., Guo, L., Long, L., Hu, Z., Huang, Y., Chen, M., Lu, J., Ouyang, S., Chen, S. (2024). The world-class carbonate-hosted Fankou Zn-Pb deposit in China. Part III. Critical metal Ga is enriched in late stage and low temperature sphalerite. Ore Geology Reviews, 166, 105928. |  | CHN | Guangdong
| Fankou |  | Basin hydrothermal | Mississippi Valley-type (MVT) | MVT zinc-lead | Zn, Pb | Ga | Zn, Pb, Ga | Wu et al., 2024 |  | 625-21-1-1-1 | 625-21-1-1-1-1 | underground mine |  |  |  |  | ore material | polished section | grab | mineral separate | [5 empty] | mineralisation | Sp1a, Sp1b, Sp2 | sphalerite |  | sphalerite | Sp1a (early replacement-infilling stage, core), Sp1b (early replacement-infilling stage, rim), Sp2 (late replacement-infilling stage) | euhedral-subhedral coarse-grained; anhedral grains | massive, banded, disseminated; core-rim texture; sector zoning; rhythm bands |  |  |  | pyrite, chalcopyrite, galena, dolomite, calcite, arsenopyrite, freibergite, pyrargyrite, argentite, goethite, ferrohydrite, anglesite, zincosite | polished into thin sections and polished mounts | EPMA | JEOL JXA-i SP100 electron probe micro-analyzer; NWR 193 nm Ar F Excimer laser-ablation system coupled to an iCAP RQ (ICPMS) | Laboratory of Marine Element and Isotope Facilities in Southern Marine Science and Engineering Guangdong Laboratory (Zhuhai, China); Guangzhou Tuoyan Analytical Technology Co., Ltd., Guangzhou, China | EPMA: accelerating voltage of 20 kV, a probe current of 20 nA, and a 5 μm beam. The peak counting time was 10 s for major elements (Zn, S, Fe), and 50 s for other minor elements (Cd, Ga, Ge, In, Au, and Ag). The background counting time was half of the peak counting time on the high- and low-energy background positions. Analytical results were reduced using the ZAF correction routines. LA-ICP-MS mapping: beam size of 15 μm and a repetition rate of 10 Hz. The depth of ablation during mapping was around 5 μm. | sphalerite for S and Zn, marcasite for Fe, cadmium for Cd, gallium phosphide for Ga, germanium for Ge, indium phosphide for In, gold for Au, and silver for Ag | [20 empty] | 0.118 | [21 empty] | 4.889 | [59 empty] | 32.961 | [39 empty] | 61.01 |  |  |  |  | 2024 | Wu, Y., Zheng, Y., Yu, P., Chen, X., Guo, L., Long, L., Hu, Z., Huang, Y., Chen, M., Lu, J., Ouyang, S., Chen, S. (2024). The world-class carbonate-hosted Fankou Zn-Pb deposit in China. Part III. Critical metal Ga is enriched in late stage and low temperature sphalerite. Ore Geology Reviews, 166, 105928. |  | CHN | Guangdong
| Fankou |  | Basin hydrothermal | Mississippi Valley-type (MVT) | MVT zinc-lead | Zn, Pb | Ga | Zn, Pb, Ga | Wu et al., 2024 |  | 625-21-1-1-2 | 625-21-1-1-2-1 | underground mine |  |  |  |  | ore material | polished section | grab | mineral separate | [5 empty] | mineralisation | Sp1a, Sp1b, Sp2 | sphalerite |  | sphalerite | Sp1a (early replacement-infilling stage, core), Sp1b (early replacement-infilling stage, rim), Sp2 (late replacement-infilling stage) | euhedral-subhedral coarse-grained; anhedral grains | massive, banded, disseminated; core-rim texture; sector zoning; rhythm bands |  |  |  | pyrite, chalcopyrite, galena, dolomite, calcite, arsenopyrite, freibergite, pyrargyrite, argentite, goethite, ferrohydrite, anglesite, zincosite | polished into thin sections and polished mounts | EPMA | JEOL JXA-i SP100 electron probe micro-analyzer; NWR 193 nm Ar F Excimer laser-ablation system coupled to an iCAP RQ (ICPMS) | Laboratory of Marine Element and Isotope Facilities in Southern Marine Science and Engineering Guangdong Laboratory (Zhuhai, China); Guangzhou Tuoyan Analytical Technology Co., Ltd., Guangzhou, China | EPMA: accelerating voltage of 20 kV, a probe current of 20 nA, and a 5 μm beam. The peak counting time was 10 s for major elements (Zn, S, Fe), and 50 s for other minor elements (Cd, Ga, Ge, In, Au, and Ag). The background counting time was half of the peak counting time on the high- and low-energy background positions. Analytical results were reduced using the ZAF correction routines. LA-ICP-MS mapping: beam size of 15 μm and a repetition rate of 10 Hz. The depth of ablation during mapping was around 5 μm. | sphalerite for S and Zn, marcasite for Fe, cadmium for Cd, gallium phosphide for Ga, germanium for Ge, indium phosphide for In, gold for Au, and silver for Ag | [20 empty] | 0.122 | [21 empty] | 4.433 | [59 empty] | 33.115 | [39 empty] | 62.108 |  |  |  |  | 2024 | Wu, Y., Zheng, Y., Yu, P., Chen, X., Guo, L., Long, L., Hu, Z., Huang, Y., Chen, M., Lu, J., Ouyang, S., Chen, S. (2024). The world-class carbonate-hosted Fankou Zn-Pb deposit in China. Part III. Critical metal Ga is enriched in late stage and low temperature sphalerite. Ore Geology Reviews, 166, 105928. |  | CHN | Guangdong
| Fankou |  | Basin hydrothermal | Mississippi Valley-type (MVT) | MVT zinc-lead | Zn, Pb | Ga | Zn, Pb, Ga | Wu et al., 2024 |  | 625-21-1-1-5 | 625-21-1-1-5-1 | underground mine |  |  |  |  | ore material | polished section | grab | mineral separate | [5 empty] | mineralisation | Sp1a, Sp1b, Sp2 | sphalerite |  | sphalerite | Sp1a (early replacement-infilling stage, core), Sp1b (early replacement-infilling stage, rim), Sp2 (late replacement-infilling stage) | euhedral-subhedral coarse-grained; anhedral grains | massive, banded, disseminated; core-rim texture; sector zoning; rhythm bands |  |  |  | pyrite, chalcopyrite, galena, dolomite, calcite, arsenopyrite, freibergite, pyrargyrite, argentite, goethite, ferrohydrite, anglesite, zincosite | polished into thin sections and polished mounts | EPMA | JEOL JXA-i SP100 electron probe micro-analyzer; NWR 193 nm Ar F Excimer laser-ablation system coupled to an iCAP RQ (ICPMS) | Laboratory of Marine Element and Isotope Facilities in Southern Marine Science and Engineering Guangdong Laboratory (Zhuhai, China); Guangzhou Tuoyan Analytical Technology Co., Ltd., Guangzhou, China | EPMA: accelerating voltage of 20 kV, a probe current of 20 nA, and a 5 μm beam. The peak counting time was 10 s for major elements (Zn, S, Fe), and 50 s for other minor elements (Cd, Ga, Ge, In, Au, and Ag). The background counting time was half of the peak counting time on the high- and low-energy background positions. Analytical results were reduced using the ZAF correction routines. LA-ICP-MS mapping: beam size of 15 μm and a repetition rate of 10 Hz. The depth of ablation during mapping was around 5 μm. | sphalerite for S and Zn, marcasite for Fe, cadmium for Cd, gallium phosphide for Ga, germanium for Ge, indium phosphide for In, gold for Au, and silver for Ag | [20 empty] | 0.158 | [21 empty] | 5.856 | [59 empty] | 33.332 | [39 empty] | 60.048 |  |  |  |  | 2024 | Wu, Y., Zheng, Y., Yu, P., Chen, X., Guo, L., Long, L., Hu, Z., Huang, Y., Chen, M., Lu, J., Ouyang, S., Chen, S. (2024). The world-class carbonate-hosted Fankou Zn-Pb deposit in China. Part III. Critical metal Ga is enriched in late stage and low temperature sphalerite. Ore Geology Reviews, 166, 105928. |  | CHN | Guangdong
| Fankou |  | Basin hydrothermal | Mississippi Valley-type (MVT) | MVT zinc-lead | Zn, Pb | Ga | Zn, Pb, Ga | Wu et al., 2024 |  | 625-21-1-2-1 | 625-21-1-2-1-1 | underground mine |  |  |  |  | ore material | polished section | grab | mineral separate | [5 empty] | mineralisation | Sp1a, Sp1b, Sp2 | sphalerite |  | sphalerite | Sp1a (early replacement-infilling stage, core), Sp1b (early replacement-infilling stage, rim), Sp2 (late replacement-infilling stage) | euhedral-subhedral coarse-grained; anhedral grains | massive, banded, disseminated; core-rim texture; sector zoning; rhythm bands |  |  |  | pyrite, chalcopyrite, galena, dolomite, calcite, arsenopyrite, freibergite, pyrargyrite, argentite, goethite, ferrohydrite, anglesite, zincosite | polished into thin sections and polished mounts | EPMA | JEOL JXA-i SP100 electron probe micro-analyzer; NWR 193 nm Ar F Excimer laser-ablation system coupled to an iCAP RQ (ICPMS) | Laboratory of Marine Element and Isotope Facilities in Southern Marine Science and Engineering Guangdong Laboratory (Zhuhai, China); Guangzhou Tuoyan Analytical Technology Co., Ltd., Guangzhou, China | EPMA: accelerating voltage of 20 kV, a probe current of 20 nA, and a 5 μm beam. The peak counting time was 10 s for major elements (Zn, S, Fe), and 50 s for other minor elements (Cd, Ga, Ge, In, Au, and Ag). The background counting time was half of the peak counting time on the high- and low-energy background positions. Analytical results were reduced using the ZAF correction routines. LA-ICP-MS mapping: beam size of 15 μm and a repetition rate of 10 Hz. The depth of ablation during mapping was around 5 μm. | sphalerite for S and Zn, marcasite for Fe, cadmium for Cd, gallium phosphide for Ga, germanium for Ge, indium phosphide for In, gold for Au, and silver for Ag | [20 empty] | 0.108 | [21 empty] | 2.51 | [59 empty] | 33.103 | [39 empty] | 63.728 |  |  |  |  | 2024 | Wu, Y., Zheng, Y., Yu, P., Chen, X., Guo, L., Long, L., Hu, Z., Huang, Y., Chen, M., Lu, J., Ouyang, S., Chen, S. (2024). The world-class carbonate-hosted Fankou Zn-Pb deposit in China. Part III. Critical metal Ga is enriched in late stage and low temperature sphalerite. Ore Geology Reviews, 166, 105928. |  | CHN | Guangdong
| Fankou |  | Basin hydrothermal | Mississippi Valley-type (MVT) | MVT zinc-lead | Zn, Pb | Ga | Zn, Pb, Ga | Wu et al., 2024 |  | 625-21-1-2-2 | 625-21-1-2-2-1 | underground mine |  |  |  |  | ore material | polished section | grab | mineral separate | [5 empty] | mineralisation | Sp1a, Sp1b, Sp2 | sphalerite |  | sphalerite | Sp1a (early replacement-infilling stage, core), Sp1b (early replacement-infilling stage, rim), Sp2 (late replacement-infilling stage) | euhedral-subhedral coarse-grained; anhedral grains | massive, banded, disseminated; core-rim texture; sector zoning; rhythm bands |  |  |  | pyrite, chalcopyrite, galena, dolomite, calcite, arsenopyrite, freibergite, pyrargyrite, argentite, goethite, ferrohydrite, anglesite, zincosite | polished into thin sections and polished mounts | EPMA | JEOL JXA-i SP100 electron probe micro-analyzer; NWR 193 nm Ar F Excimer laser-ablation system coupled to an iCAP RQ (ICPMS) | Laboratory of Marine Element and Isotope Facilities in Southern Marine Science and Engineering Guangdong Laboratory (Zhuhai, China); Guangzhou Tuoyan Analytical Technology Co., Ltd., Guangzhou, China | EPMA: accelerating voltage of 20 kV, a probe current of 20 nA, and a 5 μm beam. The peak counting time was 10 s for major elements (Zn, S, Fe), and 50 s for other minor elements (Cd, Ga, Ge, In, Au, and Ag). The background counting time was half of the peak counting time on the high- and low-energy background positions. Analytical results were reduced using the ZAF correction routines. LA-ICP-MS mapping: beam size of 15 μm and a repetition rate of 10 Hz. The depth of ablation during mapping was around 5 μm. | sphalerite for S and Zn, marcasite for Fe, cadmium for Cd, gallium phosphide for Ga, germanium for Ge, indium phosphide for In, gold for Au, and silver for Ag | [20 empty] | 0.145 | [21 empty] | 4.365 | [13 empty] | 0.013 | [45 empty] | 33.273 | [39 empty] | 62.349 |  |  |  |  | 2024 | Wu, Y., Zheng, Y., Yu, P., Chen, X., Guo, L., Long, L., Hu, Z., Huang, Y., Chen, M., Lu, J., Ouyang, S., Chen, S. (2024). The world-class carbonate-hosted Fankou Zn-Pb deposit in China. Part III. Critical metal Ga is enriched in late stage and low temperature sphalerite. Ore Geology Reviews, 166, 105928. |  | CHN | Guangdong
| Fankou |  | Basin hydrothermal | Mississippi Valley-type (MVT) | MVT zinc-lead | Zn, Pb | Ga | Zn, Pb, Ga | Wu et al., 2024 |  | 625-21-1-2-3 | 625-21-1-2-3-1 | underground mine |  |  |  |  | ore material | polished section | grab | mineral separate | [5 empty] | mineralisation | Sp1a, Sp1b, Sp2 | sphalerite |  | sphalerite | Sp1a (early replacement-infilling stage, core), Sp1b (early replacement-infilling stage, rim), Sp2 (late replacement-infilling stage) | euhedral-subhedral coarse-grained; anhedral grains | massive, banded, disseminated; core-rim texture; sector zoning; rhythm bands |  |  |  | pyrite, chalcopyrite, galena, dolomite, calcite, arsenopyrite, freibergite, pyrargyrite, argentite, goethite, ferrohydrite, anglesite, zincosite | polished into thin sections and polished mounts | EPMA | JEOL JXA-i SP100 electron probe micro-analyzer; NWR 193 nm Ar F Excimer laser-ablation system coupled to an iCAP RQ (ICPMS) | Laboratory of Marine Element and Isotope Facilities in Southern Marine Science and Engineering Guangdong Laboratory (Zhuhai, China); Guangzhou Tuoyan Analytical Technology Co., Ltd., Guangzhou, China | EPMA: accelerating voltage of 20 kV, a probe current of 20 nA, and a 5 μm beam. The peak counting time was 10 s for major elements (Zn, S, Fe), and 50 s for other minor elements (Cd, Ga, Ge, In, Au, and Ag). The background counting time was half of the peak counting time on the high- and low-energy background positions. Analytical results were reduced using the ZAF correction routines. LA-ICP-MS mapping: beam size of 15 μm and a repetition rate of 10 Hz. The depth of ablation during mapping was around 5 μm. | sphalerite for S and Zn, marcasite for Fe, cadmium for Cd, gallium phosphide for Ga, germanium for Ge, indium phosphide for In, gold for Au, and silver for Ag | [6 empty] | 0.108 | [13 empty] | 0.151 | [21 empty] | 4.349 | [13 empty] | 0.01 | [45 empty] | 33.446 | [39 empty] | 61.378 |  |  |  |  | 2024 | Wu, Y., Zheng, Y., Yu, P., Chen, X., Guo, L., Long, L., Hu, Z., Huang, Y., Chen, M., Lu, J., Ouyang, S., Chen, S. (2024). The world-class carbonate-hosted Fankou Zn-Pb deposit in China. Part III. Critical metal Ga is enriched in late stage and low temperature sphalerite. Ore Geology Reviews, 166, 105928. |  | CHN | Guangdong
| Fankou |  | Basin hydrothermal | Mississippi Valley-type (MVT) | MVT zinc-lead | Zn, Pb | Ga | Zn, Pb, Ga | Wu et al., 2024 |  | 625-21-1-2-4 | 625-21-1-2-4-1 | underground mine |  |  |  |  | ore material | polished section | grab | mineral separate | [5 empty] | mineralisation | Sp1a, Sp1b, Sp2 | sphalerite |  | sphalerite | Sp1a (early replacement-infilling stage, core), Sp1b (early replacement-infilling stage, rim), Sp2 (late replacement-infilling stage) | euhedral-subhedral coarse-grained; anhedral grains | massive, banded, disseminated; core-rim texture; sector zoning; rhythm bands |  |  |  | pyrite, chalcopyrite, galena, dolomite, calcite, arsenopyrite, freibergite, pyrargyrite, argentite, goethite, ferrohydrite, anglesite, zincosite | polished into thin sections and polished mounts | EPMA | JEOL JXA-i SP100 electron probe micro-analyzer; NWR 193 nm Ar F Excimer laser-ablation system coupled to an iCAP RQ (ICPMS) | Laboratory of Marine Element and Isotope Facilities in Southern Marine Science and Engineering Guangdong Laboratory (Zhuhai, China); Guangzhou Tuoyan Analytical Technology Co., Ltd., Guangzhou, China | EPMA: accelerating voltage of 20 kV, a probe current of 20 nA, and a 5 μm beam. The peak counting time was 10 s for major elements (Zn, S, Fe), and 50 s for other minor elements (Cd, Ga, Ge, In, Au, and Ag). The background counting time was half of the peak counting time on the high- and low-energy background positions. Analytical results were reduced using the ZAF correction routines. LA-ICP-MS mapping: beam size of 15 μm and a repetition rate of 10 Hz. The depth of ablation during mapping was around 5 μm. | sphalerite for S and Zn, marcasite for Fe, cadmium for Cd, gallium phosphide for Ga, germanium for Ge, indium phosphide for In, gold for Au, and silver for Ag | [20 empty] | 0.107 | [21 empty] | 4.486 | [13 empty] | 0.01 | [45 empty] | 33.189 | [39 empty] | 62.063 |  |  |  |  | 2024 | Wu, Y., Zheng, Y., Yu, P., Chen, X., Guo, L., Long, L., Hu, Z., Huang, Y., Chen, M., Lu, J., Ouyang, S., Chen, S. (2024). The world-class carbonate-hosted Fankou Zn-Pb deposit in China. Part III. Critical metal Ga is enriched in late stage and low temperature sphalerite. Ore Geology Reviews, 166, 105928. |  | CHN | Guangdong
| Fankou |  | Basin hydrothermal | Mississippi Valley-type (MVT) | MVT zinc-lead | Zn, Pb | Ga | Zn, Pb, Ga | Wu et al., 2024 |  | 625-21-1-2-5 | 625-21-1-2-5-1 | underground mine |  |  |  |  | ore material | polished section | grab | mineral separate | [5 empty] | mineralisation | Sp1a, Sp1b, Sp2 | sphalerite |  | sphalerite | Sp1a (early replacement-infilling stage, core), Sp1b (early replacement-infilling stage, rim), Sp2 (late replacement-infilling stage) | euhedral-subhedral coarse-grained; anhedral grains | massive, banded, disseminated; core-rim texture; sector zoning; rhythm bands |  |  |  | pyrite, chalcopyrite, galena, dolomite, calcite, arsenopyrite, freibergite, pyrargyrite, argentite, goethite, ferrohydrite, anglesite, zincosite | polished into thin sections and polished mounts | EPMA | JEOL JXA-i SP100 electron probe micro-analyzer; NWR 193 nm Ar F Excimer laser-ablation system coupled to an iCAP RQ (ICPMS) | Laboratory of Marine Element and Isotope Facilities in Southern Marine Science and Engineering Guangdong Laboratory (Zhuhai, China); Guangzhou Tuoyan Analytical Technology Co., Ltd., Guangzhou, China | EPMA: accelerating voltage of 20 kV, a probe current of 20 nA, and a 5 μm beam. The peak counting time was 10 s for major elements (Zn, S, Fe), and 50 s for other minor elements (Cd, Ga, Ge, In, Au, and Ag). The background counting time was half of the peak counting time on the high- and low-energy background positions. Analytical results were reduced using the ZAF correction routines. LA-ICP-MS mapping: beam size of 15 μm and a repetition rate of 10 Hz. The depth of ablation during mapping was around 5 μm. | sphalerite for S and Zn, marcasite for Fe, cadmium for Cd, gallium phosphide for Ga, germanium for Ge, indium phosphide for In, gold for Au, and silver for Ag | [20 empty] | 0.115 | [21 empty] | 5.252 | [59 empty] | 33.286 | [39 empty] | 60.814 |  |  |  |  | 2024 | Wu, Y., Zheng, Y., Yu, P., Chen, X., Guo, L., Long, L., Hu, Z., Huang, Y., Chen, M., Lu, J., Ouyang, S., Chen, S. (2024). The world-class carbonate-hosted Fankou Zn-Pb deposit in China. Part III. Critical metal Ga is enriched in late stage and low temperature sphalerite. Ore Geology Reviews, 166, 105928. |  | CHN | Guangdong
| Fankou |  | Basin hydrothermal | Mississippi Valley-type (MVT) | MVT zinc-lead | Zn, Pb | Ga | Zn, Pb, Ga | Wu et al., 2024 |  | 625-21-1-2-6 | 625-21-1-2-6-1 | underground mine |  |  |  |  | ore material | polished section | grab | mineral separate | [5 empty] | mineralisation | Sp1a, Sp1b, Sp2 | sphalerite |  | sphalerite | Sp1a (early replacement-infilling stage, core), Sp1b (early replacement-infilling stage, rim), Sp2 (late replacement-infilling stage) | euhedral-subhedral coarse-grained; anhedral grains | massive, banded, disseminated; core-rim texture; sector zoning; rhythm bands |  |  |  | pyrite, chalcopyrite, galena, dolomite, calcite, arsenopyrite, freibergite, pyrargyrite, argentite, goethite, ferrohydrite, anglesite, zincosite | polished into thin sections and polished mounts | EPMA | JEOL JXA-i SP100 electron probe micro-analyzer; NWR 193 nm Ar F Excimer laser-ablation system coupled to an iCAP RQ (ICPMS) | Laboratory of Marine Element and Isotope Facilities in Southern Marine Science and Engineering Guangdong Laboratory (Zhuhai, China); Guangzhou Tuoyan Analytical Technology Co., Ltd., Guangzhou, China | EPMA: accelerating voltage of 20 kV, a probe current of 20 nA, and a 5 μm beam. The peak counting time was 10 s for major elements (Zn, S, Fe), and 50 s for other minor elements (Cd, Ga, Ge, In, Au, and Ag). The background counting time was half of the peak counting time on the high- and low-energy background positions. Analytical results were reduced using the ZAF correction routines. LA-ICP-MS mapping: beam size of 15 μm and a repetition rate of 10 Hz. The depth of ablation during mapping was around 5 μm. | sphalerite for S and Zn, marcasite for Fe, cadmium for Cd, gallium phosphide for Ga, germanium for Ge, indium phosphide for In, gold for Au, and silver for Ag | [20 empty] | 0.177 | [21 empty] | 5.632 | [59 empty] | 33.331 | [39 empty] | 60.223 |  |  |  |  | 2024 | Wu, Y., Zheng, Y., Yu, P., Chen, X., Guo, L., Long, L., Hu, Z., Huang, Y., Chen, M., Lu, J., Ouyang, S., Chen, S. (2024). The world-class carbonate-hosted Fankou Zn-Pb deposit in China. Part III. Critical metal Ga is enriched in late stage and low temperature sphalerite. Ore Geology Reviews, 166, 105928. |  | CHN | Guangdong
| Fankou |  | Basin hydrothermal | Mississippi Valley-type (MVT) | MVT zinc-lead | Zn, Pb | Ga | Zn, Pb, Ga | Wu et al., 2024 |  | 625-21-1-2-7 | 625-21-1-2-7-1 | underground mine |  |  |  |  | ore material | polished section | grab | mineral separate | [5 empty] | mineralisation | Sp1a, Sp1b, Sp2 | sphalerite |  | sphalerite | Sp1a (early replacement-infilling stage, core), Sp1b (early replacement-infilling stage, rim), Sp2 (late replacement-infilling stage) | euhedral-subhedral coarse-grained; anhedral grains | massive, banded, disseminated; core-rim texture; sector zoning; rhythm bands |  |  |  | pyrite, chalcopyrite, galena, dolomite, calcite, arsenopyrite, freibergite, pyrargyrite, argentite, goethite, ferrohydrite, anglesite, zincosite | polished into thin sections and polished mounts | EPMA | JEOL JXA-i SP100 electron probe micro-analyzer; NWR 193 nm Ar F Excimer laser-ablation system coupled to an iCAP RQ (ICPMS) | Laboratory of Marine Element and Isotope Facilities in Southern Marine Science and Engineering Guangdong Laboratory (Zhuhai, China); Guangzhou Tuoyan Analytical Technology Co., Ltd., Guangzhou, China | EPMA: accelerating voltage of 20 kV, a probe current of 20 nA, and a 5 μm beam. The peak counting time was 10 s for major elements (Zn, S, Fe), and 50 s for other minor elements (Cd, Ga, Ge, In, Au, and Ag). The background counting time was half of the peak counting time on the high- and low-energy background positions. Analytical results were reduced using the ZAF correction routines. LA-ICP-MS mapping: beam size of 15 μm and a repetition rate of 10 Hz. The depth of ablation during mapping was around 5 μm. | sphalerite for S and Zn, marcasite for Fe, cadmium for Cd, gallium phosphide for Ga, germanium for Ge, indium phosphide for In, gold for Au, and silver for Ag | [20 empty] | 0.127 | [21 empty] | 3.972 | [59 empty] | 33.331 | [39 empty] | 61.8 |  |  |  |  | 2024 | Wu, Y., Zheng, Y., Yu, P., Chen, X., Guo, L., Long, L., Hu, Z., Huang, Y., Chen, M., Lu, J., Ouyang, S., Chen, S. (2024). The world-class carbonate-hosted Fankou Zn-Pb deposit in China. Part III. Critical metal Ga is enriched in late stage and low temperature sphalerite. Ore Geology Reviews, 166, 105928. |  | CHN | Guangdong
| Fankou |  | Basin hydrothermal | Mississippi Valley-type (MVT) | MVT zinc-lead | Zn, Pb | Ga | Zn, Pb, Ga | Wu et al., 2024 |  | 200-4-1-1-3 | 200-4-1-1-3-1 | underground mine |  |  |  |  | ore material | polished section | grab | mineral separate | [5 empty] | mineralisation | Sp1a, Sp1b, Sp2 | sphalerite |  | sphalerite | Sp1a (early replacement-infilling stage, core), Sp1b (early replacement-infilling stage, rim), Sp2 (late replacement-infilling stage) | euhedral-subhedral coarse-grained; anhedral grains | massive, banded, disseminated; core-rim texture; sector zoning; rhythm bands |  |  |  | pyrite, chalcopyrite, galena, dolomite, calcite, arsenopyrite, freibergite, pyrargyrite, argentite, goethite, ferrohydrite, anglesite, zincosite | polished into thin sections and polished mounts | EPMA | JEOL JXA-i SP100 electron probe micro-analyzer; NWR 193 nm Ar F Excimer laser-ablation system coupled to an iCAP RQ (ICPMS) | Laboratory of Marine Element and Isotope Facilities in Southern Marine Science and Engineering Guangdong Laboratory (Zhuhai, China); Guangzhou Tuoyan Analytical Technology Co., Ltd., Guangzhou, China | EPMA: accelerating voltage of 20 kV, a probe current of 20 nA, and a 5 μm beam. The peak counting time was 10 s for major elements (Zn, S, Fe), and 50 s for other minor elements (Cd, Ga, Ge, In, Au, and Ag). The background counting time was half of the peak counting time on the high- and low-energy background positions. Analytical results were reduced using the ZAF correction routines. LA-ICP-MS mapping: beam size of 15 μm and a repetition rate of 10 Hz. The depth of ablation during mapping was around 5 μm. | sphalerite for S and Zn, marcasite for Fe, cadmium for Cd, gallium phosphide for Ga, germanium for Ge, indium phosphide for In, gold for Au, and silver for Ag | [20 empty] | 0.09 | [21 empty] | 1.427 | [59 empty] | 33.135 | [39 empty] | 64.749 |  |  |  |  | 2024 | Wu, Y., Zheng, Y., Yu, P., Chen, X., Guo, L., Long, L., Hu, Z., Huang, Y., Chen, M., Lu, J., Ouyang, S., Chen, S. (2024). The world-class carbonate-hosted Fankou Zn-Pb deposit in China. Part III. Critical metal Ga is enriched in late stage and low temperature sphalerite. Ore Geology Reviews, 166, 105928. |  | CHN | Guangdong
| Fankou |  | Basin hydrothermal | Mississippi Valley-type (MVT) | MVT zinc-lead | Zn, Pb | Ga | Zn, Pb, Ga | Wu et al., 2024 |  | 200-4-1-1-6 | 200-4-1-1-6-1 | underground mine |  |  |  |  | ore material | polished section | grab | mineral separate | [5 empty] | mineralisation | Sp1a, Sp1b, Sp2 | sphalerite |  | sphalerite | Sp1a (early replacement-infilling stage, core), Sp1b (early replacement-infilling stage, rim), Sp2 (late replacement-infilling stage) | euhedral-subhedral coarse-grained; anhedral grains | massive, banded, disseminated; core-rim texture; sector zoning; rhythm bands |  |  |  | pyrite, chalcopyrite, galena, dolomite, calcite, arsenopyrite, freibergite, pyrargyrite, argentite, goethite, ferrohydrite, anglesite, zincosite | polished into thin sections and polished mounts | EPMA | JEOL JXA-i SP100 electron probe micro-analyzer; NWR 193 nm Ar F Excimer laser-ablation system coupled to an iCAP RQ (ICPMS) | Laboratory of Marine Element and Isotope Facilities in Southern Marine Science and Engineering Guangdong Laboratory (Zhuhai, China); Guangzhou Tuoyan Analytical Technology Co., Ltd., Guangzhou, China | EPMA: accelerating voltage of 20 kV, a probe current of 20 nA, and a 5 μm beam. The peak counting time was 10 s for major elements (Zn, S, Fe), and 50 s for other minor elements (Cd, Ga, Ge, In, Au, and Ag). The background counting time was half of the peak counting time on the high- and low-energy background positions. Analytical results were reduced using the ZAF correction routines. LA-ICP-MS mapping: beam size of 15 μm and a repetition rate of 10 Hz. The depth of ablation during mapping was around 5 μm. | sphalerite for S and Zn, marcasite for Fe, cadmium for Cd, gallium phosphide for Ga, germanium for Ge, indium phosphide for In, gold for Au, and silver for Ag | [20 empty] | 0.152 | [21 empty] | 4.113 | [59 empty] | 32.958 | [39 empty] | 61.145 |  |  |  |  | 2024 | Wu, Y., Zheng, Y., Yu, P., Chen, X., Guo, L., Long, L., Hu, Z., Huang, Y., Chen, M., Lu, J., Ouyang, S., Chen, S. (2024). The world-class carbonate-hosted Fankou Zn-Pb deposit in China. Part III. Critical metal Ga is enriched in late stage and low temperature sphalerite. Ore Geology Reviews, 166, 105928. |  | CHN | Guangdong
| Fankou |  | Basin hydrothermal | Mississippi Valley-type (MVT) | MVT zinc-lead | Zn, Pb | Ga | Zn, Pb, Ga | Wu et al., 2024 |  | 200-4-1-1-8 | 200-4-1-1-8-1 | underground mine |  |  |  |  | ore material | polished section | grab | mineral separate | [5 empty] | mineralisation | Sp1a, Sp1b, Sp2 | sphalerite |  | sphalerite | Sp1a (early replacement-infilling stage, core), Sp1b (early replacement-infilling stage, rim), Sp2 (late replacement-infilling stage) | euhedral-subhedral coarse-grained; anhedral grains | massive, banded, disseminated; core-rim texture; sector zoning; rhythm bands |  |  |  | pyrite, chalcopyrite, galena, dolomite, calcite, arsenopyrite, freibergite, pyrargyrite, argentite, goethite, ferrohydrite, anglesite, zincosite | polished into thin sections and polished mounts | EPMA | JEOL JXA-i SP100 electron probe micro-analyzer; NWR 193 nm Ar F Excimer laser-ablation system coupled to an iCAP RQ (ICPMS) | Laboratory of Marine Element and Isotope Facilities in Southern Marine Science and Engineering Guangdong Laboratory (Zhuhai, China); Guangzhou Tuoyan Analytical Technology Co., Ltd., Guangzhou, China | EPMA: accelerating voltage of 20 kV, a probe current of 20 nA, and a 5 μm beam. The peak counting time was 10 s for major elements (Zn, S, Fe), and 50 s for other minor elements (Cd, Ga, Ge, In, Au, and Ag). The background counting time was half of the peak counting time on the high- and low-energy background positions. Analytical results were reduced using the ZAF correction routines. LA-ICP-MS mapping: beam size of 15 μm and a repetition rate of 10 Hz. The depth of ablation during mapping was around 5 μm. | sphalerite for S and Zn, marcasite for Fe, cadmium for Cd, gallium phosphide for Ga, germanium for Ge, indium phosphide for In, gold for Au, and silver for Ag | [20 empty] | 0.122 | [21 empty] | 1.487 | [59 empty] | 32.974 | [39 empty] | 64.396 |  |  |  |  | 2024 | Wu, Y., Zheng, Y., Yu, P., Chen, X., Guo, L., Long, L., Hu, Z., Huang, Y., Chen, M., Lu, J., Ouyang, S., Chen, S. (2024). The world-class carbonate-hosted Fankou Zn-Pb deposit in China. Part III. Critical metal Ga is enriched in late stage and low temperature sphalerite. Ore Geology Reviews, 166, 105928. |  | CHN | Guangdong
| Fankou |  | Basin hydrothermal | Mississippi Valley-type (MVT) | MVT zinc-lead | Zn, Pb | Ga | Zn, Pb, Ga | Wu et al., 2024 |  | 200-4-1-2-1 | 200-4-1-2-1-1 | underground mine |  |  |  |  | ore material | polished section | grab | mineral separate | [5 empty] | mineralisation | Sp1a, Sp1b, Sp2 | sphalerite |  | sphalerite | Sp1a (early replacement-infilling stage, core), Sp1b (early replacement-infilling stage, rim), Sp2 (late replacement-infilling stage) | euhedral-subhedral coarse-grained; anhedral grains | massive, banded, disseminated; core-rim texture; sector zoning; rhythm bands |  |  |  | pyrite, chalcopyrite, galena, dolomite, calcite, arsenopyrite, freibergite, pyrargyrite, argentite, goethite, ferrohydrite, anglesite, zincosite | polished into thin sections and polished mounts | EPMA | JEOL JXA-i SP100 electron probe micro-analyzer; NWR 193 nm Ar F Excimer laser-ablation system coupled to an iCAP RQ (ICPMS) | Laboratory of Marine Element and Isotope Facilities in Southern Marine Science and Engineering Guangdong Laboratory (Zhuhai, China); Guangzhou Tuoyan Analytical Technology Co., Ltd., Guangzhou, China | EPMA: accelerating voltage of 20 kV, a probe current of 20 nA, and a 5 μm beam. The peak counting time was 10 s for major elements (Zn, S, Fe), and 50 s for other minor elements (Cd, Ga, Ge, In, Au, and Ag). The background counting time was half of the peak counting time on the high- and low-energy background positions. Analytical results were reduced using the ZAF correction routines. LA-ICP-MS mapping: beam size of 15 μm and a repetition rate of 10 Hz. The depth of ablation during mapping was around 5 μm. | sphalerite for S and Zn, marcasite for Fe, cadmium for Cd, gallium phosphide for Ga, germanium for Ge, indium phosphide for In, gold for Au, and silver for Ag | [20 empty] | 0.197 | [21 empty] | 4.318 | [59 empty] | 33.319 | [39 empty] | 61.915 |  |  |  |  | 2024 | Wu, Y., Zheng, Y., Yu, P., Chen, X., Guo, L., Long, L., Hu, Z., Huang, Y., Chen, M., Lu, J., Ouyang, S., Chen, S. (2024). The world-class carbonate-hosted Fankou Zn-Pb deposit in China. Part III. Critical metal Ga is enriched in late stage and low temperature sphalerite. Ore Geology Reviews, 166, 105928. |  | CHN | Guangdong
| Fankou |  | Basin hydrothermal | Mississippi Valley-type (MVT) | MVT zinc-lead | Zn, Pb | Ga | Zn, Pb, Ga | Wu et al., 2024 |  | 200-4-1-2-2 | 200-4-1-2-2-1 | underground mine |  |  |  |  | ore material | polished section | grab | mineral separate | [5 empty] | mineralisation | Sp1a, Sp1b, Sp2 | sphalerite |  | sphalerite | Sp1a (early replacement-infilling stage, core), Sp1b (early replacement-infilling stage, rim), Sp2 (late replacement-infilling stage) | euhedral-subhedral coarse-grained; anhedral grains | massive, banded, disseminated; core-rim texture; sector zoning; rhythm bands |  |  |  | pyrite, chalcopyrite, galena, dolomite, calcite, arsenopyrite, freibergite, pyrargyrite, argentite, goethite, ferrohydrite, anglesite, zincosite | polished into thin sections and polished mounts | EPMA | JEOL JXA-i SP100 electron probe micro-analyzer; NWR 193 nm Ar F Excimer laser-ablation system coupled to an iCAP RQ (ICPMS) | Laboratory of Marine Element and Isotope Facilities in Southern Marine Science and Engineering Guangdong Laboratory (Zhuhai, China); Guangzhou Tuoyan Analytical Technology Co., Ltd., Guangzhou, China | EPMA: accelerating voltage of 20 kV, a probe current of 20 nA, and a 5 μm beam. The peak counting time was 10 s for major elements (Zn, S, Fe), and 50 s for other minor elements (Cd, Ga, Ge, In, Au, and Ag). The background counting time was half of the peak counting time on the high- and low-energy background positions. Analytical results were reduced using the ZAF correction routines. LA-ICP-MS mapping: beam size of 15 μm and a repetition rate of 10 Hz. The depth of ablation during mapping was around 5 μm. | sphalerite for S and Zn, marcasite for Fe, cadmium for Cd, gallium phosphide for Ga, germanium for Ge, indium phosphide for In, gold for Au, and silver for Ag | [20 empty] | 0.149 | [21 empty] | 0.676 | [13 empty] | 0.015 | [45 empty] | 32.962 | [39 empty] | 65.57 |  |  |  |  | 2024 | Wu, Y., Zheng, Y., Yu, P., Chen, X., Guo, L., Long, L., Hu, Z., Huang, Y., Chen, M., Lu, J., Ouyang, S., Chen, S. (2024). The world-class carbonate-hosted Fankou Zn-Pb deposit in China. Part III. Critical metal Ga is enriched in late stage and low temperature sphalerite. Ore Geology Reviews, 166, 105928. |  | CHN | Guangdong
| Fankou |  | Basin hydrothermal | Mississippi Valley-type (MVT) | MVT zinc-lead | Zn, Pb | Ga | Zn, Pb, Ga | Wu et al., 2024 |  | 200-4-1-2-3 | 200-4-1-2-3-1 | underground mine |  |  |  |  | ore material | polished section | grab | mineral separate | [5 empty] | mineralisation | Sp1a, Sp1b, Sp2 | sphalerite |  | sphalerite | Sp1a (early replacement-infilling stage, core), Sp1b (early replacement-infilling stage, rim), Sp2 (late replacement-infilling stage) | euhedral-subhedral coarse-grained; anhedral grains | massive, banded, disseminated; core-rim texture; sector zoning; rhythm bands |  |  |  | pyrite, chalcopyrite, galena, dolomite, calcite, arsenopyrite, freibergite, pyrargyrite, argentite, goethite, ferrohydrite, anglesite, zincosite | polished into thin sections and polished mounts | EPMA | JEOL JXA-i SP100 electron probe micro-analyzer; NWR 193 nm Ar F Excimer laser-ablation system coupled to an iCAP RQ (ICPMS) | Laboratory of Marine Element and Isotope Facilities in Southern Marine Science and Engineering Guangdong Laboratory (Zhuhai, China); Guangzhou Tuoyan Analytical Technology Co., Ltd., Guangzhou, China | EPMA: accelerating voltage of 20 kV, a probe current of 20 nA, and a 5 μm beam. The peak counting time was 10 s for major elements (Zn, S, Fe), and 50 s for other minor elements (Cd, Ga, Ge, In, Au, and Ag). The background counting time was half of the peak counting time on the high- and low-energy background positions. Analytical results were reduced using the ZAF correction routines. LA-ICP-MS mapping: beam size of 15 μm and a repetition rate of 10 Hz. The depth of ablation during mapping was around 5 μm. | sphalerite for S and Zn, marcasite for Fe, cadmium for Cd, gallium phosphide for Ga, germanium for Ge, indium phosphide for In, gold for Au, and silver for Ag | [20 empty] | 0.115 | [21 empty] | 1.906 | [59 empty] | 32.914 | [39 empty] | 64.302 |  |  |  |  | 2024 | Wu, Y., Zheng, Y., Yu, P., Chen, X., Guo, L., Long, L., Hu, Z., Huang, Y., Chen, M., Lu, J., Ouyang, S., Chen, S. (2024). The world-class carbonate-hosted Fankou Zn-Pb deposit in China. Part III. Critical metal Ga is enriched in late stage and low temperature sphalerite. Ore Geology Reviews, 166, 105928. |  | CHN | Guangdong
| Fankou |  | Basin hydrothermal | Mississippi Valley-type (MVT) | MVT zinc-lead | Zn, Pb | Ga | Zn, Pb, Ga | Wu et al., 2024 |  | 240-133-1-1-2 | 240-133-1-1-2-1 | underground mine |  |  |  |  | ore material | polished section | grab | mineral separate | [5 empty] | mineralisation | Sp1a, Sp1b, Sp2 | sphalerite |  | sphalerite | Sp1a (early replacement-infilling stage, core), Sp1b (early replacement-infilling stage, rim), Sp2 (late replacement-infilling stage) | euhedral-subhedral coarse-grained; anhedral grains | massive, banded, disseminated; core-rim texture; sector zoning; rhythm bands |  |  |  | pyrite, chalcopyrite, galena, dolomite, calcite, arsenopyrite, freibergite, pyrargyrite, argentite, goethite, ferrohydrite, anglesite, zincosite | polished into thin sections and polished mounts | EPMA | JEOL JXA-i SP100 electron probe micro-analyzer; NWR 193 nm Ar F Excimer laser-ablation system coupled to an iCAP RQ (ICPMS) | Laboratory of Marine Element and Isotope Facilities in Southern Marine Science and Engineering Guangdong Laboratory (Zhuhai, China); Guangzhou Tuoyan Analytical Technology Co., Ltd., Guangzhou, China | EPMA: accelerating voltage of 20 kV, a probe current of 20 nA, and a 5 μm beam. The peak counting time was 10 s for major elements (Zn, S, Fe), and 50 s for other minor elements (Cd, Ga, Ge, In, Au, and Ag). The background counting time was half of the peak counting time on the high- and low-energy background positions. Analytical results were reduced using the ZAF correction routines. LA-ICP-MS mapping: beam size of 15 μm and a repetition rate of 10 Hz. The depth of ablation during mapping was around 5 μm. | sphalerite for S and Zn, marcasite for Fe, cadmium for Cd, gallium phosphide for Ga, germanium for Ge, indium phosphide for In, gold for Au, and silver for Ag | [6 empty] | 0.025 | [13 empty] | 0.14 | [21 empty] | 0.218 | [59 empty] | 32.782 | [39 empty] | 65.681 |  |  |  |  | 2024 | Wu, Y., Zheng, Y., Yu, P., Chen, X., Guo, L., Long, L., Hu, Z., Huang, Y., Chen, M., Lu, J., Ouyang, S., Chen, S. (2024). The world-class carbonate-hosted Fankou Zn-Pb deposit in China. Part III. Critical metal Ga is enriched in late stage and low temperature sphalerite. Ore Geology Reviews, 166, 105928. |  | CHN | Guangdong
| Fankou |  | Basin hydrothermal | Mississippi Valley-type (MVT) | MVT zinc-lead | Zn, Pb | Ga | Zn, Pb, Ga | Wu et al., 2024 |  | 240-133-1-1-3 | 240-133-1-1-3-1 | underground mine |  |  |  |  | ore material | polished section | grab | mineral separate | [5 empty] | mineralisation | Sp1a, Sp1b, Sp2 | sphalerite |  | sphalerite | Sp1a (early replacement-infilling stage, core), Sp1b (early replacement-infilling stage, rim), Sp2 (late replacement-infilling stage) | euhedral-subhedral coarse-grained; anhedral grains | massive, banded, disseminated; core-rim texture; sector zoning; rhythm bands |  |  |  | pyrite, chalcopyrite, galena, dolomite, calcite, arsenopyrite, freibergite, pyrargyrite, argentite, goethite, ferrohydrite, anglesite, zincosite | polished into thin sections and polished mounts | EPMA | JEOL JXA-i SP100 electron probe micro-analyzer; NWR 193 nm Ar F Excimer laser-ablation system coupled to an iCAP RQ (ICPMS) | Laboratory of Marine Element and Isotope Facilities in Southern Marine Science and Engineering Guangdong Laboratory (Zhuhai, China); Guangzhou Tuoyan Analytical Technology Co., Ltd., Guangzhou, China | EPMA: accelerating voltage of 20 kV, a probe current of 20 nA, and a 5 μm beam. The peak counting time was 10 s for major elements (Zn, S, Fe), and 50 s for other minor elements (Cd, Ga, Ge, In, Au, and Ag). The background counting time was half of the peak counting time on the high- and low-energy background positions. Analytical results were reduced using the ZAF correction routines. LA-ICP-MS mapping: beam size of 15 μm and a repetition rate of 10 Hz. The depth of ablation during mapping was around 5 μm. | sphalerite for S and Zn, marcasite for Fe, cadmium for Cd, gallium phosphide for Ga, germanium for Ge, indium phosphide for In, gold for Au, and silver for Ag | [20 empty] | 0.145 | [21 empty] | 0.149 | [13 empty] | 0.012 | [45 empty] | 32.915 | [39 empty] | 65.883 |  |  |  |  | 2024 | Wu, Y., Zheng, Y., Yu, P., Chen, X., Guo, L., Long, L., Hu, Z., Huang, Y., Chen, M., Lu, J., Ouyang, S., Chen, S. (2024). The world-class carbonate-hosted Fankou Zn-Pb deposit in China. Part III. Critical metal Ga is enriched in late stage and low temperature sphalerite. Ore Geology Reviews, 166, 105928. |  | CHN | Guangdong
| Fankou |  | Basin hydrothermal | Mississippi Valley-type (MVT) | MVT zinc-lead | Zn, Pb | Ga | Zn, Pb, Ga | Wu et al., 2024 |  | 240-133-1-1-6 | 240-133-1-1-6-1 | underground mine |  |  |  |  | ore material | polished section | grab | mineral separate | [5 empty] | mineralisation | Sp1a, Sp1b, Sp2 | sphalerite |  | sphalerite | Sp1a (early replacement-infilling stage, core), Sp1b (early replacement-infilling stage, rim), Sp2 (late replacement-infilling stage) | euhedral-subhedral coarse-grained; anhedral grains | massive, banded, disseminated; core-rim texture; sector zoning; rhythm bands |  |  |  | pyrite, chalcopyrite, galena, dolomite, calcite, arsenopyrite, freibergite, pyrargyrite, argentite, goethite, ferrohydrite, anglesite, zincosite | polished into thin sections and polished mounts | EPMA | JEOL JXA-i SP100 electron probe micro-analyzer; NWR 193 nm Ar F Excimer laser-ablation system coupled to an iCAP RQ (ICPMS) | Laboratory of Marine Element and Isotope Facilities in Southern Marine Science and Engineering Guangdong Laboratory (Zhuhai, China); Guangzhou Tuoyan Analytical Technology Co., Ltd., Guangzhou, China | EPMA: accelerating voltage of 20 kV, a probe current of 20 nA, and a 5 μm beam. The peak counting time was 10 s for major elements (Zn, S, Fe), and 50 s for other minor elements (Cd, Ga, Ge, In, Au, and Ag). The background counting time was half of the peak counting time on the high- and low-energy background positions. Analytical results were reduced using the ZAF correction routines. LA-ICP-MS mapping: beam size of 15 μm and a repetition rate of 10 Hz. The depth of ablation during mapping was around 5 μm. | sphalerite for S and Zn, marcasite for Fe, cadmium for Cd, gallium phosphide for Ga, germanium for Ge, indium phosphide for In, gold for Au, and silver for Ag | [20 empty] | 0.217 | [21 empty] | 2.29 | [59 empty] | 32.872 | [39 empty] | 63.131 |  |  |  |  | 2024 | Wu, Y., Zheng, Y., Yu, P., Chen, X., Guo, L., Long, L., Hu, Z., Huang, Y., Chen, M., Lu, J., Ouyang, S., Chen, S. (2024). The world-class carbonate-hosted Fankou Zn-Pb deposit in China. Part III. Critical metal Ga is enriched in late stage and low temperature sphalerite. Ore Geology Reviews, 166, 105928. |  | CHN | Guangdong
| Fankou |  | Basin hydrothermal | Mississippi Valley-type (MVT) | MVT zinc-lead | Zn, Pb | Ga | Zn, Pb, Ga | Wu et al., 2024 |  | 240-133-1-2-1 | 240-133-1-2-1-1 | underground mine |  |  |  |  | ore material | polished section | grab | mineral separate | [5 empty] | mineralisation | Sp1a, Sp1b, Sp2 | sphalerite |  | sphalerite | Sp1a (early replacement-infilling stage, core), Sp1b (early replacement-infilling stage, rim), Sp2 (late replacement-infilling stage) | euhedral-subhedral coarse-grained; anhedral grains | massive, banded, disseminated; core-rim texture; sector zoning; rhythm bands |  |  |  | pyrite, chalcopyrite, galena, dolomite, calcite, arsenopyrite, freibergite, pyrargyrite, argentite, goethite, ferrohydrite, anglesite, zincosite | polished into thin sections and polished mounts | EPMA | JEOL JXA-i SP100 electron probe micro-analyzer; NWR 193 nm Ar F Excimer laser-ablation system coupled to an iCAP RQ (ICPMS) | Laboratory of Marine Element and Isotope Facilities in Southern Marine Science and Engineering Guangdong Laboratory (Zhuhai, China); Guangzhou Tuoyan Analytical Technology Co., Ltd., Guangzhou, China | EPMA: accelerating voltage of 20 kV, a probe current of 20 nA, and a 5 μm beam. The peak counting time was 10 s for major elements (Zn, S, Fe), and 50 s for other minor elements (Cd, Ga, Ge, In, Au, and Ag). The background counting time was half of the peak counting time on the high- and low-energy background positions. Analytical results were reduced using the ZAF correction routines. LA-ICP-MS mapping: beam size of 15 μm and a repetition rate of 10 Hz. The depth of ablation during mapping was around 5 μm. | sphalerite for S and Zn, marcasite for Fe, cadmium for Cd, gallium phosphide for Ga, germanium for Ge, indium phosphide for In, gold for Au, and silver for Ag | [20 empty] | 0.208 | [21 empty] | 2.586 | [5 empty] | 0.054 | [53 empty] | 33.07 | [39 empty] | 63.204 |  |  |  |  | 2024 | Wu, Y., Zheng, Y., Yu, P., Chen, X., Guo, L., Long, L., Hu, Z., Huang, Y., Chen, M., Lu, J., Ouyang, S., Chen, S. (2024). The world-class carbonate-hosted Fankou Zn-Pb deposit in China. Part III. Critical metal Ga is enriched in late stage and low temperature sphalerite. Ore Geology Reviews, 166, 105928. |  | CHN | Guangdong
| Fankou |  | Basin hydrothermal | Mississippi Valley-type (MVT) | MVT zinc-lead | Zn, Pb | Ga | Zn, Pb, Ga | Wu et al., 2024 |  | 240-133-1-2-2 | 240-133-1-2-2-1 | underground mine |  |  |  |  | ore material | polished section | grab | mineral separate | [5 empty] | mineralisation | Sp1a, Sp1b, Sp2 | sphalerite |  | sphalerite | Sp1a (early replacement-infilling stage, core), Sp1b (early replacement-infilling stage, rim), Sp2 (late replacement-infilling stage) | euhedral-subhedral coarse-grained; anhedral grains | massive, banded, disseminated; core-rim texture; sector zoning; rhythm bands |  |  |  | pyrite, chalcopyrite, galena, dolomite, calcite, arsenopyrite, freibergite, pyrargyrite, argentite, goethite, ferrohydrite, anglesite, zincosite | polished into thin sections and polished mounts | EPMA | JEOL JXA-i SP100 electron probe micro-analyzer; NWR 193 nm Ar F Excimer laser-ablation system coupled to an iCAP RQ (ICPMS) | Laboratory of Marine Element and Isotope Facilities in Southern Marine Science and Engineering Guangdong Laboratory (Zhuhai, China); Guangzhou Tuoyan Analytical Technology Co., Ltd., Guangzhou, China | EPMA: accelerating voltage of 20 kV, a probe current of 20 nA, and a 5 μm beam. The peak counting time was 10 s for major elements (Zn, S, Fe), and 50 s for other minor elements (Cd, Ga, Ge, In, Au, and Ag). The background counting time was half of the peak counting time on the high- and low-energy background positions. Analytical results were reduced using the ZAF correction routines. LA-ICP-MS mapping: beam size of 15 μm and a repetition rate of 10 Hz. The depth of ablation during mapping was around 5 μm. | sphalerite for S and Zn, marcasite for Fe, cadmium for Cd, gallium phosphide for Ga, germanium for Ge, indium phosphide for In, gold for Au, and silver for Ag | [6 empty] | 0.025 | [13 empty] | 0.134 | [21 empty] | 0.857 | [13 empty] | 0.01 | [45 empty] | 33.024 | [39 empty] | 65.462 |  |  |  |  | 2024 | Wu, Y., Zheng, Y., Yu, P., Chen, X., Guo, L., Long, L., Hu, Z., Huang, Y., Chen, M., Lu, J., Ouyang, S., Chen, S. (2024). The world-class carbonate-hosted Fankou Zn-Pb deposit in China. Part III. Critical metal Ga is enriched in late stage and low temperature sphalerite. Ore Geology Reviews, 166, 105928. |  | CHN | Guangdong
| Fankou |  | Basin hydrothermal | Mississippi Valley-type (MVT) | MVT zinc-lead | Zn, Pb | Ga | Zn, Pb, Ga | Wu et al., 2024 |  | 400-146-1-1-2 | 400-146-1-1-2-1 | underground mine |  |  |  |  | ore material | polished section | grab | mineral separate | [5 empty] | mineralisation | Sp1a, Sp1b, Sp2 | sphalerite |  | sphalerite | Sp1a (early replacement-infilling stage, core), Sp1b (early replacement-infilling stage, rim), Sp2 (late replacement-infilling stage) | euhedral-subhedral coarse-grained; anhedral grains | massive, banded, disseminated; core-rim texture; sector zoning; rhythm bands |  |  |  | pyrite, chalcopyrite, galena, dolomite, calcite, arsenopyrite, freibergite, pyrargyrite, argentite, goethite, ferrohydrite, anglesite, zincosite | polished into thin sections and polished mounts | EPMA | JEOL JXA-i SP100 electron probe micro-analyzer; NWR 193 nm Ar F Excimer laser-ablation system coupled to an iCAP RQ (ICPMS) | Laboratory of Marine Element and Isotope Facilities in Southern Marine Science and Engineering Guangdong Laboratory (Zhuhai, China); Guangzhou Tuoyan Analytical Technology Co., Ltd., Guangzhou, China | EPMA: accelerating voltage of 20 kV, a probe current of 20 nA, and a 5 μm beam. The peak counting time was 10 s for major elements (Zn, S, Fe), and 50 s for other minor elements (Cd, Ga, Ge, In, Au, and Ag). The background counting time was half of the peak counting time on the high- and low-energy background positions. Analytical results were reduced using the ZAF correction routines. LA-ICP-MS mapping: beam size of 15 μm and a repetition rate of 10 Hz. The depth of ablation during mapping was around 5 μm. | sphalerite for S and Zn, marcasite for Fe, cadmium for Cd, gallium phosphide for Ga, germanium for Ge, indium phosphide for In, gold for Au, and silver for Ag | [20 empty] | 0.157 | [21 empty] | 1.463 | [59 empty] | 32.583 | [39 empty] | 64.984 |  |  |  |  | 2024 | Wu, Y., Zheng, Y., Yu, P., Chen, X., Guo, L., Long, L., Hu, Z., Huang, Y., Chen, M., Lu, J., Ouyang, S., Chen, S. (2024). The world-class carbonate-hosted Fankou Zn-Pb deposit in China. Part III. Critical metal Ga is enriched in late stage and low temperature sphalerite. Ore Geology Reviews, 166, 105928. |  | CHN | Guangdong
| Fankou |  | Basin hydrothermal | Mississippi Valley-type (MVT) | MVT zinc-lead | Zn, Pb | Ga | Zn, Pb, Ga | Wu et al., 2024 |  | 400-146-1-1-3 | 400-146-1-1-3-1 | underground mine |  |  |  |  | ore material | polished section | grab | mineral separate | [5 empty] | mineralisation | Sp1a, Sp1b, Sp2 | sphalerite |  | sphalerite | Sp1a (early replacement-infilling stage, core), Sp1b (early replacement-infilling stage, rim), Sp2 (late replacement-infilling stage) | euhedral-subhedral coarse-grained; anhedral grains | massive, banded, disseminated; core-rim texture; sector zoning; rhythm bands |  |  |  | pyrite, chalcopyrite, galena, dolomite, calcite, arsenopyrite, freibergite, pyrargyrite, argentite, goethite, ferrohydrite, anglesite, zincosite | polished into thin sections and polished mounts | EPMA | JEOL JXA-i SP100 electron probe micro-analyzer; NWR 193 nm Ar F Excimer laser-ablation system coupled to an iCAP RQ (ICPMS) | Laboratory of Marine Element and Isotope Facilities in Southern Marine Science and Engineering Guangdong Laboratory (Zhuhai, China); Guangzhou Tuoyan Analytical Technology Co., Ltd., Guangzhou, China | EPMA: accelerating voltage of 20 kV, a probe current of 20 nA, and a 5 μm beam. The peak counting time was 10 s for major elements (Zn, S, Fe), and 50 s for other minor elements (Cd, Ga, Ge, In, Au, and Ag). The background counting time was half of the peak counting time on the high- and low-energy background positions. Analytical results were reduced using the ZAF correction routines. LA-ICP-MS mapping: beam size of 15 μm and a repetition rate of 10 Hz. The depth of ablation during mapping was around 5 μm. | sphalerite for S and Zn, marcasite for Fe, cadmium for Cd, gallium phosphide for Ga, germanium for Ge, indium phosphide for In, gold for Au, and silver for Ag | [6 empty] | 0.05 | [13 empty] | 0.172 | [21 empty] | 0.669 |  | 0.085 | [57 empty] | 32.733 | [39 empty] | 65.628 |  |  |  |  | 2024 | Wu, Y., Zheng, Y., Yu, P., Chen, X., Guo, L., Long, L., Hu, Z., Huang, Y., Chen, M., Lu, J., Ouyang, S., Chen, S. (2024). The world-class carbonate-hosted Fankou Zn-Pb deposit in China. Part III. Critical metal Ga is enriched in late stage and low temperature sphalerite. Ore Geology Reviews, 166, 105928. |  | CHN | Guangdong
| Fankou |  | Basin hydrothermal | Mississippi Valley-type (MVT) | MVT zinc-lead | Zn, Pb | Ga | Zn, Pb, Ga | Wu et al., 2024 |  | 400-146-1-2-4 | 400-146-1-2-4-1 | underground mine |  |  |  |  | ore material | polished section | grab | mineral separate | [5 empty] | mineralisation | Sp1a, Sp1b, Sp2 | sphalerite |  | sphalerite | Sp1a (early replacement-infilling stage, core), Sp1b (early replacement-infilling stage, rim), Sp2 (late replacement-infilling stage) | euhedral-subhedral coarse-grained; anhedral grains | massive, banded, disseminated; core-rim texture; sector zoning; rhythm bands |  |  |  | pyrite, chalcopyrite, galena, dolomite, calcite, arsenopyrite, freibergite, pyrargyrite, argentite, goethite, ferrohydrite, anglesite, zincosite | polished into thin sections and polished mounts | EPMA | JEOL JXA-i SP100 electron probe micro-analyzer; NWR 193 nm Ar F Excimer laser-ablation system coupled to an iCAP RQ (ICPMS) | Laboratory of Marine Element and Isotope Facilities in Southern Marine Science and Engineering Guangdong Laboratory (Zhuhai, China); Guangzhou Tuoyan Analytical Technology Co., Ltd., Guangzhou, China | EPMA: accelerating voltage of 20 kV, a probe current of 20 nA, and a 5 μm beam. The peak counting time was 10 s for major elements (Zn, S, Fe), and 50 s for other minor elements (Cd, Ga, Ge, In, Au, and Ag). The background counting time was half of the peak counting time on the high- and low-energy background positions. Analytical results were reduced using the ZAF correction routines. LA-ICP-MS mapping: beam size of 15 μm and a repetition rate of 10 Hz. The depth of ablation during mapping was around 5 μm. | sphalerite for S and Zn, marcasite for Fe, cadmium for Cd, gallium phosphide for Ga, germanium for Ge, indium phosphide for In, gold for Au, and silver for Ag | [6 empty] | 0.013 | [13 empty] | 0.152 | [21 empty] | 1.177 | [59 empty] | 32.832 | [39 empty] | 64.888 |  |  |  |  | 2024 | Wu, Y., Zheng, Y., Yu, P., Chen, X., Guo, L., Long, L., Hu, Z., Huang, Y., Chen, M., Lu, J., Ouyang, S., Chen, S. (2024). The world-class carbonate-hosted Fankou Zn-Pb deposit in China. Part III. Critical metal Ga is enriched in late stage and low temperature sphalerite. Ore Geology Reviews, 166, 105928. |  | CHN | Guangdong
| Fankou |  | Basin hydrothermal | Mississippi Valley-type (MVT) | MVT zinc-lead | Zn, Pb | Ga | Zn, Pb, Ga | Wu et al., 2024 |  | 400-146-1-2-5 | 400-146-1-2-5-1 | underground mine |  |  |  |  | ore material | polished section | grab | mineral separate | [5 empty] | mineralisation | Sp1a, Sp1b, Sp2 | sphalerite |  | sphalerite | Sp1a (early replacement-infilling stage, core), Sp1b (early replacement-infilling stage, rim), Sp2 (late replacement-infilling stage) | euhedral-subhedral coarse-grained; anhedral grains | massive, banded, disseminated; core-rim texture; sector zoning; rhythm bands |  |  |  | pyrite, chalcopyrite, galena, dolomite, calcite, arsenopyrite, freibergite, pyrargyrite, argentite, goethite, ferrohydrite, anglesite, zincosite | polished into thin sections and polished mounts | EPMA | JEOL JXA-i SP100 electron probe micro-analyzer; NWR 193 nm Ar F Excimer laser-ablation system coupled to an iCAP RQ (ICPMS) | Laboratory of Marine Element and Isotope Facilities in Southern Marine Science and Engineering Guangdong Laboratory (Zhuhai, China); Guangzhou Tuoyan Analytical Technology Co., Ltd., Guangzhou, China | EPMA: accelerating voltage of 20 kV, a probe current of 20 nA, and a 5 μm beam. The peak counting time was 10 s for major elements (Zn, S, Fe), and 50 s for other minor elements (Cd, Ga, Ge, In, Au, and Ag). The background counting time was half of the peak counting time on the high- and low-energy background positions. Analytical results were reduced using the ZAF correction routines. LA-ICP-MS mapping: beam size of 15 μm and a repetition rate of 10 Hz. The depth of ablation during mapping was around 5 μm. | sphalerite for S and Zn, marcasite for Fe, cadmium for Cd, gallium phosphide for Ga, germanium for Ge, indium phosphide for In, gold for Au, and silver for Ag | [20 empty] | 0.157 | [21 empty] | 1.614 | [13 empty] | 0.015 | [45 empty] | 32.807 | [39 empty] | 63.538 |  |  |  |  | 2024 | Wu, Y., Zheng, Y., Yu, P., Chen, X., Guo, L., Long, L., Hu, Z., Huang, Y., Chen, M., Lu, J., Ouyang, S., Chen, S. (2024). The world-class carbonate-hosted Fankou Zn-Pb deposit in China. Part III. Critical metal Ga is enriched in late stage and low temperature sphalerite. Ore Geology Reviews, 166, 105928. |  | CHN | Guangdong
| Fankou |  | Basin hydrothermal | Mississippi Valley-type (MVT) | MVT zinc-lead | Zn, Pb | Ga | Zn, Pb, Ga | Wu et al., 2024 |  | 500-90-1-1-1 | 500-90-1-1-1-1 | underground mine |  |  |  |  | ore material | polished section | grab | mineral separate | [5 empty] | mineralisation | Sp1a, Sp1b, Sp2 | sphalerite |  | sphalerite | Sp1a (early replacement-infilling stage, core), Sp1b (early replacement-infilling stage, rim), Sp2 (late replacement-infilling stage) | euhedral-subhedral coarse-grained; anhedral grains | massive, banded, disseminated; core-rim texture; sector zoning; rhythm bands |  |  |  | pyrite, chalcopyrite, galena, dolomite, calcite, arsenopyrite, freibergite, pyrargyrite, argentite, goethite, ferrohydrite, anglesite, zincosite | polished into thin sections and polished mounts | EPMA | JEOL JXA-i SP100 electron probe micro-analyzer; NWR 193 nm Ar F Excimer laser-ablation system coupled to an iCAP RQ (ICPMS) | Laboratory of Marine Element and Isotope Facilities in Southern Marine Science and Engineering Guangdong Laboratory (Zhuhai, China); Guangzhou Tuoyan Analytical Technology Co., Ltd., Guangzhou, China | EPMA: accelerating voltage of 20 kV, a probe current of 20 nA, and a 5 μm beam. The peak counting time was 10 s for major elements (Zn, S, Fe), and 50 s for other minor elements (Cd, Ga, Ge, In, Au, and Ag). The background counting time was half of the peak counting time on the high- and low-energy background positions. Analytical results were reduced using the ZAF correction routines. LA-ICP-MS mapping: beam size of 15 μm and a repetition rate of 10 Hz. The depth of ablation during mapping was around 5 μm. | sphalerite for S and Zn, marcasite for Fe, cadmium for Cd, gallium phosphide for Ga, germanium for Ge, indium phosphide for In, gold for Au, and silver for Ag | [20 empty] | 0.143 | [21 empty] | 1.917 | [59 empty] | 32.97 | [39 empty] | 65.023 |  |  |  |  | 2024 | Wu, Y., Zheng, Y., Yu, P., Chen, X., Guo, L., Long, L., Hu, Z., Huang, Y., Chen, M., Lu, J., Ouyang, S., Chen, S. (2024). The world-class carbonate-hosted Fankou Zn-Pb deposit in China. Part III. Critical metal Ga is enriched in late stage and low temperature sphalerite. Ore Geology Reviews, 166, 105928. |  | CHN | Guangdong
| Fankou |  | Basin hydrothermal | Mississippi Valley-type (MVT) | MVT zinc-lead | Zn, Pb | Ga | Zn, Pb, Ga | Wu et al., 2024 |  | 500-90-1-1-3 | 500-90-1-1-3-1 | underground mine |  |  |  |  | ore material | polished section | grab | mineral separate | [5 empty] | mineralisation | Sp1a, Sp1b, Sp2 | sphalerite |  | sphalerite | Sp1a (early replacement-infilling stage, core), Sp1b (early replacement-infilling stage, rim), Sp2 (late replacement-infilling stage) | euhedral-subhedral coarse-grained; anhedral grains | massive, banded, disseminated; core-rim texture; sector zoning; rhythm bands |  |  |  | pyrite, chalcopyrite, galena, dolomite, calcite, arsenopyrite, freibergite, pyrargyrite, argentite, goethite, ferrohydrite, anglesite, zincosite | polished into thin sections and polished mounts | EPMA | JEOL JXA-i SP100 electron probe micro-analyzer; NWR 193 nm Ar F Excimer laser-ablation system coupled to an iCAP RQ (ICPMS) | Laboratory of Marine Element and Isotope Facilities in Southern Marine Science and Engineering Guangdong Laboratory (Zhuhai, China); Guangzhou Tuoyan Analytical Technology Co., Ltd., Guangzhou, China | EPMA: accelerating voltage of 20 kV, a probe current of 20 nA, and a 5 μm beam. The peak counting time was 10 s for major elements (Zn, S, Fe), and 50 s for other minor elements (Cd, Ga, Ge, In, Au, and Ag). The background counting time was half of the peak counting time on the high- and low-energy background positions. Analytical results were reduced using the ZAF correction routines. LA-ICP-MS mapping: beam size of 15 μm and a repetition rate of 10 Hz. The depth of ablation during mapping was around 5 μm. | sphalerite for S and Zn, marcasite for Fe, cadmium for Cd, gallium phosphide for Ga, germanium for Ge, indium phosphide for In, gold for Au, and silver for Ag | [6 empty] | 0.065 | [13 empty] | 0.144 | [21 empty] | 2.65 | [59 empty] | 33.164 | [39 empty] | 62.979 |  |  |  |  | 2024 | Wu, Y., Zheng, Y., Yu, P., Chen, X., Guo, L., Long, L., Hu, Z., Huang, Y., Chen, M., Lu, J., Ouyang, S., Chen, S. (2024). The world-class carbonate-hosted Fankou Zn-Pb deposit in China. Part III. Critical metal Ga is enriched in late stage and low temperature sphalerite. Ore Geology Reviews, 166, 105928. |  | CHN | Guangdong
| Fankou |  | Basin hydrothermal | Mississippi Valley-type (MVT) | MVT zinc-lead | Zn, Pb | Ga | Zn, Pb, Ga | Wu et al., 2024 |  | 500-90-1-1-4 | 500-90-1-1-4-1 | underground mine |  |  |  |  | ore material | polished section | grab | mineral separate | [5 empty] | mineralisation | Sp1a, Sp1b, Sp2 | sphalerite |  | sphalerite | Sp1a (early replacement-infilling stage, core), Sp1b (early replacement-infilling stage, rim), Sp2 (late replacement-infilling stage) | euhedral-subhedral coarse-grained; anhedral grains | massive, banded, disseminated; core-rim texture; sector zoning; rhythm bands |  |  |  | pyrite, chalcopyrite, galena, dolomite, calcite, arsenopyrite, freibergite, pyrargyrite, argentite, goethite, ferrohydrite, anglesite, zincosite | polished into thin sections and polished mounts | EPMA | JEOL JXA-i SP100 electron probe micro-analyzer; NWR 193 nm Ar F Excimer laser-ablation system coupled to an iCAP RQ (ICPMS) | Laboratory of Marine Element and Isotope Facilities in Southern Marine Science and Engineering Guangdong Laboratory (Zhuhai, China); Guangzhou Tuoyan Analytical Technology Co., Ltd., Guangzhou, China | EPMA: accelerating voltage of 20 kV, a probe current of 20 nA, and a 5 μm beam. The peak counting time was 10 s for major elements (Zn, S, Fe), and 50 s for other minor elements (Cd, Ga, Ge, In, Au, and Ag). The background counting time was half of the peak counting time on the high- and low-energy background positions. Analytical results were reduced using the ZAF correction routines. LA-ICP-MS mapping: beam size of 15 μm and a repetition rate of 10 Hz. The depth of ablation during mapping was around 5 μm. | sphalerite for S and Zn, marcasite for Fe, cadmium for Cd, gallium phosphide for Ga, germanium for Ge, indium phosphide for In, gold for Au, and silver for Ag | [20 empty] | 0.148 | [21 empty] | 3.657 | [59 empty] | 33.383 | [39 empty] | 62.355 |  |  |  |  | 2024 | Wu, Y., Zheng, Y., Yu, P., Chen, X., Guo, L., Long, L., Hu, Z., Huang, Y., Chen, M., Lu, J., Ouyang, S., Chen, S. (2024). The world-class carbonate-hosted Fankou Zn-Pb deposit in China. Part III. Critical metal Ga is enriched in late stage and low temperature sphalerite. Ore Geology Reviews, 166, 105928. |  | CHN | Guangdong
| Fankou |  | Basin hydrothermal | Mississippi Valley-type (MVT) | MVT zinc-lead | Zn, Pb | Ga | Zn, Pb, Ga | Wu et al., 2024 |  | 500-90-1-2-1 | 500-90-1-2-1-1 | underground mine |  |  |  |  | ore material | polished section | grab | mineral separate | [5 empty] | mineralisation | Sp1a, Sp1b, Sp2 | sphalerite |  | sphalerite | Sp1a (early replacement-infilling stage, core), Sp1b (early replacement-infilling stage, rim), Sp2 (late replacement-infilling stage) | euhedral-subhedral coarse-grained; anhedral grains | massive, banded, disseminated; core-rim texture; sector zoning; rhythm bands |  |  |  | pyrite, chalcopyrite, galena, dolomite, calcite, arsenopyrite, freibergite, pyrargyrite, argentite, goethite, ferrohydrite, anglesite, zincosite | polished into thin sections and polished mounts | EPMA | JEOL JXA-i SP100 electron probe micro-analyzer; NWR 193 nm Ar F Excimer laser-ablation system coupled to an iCAP RQ (ICPMS) | Laboratory of Marine Element and Isotope Facilities in Southern Marine Science and Engineering Guangdong Laboratory (Zhuhai, China); Guangzhou Tuoyan Analytical Technology Co., Ltd., Guangzhou, China | EPMA: accelerating voltage of 20 kV, a probe current of 20 nA, and a 5 μm beam. The peak counting time was 10 s for major elements (Zn, S, Fe), and 50 s for other minor elements (Cd, Ga, Ge, In, Au, and Ag). The background counting time was half of the peak counting time on the high- and low-energy background positions. Analytical results were reduced using the ZAF correction routines. LA-ICP-MS mapping: beam size of 15 μm and a repetition rate of 10 Hz. The depth of ablation during mapping was around 5 μm. | sphalerite for S and Zn, marcasite for Fe, cadmium for Cd, gallium phosphide for Ga, germanium for Ge, indium phosphide for In, gold for Au, and silver for Ag | [6 empty] | 0.037 | [13 empty] | 0.149 | [21 empty] | 3.17 | [59 empty] | 32.972 | [39 empty] | 63.453 |  |  |  |  | 2024 | Wu, Y., Zheng, Y., Yu, P., Chen, X., Guo, L., Long, L., Hu, Z., Huang, Y., Chen, M., Lu, J., Ouyang, S., Chen, S. (2024). The world-class carbonate-hosted Fankou Zn-Pb deposit in China. Part III. Critical metal Ga is enriched in late stage and low temperature sphalerite. Ore Geology Reviews, 166, 105928. |  | CHN | Guangdong
| Fankou |  | Basin hydrothermal | Mississippi Valley-type (MVT) | MVT zinc-lead | Zn, Pb | Ga | Zn, Pb, Ga | Wu et al., 2024 |  | 500-90-1-2-2 | 500-90-1-2-2-1 | underground mine |  |  |  |  | ore material | polished section | grab | mineral separate | [5 empty] | mineralisation | Sp1a, Sp1b, Sp2 | sphalerite |  | sphalerite | Sp1a (early replacement-infilling stage, core), Sp1b (early replacement-infilling stage, rim), Sp2 (late replacement-infilling stage) | euhedral-subhedral coarse-grained; anhedral grains | massive, banded, disseminated; core-rim texture; sector zoning; rhythm bands |  |  |  | pyrite, chalcopyrite, galena, dolomite, calcite, arsenopyrite, freibergite, pyrargyrite, argentite, goethite, ferrohydrite, anglesite, zincosite | polished into thin sections and polished mounts | EPMA | JEOL JXA-i SP100 electron probe micro-analyzer; NWR 193 nm Ar F Excimer laser-ablation system coupled to an iCAP RQ (ICPMS) | Laboratory of Marine Element and Isotope Facilities in Southern Marine Science and Engineering Guangdong Laboratory (Zhuhai, China); Guangzhou Tuoyan Analytical Technology Co., Ltd., Guangzhou, China | EPMA: accelerating voltage of 20 kV, a probe current of 20 nA, and a 5 μm beam. The peak counting time was 10 s for major elements (Zn, S, Fe), and 50 s for other minor elements (Cd, Ga, Ge, In, Au, and Ag). The background counting time was half of the peak counting time on the high- and low-energy background positions. Analytical results were reduced using the ZAF correction routines. LA-ICP-MS mapping: beam size of 15 μm and a repetition rate of 10 Hz. The depth of ablation during mapping was around 5 μm. | sphalerite for S and Zn, marcasite for Fe, cadmium for Cd, gallium phosphide for Ga, germanium for Ge, indium phosphide for In, gold for Au, and silver for Ag | [20 empty] | 0.14 | [21 empty] | 2.115 | [59 empty] | 33.25 | [39 empty] | 64.662 |  |  |  |  | 2024 | Wu, Y., Zheng, Y., Yu, P., Chen, X., Guo, L., Long, L., Hu, Z., Huang, Y., Chen, M., Lu, J., Ouyang, S., Chen, S. (2024). The world-class carbonate-hosted Fankou Zn-Pb deposit in China. Part III. Critical metal Ga is enriched in late stage and low temperature sphalerite. Ore Geology Reviews, 166, 105928. |  | CHN | Guangdong
| Fankou |  | Basin hydrothermal | Mississippi Valley-type (MVT) | MVT zinc-lead | Zn, Pb | Ga | Zn, Pb, Ga | Wu et al., 2024 |  | 500-90-1-2-4 | 500-90-1-2-4-1 | underground mine |  |  |  |  | ore material | polished section | grab | mineral separate | [5 empty] | mineralisation | Sp1a, Sp1b, Sp2 | sphalerite |  | sphalerite | Sp1a (early replacement-infilling stage, core), Sp1b (early replacement-infilling stage, rim), Sp2 (late replacement-infilling stage) | euhedral-subhedral coarse-grained; anhedral grains | massive, banded, disseminated; core-rim texture; sector zoning; rhythm bands |  |  |  | pyrite, chalcopyrite, galena, dolomite, calcite, arsenopyrite, freibergite, pyrargyrite, argentite, goethite, ferrohydrite, anglesite, zincosite | polished into thin sections and polished mounts | EPMA | JEOL JXA-i SP100 electron probe micro-analyzer; NWR 193 nm Ar F Excimer laser-ablation system coupled to an iCAP RQ (ICPMS) | Laboratory of Marine Element and Isotope Facilities in Southern Marine Science and Engineering Guangdong Laboratory (Zhuhai, China); Guangzhou Tuoyan Analytical Technology Co., Ltd., Guangzhou, China | EPMA: accelerating voltage of 20 kV, a probe current of 20 nA, and a 5 μm beam. The peak counting time was 10 s for major elements (Zn, S, Fe), and 50 s for other minor elements (Cd, Ga, Ge, In, Au, and Ag). The background counting time was half of the peak counting time on the high- and low-energy background positions. Analytical results were reduced using the ZAF correction routines. LA-ICP-MS mapping: beam size of 15 μm and a repetition rate of 10 Hz. The depth of ablation during mapping was around 5 μm. | sphalerite for S and Zn, marcasite for Fe, cadmium for Cd, gallium phosphide for Ga, germanium for Ge, indium phosphide for In, gold for Au, and silver for Ag | [20 empty] | 0.2 | [21 empty] | 5.047 | [59 empty] | 32.806 | [39 empty] | 60.603 |  |  |  |  | 2024 | Wu, Y., Zheng, Y., Yu, P., Chen, X., Guo, L., Long, L., Hu, Z., Huang, Y., Chen, M., Lu, J., Ouyang, S., Chen, S. (2024). The world-class carbonate-hosted Fankou Zn-Pb deposit in China. Part III. Critical metal Ga is enriched in late stage and low temperature sphalerite. Ore Geology Reviews, 166, 105928. |  | CHN | Guangdong
| Fankou |  | Basin hydrothermal | Mississippi Valley-type (MVT) | MVT zinc-lead | Zn, Pb | Ga | Zn, Pb, Ga | Wu et al., 2024 |  | 500-86-1-1-2 | 500-86-1-1-2-1 | underground mine |  |  |  |  | ore material | polished section | grab | mineral separate | [5 empty] | mineralisation | Sp1a, Sp1b, Sp2 | sphalerite |  | sphalerite | Sp1a (early replacement-infilling stage, core), Sp1b (early replacement-infilling stage, rim), Sp2 (late replacement-infilling stage) | euhedral-subhedral coarse-grained; anhedral grains | massive, banded, disseminated; core-rim texture; sector zoning; rhythm bands |  |  |  | pyrite, chalcopyrite, galena, dolomite, calcite, arsenopyrite, freibergite, pyrargyrite, argentite, goethite, ferrohydrite, anglesite, zincosite | polished into thin sections and polished mounts | EPMA | JEOL JXA-i SP100 electron probe micro-analyzer; NWR 193 nm Ar F Excimer laser-ablation system coupled to an iCAP RQ (ICPMS) | Laboratory of Marine Element and Isotope Facilities in Southern Marine Science and Engineering Guangdong Laboratory (Zhuhai, China); Guangzhou Tuoyan Analytical Technology Co., Ltd., Guangzhou, China | EPMA: accelerating voltage of 20 kV, a probe current of 20 nA, and a 5 μm beam. The peak counting time was 10 s for major elements (Zn, S, Fe), and 50 s for other minor elements (Cd, Ga, Ge, In, Au, and Ag). The background counting time was half of the peak counting time on the high- and low-energy background positions. Analytical results were reduced using the ZAF correction routines. LA-ICP-MS mapping: beam size of 15 μm and a repetition rate of 10 Hz. The depth of ablation during mapping was around 5 μm. | sphalerite for S and Zn, marcasite for Fe, cadmium for Cd, gallium phosphide for Ga, germanium for Ge, indium phosphide for In, gold for Au, and silver for Ag | [6 empty] | 0.078 | [13 empty] | 0.145 | [21 empty] | 2.737 | [59 empty] | 32.93 | [39 empty] | 62.394 |  |  |  |  | 2024 | Wu, Y., Zheng, Y., Yu, P., Chen, X., Guo, L., Long, L., Hu, Z., Huang, Y., Chen, M., Lu, J., Ouyang, S., Chen, S. (2024). The world-class carbonate-hosted Fankou Zn-Pb deposit in China. Part III. Critical metal Ga is enriched in late stage and low temperature sphalerite. Ore Geology Reviews, 166, 105928. |  | CHN | Guangdong
| Fankou |  | Basin hydrothermal | Mississippi Valley-type (MVT) | MVT zinc-lead | Zn, Pb | Ga | Zn, Pb, Ga | Wu et al., 2024 |  | 500-86-1-1-3 | 500-86-1-1-3-1 | underground mine |  |  |  |  | ore material | polished section | grab | mineral separate | [5 empty] | mineralisation | Sp1a, Sp1b, Sp2 | sphalerite |  | sphalerite | Sp1a (early replacement-infilling stage, core), Sp1b (early replacement-infilling stage, rim), Sp2 (late replacement-infilling stage) | euhedral-subhedral coarse-grained; anhedral grains | massive, banded, disseminated; core-rim texture; sector zoning; rhythm bands |  |  |  | pyrite, chalcopyrite, galena, dolomite, calcite, arsenopyrite, freibergite, pyrargyrite, argentite, goethite, ferrohydrite, anglesite, zincosite | polished into thin sections and polished mounts | EPMA | JEOL JXA-i SP100 electron probe micro-analyzer; NWR 193 nm Ar F Excimer laser-ablation system coupled to an iCAP RQ (ICPMS) | Laboratory of Marine Element and Isotope Facilities in Southern Marine Science and Engineering Guangdong Laboratory (Zhuhai, China); Guangzhou Tuoyan Analytical Technology Co., Ltd., Guangzhou, China | EPMA: accelerating voltage of 20 kV, a probe current of 20 nA, and a 5 μm beam. The peak counting time was 10 s for major elements (Zn, S, Fe), and 50 s for other minor elements (Cd, Ga, Ge, In, Au, and Ag). The background counting time was half of the peak counting time on the high- and low-energy background positions. Analytical results were reduced using the ZAF correction routines. LA-ICP-MS mapping: beam size of 15 μm and a repetition rate of 10 Hz. The depth of ablation during mapping was around 5 μm. | sphalerite for S and Zn, marcasite for Fe, cadmium for Cd, gallium phosphide for Ga, germanium for Ge, indium phosphide for In, gold for Au, and silver for Ag | [6 empty] | 0.019 | [13 empty] | 0.176 | [21 empty] | 1.189 | [59 empty] | 33.077 | [39 empty] | 63.961 |  |  |  |  | 2024 | Wu, Y., Zheng, Y., Yu, P., Chen, X., Guo, L., Long, L., Hu, Z., Huang, Y., Chen, M., Lu, J., Ouyang, S., Chen, S. (2024). The world-class carbonate-hosted Fankou Zn-Pb deposit in China. Part III. Critical metal Ga is enriched in late stage and low temperature sphalerite. Ore Geology Reviews, 166, 105928. |  | CHN | Guangdong
| Fankou |  | Basin hydrothermal | Mississippi Valley-type (MVT) | MVT zinc-lead | Zn, Pb | Ga | Zn, Pb, Ga | Wu et al., 2024 |  | 500-86-1-1-4 | 500-86-1-1-4-1 | underground mine |  |  |  |  | ore material | polished section | grab | mineral separate | [5 empty] | mineralisation | Sp1a, Sp1b, Sp2 | sphalerite |  | sphalerite | Sp1a (early replacement-infilling stage, core), Sp1b (early replacement-infilling stage, rim), Sp2 (late replacement-infilling stage) | euhedral-subhedral coarse-grained; anhedral grains | massive, banded, disseminated; core-rim texture; sector zoning; rhythm bands |  |  |  | pyrite, chalcopyrite, galena, dolomite, calcite, arsenopyrite, freibergite, pyrargyrite, argentite, goethite, ferrohydrite, anglesite, zincosite | polished into thin sections and polished mounts | EPMA | JEOL JXA-i SP100 electron probe micro-analyzer; NWR 193 nm Ar F Excimer laser-ablation system coupled to an iCAP RQ (ICPMS) | Laboratory of Marine Element and Isotope Facilities in Southern Marine Science and Engineering Guangdong Laboratory (Zhuhai, China); Guangzhou Tuoyan Analytical Technology Co., Ltd., Guangzhou, China | EPMA: accelerating voltage of 20 kV, a probe current of 20 nA, and a 5 μm beam. The peak counting time was 10 s for major elements (Zn, S, Fe), and 50 s for other minor elements (Cd, Ga, Ge, In, Au, and Ag). The background counting time was half of the peak counting time on the high- and low-energy background positions. Analytical results were reduced using the ZAF correction routines. LA-ICP-MS mapping: beam size of 15 μm and a repetition rate of 10 Hz. The depth of ablation during mapping was around 5 μm. | sphalerite for S and Zn, marcasite for Fe, cadmium for Cd, gallium phosphide for Ga, germanium for Ge, indium phosphide for In, gold for Au, and silver for Ag | [20 empty] | 0.178 | [21 empty] | 1.666 | [59 empty] | 32.988 | [39 empty] | 63.397 |  |  |  |  | 2024 | Wu, Y., Zheng, Y., Yu, P., Chen, X., Guo, L., Long, L., Hu, Z., Huang, Y., Chen, M., Lu, J., Ouyang, S., Chen, S. (2024). The world-class carbonate-hosted Fankou Zn-Pb deposit in China. Part III. Critical metal Ga is enriched in late stage and low temperature sphalerite. Ore Geology Reviews, 166, 105928. |  | CHN | Guangdong
| Fankou |  | Basin hydrothermal | Mississippi Valley-type (MVT) | MVT zinc-lead | Zn, Pb | Ga | Zn, Pb, Ga | Wu et al., 2024 |  | 500-86-1-1-5 | 500-86-1-1-5-1 | underground mine |  |  |  |  | ore material | polished section | grab | mineral separate | [5 empty] | mineralisation | Sp1a, Sp1b, Sp2 | sphalerite |  | sphalerite | Sp1a (early replacement-infilling stage, core), Sp1b (early replacement-infilling stage, rim), Sp2 (late replacement-infilling stage) | euhedral-subhedral coarse-grained; anhedral grains | massive, banded, disseminated; core-rim texture; sector zoning; rhythm bands |  |  |  | pyrite, chalcopyrite, galena, dolomite, calcite, arsenopyrite, freibergite, pyrargyrite, argentite, goethite, ferrohydrite, anglesite, zincosite | polished into thin sections and polished mounts | EPMA | JEOL JXA-i SP100 electron probe micro-analyzer; NWR 193 nm Ar F Excimer laser-ablation system coupled to an iCAP RQ (ICPMS) | Laboratory of Marine Element and Isotope Facilities in Southern Marine Science and Engineering Guangdong Laboratory (Zhuhai, China); Guangzhou Tuoyan Analytical Technology Co., Ltd., Guangzhou, China | EPMA: accelerating voltage of 20 kV, a probe current of 20 nA, and a 5 μm beam. The peak counting time was 10 s for major elements (Zn, S, Fe), and 50 s for other minor elements (Cd, Ga, Ge, In, Au, and Ag). The background counting time was half of the peak counting time on the high- and low-energy background positions. Analytical results were reduced using the ZAF correction routines. LA-ICP-MS mapping: beam size of 15 μm and a repetition rate of 10 Hz. The depth of ablation during mapping was around 5 μm. | sphalerite for S and Zn, marcasite for Fe, cadmium for Cd, gallium phosphide for Ga, germanium for Ge, indium phosphide for In, gold for Au, and silver for Ag | [20 empty] | 0.105 | [21 empty] | 2.256 | [13 empty] | 0.01 | [45 empty] | 33.007 | [39 empty] | 62.702 |  |  |  |  | 2024 | Wu, Y., Zheng, Y., Yu, P., Chen, X., Guo, L., Long, L., Hu, Z., Huang, Y., Chen, M., Lu, J., Ouyang, S., Chen, S. (2024). The world-class carbonate-hosted Fankou Zn-Pb deposit in China. Part III. Critical metal Ga is enriched in late stage and low temperature sphalerite. Ore Geology Reviews, 166, 105928. |  | CHN | Guangdong
| Fankou |  | Basin hydrothermal | Mississippi Valley-type (MVT) | MVT zinc-lead | Zn, Pb | Ga | Zn, Pb, Ga | Wu et al., 2024 |  | 500-86-1-1-7 | 500-86-1-1-7-1 | underground mine |  |  |  |  | ore material | polished section | grab | mineral separate | [5 empty] | mineralisation | Sp1a, Sp1b, Sp2 | sphalerite |  | sphalerite | Sp1a (early replacement-infilling stage, core), Sp1b (early replacement-infilling stage, rim), Sp2 (late replacement-infilling stage) | euhedral-subhedral coarse-grained; anhedral grains | massive, banded, disseminated; core-rim texture; sector zoning; rhythm bands |  |  |  | pyrite, chalcopyrite, galena, dolomite, calcite, arsenopyrite, freibergite, pyrargyrite, argentite, goethite, ferrohydrite, anglesite, zincosite | polished into thin sections and polished mounts | EPMA | JEOL JXA-i SP100 electron probe micro-analyzer; NWR 193 nm Ar F Excimer laser-ablation system coupled to an iCAP RQ (ICPMS) | Laboratory of Marine Element and Isotope Facilities in Southern Marine Science and Engineering Guangdong Laboratory (Zhuhai, China); Guangzhou Tuoyan Analytical Technology Co., Ltd., Guangzhou, China | EPMA: accelerating voltage of 20 kV, a probe current of 20 nA, and a 5 μm beam. The peak counting time was 10 s for major elements (Zn, S, Fe), and 50 s for other minor elements (Cd, Ga, Ge, In, Au, and Ag). The background counting time was half of the peak counting time on the high- and low-energy background positions. Analytical results were reduced using the ZAF correction routines. LA-ICP-MS mapping: beam size of 15 μm and a repetition rate of 10 Hz. The depth of ablation during mapping was around 5 μm. | sphalerite for S and Zn, marcasite for Fe, cadmium for Cd, gallium phosphide for Ga, germanium for Ge, indium phosphide for In, gold for Au, and silver for Ag | [20 empty] | 0.129 | [21 empty] | 2.632 | [59 empty] | 32.948 | [39 empty] | 62.709 |  |  |  |  | 2024 | Wu, Y., Zheng, Y., Yu, P., Chen, X., Guo, L., Long, L., Hu, Z., Huang, Y., Chen, M., Lu, J., Ouyang, S., Chen, S. (2024). The world-class carbonate-hosted Fankou Zn-Pb deposit in China. Part III. Critical metal Ga is enriched in late stage and low temperature sphalerite. Ore Geology Reviews, 166, 105928. |  | CHN | Guangdong
| Fankou |  | Basin hydrothermal | Mississippi Valley-type (MVT) | MVT zinc-lead | Zn, Pb | Ga | Zn, Pb, Ga | Wu et al., 2024 |  | 500-86-1-1-8 | 500-86-1-1-8-1 | underground mine |  |  |  |  | ore material | polished section | grab | mineral separate | [5 empty] | mineralisation | Sp1a, Sp1b, Sp2 | sphalerite |  | sphalerite | Sp1a (early replacement-infilling stage, core), Sp1b (early replacement-infilling stage, rim), Sp2 (late replacement-infilling stage) | euhedral-subhedral coarse-grained; anhedral grains | massive, banded, disseminated; core-rim texture; sector zoning; rhythm bands |  |  |  | pyrite, chalcopyrite, galena, dolomite, calcite, arsenopyrite, freibergite, pyrargyrite, argentite, goethite, ferrohydrite, anglesite, zincosite | polished into thin sections and polished mounts | EPMA | JEOL JXA-i SP100 electron probe micro-analyzer; NWR 193 nm Ar F Excimer laser-ablation system coupled to an iCAP RQ (ICPMS) | Laboratory of Marine Element and Isotope Facilities in Southern Marine Science and Engineering Guangdong Laboratory (Zhuhai, China); Guangzhou Tuoyan Analytical Technology Co., Ltd., Guangzhou, China | EPMA: accelerating voltage of 20 kV, a probe current of 20 nA, and a 5 μm beam. The peak counting time was 10 s for major elements (Zn, S, Fe), and 50 s for other minor elements (Cd, Ga, Ge, In, Au, and Ag). The background counting time was half of the peak counting time on the high- and low-energy background positions. Analytical results were reduced using the ZAF correction routines. LA-ICP-MS mapping: beam size of 15 μm and a repetition rate of 10 Hz. The depth of ablation during mapping was around 5 μm. | sphalerite for S and Zn, marcasite for Fe, cadmium for Cd, gallium phosphide for Ga, germanium for Ge, indium phosphide for In, gold for Au, and silver for Ag | [6 empty] | 0.037 | [13 empty] | 0.132 | [21 empty] | 3.971 | [13 empty] | 0.011 | [45 empty] | 33.025 | [39 empty] | 61.476 |  |  |  |  | 2024 | Wu, Y., Zheng, Y., Yu, P., Chen, X., Guo, L., Long, L., Hu, Z., Huang, Y., Chen, M., Lu, J., Ouyang, S., Chen, S. (2024). The world-class carbonate-hosted Fankou Zn-Pb deposit in China. Part III. Critical metal Ga is enriched in late stage and low temperature sphalerite. Ore Geology Reviews, 166, 105928. |  | CHN | Guangdong
| Fankou |  | Basin hydrothermal | Mississippi Valley-type (MVT) | MVT zinc-lead | Zn, Pb | Ga | Zn, Pb, Ga | Wu et al., 2024 |  | 500-86-1-1-9 | 500-86-1-1-9-1 | underground mine |  |  |  |  | ore material | polished section | grab | mineral separate | [5 empty] | mineralisation | Sp1a, Sp1b, Sp2 | sphalerite |  | sphalerite | Sp1a (early replacement-infilling stage, core), Sp1b (early replacement-infilling stage, rim), Sp2 (late replacement-infilling stage) | euhedral-subhedral coarse-grained; anhedral grains | massive, banded, disseminated; core-rim texture; sector zoning; rhythm bands |  |  |  | pyrite, chalcopyrite, galena, dolomite, calcite, arsenopyrite, freibergite, pyrargyrite, argentite, goethite, ferrohydrite, anglesite, zincosite | polished into thin sections and polished mounts | EPMA | JEOL JXA-i SP100 electron probe micro-analyzer; NWR 193 nm Ar F Excimer laser-ablation system coupled to an iCAP RQ (ICPMS) | Laboratory of Marine Element and Isotope Facilities in Southern Marine Science and Engineering Guangdong Laboratory (Zhuhai, China); Guangzhou Tuoyan Analytical Technology Co., Ltd., Guangzhou, China | EPMA: accelerating voltage of 20 kV, a probe current of 20 nA, and a 5 μm beam. The peak counting time was 10 s for major elements (Zn, S, Fe), and 50 s for other minor elements (Cd, Ga, Ge, In, Au, and Ag). The background counting time was half of the peak counting time on the high- and low-energy background positions. Analytical results were reduced using the ZAF correction routines. LA-ICP-MS mapping: beam size of 15 μm and a repetition rate of 10 Hz. The depth of ablation during mapping was around 5 μm. | sphalerite for S and Zn, marcasite for Fe, cadmium for Cd, gallium phosphide for Ga, germanium for Ge, indium phosphide for In, gold for Au, and silver for Ag | [20 empty] | 0.059 | [21 empty] | 3.925 | [59 empty] | 32.841 | [39 empty] | 61.333 |  |  |  |  | 2024 | Wu, Y., Zheng, Y., Yu, P., Chen, X., Guo, L., Long, L., Hu, Z., Huang, Y., Chen, M., Lu, J., Ouyang, S., Chen, S. (2024). The world-class carbonate-hosted Fankou Zn-Pb deposit in China. Part III. Critical metal Ga is enriched in late stage and low temperature sphalerite. Ore Geology Reviews, 166, 105928. |  | CHN | Guangdong
| Fankou |  | Basin hydrothermal | Mississippi Valley-type (MVT) | MVT zinc-lead | Zn, Pb | Ga | Zn, Pb, Ga | Wu et al., 2024 |  | 500-86-1-2-1 | 500-86-1-2-1-1 | underground mine |  |  |  |  | ore material | polished section | grab | mineral separate | [5 empty] | mineralisation | Sp1a, Sp1b, Sp2 | sphalerite |  | sphalerite | Sp1a (early replacement-infilling stage, core), Sp1b (early replacement-infilling stage, rim), Sp2 (late replacement-infilling stage) | euhedral-subhedral coarse-grained; anhedral grains | massive, banded, disseminated; core-rim texture; sector zoning; rhythm bands |  |  |  | pyrite, chalcopyrite, galena, dolomite, calcite, arsenopyrite, freibergite, pyrargyrite, argentite, goethite, ferrohydrite, anglesite, zincosite | polished into thin sections and polished mounts | EPMA | JEOL JXA-i SP100 electron probe micro-analyzer; NWR 193 nm Ar F Excimer laser-ablation system coupled to an iCAP RQ (ICPMS) | Laboratory of Marine Element and Isotope Facilities in Southern Marine Science and Engineering Guangdong Laboratory (Zhuhai, China); Guangzhou Tuoyan Analytical Technology Co., Ltd., Guangzhou, China | EPMA: accelerating voltage of 20 kV, a probe current of 20 nA, and a 5 μm beam. The peak counting time was 10 s for major elements (Zn, S, Fe), and 50 s for other minor elements (Cd, Ga, Ge, In, Au, and Ag). The background counting time was half of the peak counting time on the high- and low-energy background positions. Analytical results were reduced using the ZAF correction routines. LA-ICP-MS mapping: beam size of 15 μm and a repetition rate of 10 Hz. The depth of ablation during mapping was around 5 μm. | sphalerite for S and Zn, marcasite for Fe, cadmium for Cd, gallium phosphide for Ga, germanium for Ge, indium phosphide for In, gold for Au, and silver for Ag | [20 empty] | 0.125 | [21 empty] | 3.318 | [13 empty] | 0.022 | [45 empty] | 33.278 | [39 empty] | 61.843 |  |  |  |  | 2024 | Wu, Y., Zheng, Y., Yu, P., Chen, X., Guo, L., Long, L., Hu, Z., Huang, Y., Chen, M., Lu, J., Ouyang, S., Chen, S. (2024). The world-class carbonate-hosted Fankou Zn-Pb deposit in China. Part III. Critical metal Ga is enriched in late stage and low temperature sphalerite. Ore Geology Reviews, 166, 105928. |  | CHN | Guangdong
| Fankou |  | Basin hydrothermal | Mississippi Valley-type (MVT) | MVT zinc-lead | Zn, Pb | Ga | Zn, Pb, Ga | Wu et al., 2024 |  | 500-86-1-2-2 | 500-86-1-2-2-1 | underground mine |  |  |  |  | ore material | polished section | grab | mineral separate | [5 empty] | mineralisation | Sp1a, Sp1b, Sp2 | sphalerite |  | sphalerite | Sp1a (early replacement-infilling stage, core), Sp1b (early replacement-infilling stage, rim), Sp2 (late replacement-infilling stage) | euhedral-subhedral coarse-grained; anhedral grains | massive, banded, disseminated; core-rim texture; sector zoning; rhythm bands |  |  |  | pyrite, chalcopyrite, galena, dolomite, calcite, arsenopyrite, freibergite, pyrargyrite, argentite, goethite, ferrohydrite, anglesite, zincosite | polished into thin sections and polished mounts | EPMA | JEOL JXA-i SP100 electron probe micro-analyzer; NWR 193 nm Ar F Excimer laser-ablation system coupled to an iCAP RQ (ICPMS) | Laboratory of Marine Element and Isotope Facilities in Southern Marine Science and Engineering Guangdong Laboratory (Zhuhai, China); Guangzhou Tuoyan Analytical Technology Co., Ltd., Guangzhou, China | EPMA: accelerating voltage of 20 kV, a probe current of 20 nA, and a 5 μm beam. The peak counting time was 10 s for major elements (Zn, S, Fe), and 50 s for other minor elements (Cd, Ga, Ge, In, Au, and Ag). The background counting time was half of the peak counting time on the high- and low-energy background positions. Analytical results were reduced using the ZAF correction routines. LA-ICP-MS mapping: beam size of 15 μm and a repetition rate of 10 Hz. The depth of ablation during mapping was around 5 μm. | sphalerite for S and Zn, marcasite for Fe, cadmium for Cd, gallium phosphide for Ga, germanium for Ge, indium phosphide for In, gold for Au, and silver for Ag | [6 empty] | 0.016 | [13 empty] | 0.124 | [21 empty] | 2.937 | [59 empty] | 33.273 | [39 empty] | 62.651 |  |  |  |  | 2024 | Wu, Y., Zheng, Y., Yu, P., Chen, X., Guo, L., Long, L., Hu, Z., Huang, Y., Chen, M., Lu, J., Ouyang, S., Chen, S. (2024). The world-class carbonate-hosted Fankou Zn-Pb deposit in China. Part III. Critical metal Ga is enriched in late stage and low temperature sphalerite. Ore Geology Reviews, 166, 105928. |  | CHN | Guangdong
| Fankou |  | Basin hydrothermal | Mississippi Valley-type (MVT) | MVT zinc-lead | Zn, Pb | Ga | Zn, Pb, Ga | Wu et al., 2024 |  | 500-86-1-2-3 | 500-86-1-2-3-1 | underground mine |  |  |  |  | ore material | polished section | grab | mineral separate | [5 empty] | mineralisation | Sp1a, Sp1b, Sp2 | sphalerite |  | sphalerite | Sp1a (early replacement-infilling stage, core), Sp1b (early replacement-infilling stage, rim), Sp2 (late replacement-infilling stage) | euhedral-subhedral coarse-grained; anhedral grains | massive, banded, disseminated; core-rim texture; sector zoning; rhythm bands |  |  |  | pyrite, chalcopyrite, galena, dolomite, calcite, arsenopyrite, freibergite, pyrargyrite, argentite, goethite, ferrohydrite, anglesite, zincosite | polished into thin sections and polished mounts | EPMA | JEOL JXA-i SP100 electron probe micro-analyzer; NWR 193 nm Ar F Excimer laser-ablation system coupled to an iCAP RQ (ICPMS) | Laboratory of Marine Element and Isotope Facilities in Southern Marine Science and Engineering Guangdong Laboratory (Zhuhai, China); Guangzhou Tuoyan Analytical Technology Co., Ltd., Guangzhou, China | EPMA: accelerating voltage of 20 kV, a probe current of 20 nA, and a 5 μm beam. The peak counting time was 10 s for major elements (Zn, S, Fe), and 50 s for other minor elements (Cd, Ga, Ge, In, Au, and Ag). The background counting time was half of the peak counting time on the high- and low-energy background positions. Analytical results were reduced using the ZAF correction routines. LA-ICP-MS mapping: beam size of 15 μm and a repetition rate of 10 Hz. The depth of ablation during mapping was around 5 μm. | sphalerite for S and Zn, marcasite for Fe, cadmium for Cd, gallium phosphide for Ga, germanium for Ge, indium phosphide for In, gold for Au, and silver for Ag | [20 empty] | 0.108 | [21 empty] | 2.153 | [13 empty] | 0.01 | [45 empty] | 32.761 | [39 empty] | 63.235 |  |  |  |  | 2024 | Wu, Y., Zheng, Y., Yu, P., Chen, X., Guo, L., Long, L., Hu, Z., Huang, Y., Chen, M., Lu, J., Ouyang, S., Chen, S. (2024). The world-class carbonate-hosted Fankou Zn-Pb deposit in China. Part III. Critical metal Ga is enriched in late stage and low temperature sphalerite. Ore Geology Reviews, 166, 105928. |  | CHN | Guangdong
| Fankou |  | Basin hydrothermal | Mississippi Valley-type (MVT) | MVT zinc-lead | Zn, Pb | Ga | Zn, Pb, Ga | Wu et al., 2024 |  | 500-86-1-2-4 | 500-86-1-2-4-1 | underground mine |  |  |  |  | ore material | polished section | grab | mineral separate | [5 empty] | mineralisation | Sp1a, Sp1b, Sp2 | sphalerite |  | sphalerite | Sp1a (early replacement-infilling stage, core), Sp1b (early replacement-infilling stage, rim), Sp2 (late replacement-infilling stage) | euhedral-subhedral coarse-grained; anhedral grains | massive, banded, disseminated; core-rim texture; sector zoning; rhythm bands |  |  |  | pyrite, chalcopyrite, galena, dolomite, calcite, arsenopyrite, freibergite, pyrargyrite, argentite, goethite, ferrohydrite, anglesite, zincosite | polished into thin sections and polished mounts | EPMA | JEOL JXA-i SP100 electron probe micro-analyzer; NWR 193 nm Ar F Excimer laser-ablation system coupled to an iCAP RQ (ICPMS) | Laboratory of Marine Element and Isotope Facilities in Southern Marine Science and Engineering Guangdong Laboratory (Zhuhai, China); Guangzhou Tuoyan Analytical Technology Co., Ltd., Guangzhou, China | EPMA: accelerating voltage of 20 kV, a probe current of 20 nA, and a 5 μm beam. The peak counting time was 10 s for major elements (Zn, S, Fe), and 50 s for other minor elements (Cd, Ga, Ge, In, Au, and Ag). The background counting time was half of the peak counting time on the high- and low-energy background positions. Analytical results were reduced using the ZAF correction routines. LA-ICP-MS mapping: beam size of 15 μm and a repetition rate of 10 Hz. The depth of ablation during mapping was around 5 μm. | sphalerite for S and Zn, marcasite for Fe, cadmium for Cd, gallium phosphide for Ga, germanium for Ge, indium phosphide for In, gold for Au, and silver for Ag | [20 empty] | 0.135 | [21 empty] | 2.663 | [13 empty] | 0.014 | [45 empty] | 33.111 | [39 empty] | 63.394 |  |  |  |  | 2024 | Wu, Y., Zheng, Y., Yu, P., Chen, X., Guo, L., Long, L., Hu, Z., Huang, Y., Chen, M., Lu, J., Ouyang, S., Chen, S. (2024). The world-class carbonate-hosted Fankou Zn-Pb deposit in China. Part III. Critical metal Ga is enriched in late stage and low temperature sphalerite. Ore Geology Reviews, 166, 105928. |  | CHN | Guangdong
| Fankou |  | Basin hydrothermal | Mississippi Valley-type (MVT) | MVT zinc-lead | Zn, Pb | Ga | Zn, Pb, Ga | Wu et al., 2024 |  | 500-86-1-2-5 | 500-86-1-2-5-1 | underground mine |  |  |  |  | ore material | polished section | grab | mineral separate | [5 empty] | mineralisation | Sp1a, Sp1b, Sp2 | sphalerite |  | sphalerite | Sp1a (early replacement-infilling stage, core), Sp1b (early replacement-infilling stage, rim), Sp2 (late replacement-infilling stage) | euhedral-subhedral coarse-grained; anhedral grains | massive, banded, disseminated; core-rim texture; sector zoning; rhythm bands |  |  |  | pyrite, chalcopyrite, galena, dolomite, calcite, arsenopyrite, freibergite, pyrargyrite, argentite, goethite, ferrohydrite, anglesite, zincosite | polished into thin sections and polished mounts | EPMA | JEOL JXA-i SP100 electron probe micro-analyzer; NWR 193 nm Ar F Excimer laser-ablation system coupled to an iCAP RQ (ICPMS) | Laboratory of Marine Element and Isotope Facilities in Southern Marine Science and Engineering Guangdong Laboratory (Zhuhai, China); Guangzhou Tuoyan Analytical Technology Co., Ltd., Guangzhou, China | EPMA: accelerating voltage of 20 kV, a probe current of 20 nA, and a 5 μm beam. The peak counting time was 10 s for major elements (Zn, S, Fe), and 50 s for other minor elements (Cd, Ga, Ge, In, Au, and Ag). The background counting time was half of the peak counting time on the high- and low-energy background positions. Analytical results were reduced using the ZAF correction routines. LA-ICP-MS mapping: beam size of 15 μm and a repetition rate of 10 Hz. The depth of ablation during mapping was around 5 μm. | sphalerite for S and Zn, marcasite for Fe, cadmium for Cd, gallium phosphide for Ga, germanium for Ge, indium phosphide for In, gold for Au, and silver for Ag | [6 empty] | 0.019 | [13 empty] | 0.132 | [21 empty] | 2.516 |  | 0.019 | [57 empty] | 33.436 | [39 empty] | 63.01 |  |  |  |  | 2024 | Wu, Y., Zheng, Y., Yu, P., Chen, X., Guo, L., Long, L., Hu, Z., Huang, Y., Chen, M., Lu, J., Ouyang, S., Chen, S. (2024). The world-class carbonate-hosted Fankou Zn-Pb deposit in China. Part III. Critical metal Ga is enriched in late stage and low temperature sphalerite. Ore Geology Reviews, 166, 105928. |  | CHN | Guangdong
| Fankou |  | Basin hydrothermal | Mississippi Valley-type (MVT) | MVT zinc-lead | Zn, Pb | Ga | Zn, Pb, Ga | Wu et al., 2024 |  | 500-86-1-2-6 | 500-86-1-2-6-1 | underground mine |  |  |  |  | ore material | polished section | grab | mineral separate | [5 empty] | mineralisation | Sp1a, Sp1b, Sp2 | sphalerite |  | sphalerite | Sp1a (early replacement-infilling stage, core), Sp1b (early replacement-infilling stage, rim), Sp2 (late replacement-infilling stage) | euhedral-subhedral coarse-grained; anhedral grains | massive, banded, disseminated; core-rim texture; sector zoning; rhythm bands |  |  |  | pyrite, chalcopyrite, galena, dolomite, calcite, arsenopyrite, freibergite, pyrargyrite, argentite, goethite, ferrohydrite, anglesite, zincosite | polished into thin sections and polished mounts | EPMA | JEOL JXA-i SP100 electron probe micro-analyzer; NWR 193 nm Ar F Excimer laser-ablation system coupled to an iCAP RQ (ICPMS) | Laboratory of Marine Element and Isotope Facilities in Southern Marine Science and Engineering Guangdong Laboratory (Zhuhai, China); Guangzhou Tuoyan Analytical Technology Co., Ltd., Guangzhou, China | EPMA: accelerating voltage of 20 kV, a probe current of 20 nA, and a 5 μm beam. The peak counting time was 10 s for major elements (Zn, S, Fe), and 50 s for other minor elements (Cd, Ga, Ge, In, Au, and Ag). The background counting time was half of the peak counting time on the high- and low-energy background positions. Analytical results were reduced using the ZAF correction routines. LA-ICP-MS mapping: beam size of 15 μm and a repetition rate of 10 Hz. The depth of ablation during mapping was around 5 μm. | sphalerite for S and Zn, marcasite for Fe, cadmium for Cd, gallium phosphide for Ga, germanium for Ge, indium phosphide for In, gold for Au, and silver for Ag | [20 empty] | 0.154 | [21 empty] | 2.939 | [59 empty] | 33.064 | [39 empty] | 62.22 |  |  |  |  | 2024 | Wu, Y., Zheng, Y., Yu, P., Chen, X., Guo, L., Long, L., Hu, Z., Huang, Y., Chen, M., Lu, J., Ouyang, S., Chen, S. (2024). The world-class carbonate-hosted Fankou Zn-Pb deposit in China. Part III. Critical metal Ga is enriched in late stage and low temperature sphalerite. Ore Geology Reviews, 166, 105928. |  | CHN | Guangdong
| Fankou |  | Basin hydrothermal | Mississippi Valley-type (MVT) | MVT zinc-lead | Zn, Pb | Ga | Zn, Pb, Ga | Wu et al., 2024 |  | 550-95-1-1-1 | 550-95-1-1-1-1 | underground mine |  |  |  |  | ore material | polished section | grab | mineral separate | [5 empty] | mineralisation | Sp1a, Sp1b, Sp2 | sphalerite |  | sphalerite | Sp1a (early replacement-infilling stage, core), Sp1b (early replacement-infilling stage, rim), Sp2 (late replacement-infilling stage) | euhedral-subhedral coarse-grained; anhedral grains | massive, banded, disseminated; core-rim texture; sector zoning; rhythm bands |  |  |  | pyrite, chalcopyrite, galena, dolomite, calcite, arsenopyrite, freibergite, pyrargyrite, argentite, goethite, ferrohydrite, anglesite, zincosite | polished into thin sections and polished mounts | EPMA | JEOL JXA-i SP100 electron probe micro-analyzer; NWR 193 nm Ar F Excimer laser-ablation system coupled to an iCAP RQ (ICPMS) | Laboratory of Marine Element and Isotope Facilities in Southern Marine Science and Engineering Guangdong Laboratory (Zhuhai, China); Guangzhou Tuoyan Analytical Technology Co., Ltd., Guangzhou, China | EPMA: accelerating voltage of 20 kV, a probe current of 20 nA, and a 5 μm beam. The peak counting time was 10 s for major elements (Zn, S, Fe), and 50 s for other minor elements (Cd, Ga, Ge, In, Au, and Ag). The background counting time was half of the peak counting time on the high- and low-energy background positions. Analytical results were reduced using the ZAF correction routines. LA-ICP-MS mapping: beam size of 15 μm and a repetition rate of 10 Hz. The depth of ablation during mapping was around 5 μm. | sphalerite for S and Zn, marcasite for Fe, cadmium for Cd, gallium phosphide for Ga, germanium for Ge, indium phosphide for In, gold for Au, and silver for Ag | [6 empty] | 0.013 | [13 empty] | 0.129 | [21 empty] | 2.452 | [59 empty] | 32.952 | [39 empty] | 63.784 |  |  |  |  | 2024 | Wu, Y., Zheng, Y., Yu, P., Chen, X., Guo, L., Long, L., Hu, Z., Huang, Y., Chen, M., Lu, J., Ouyang, S., Chen, S. (2024). The world-class carbonate-hosted Fankou Zn-Pb deposit in China. Part III. Critical metal Ga is enriched in late stage and low temperature sphalerite. Ore Geology Reviews, 166, 105928. |  | CHN | Guangdong
| Fankou |  | Basin hydrothermal | Mississippi Valley-type (MVT) | MVT zinc-lead | Zn, Pb | Ga | Zn, Pb, Ga | Wu et al., 2024 |  | 550-95-1-1-2 | 550-95-1-1-2-1 | underground mine |  |  |  |  | ore material | polished section | grab | mineral separate | [5 empty] | mineralisation | Sp1a, Sp1b, Sp2 | sphalerite |  | sphalerite | Sp1a (early replacement-infilling stage, core), Sp1b (early replacement-infilling stage, rim), Sp2 (late replacement-infilling stage) | euhedral-subhedral coarse-grained; anhedral grains | massive, banded, disseminated; core-rim texture; sector zoning; rhythm bands |  |  |  | pyrite, chalcopyrite, galena, dolomite, calcite, arsenopyrite, freibergite, pyrargyrite, argentite, goethite, ferrohydrite, anglesite, zincosite | polished into thin sections and polished mounts | EPMA | JEOL JXA-i SP100 electron probe micro-analyzer; NWR 193 nm Ar F Excimer laser-ablation system coupled to an iCAP RQ (ICPMS) | Laboratory of Marine Element and Isotope Facilities in Southern Marine Science and Engineering Guangdong Laboratory (Zhuhai, China); Guangzhou Tuoyan Analytical Technology Co., Ltd., Guangzhou, China | EPMA: accelerating voltage of 20 kV, a probe current of 20 nA, and a 5 μm beam. The peak counting time was 10 s for major elements (Zn, S, Fe), and 50 s for other minor elements (Cd, Ga, Ge, In, Au, and Ag). The background counting time was half of the peak counting time on the high- and low-energy background positions. Analytical results were reduced using the ZAF correction routines. LA-ICP-MS mapping: beam size of 15 μm and a repetition rate of 10 Hz. The depth of ablation during mapping was around 5 μm. | sphalerite for S and Zn, marcasite for Fe, cadmium for Cd, gallium phosphide for Ga, germanium for Ge, indium phosphide for In, gold for Au, and silver for Ag | [6 empty] | 0.072 | [13 empty] | 0.132 | [21 empty] | 2.736 | [59 empty] | 33.002 | [39 empty] | 64.036 |  |  |  |  | 2024 | Wu, Y., Zheng, Y., Yu, P., Chen, X., Guo, L., Long, L., Hu, Z., Huang, Y., Chen, M., Lu, J., Ouyang, S., Chen, S. (2024). The world-class carbonate-hosted Fankou Zn-Pb deposit in China. Part III. Critical metal Ga is enriched in late stage and low temperature sphalerite. Ore Geology Reviews, 166, 105928. |  | CHN | Guangdong
| Fankou |  | Basin hydrothermal | Mississippi Valley-type (MVT) | MVT zinc-lead | Zn, Pb | Ga | Zn, Pb, Ga | Wu et al., 2024 |  | 550-95-1-1-3 | 550-95-1-1-3-1 | underground mine |  |  |  |  | ore material | polished section | grab | mineral separate | [5 empty] | mineralisation | Sp1a, Sp1b, Sp2 | sphalerite |  | sphalerite | Sp1a (early replacement-infilling stage, core), Sp1b (early replacement-infilling stage, rim), Sp2 (late replacement-infilling stage) | euhedral-subhedral coarse-grained; anhedral grains | massive, banded, disseminated; core-rim texture; sector zoning; rhythm bands |  |  |  | pyrite, chalcopyrite, galena, dolomite, calcite, arsenopyrite, freibergite, pyrargyrite, argentite, goethite, ferrohydrite, anglesite, zincosite | polished into thin sections and polished mounts | EPMA | JEOL JXA-i SP100 electron probe micro-analyzer; NWR 193 nm Ar F Excimer laser-ablation system coupled to an iCAP RQ (ICPMS) | Laboratory of Marine Element and Isotope Facilities in Southern Marine Science and Engineering Guangdong Laboratory (Zhuhai, China); Guangzhou Tuoyan Analytical Technology Co., Ltd., Guangzhou, China | EPMA: accelerating voltage of 20 kV, a probe current of 20 nA, and a 5 μm beam. The peak counting time was 10 s for major elements (Zn, S, Fe), and 50 s for other minor elements (Cd, Ga, Ge, In, Au, and Ag). The background counting time was half of the peak counting time on the high- and low-energy background positions. Analytical results were reduced using the ZAF correction routines. LA-ICP-MS mapping: beam size of 15 μm and a repetition rate of 10 Hz. The depth of ablation during mapping was around 5 μm. | sphalerite for S and Zn, marcasite for Fe, cadmium for Cd, gallium phosphide for Ga, germanium for Ge, indium phosphide for In, gold for Au, and silver for Ag | [6 empty] | 0.015 | [13 empty] | 0.182 | [21 empty] | 4.368 | [59 empty] | 33.198 | [39 empty] | 61.404 |  |  |  |  | 2024 | Wu, Y., Zheng, Y., Yu, P., Chen, X., Guo, L., Long, L., Hu, Z., Huang, Y., Chen, M., Lu, J., Ouyang, S., Chen, S. (2024). The world-class carbonate-hosted Fankou Zn-Pb deposit in China. Part III. Critical metal Ga is enriched in late stage and low temperature sphalerite. Ore Geology Reviews, 166, 105928. |  | CHN | Guangdong
| Fankou |  | Basin hydrothermal | Mississippi Valley-type (MVT) | MVT zinc-lead | Zn, Pb | Ga | Zn, Pb, Ga | Wu et al., 2024 |  | 550-95-1-1-4 | 550-95-1-1-4-1 | underground mine |  |  |  |  | ore material | polished section | grab | mineral separate | [5 empty] | mineralisation | Sp1a, Sp1b, Sp2 | sphalerite |  | sphalerite | Sp1a (early replacement-infilling stage, core), Sp1b (early replacement-infilling stage, rim), Sp2 (late replacement-infilling stage) | euhedral-subhedral coarse-grained; anhedral grains | massive, banded, disseminated; core-rim texture; sector zoning; rhythm bands |  |  |  | pyrite, chalcopyrite, galena, dolomite, calcite, arsenopyrite, freibergite, pyrargyrite, argentite, goethite, ferrohydrite, anglesite, zincosite | polished into thin sections and polished mounts | EPMA | JEOL JXA-i SP100 electron probe micro-analyzer; NWR 193 nm Ar F Excimer laser-ablation system coupled to an iCAP RQ (ICPMS) | Laboratory of Marine Element and Isotope Facilities in Southern Marine Science and Engineering Guangdong Laboratory (Zhuhai, China); Guangzhou Tuoyan Analytical Technology Co., Ltd., Guangzhou, China | EPMA: accelerating voltage of 20 kV, a probe current of 20 nA, and a 5 μm beam. The peak counting time was 10 s for major elements (Zn, S, Fe), and 50 s for other minor elements (Cd, Ga, Ge, In, Au, and Ag). The background counting time was half of the peak counting time on the high- and low-energy background positions. Analytical results were reduced using the ZAF correction routines. LA-ICP-MS mapping: beam size of 15 μm and a repetition rate of 10 Hz. The depth of ablation during mapping was around 5 μm. | sphalerite for S and Zn, marcasite for Fe, cadmium for Cd, gallium phosphide for Ga, germanium for Ge, indium phosphide for In, gold for Au, and silver for Ag | [20 empty] | 0.116 | [21 empty] | 2.07 | [59 empty] | 32.935 | [39 empty] | 64.121 |  |  |  |  | 2024 | Wu, Y., Zheng, Y., Yu, P., Chen, X., Guo, L., Long, L., Hu, Z., Huang, Y., Chen, M., Lu, J., Ouyang, S., Chen, S. (2024). The world-class carbonate-hosted Fankou Zn-Pb deposit in China. Part III. Critical metal Ga is enriched in late stage and low temperature sphalerite. Ore Geology Reviews, 166, 105928. |  | CHN | Guangdong
| Fankou |  | Basin hydrothermal | Mississippi Valley-type (MVT) | MVT zinc-lead | Zn, Pb | Ga | Zn, Pb, Ga | Wu et al., 2024 |  | 550-95-1-1-5 | 550-95-1-1-5-1 | underground mine |  |  |  |  | ore material | polished section | grab | mineral separate | [5 empty] | mineralisation | Sp1a, Sp1b, Sp2 | sphalerite |  | sphalerite | Sp1a (early replacement-infilling stage, core), Sp1b (early replacement-infilling stage, rim), Sp2 (late replacement-infilling stage) | euhedral-subhedral coarse-grained; anhedral grains | massive, banded, disseminated; core-rim texture; sector zoning; rhythm bands |  |  |  | pyrite, chalcopyrite, galena, dolomite, calcite, arsenopyrite, freibergite, pyrargyrite, argentite, goethite, ferrohydrite, anglesite, zincosite | polished into thin sections and polished mounts | EPMA | JEOL JXA-i SP100 electron probe micro-analyzer; NWR 193 nm Ar F Excimer laser-ablation system coupled to an iCAP RQ (ICPMS) | Laboratory of Marine Element and Isotope Facilities in Southern Marine Science and Engineering Guangdong Laboratory (Zhuhai, China); Guangzhou Tuoyan Analytical Technology Co., Ltd., Guangzhou, China | EPMA: accelerating voltage of 20 kV, a probe current of 20 nA, and a 5 μm beam. The peak counting time was 10 s for major elements (Zn, S, Fe), and 50 s for other minor elements (Cd, Ga, Ge, In, Au, and Ag). The background counting time was half of the peak counting time on the high- and low-energy background positions. Analytical results were reduced using the ZAF correction routines. LA-ICP-MS mapping: beam size of 15 μm and a repetition rate of 10 Hz. The depth of ablation during mapping was around 5 μm. | sphalerite for S and Zn, marcasite for Fe, cadmium for Cd, gallium phosphide for Ga, germanium for Ge, indium phosphide for In, gold for Au, and silver for Ag | [20 empty] | 0.077 | [21 empty] | 1.5 | [59 empty] | 33.233 | [39 empty] | 65.016 |  |  |  |  | 2024 | Wu, Y., Zheng, Y., Yu, P., Chen, X., Guo, L., Long, L., Hu, Z., Huang, Y., Chen, M., Lu, J., Ouyang, S., Chen, S. (2024). The world-class carbonate-hosted Fankou Zn-Pb deposit in China. Part III. Critical metal Ga is enriched in late stage and low temperature sphalerite. Ore Geology Reviews, 166, 105928. |  | CHN | Guangdong
| Fankou |  | Basin hydrothermal | Mississippi Valley-type (MVT) | MVT zinc-lead | Zn, Pb | Ga | Zn, Pb, Ga | Wu et al., 2024 |  | 550-95-1-1-6 | 550-95-1-1-6-1 | underground mine |  |  |  |  | ore material | polished section | grab | mineral separate | [5 empty] | mineralisation | Sp1a, Sp1b, Sp2 | sphalerite |  | sphalerite | Sp1a (early replacement-infilling stage, core), Sp1b (early replacement-infilling stage, rim), Sp2 (late replacement-infilling stage) | euhedral-subhedral coarse-grained; anhedral grains | massive, banded, disseminated; core-rim texture; sector zoning; rhythm bands |  |  |  | pyrite, chalcopyrite, galena, dolomite, calcite, arsenopyrite, freibergite, pyrargyrite, argentite, goethite, ferrohydrite, anglesite, zincosite | polished into thin sections and polished mounts | EPMA | JEOL JXA-i SP100 electron probe micro-analyzer; NWR 193 nm Ar F Excimer laser-ablation system coupled to an iCAP RQ (ICPMS) | Laboratory of Marine Element and Isotope Facilities in Southern Marine Science and Engineering Guangdong Laboratory (Zhuhai, China); Guangzhou Tuoyan Analytical Technology Co., Ltd., Guangzhou, China | EPMA: accelerating voltage of 20 kV, a probe current of 20 nA, and a 5 μm beam. The peak counting time was 10 s for major elements (Zn, S, Fe), and 50 s for other minor elements (Cd, Ga, Ge, In, Au, and Ag). The background counting time was half of the peak counting time on the high- and low-energy background positions. Analytical results were reduced using the ZAF correction routines. LA-ICP-MS mapping: beam size of 15 μm and a repetition rate of 10 Hz. The depth of ablation during mapping was around 5 μm. | sphalerite for S and Zn, marcasite for Fe, cadmium for Cd, gallium phosphide for Ga, germanium for Ge, indium phosphide for In, gold for Au, and silver for Ag | [20 empty] | 0.146 | [21 empty] | 3.872 | [59 empty] | 32.898 | [39 empty] | 62.126 |  |  |  |  | 2024 | Wu, Y., Zheng, Y., Yu, P., Chen, X., Guo, L., Long, L., Hu, Z., Huang, Y., Chen, M., Lu, J., Ouyang, S., Chen, S. (2024). The world-class carbonate-hosted Fankou Zn-Pb deposit in China. Part III. Critical metal Ga is enriched in late stage and low temperature sphalerite. Ore Geology Reviews, 166, 105928. |  | CHN | Guangdong
| Fankou |  | Basin hydrothermal | Mississippi Valley-type (MVT) | MVT zinc-lead | Zn, Pb | Ga | Zn, Pb, Ga | Wu et al., 2024 |  | 550-95-1-2-3 | 550-95-1-2-3-1 | underground mine |  |  |  |  | ore material | polished section | grab | mineral separate | [5 empty] | mineralisation | Sp1a, Sp1b, Sp2 | sphalerite |  | sphalerite | Sp1a (early replacement-infilling stage, core), Sp1b (early replacement-infilling stage, rim), Sp2 (late replacement-infilling stage) | euhedral-subhedral coarse-grained; anhedral grains | massive, banded, disseminated; core-rim texture; sector zoning; rhythm bands |  |  |  | pyrite, chalcopyrite, galena, dolomite, calcite, arsenopyrite, freibergite, pyrargyrite, argentite, goethite, ferrohydrite, anglesite, zincosite | polished into thin sections and polished mounts | EPMA | JEOL JXA-i SP100 electron probe micro-analyzer; NWR 193 nm Ar F Excimer laser-ablation system coupled to an iCAP RQ (ICPMS) | Laboratory of Marine Element and Isotope Facilities in Southern Marine Science and Engineering Guangdong Laboratory (Zhuhai, China); Guangzhou Tuoyan Analytical Technology Co., Ltd., Guangzhou, China | EPMA: accelerating voltage of 20 kV, a probe current of 20 nA, and a 5 μm beam. The peak counting time was 10 s for major elements (Zn, S, Fe), and 50 s for other minor elements (Cd, Ga, Ge, In, Au, and Ag). The background counting time was half of the peak counting time on the high- and low-energy background positions. Analytical results were reduced using the ZAF correction routines. LA-ICP-MS mapping: beam size of 15 μm and a repetition rate of 10 Hz. The depth of ablation during mapping was around 5 μm. | sphalerite for S and Zn, marcasite for Fe, cadmium for Cd, gallium phosphide for Ga, germanium for Ge, indium phosphide for In, gold for Au, and silver for Ag | [6 empty] | 0.016 | [13 empty] | 0.165 | [21 empty] | 0.922 | [13 empty] | 0.011 | [45 empty] | 32.794 | [39 empty] | 65.523 |  |  |  |  | 2024 | Wu, Y., Zheng, Y., Yu, P., Chen, X., Guo, L., Long, L., Hu, Z., Huang, Y., Chen, M., Lu, J., Ouyang, S., Chen, S. (2024). The world-class carbonate-hosted Fankou Zn-Pb deposit in China. Part III. Critical metal Ga is enriched in late stage and low temperature sphalerite. Ore Geology Reviews, 166, 105928. |  | CHN | Guangdong
| Fankou |  | Basin hydrothermal | Mississippi Valley-type (MVT) | MVT zinc-lead | Zn, Pb | Ga | Zn, Pb, Ga | Wu et al., 2024 |  | 550-95-1-2-4 | 550-95-1-2-4-1 | underground mine |  |  |  |  | ore material | polished section | grab | mineral separate | [5 empty] | mineralisation | Sp1a, Sp1b, Sp2 | sphalerite |  | sphalerite | Sp1a (early replacement-infilling stage, core), Sp1b (early replacement-infilling stage, rim), Sp2 (late replacement-infilling stage) | euhedral-subhedral coarse-grained; anhedral grains | massive, banded, disseminated; core-rim texture; sector zoning; rhythm bands |  |  |  | pyrite, chalcopyrite, galena, dolomite, calcite, arsenopyrite, freibergite, pyrargyrite, argentite, goethite, ferrohydrite, anglesite, zincosite | polished into thin sections and polished mounts | EPMA | JEOL JXA-i SP100 electron probe micro-analyzer; NWR 193 nm Ar F Excimer laser-ablation system coupled to an iCAP RQ (ICPMS) | Laboratory of Marine Element and Isotope Facilities in Southern Marine Science and Engineering Guangdong Laboratory (Zhuhai, China); Guangzhou Tuoyan Analytical Technology Co., Ltd., Guangzhou, China | EPMA: accelerating voltage of 20 kV, a probe current of 20 nA, and a 5 μm beam. The peak counting time was 10 s for major elements (Zn, S, Fe), and 50 s for other minor elements (Cd, Ga, Ge, In, Au, and Ag). The background counting time was half of the peak counting time on the high- and low-energy background positions. Analytical results were reduced using the ZAF correction routines. LA-ICP-MS mapping: beam size of 15 μm and a repetition rate of 10 Hz. The depth of ablation during mapping was around 5 μm. | sphalerite for S and Zn, marcasite for Fe, cadmium for Cd, gallium phosphide for Ga, germanium for Ge, indium phosphide for In, gold for Au, and silver for Ag | [20 empty] | 0.166 | [21 empty] | 0.797 |  | 0.358 | [11 empty] | 0.013 | [45 empty] | 32.725 | [39 empty] | 64.872 |  |  |  |  | 2024 | Wu, Y., Zheng, Y., Yu, P., Chen, X., Guo, L., Long, L., Hu, Z., Huang, Y., Chen, M., Lu, J., Ouyang, S., Chen, S. (2024). The world-class carbonate-hosted Fankou Zn-Pb deposit in China. Part III. Critical metal Ga is enriched in late stage and low temperature sphalerite. Ore Geology Reviews, 166, 105928. |  | CHN | Guangdong
| Fankou |  | Basin hydrothermal | Mississippi Valley-type (MVT) | MVT zinc-lead | Zn, Pb | Ga | Zn, Pb, Ga | Wu et al., 2024 |  | 550-95-1-2-5 | 550-95-1-2-5-1 | underground mine |  |  |  |  | ore material | polished section | grab | mineral separate | [5 empty] | mineralisation | Sp1a, Sp1b, Sp2 | sphalerite |  | sphalerite | Sp1a (early replacement-infilling stage, core), Sp1b (early replacement-infilling stage, rim), Sp2 (late replacement-infilling stage) | euhedral-subhedral coarse-grained; anhedral grains | massive, banded, disseminated; core-rim texture; sector zoning; rhythm bands |  |  |  | pyrite, chalcopyrite, galena, dolomite, calcite, arsenopyrite, freibergite, pyrargyrite, argentite, goethite, ferrohydrite, anglesite, zincosite | polished into thin sections and polished mounts | EPMA | JEOL JXA-i SP100 electron probe micro-analyzer; NWR 193 nm Ar F Excimer laser-ablation system coupled to an iCAP RQ (ICPMS) | Laboratory of Marine Element and Isotope Facilities in Southern Marine Science and Engineering Guangdong Laboratory (Zhuhai, China); Guangzhou Tuoyan Analytical Technology Co., Ltd., Guangzhou, China | EPMA: accelerating voltage of 20 kV, a probe current of 20 nA, and a 5 μm beam. The peak counting time was 10 s for major elements (Zn, S, Fe), and 50 s for other minor elements (Cd, Ga, Ge, In, Au, and Ag). The background counting time was half of the peak counting time on the high- and low-energy background positions. Analytical results were reduced using the ZAF correction routines. LA-ICP-MS mapping: beam size of 15 μm and a repetition rate of 10 Hz. The depth of ablation during mapping was around 5 μm. | sphalerite for S and Zn, marcasite for Fe, cadmium for Cd, gallium phosphide for Ga, germanium for Ge, indium phosphide for In, gold for Au, and silver for Ag | [20 empty] | 0.146 | [21 empty] | 1.257 | [59 empty] | 33.009 | [39 empty] | 65.272 |  |  |  |  | 2024 | Wu, Y., Zheng, Y., Yu, P., Chen, X., Guo, L., Long, L., Hu, Z., Huang, Y., Chen, M., Lu, J., Ouyang, S., Chen, S. (2024). The world-class carbonate-hosted Fankou Zn-Pb deposit in China. Part III. Critical metal Ga is enriched in late stage and low temperature sphalerite. Ore Geology Reviews, 166, 105928. |  | CHN | Guangdong
| Fankou |  | Basin hydrothermal | Mississippi Valley-type (MVT) | MVT zinc-lead | Zn, Pb | Ga | Zn, Pb, Ga | Wu et al., 2024 |  | 550-95-1-2-6 | 550-95-1-2-6-1 | underground mine |  |  |  |  | ore material | polished section | grab | mineral separate | [5 empty] | mineralisation | Sp1a, Sp1b, Sp2 | sphalerite |  | sphalerite | Sp1a (early replacement-infilling stage, core), Sp1b (early replacement-infilling stage, rim), Sp2 (late replacement-infilling stage) | euhedral-subhedral coarse-grained; anhedral grains | massive, banded, disseminated; core-rim texture; sector zoning; rhythm bands |  |  |  | pyrite, chalcopyrite, galena, dolomite, calcite, arsenopyrite, freibergite, pyrargyrite, argentite, goethite, ferrohydrite, anglesite, zincosite | polished into thin sections and polished mounts | EPMA | JEOL JXA-i SP100 electron probe micro-analyzer; NWR 193 nm Ar F Excimer laser-ablation system coupled to an iCAP RQ (ICPMS) | Laboratory of Marine Element and Isotope Facilities in Southern Marine Science and Engineering Guangdong Laboratory (Zhuhai, China); Guangzhou Tuoyan Analytical Technology Co., Ltd., Guangzhou, China | EPMA: accelerating voltage of 20 kV, a probe current of 20 nA, and a 5 μm beam. The peak counting time was 10 s for major elements (Zn, S, Fe), and 50 s for other minor elements (Cd, Ga, Ge, In, Au, and Ag). The background counting time was half of the peak counting time on the high- and low-energy background positions. Analytical results were reduced using the ZAF correction routines. LA-ICP-MS mapping: beam size of 15 μm and a repetition rate of 10 Hz. The depth of ablation during mapping was around 5 μm. | sphalerite for S and Zn, marcasite for Fe, cadmium for Cd, gallium phosphide for Ga, germanium for Ge, indium phosphide for In, gold for Au, and silver for Ag | [20 empty] | 0.144 | [21 empty] | 2.321 | [59 empty] | 33.053 | [39 empty] | 63.202 |  |  |  |  | 2024 | Wu, Y., Zheng, Y., Yu, P., Chen, X., Guo, L., Long, L., Hu, Z., Huang, Y., Chen, M., Lu, J., Ouyang, S., Chen, S. (2024). The world-class carbonate-hosted Fankou Zn-Pb deposit in China. Part III. Critical metal Ga is enriched in late stage and low temperature sphalerite. Ore Geology Reviews, 166, 105928. |  | CHN | Guangdong
| Fankou |  | Basin hydrothermal | Mississippi Valley-type (MVT) | MVT zinc-lead | Zn, Pb | Ga | Zn, Pb, Ga | Wu et al., 2024 |  | 550-111-1-1-2 | 550-111-1-1-2-1 | underground mine |  |  |  |  | ore material | polished section | grab | mineral separate | [5 empty] | mineralisation | Sp1a, Sp1b, Sp2 | sphalerite |  | sphalerite | Sp1a (early replacement-infilling stage, core), Sp1b (early replacement-infilling stage, rim), Sp2 (late replacement-infilling stage) | euhedral-subhedral coarse-grained; anhedral grains | massive, banded, disseminated; core-rim texture; sector zoning; rhythm bands |  |  |  | pyrite, chalcopyrite, galena, dolomite, calcite, arsenopyrite, freibergite, pyrargyrite, argentite, goethite, ferrohydrite, anglesite, zincosite | polished into thin sections and polished mounts | EPMA | JEOL JXA-i SP100 electron probe micro-analyzer; NWR 193 nm Ar F Excimer laser-ablation system coupled to an iCAP RQ (ICPMS) | Laboratory of Marine Element and Isotope Facilities in Southern Marine Science and Engineering Guangdong Laboratory (Zhuhai, China); Guangzhou Tuoyan Analytical Technology Co., Ltd., Guangzhou, China | EPMA: accelerating voltage of 20 kV, a probe current of 20 nA, and a 5 μm beam. The peak counting time was 10 s for major elements (Zn, S, Fe), and 50 s for other minor elements (Cd, Ga, Ge, In, Au, and Ag). The background counting time was half of the peak counting time on the high- and low-energy background positions. Analytical results were reduced using the ZAF correction routines. LA-ICP-MS mapping: beam size of 15 μm and a repetition rate of 10 Hz. The depth of ablation during mapping was around 5 μm. | sphalerite for S and Zn, marcasite for Fe, cadmium for Cd, gallium phosphide for Ga, germanium for Ge, indium phosphide for In, gold for Au, and silver for Ag | [6 empty] | 0.025 | [13 empty] | 0.156 | [21 empty] | 0.14 | [59 empty] | 32.68 | [39 empty] | 66.312 |  |  |  |  | 2024 | Wu, Y., Zheng, Y., Yu, P., Chen, X., Guo, L., Long, L., Hu, Z., Huang, Y., Chen, M., Lu, J., Ouyang, S., Chen, S. (2024). The world-class carbonate-hosted Fankou Zn-Pb deposit in China. Part III. Critical metal Ga is enriched in late stage and low temperature sphalerite. Ore Geology Reviews, 166, 105928. |  | CHN | Guangdong
| Fankou |  | Basin hydrothermal | Mississippi Valley-type (MVT) | MVT zinc-lead | Zn, Pb | Ga | Zn, Pb, Ga | Wu et al., 2024 |  | 550-111-1-1-4 | 550-111-1-1-4-1 | underground mine |  |  |  |  | ore material | polished section | grab | mineral separate | [5 empty] | mineralisation | Sp1a, Sp1b, Sp2 | sphalerite |  | sphalerite | Sp1a (early replacement-infilling stage, core), Sp1b (early replacement-infilling stage, rim), Sp2 (late replacement-infilling stage) | euhedral-subhedral coarse-grained; anhedral grains | massive, banded, disseminated; core-rim texture; sector zoning; rhythm bands |  |  |  | pyrite, chalcopyrite, galena, dolomite, calcite, arsenopyrite, freibergite, pyrargyrite, argentite, goethite, ferrohydrite, anglesite, zincosite | polished into thin sections and polished mounts | EPMA | JEOL JXA-i SP100 electron probe micro-analyzer; NWR 193 nm Ar F Excimer laser-ablation system coupled to an iCAP RQ (ICPMS) | Laboratory of Marine Element and Isotope Facilities in Southern Marine Science and Engineering Guangdong Laboratory (Zhuhai, China); Guangzhou Tuoyan Analytical Technology Co., Ltd., Guangzhou, China | EPMA: accelerating voltage of 20 kV, a probe current of 20 nA, and a 5 μm beam. The peak counting time was 10 s for major elements (Zn, S, Fe), and 50 s for other minor elements (Cd, Ga, Ge, In, Au, and Ag). The background counting time was half of the peak counting time on the high- and low-energy background positions. Analytical results were reduced using the ZAF correction routines. LA-ICP-MS mapping: beam size of 15 μm and a repetition rate of 10 Hz. The depth of ablation during mapping was around 5 μm. | sphalerite for S and Zn, marcasite for Fe, cadmium for Cd, gallium phosphide for Ga, germanium for Ge, indium phosphide for In, gold for Au, and silver for Ag | [20 empty] | 0.152 | [21 empty] | 0.214 | [13 empty] | 0.021 | [45 empty] | 32.818 | [39 empty] | 66.468 |  |  |  |  | 2024 | Wu, Y., Zheng, Y., Yu, P., Chen, X., Guo, L., Long, L., Hu, Z., Huang, Y., Chen, M., Lu, J., Ouyang, S., Chen, S. (2024). The world-class carbonate-hosted Fankou Zn-Pb deposit in China. Part III. Critical metal Ga is enriched in late stage and low temperature sphalerite. Ore Geology Reviews, 166, 105928. |  | CHN | Guangdong
| Fankou |  | Basin hydrothermal | Mississippi Valley-type (MVT) | MVT zinc-lead | Zn, Pb | Ga | Zn, Pb, Ga | Wu et al., 2024 |  | 550-111-1-1-7 | 550-111-1-1-7-1 | underground mine |  |  |  |  | ore material | polished section | grab | mineral separate | [5 empty] | mineralisation | Sp1a, Sp1b, Sp2 | sphalerite |  | sphalerite | Sp1a (early replacement-infilling stage, core), Sp1b (early replacement-infilling stage, rim), Sp2 (late replacement-infilling stage) | euhedral-subhedral coarse-grained; anhedral grains | massive, banded, disseminated; core-rim texture; sector zoning; rhythm bands |  |  |  | pyrite, chalcopyrite, galena, dolomite, calcite, arsenopyrite, freibergite, pyrargyrite, argentite, goethite, ferrohydrite, anglesite, zincosite | polished into thin sections and polished mounts | EPMA | JEOL JXA-i SP100 electron probe micro-analyzer; NWR 193 nm Ar F Excimer laser-ablation system coupled to an iCAP RQ (ICPMS) | Laboratory of Marine Element and Isotope Facilities in Southern Marine Science and Engineering Guangdong Laboratory (Zhuhai, China); Guangzhou Tuoyan Analytical Technology Co., Ltd., Guangzhou, China | EPMA: accelerating voltage of 20 kV, a probe current of 20 nA, and a 5 μm beam. The peak counting time was 10 s for major elements (Zn, S, Fe), and 50 s for other minor elements (Cd, Ga, Ge, In, Au, and Ag). The background counting time was half of the peak counting time on the high- and low-energy background positions. Analytical results were reduced using the ZAF correction routines. LA-ICP-MS mapping: beam size of 15 μm and a repetition rate of 10 Hz. The depth of ablation during mapping was around 5 μm. | sphalerite for S and Zn, marcasite for Fe, cadmium for Cd, gallium phosphide for Ga, germanium for Ge, indium phosphide for In, gold for Au, and silver for Ag | [20 empty] | 0.144 | [21 empty] | 0.151 | [13 empty] | 0.019 | [45 empty] | 33.087 | [39 empty] | 66.629 |  |  |  |  | 2024 | Wu, Y., Zheng, Y., Yu, P., Chen, X., Guo, L., Long, L., Hu, Z., Huang, Y., Chen, M., Lu, J., Ouyang, S., Chen, S. (2024). The world-class carbonate-hosted Fankou Zn-Pb deposit in China. Part III. Critical metal Ga is enriched in late stage and low temperature sphalerite. Ore Geology Reviews, 166, 105928. |  | CHN | Guangdong
| Fankou |  | Basin hydrothermal | Mississippi Valley-type (MVT) | MVT zinc-lead | Zn, Pb | Ga | Zn, Pb, Ga | Wu et al., 2024 |  | 550-51-1-1-1 | 550-51-1-1-1-1 | underground mine |  |  |  |  | ore material | polished section | grab | mineral separate | [5 empty] | mineralisation | Sp1a, Sp1b, Sp2 | sphalerite |  | sphalerite | Sp1a (early replacement-infilling stage, core), Sp1b (early replacement-infilling stage, rim), Sp2 (late replacement-infilling stage) | euhedral-subhedral coarse-grained; anhedral grains | massive, banded, disseminated; core-rim texture; sector zoning; rhythm bands |  |  |  | pyrite, chalcopyrite, galena, dolomite, calcite, arsenopyrite, freibergite, pyrargyrite, argentite, goethite, ferrohydrite, anglesite, zincosite | polished into thin sections and polished mounts | EPMA | JEOL JXA-i SP100 electron probe micro-analyzer; NWR 193 nm Ar F Excimer laser-ablation system coupled to an iCAP RQ (ICPMS) | Laboratory of Marine Element and Isotope Facilities in Southern Marine Science and Engineering Guangdong Laboratory (Zhuhai, China); Guangzhou Tuoyan Analytical Technology Co., Ltd., Guangzhou, China | EPMA: accelerating voltage of 20 kV, a probe current of 20 nA, and a 5 μm beam. The peak counting time was 10 s for major elements (Zn, S, Fe), and 50 s for other minor elements (Cd, Ga, Ge, In, Au, and Ag). The background counting time was half of the peak counting time on the high- and low-energy background positions. Analytical results were reduced using the ZAF correction routines. LA-ICP-MS mapping: beam size of 15 μm and a repetition rate of 10 Hz. The depth of ablation during mapping was around 5 μm. | sphalerite for S and Zn, marcasite for Fe, cadmium for Cd, gallium phosphide for Ga, germanium for Ge, indium phosphide for In, gold for Au, and silver for Ag | [20 empty] | 0.185 | [21 empty] | 0.522 |  | 0.461 | [57 empty] | 33.116 | [39 empty] | 64.628 |  |  |  |  | 2024 | Wu, Y., Zheng, Y., Yu, P., Chen, X., Guo, L., Long, L., Hu, Z., Huang, Y., Chen, M., Lu, J., Ouyang, S., Chen, S. (2024). The world-class carbonate-hosted Fankou Zn-Pb deposit in China. Part III. Critical metal Ga is enriched in late stage and low temperature sphalerite. Ore Geology Reviews, 166, 105928. |  | CHN | Guangdong
| Fankou |  | Basin hydrothermal | Mississippi Valley-type (MVT) | MVT zinc-lead | Zn, Pb | Ga | Zn, Pb, Ga | Wu et al., 2024 |  | 550-51-1-1-2 | 550-51-1-1-2-1 | underground mine |  |  |  |  | ore material | polished section | grab | mineral separate | [5 empty] | mineralisation | Sp1a, Sp1b, Sp2 | sphalerite |  | sphalerite | Sp1a (early replacement-infilling stage, core), Sp1b (early replacement-infilling stage, rim), Sp2 (late replacement-infilling stage) | euhedral-subhedral coarse-grained; anhedral grains | massive, banded, disseminated; core-rim texture; sector zoning; rhythm bands |  |  |  | pyrite, chalcopyrite, galena, dolomite, calcite, arsenopyrite, freibergite, pyrargyrite, argentite, goethite, ferrohydrite, anglesite, zincosite | polished into thin sections and polished mounts | EPMA | JEOL JXA-i SP100 electron probe micro-analyzer; NWR 193 nm Ar F Excimer laser-ablation system coupled to an iCAP RQ (ICPMS) | Laboratory of Marine Element and Isotope Facilities in Southern Marine Science and Engineering Guangdong Laboratory (Zhuhai, China); Guangzhou Tuoyan Analytical Technology Co., Ltd., Guangzhou, China | EPMA: accelerating voltage of 20 kV, a probe current of 20 nA, and a 5 μm beam. The peak counting time was 10 s for major elements (Zn, S, Fe), and 50 s for other minor elements (Cd, Ga, Ge, In, Au, and Ag). The background counting time was half of the peak counting time on the high- and low-energy background positions. Analytical results were reduced using the ZAF correction routines. LA-ICP-MS mapping: beam size of 15 μm and a repetition rate of 10 Hz. The depth of ablation during mapping was around 5 μm. | sphalerite for S and Zn, marcasite for Fe, cadmium for Cd, gallium phosphide for Ga, germanium for Ge, indium phosphide for In, gold for Au, and silver for Ag | [20 empty] | 0.186 | [21 empty] | 0.52 | [59 empty] | 32.715 | [39 empty] | 64.673 |  |  |  |  | 2024 | Wu, Y., Zheng, Y., Yu, P., Chen, X., Guo, L., Long, L., Hu, Z., Huang, Y., Chen, M., Lu, J., Ouyang, S., Chen, S. (2024). The world-class carbonate-hosted Fankou Zn-Pb deposit in China. Part III. Critical metal Ga is enriched in late stage and low temperature sphalerite. Ore Geology Reviews, 166, 105928. |  | CHN | Guangdong
| Fankou |  | Basin hydrothermal | Mississippi Valley-type (MVT) | MVT zinc-lead | Zn, Pb | Ga | Zn, Pb, Ga | Wu et al., 2024 |  | 550-51-1-1-3 | 550-51-1-1-3-1 | underground mine |  |  |  |  | ore material | polished section | grab | mineral separate | [5 empty] | mineralisation | Sp1a, Sp1b, Sp2 | sphalerite |  | sphalerite | Sp1a (early replacement-infilling stage, core), Sp1b (early replacement-infilling stage, rim), Sp2 (late replacement-infilling stage) | euhedral-subhedral coarse-grained; anhedral grains | massive, banded, disseminated; core-rim texture; sector zoning; rhythm bands |  |  |  | pyrite, chalcopyrite, galena, dolomite, calcite, arsenopyrite, freibergite, pyrargyrite, argentite, goethite, ferrohydrite, anglesite, zincosite | polished into thin sections and polished mounts | EPMA | JEOL JXA-i SP100 electron probe micro-analyzer; NWR 193 nm Ar F Excimer laser-ablation system coupled to an iCAP RQ (ICPMS) | Laboratory of Marine Element and Isotope Facilities in Southern Marine Science and Engineering Guangdong Laboratory (Zhuhai, China); Guangzhou Tuoyan Analytical Technology Co., Ltd., Guangzhou, China | EPMA: accelerating voltage of 20 kV, a probe current of 20 nA, and a 5 μm beam. The peak counting time was 10 s for major elements (Zn, S, Fe), and 50 s for other minor elements (Cd, Ga, Ge, In, Au, and Ag). The background counting time was half of the peak counting time on the high- and low-energy background positions. Analytical results were reduced using the ZAF correction routines. LA-ICP-MS mapping: beam size of 15 μm and a repetition rate of 10 Hz. The depth of ablation during mapping was around 5 μm. | sphalerite for S and Zn, marcasite for Fe, cadmium for Cd, gallium phosphide for Ga, germanium for Ge, indium phosphide for In, gold for Au, and silver for Ag | [6 empty] | 0.022 | [13 empty] | 0.154 | [21 empty] | 0.453 | [13 empty] | 0.022 | [45 empty] | 32.718 | [39 empty] | 65.271 |  |  |  |  | 2024 | Wu, Y., Zheng, Y., Yu, P., Chen, X., Guo, L., Long, L., Hu, Z., Huang, Y., Chen, M., Lu, J., Ouyang, S., Chen, S. (2024). The world-class carbonate-hosted Fankou Zn-Pb deposit in China. Part III. Critical metal Ga is enriched in late stage and low temperature sphalerite. Ore Geology Reviews, 166, 105928. |  | CHN | Guangdong
| Fankou |  | Basin hydrothermal | Mississippi Valley-type (MVT) | MVT zinc-lead | Zn, Pb | Ga | Zn, Pb, Ga | Wu et al., 2024 |  | 550-51-1-1-4 | 550-51-1-1-4-1 | underground mine |  |  |  |  | ore material | polished section | grab | mineral separate | [5 empty] | mineralisation | Sp1a, Sp1b, Sp2 | sphalerite |  | sphalerite | Sp1a (early replacement-infilling stage, core), Sp1b (early replacement-infilling stage, rim), Sp2 (late replacement-infilling stage) | euhedral-subhedral coarse-grained; anhedral grains | massive, banded, disseminated; core-rim texture; sector zoning; rhythm bands |  |  |  | pyrite, chalcopyrite, galena, dolomite, calcite, arsenopyrite, freibergite, pyrargyrite, argentite, goethite, ferrohydrite, anglesite, zincosite | polished into thin sections and polished mounts | EPMA | JEOL JXA-i SP100 electron probe micro-analyzer; NWR 193 nm Ar F Excimer laser-ablation system coupled to an iCAP RQ (ICPMS) | Laboratory of Marine Element and Isotope Facilities in Southern Marine Science and Engineering Guangdong Laboratory (Zhuhai, China); Guangzhou Tuoyan Analytical Technology Co., Ltd., Guangzhou, China | EPMA: accelerating voltage of 20 kV, a probe current of 20 nA, and a 5 μm beam. The peak counting time was 10 s for major elements (Zn, S, Fe), and 50 s for other minor elements (Cd, Ga, Ge, In, Au, and Ag). The background counting time was half of the peak counting time on the high- and low-energy background positions. Analytical results were reduced using the ZAF correction routines. LA-ICP-MS mapping: beam size of 15 μm and a repetition rate of 10 Hz. The depth of ablation during mapping was around 5 μm. | sphalerite for S and Zn, marcasite for Fe, cadmium for Cd, gallium phosphide for Ga, germanium for Ge, indium phosphide for In, gold for Au, and silver for Ag | [20 empty] | 0.163 | [21 empty] | 0.496 | [59 empty] | 32.971 | [39 empty] | 65.681 |  |  |  |  | 2024 | Wu, Y., Zheng, Y., Yu, P., Chen, X., Guo, L., Long, L., Hu, Z., Huang, Y., Chen, M., Lu, J., Ouyang, S., Chen, S. (2024). The world-class carbonate-hosted Fankou Zn-Pb deposit in China. Part III. Critical metal Ga is enriched in late stage and low temperature sphalerite. Ore Geology Reviews, 166, 105928. |  | CHN | Guangdong
| Fankou |  | Basin hydrothermal | Mississippi Valley-type (MVT) | MVT zinc-lead | Zn, Pb | Ga | Zn, Pb, Ga | Wu et al., 2024 |  | 550-51-1-1-5 | 550-51-1-1-5-1 | underground mine |  |  |  |  | ore material | polished section | grab | mineral separate | [5 empty] | mineralisation | Sp1a, Sp1b, Sp2 | sphalerite |  | sphalerite | Sp1a (early replacement-infilling stage, core), Sp1b (early replacement-infilling stage, rim), Sp2 (late replacement-infilling stage) | euhedral-subhedral coarse-grained; anhedral grains | massive, banded, disseminated; core-rim texture; sector zoning; rhythm bands |  |  |  | pyrite, chalcopyrite, galena, dolomite, calcite, arsenopyrite, freibergite, pyrargyrite, argentite, goethite, ferrohydrite, anglesite, zincosite | polished into thin sections and polished mounts | EPMA | JEOL JXA-i SP100 electron probe micro-analyzer; NWR 193 nm Ar F Excimer laser-ablation system coupled to an iCAP RQ (ICPMS) | Laboratory of Marine Element and Isotope Facilities in Southern Marine Science and Engineering Guangdong Laboratory (Zhuhai, China); Guangzhou Tuoyan Analytical Technology Co., Ltd., Guangzhou, China | EPMA: accelerating voltage of 20 kV, a probe current of 20 nA, and a 5 μm beam. The peak counting time was 10 s for major elements (Zn, S, Fe), and 50 s for other minor elements (Cd, Ga, Ge, In, Au, and Ag). The background counting time was half of the peak counting time on the high- and low-energy background positions. Analytical results were reduced using the ZAF correction routines. LA-ICP-MS mapping: beam size of 15 μm and a repetition rate of 10 Hz. The depth of ablation during mapping was around 5 μm. | sphalerite for S and Zn, marcasite for Fe, cadmium for Cd, gallium phosphide for Ga, germanium for Ge, indium phosphide for In, gold for Au, and silver for Ag | [20 empty] | 0.182 | [21 empty] | 0.475 | [59 empty] | 32.798 | [39 empty] | 65.691 |  |  |  |  | 2024 | Wu, Y., Zheng, Y., Yu, P., Chen, X., Guo, L., Long, L., Hu, Z., Huang, Y., Chen, M., Lu, J., Ouyang, S., Chen, S. (2024). The world-class carbonate-hosted Fankou Zn-Pb deposit in China. Part III. Critical metal Ga is enriched in late stage and low temperature sphalerite. Ore Geology Reviews, 166, 105928. |  | CHN | Guangdong
| Fankou |  | Basin hydrothermal | Mississippi Valley-type (MVT) | MVT zinc-lead | Zn, Pb | Ga | Zn, Pb, Ga | Wu et al., 2024 |  | 550-51-1-1-6 | 550-51-1-1-6-1 | underground mine |  |  |  |  | ore material | polished section | grab | mineral separate | [5 empty] | mineralisation | Sp1a, Sp1b, Sp2 | sphalerite |  | sphalerite | Sp1a (early replacement-infilling stage, core), Sp1b (early replacement-infilling stage, rim), Sp2 (late replacement-infilling stage) | euhedral-subhedral coarse-grained; anhedral grains | massive, banded, disseminated; core-rim texture; sector zoning; rhythm bands |  |  |  | pyrite, chalcopyrite, galena, dolomite, calcite, arsenopyrite, freibergite, pyrargyrite, argentite, goethite, ferrohydrite, anglesite, zincosite | polished into thin sections and polished mounts | EPMA | JEOL JXA-i SP100 electron probe micro-analyzer; NWR 193 nm Ar F Excimer laser-ablation system coupled to an iCAP RQ (ICPMS) | Laboratory of Marine Element and Isotope Facilities in Southern Marine Science and Engineering Guangdong Laboratory (Zhuhai, China); Guangzhou Tuoyan Analytical Technology Co., Ltd., Guangzhou, China | EPMA: accelerating voltage of 20 kV, a probe current of 20 nA, and a 5 μm beam. The peak counting time was 10 s for major elements (Zn, S, Fe), and 50 s for other minor elements (Cd, Ga, Ge, In, Au, and Ag). The background counting time was half of the peak counting time on the high- and low-energy background positions. Analytical results were reduced using the ZAF correction routines. LA-ICP-MS mapping: beam size of 15 μm and a repetition rate of 10 Hz. The depth of ablation during mapping was around 5 μm. | sphalerite for S and Zn, marcasite for Fe, cadmium for Cd, gallium phosphide for Ga, germanium for Ge, indium phosphide for In, gold for Au, and silver for Ag | [20 empty] | 0.146 | [21 empty] | 0.507 |  | 0.277 | [57 empty] | 32.82 | [39 empty] | 64.517 |  |  |  |  | 2024 | Wu, Y., Zheng, Y., Yu, P., Chen, X., Guo, L., Long, L., Hu, Z., Huang, Y., Chen, M., Lu, J., Ouyang, S., Chen, S. (2024). The world-class carbonate-hosted Fankou Zn-Pb deposit in China. Part III. Critical metal Ga is enriched in late stage and low temperature sphalerite. Ore Geology Reviews, 166, 105928. |  | CHN | Guangdong
| Fankou |  | Basin hydrothermal | Mississippi Valley-type (MVT) | MVT zinc-lead | Zn, Pb | Ga | Zn, Pb, Ga | Wu et al., 2024 |  | 550-51-1-2-1 | 550-51-1-2-1-1 | underground mine |  |  |  |  | ore material | polished section | grab | mineral separate | [5 empty] | mineralisation | Sp1a, Sp1b, Sp2 | sphalerite |  | sphalerite | Sp1a (early replacement-infilling stage, core), Sp1b (early replacement-infilling stage, rim), Sp2 (late replacement-infilling stage) | euhedral-subhedral coarse-grained; anhedral grains | massive, banded, disseminated; core-rim texture; sector zoning; rhythm bands |  |  |  | pyrite, chalcopyrite, galena, dolomite, calcite, arsenopyrite, freibergite, pyrargyrite, argentite, goethite, ferrohydrite, anglesite, zincosite | polished into thin sections and polished mounts | EPMA | JEOL JXA-i SP100 electron probe micro-analyzer; NWR 193 nm Ar F Excimer laser-ablation system coupled to an iCAP RQ (ICPMS) | Laboratory of Marine Element and Isotope Facilities in Southern Marine Science and Engineering Guangdong Laboratory (Zhuhai, China); Guangzhou Tuoyan Analytical Technology Co., Ltd., Guangzhou, China | EPMA: accelerating voltage of 20 kV, a probe current of 20 nA, and a 5 μm beam. The peak counting time was 10 s for major elements (Zn, S, Fe), and 50 s for other minor elements (Cd, Ga, Ge, In, Au, and Ag). The background counting time was half of the peak counting time on the high- and low-energy background positions. Analytical results were reduced using the ZAF correction routines. LA-ICP-MS mapping: beam size of 15 μm and a repetition rate of 10 Hz. The depth of ablation during mapping was around 5 μm. | sphalerite for S and Zn, marcasite for Fe, cadmium for Cd, gallium phosphide for Ga, germanium for Ge, indium phosphide for In, gold for Au, and silver for Ag | [6 empty] | 0.022 | [13 empty] | 0.166 | [21 empty] | 0.524 | [13 empty] | 0.013 | [45 empty] | 33.05 | [39 empty] | 65.194 |  |  |  |  | 2024 | Wu, Y., Zheng, Y., Yu, P., Chen, X., Guo, L., Long, L., Hu, Z., Huang, Y., Chen, M., Lu, J., Ouyang, S., Chen, S. (2024). The world-class carbonate-hosted Fankou Zn-Pb deposit in China. Part III. Critical metal Ga is enriched in late stage and low temperature sphalerite. Ore Geology Reviews, 166, 105928. |  | CHN | Guangdong
| Fankou |  | Basin hydrothermal | Mississippi Valley-type (MVT) | MVT zinc-lead | Zn, Pb | Ga | Zn, Pb, Ga | Wu et al., 2024 |  | 550-51-1-2-2 | 550-51-1-2-2-1 | underground mine |  |  |  |  | ore material | polished section | grab | mineral separate | [5 empty] | mineralisation | Sp1a, Sp1b, Sp2 | sphalerite |  | sphalerite | Sp1a (early replacement-infilling stage, core), Sp1b (early replacement-infilling stage, rim), Sp2 (late replacement-infilling stage) | euhedral-subhedral coarse-grained; anhedral grains | massive, banded, disseminated; core-rim texture; sector zoning; rhythm bands |  |  |  | pyrite, chalcopyrite, galena, dolomite, calcite, arsenopyrite, freibergite, pyrargyrite, argentite, goethite, ferrohydrite, anglesite, zincosite | polished into thin sections and polished mounts | EPMA | JEOL JXA-i SP100 electron probe micro-analyzer; NWR 193 nm Ar F Excimer laser-ablation system coupled to an iCAP RQ (ICPMS) | Laboratory of Marine Element and Isotope Facilities in Southern Marine Science and Engineering Guangdong Laboratory (Zhuhai, China); Guangzhou Tuoyan Analytical Technology Co., Ltd., Guangzhou, China | EPMA: accelerating voltage of 20 kV, a probe current of 20 nA, and a 5 μm beam. The peak counting time was 10 s for major elements (Zn, S, Fe), and 50 s for other minor elements (Cd, Ga, Ge, In, Au, and Ag). The background counting time was half of the peak counting time on the high- and low-energy background positions. Analytical results were reduced using the ZAF correction routines. LA-ICP-MS mapping: beam size of 15 μm and a repetition rate of 10 Hz. The depth of ablation during mapping was around 5 μm. | sphalerite for S and Zn, marcasite for Fe, cadmium for Cd, gallium phosphide for Ga, germanium for Ge, indium phosphide for In, gold for Au, and silver for Ag | [6 empty] | 0.028 | [13 empty] | 0.172 | [21 empty] | 0.513 | [13 empty] | 0.016 | [45 empty] | 33.056 | [39 empty] | 65.014 |  |  |  |  | 2024 | Wu, Y., Zheng, Y., Yu, P., Chen, X., Guo, L., Long, L., Hu, Z., Huang, Y., Chen, M., Lu, J., Ouyang, S., Chen, S. (2024). The world-class carbonate-hosted Fankou Zn-Pb deposit in China. Part III. Critical metal Ga is enriched in late stage and low temperature sphalerite. Ore Geology Reviews, 166, 105928. |  | CHN | Guangdong
| Fankou |  | Basin hydrothermal | Mississippi Valley-type (MVT) | MVT zinc-lead | Zn, Pb | Ga | Zn, Pb, Ga | Wu et al., 2024 |  | 550-51-1-2-3 | 550-51-1-2-3-1 | underground mine |  |  |  |  | ore material | polished section | grab | mineral separate | [5 empty] | mineralisation | Sp1a, Sp1b, Sp2 | sphalerite |  | sphalerite | Sp1a (early replacement-infilling stage, core), Sp1b (early replacement-infilling stage, rim), Sp2 (late replacement-infilling stage) | euhedral-subhedral coarse-grained; anhedral grains | massive, banded, disseminated; core-rim texture; sector zoning; rhythm bands |  |  |  | pyrite, chalcopyrite, galena, dolomite, calcite, arsenopyrite, freibergite, pyrargyrite, argentite, goethite, ferrohydrite, anglesite, zincosite | polished into thin sections and polished mounts | EPMA | JEOL JXA-i SP100 electron probe micro-analyzer; NWR 193 nm Ar F Excimer laser-ablation system coupled to an iCAP RQ (ICPMS) | Laboratory of Marine Element and Isotope Facilities in Southern Marine Science and Engineering Guangdong Laboratory (Zhuhai, China); Guangzhou Tuoyan Analytical Technology Co., Ltd., Guangzhou, China | EPMA: accelerating voltage of 20 kV, a probe current of 20 nA, and a 5 μm beam. The peak counting time was 10 s for major elements (Zn, S, Fe), and 50 s for other minor elements (Cd, Ga, Ge, In, Au, and Ag). The background counting time was half of the peak counting time on the high- and low-energy background positions. Analytical results were reduced using the ZAF correction routines. LA-ICP-MS mapping: beam size of 15 μm and a repetition rate of 10 Hz. The depth of ablation during mapping was around 5 μm. | sphalerite for S and Zn, marcasite for Fe, cadmium for Cd, gallium phosphide for Ga, germanium for Ge, indium phosphide for In, gold for Au, and silver for Ag | [20 empty] | 0.177 | [21 empty] | 0.448 | [59 empty] | 32.64 | [39 empty] | 65.688 |  |  |  |  | 2024 | Wu, Y., Zheng, Y., Yu, P., Chen, X., Guo, L., Long, L., Hu, Z., Huang, Y., Chen, M., Lu, J., Ouyang, S., Chen, S. (2024). The world-class carbonate-hosted Fankou Zn-Pb deposit in China. Part III. Critical metal Ga is enriched in late stage and low temperature sphalerite. Ore Geology Reviews, 166, 105928. |  | CHN | Guangdong
| Fankou |  | Basin hydrothermal | Mississippi Valley-type (MVT) | MVT zinc-lead | Zn, Pb | Ga | Zn, Pb, Ga | Wu et al., 2024 |  | 550-51-1-2-4 | 550-51-1-2-4-1 | underground mine |  |  |  |  | ore material | polished section | grab | mineral separate | [5 empty] | mineralisation | Sp1a, Sp1b, Sp2 | sphalerite |  | sphalerite | Sp1a (early replacement-infilling stage, core), Sp1b (early replacement-infilling stage, rim), Sp2 (late replacement-infilling stage) | euhedral-subhedral coarse-grained; anhedral grains | massive, banded, disseminated; core-rim texture; sector zoning; rhythm bands |  |  |  | pyrite, chalcopyrite, galena, dolomite, calcite, arsenopyrite, freibergite, pyrargyrite, argentite, goethite, ferrohydrite, anglesite, zincosite | polished into thin sections and polished mounts | EPMA | JEOL JXA-i SP100 electron probe micro-analyzer; NWR 193 nm Ar F Excimer laser-ablation system coupled to an iCAP RQ (ICPMS) | Laboratory of Marine Element and Isotope Facilities in Southern Marine Science and Engineering Guangdong Laboratory (Zhuhai, China); Guangzhou Tuoyan Analytical Technology Co., Ltd., Guangzhou, China | EPMA: accelerating voltage of 20 kV, a probe current of 20 nA, and a 5 μm beam. The peak counting time was 10 s for major elements (Zn, S, Fe), and 50 s for other minor elements (Cd, Ga, Ge, In, Au, and Ag). The background counting time was half of the peak counting time on the high- and low-energy background positions. Analytical results were reduced using the ZAF correction routines. LA-ICP-MS mapping: beam size of 15 μm and a repetition rate of 10 Hz. The depth of ablation during mapping was around 5 μm. | sphalerite for S and Zn, marcasite for Fe, cadmium for Cd, gallium phosphide for Ga, germanium for Ge, indium phosphide for In, gold for Au, and silver for Ag | [6 empty] | 0.016 | [13 empty] | 0.156 | [21 empty] | 0.5 | [59 empty] | 33.05 | [39 empty] | 65.607 |  |  |  |  | 2024 | Wu, Y., Zheng, Y., Yu, P., Chen, X., Guo, L., Long, L., Hu, Z., Huang, Y., Chen, M., Lu, J., Ouyang, S., Chen, S. (2024). The world-class carbonate-hosted Fankou Zn-Pb deposit in China. Part III. Critical metal Ga is enriched in late stage and low temperature sphalerite. Ore Geology Reviews, 166, 105928. |  | CHN | Guangdong
| Fankou |  | Basin hydrothermal | Mississippi Valley-type (MVT) | MVT zinc-lead | Zn, Pb | Ga | Zn, Pb, Ga | Wu et al., 2024 |  | 550-51-1-2-5 | 550-51-1-2-5-1 | underground mine |  |  |  |  | ore material | polished section | grab | mineral separate | [5 empty] | mineralisation | Sp1a, Sp1b, Sp2 | sphalerite |  | sphalerite | Sp1a (early replacement-infilling stage, core), Sp1b (early replacement-infilling stage, rim), Sp2 (late replacement-infilling stage) | euhedral-subhedral coarse-grained; anhedral grains | massive, banded, disseminated; core-rim texture; sector zoning; rhythm bands |  |  |  | pyrite, chalcopyrite, galena, dolomite, calcite, arsenopyrite, freibergite, pyrargyrite, argentite, goethite, ferrohydrite, anglesite, zincosite | polished into thin sections and polished mounts | EPMA | JEOL JXA-i SP100 electron probe micro-analyzer; NWR 193 nm Ar F Excimer laser-ablation system coupled to an iCAP RQ (ICPMS) | Laboratory of Marine Element and Isotope Facilities in Southern Marine Science and Engineering Guangdong Laboratory (Zhuhai, China); Guangzhou Tuoyan Analytical Technology Co., Ltd., Guangzhou, China | EPMA: accelerating voltage of 20 kV, a probe current of 20 nA, and a 5 μm beam. The peak counting time was 10 s for major elements (Zn, S, Fe), and 50 s for other minor elements (Cd, Ga, Ge, In, Au, and Ag). The background counting time was half of the peak counting time on the high- and low-energy background positions. Analytical results were reduced using the ZAF correction routines. LA-ICP-MS mapping: beam size of 15 μm and a repetition rate of 10 Hz. The depth of ablation during mapping was around 5 μm. | sphalerite for S and Zn, marcasite for Fe, cadmium for Cd, gallium phosphide for Ga, germanium for Ge, indium phosphide for In, gold for Au, and silver for Ag | [20 empty] | 0.166 | [21 empty] | 0.474 | [59 empty] | 32.835 | [39 empty] | 65.638 |  |  |  |  | 2024 | Wu, Y., Zheng, Y., Yu, P., Chen, X., Guo, L., Long, L., Hu, Z., Huang, Y., Chen, M., Lu, J., Ouyang, S., Chen, S. (2024). The world-class carbonate-hosted Fankou Zn-Pb deposit in China. Part III. Critical metal Ga is enriched in late stage and low temperature sphalerite. Ore Geology Reviews, 166, 105928. |  | CHN | Guangdong
| Fankou |  | Basin hydrothermal | Mississippi Valley-type (MVT) | MVT zinc-lead | Zn, Pb | Ga | Zn, Pb, Ga | Wu et al., 2024 |  | 550-51-1-2-6 | 550-51-1-2-6-1 | underground mine |  |  |  |  | ore material | polished section | grab | mineral separate | [5 empty] | mineralisation | Sp1a, Sp1b, Sp2 | sphalerite |  | sphalerite | Sp1a (early replacement-infilling stage, core), Sp1b (early replacement-infilling stage, rim), Sp2 (late replacement-infilling stage) | euhedral-subhedral coarse-grained; anhedral grains | massive, banded, disseminated; core-rim texture; sector zoning; rhythm bands |  |  |  | pyrite, chalcopyrite, galena, dolomite, calcite, arsenopyrite, freibergite, pyrargyrite, argentite, goethite, ferrohydrite, anglesite, zincosite | polished into thin sections and polished mounts | EPMA | JEOL JXA-i SP100 electron probe micro-analyzer; NWR 193 nm Ar F Excimer laser-ablation system coupled to an iCAP RQ (ICPMS) | Laboratory of Marine Element and Isotope Facilities in Southern Marine Science and Engineering Guangdong Laboratory (Zhuhai, China); Guangzhou Tuoyan Analytical Technology Co., Ltd., Guangzhou, China | EPMA: accelerating voltage of 20 kV, a probe current of 20 nA, and a 5 μm beam. The peak counting time was 10 s for major elements (Zn, S, Fe), and 50 s for other minor elements (Cd, Ga, Ge, In, Au, and Ag). The background counting time was half of the peak counting time on the high- and low-energy background positions. Analytical results were reduced using the ZAF correction routines. LA-ICP-MS mapping: beam size of 15 μm and a repetition rate of 10 Hz. The depth of ablation during mapping was around 5 μm. | sphalerite for S and Zn, marcasite for Fe, cadmium for Cd, gallium phosphide for Ga, germanium for Ge, indium phosphide for In, gold for Au, and silver for Ag | [6 empty] | 0.022 | [13 empty] | 0.188 | [21 empty] | 0.451 | [59 empty] | 32.611 | [39 empty] | 65.788 |  |  |  |  | 2024 | Wu, Y., Zheng, Y., Yu, P., Chen, X., Guo, L., Long, L., Hu, Z., Huang, Y., Chen, M., Lu, J., Ouyang, S., Chen, S. (2024). The world-class carbonate-hosted Fankou Zn-Pb deposit in China. Part III. Critical metal Ga is enriched in late stage and low temperature sphalerite. Ore Geology Reviews, 166, 105928. |  | CHN | Guangdong
| Fankou |  | Basin hydrothermal | Mississippi Valley-type (MVT) | MVT zinc-lead | Zn, Pb | Ga | Zn, Pb, Ga | Wu et al., 2024 |  | 550-51-1-2-7 | 550-51-1-2-7-1 | underground mine |  |  |  |  | ore material | polished section | grab | mineral separate | [5 empty] | mineralisation | Sp1a, Sp1b, Sp2 | sphalerite |  | sphalerite | Sp1a (early replacement-infilling stage, core), Sp1b (early replacement-infilling stage, rim), Sp2 (late replacement-infilling stage) | euhedral-subhedral coarse-grained; anhedral grains | massive, banded, disseminated; core-rim texture; sector zoning; rhythm bands |  |  |  | pyrite, chalcopyrite, galena, dolomite, calcite, arsenopyrite, freibergite, pyrargyrite, argentite, goethite, ferrohydrite, anglesite, zincosite | polished into thin sections and polished mounts | EPMA | JEOL JXA-i SP100 electron probe micro-analyzer; NWR 193 nm Ar F Excimer laser-ablation system coupled to an iCAP RQ (ICPMS) | Laboratory of Marine Element and Isotope Facilities in Southern Marine Science and Engineering Guangdong Laboratory (Zhuhai, China); Guangzhou Tuoyan Analytical Technology Co., Ltd., Guangzhou, China | EPMA: accelerating voltage of 20 kV, a probe current of 20 nA, and a 5 μm beam. The peak counting time was 10 s for major elements (Zn, S, Fe), and 50 s for other minor elements (Cd, Ga, Ge, In, Au, and Ag). The background counting time was half of the peak counting time on the high- and low-energy background positions. Analytical results were reduced using the ZAF correction routines. LA-ICP-MS mapping: beam size of 15 μm and a repetition rate of 10 Hz. The depth of ablation during mapping was around 5 μm. | sphalerite for S and Zn, marcasite for Fe, cadmium for Cd, gallium phosphide for Ga, germanium for Ge, indium phosphide for In, gold for Au, and silver for Ag | [6 empty] | 0.037 | [13 empty] | 0.153 | [21 empty] | 0.387 | [59 empty] | 32.851 | [39 empty] | 65.853 |  |  |  |  | 2024 | Wu, Y., Zheng, Y., Yu, P., Chen, X., Guo, L., Long, L., Hu, Z., Huang, Y., Chen, M., Lu, J., Ouyang, S., Chen, S. (2024). The world-class carbonate-hosted Fankou Zn-Pb deposit in China. Part III. Critical metal Ga is enriched in late stage and low temperature sphalerite. Ore Geology Reviews, 166, 105928. |  | CHN | Guangdong
| Fankou |  | Basin hydrothermal | Mississippi Valley-type (MVT) | MVT zinc-lead | Zn, Pb | Ga | Zn, Pb, Ga | Wu et al., 2024 |  | 600-170-1-1-1 | 600-170-1-1-1-1 | underground mine |  |  |  |  | ore material | polished section | grab | mineral separate | [5 empty] | mineralisation | Sp1a, Sp1b, Sp2 | sphalerite |  | sphalerite | Sp1a (early replacement-infilling stage, core), Sp1b (early replacement-infilling stage, rim), Sp2 (late replacement-infilling stage) | euhedral-subhedral coarse-grained; anhedral grains | massive, banded, disseminated; core-rim texture; sector zoning; rhythm bands |  |  |  | pyrite, chalcopyrite, galena, dolomite, calcite, arsenopyrite, freibergite, pyrargyrite, argentite, goethite, ferrohydrite, anglesite, zincosite | polished into thin sections and polished mounts | EPMA | JEOL JXA-i SP100 electron probe micro-analyzer; NWR 193 nm Ar F Excimer laser-ablation system coupled to an iCAP RQ (ICPMS) | Laboratory of Marine Element and Isotope Facilities in Southern Marine Science and Engineering Guangdong Laboratory (Zhuhai, China); Guangzhou Tuoyan Analytical Technology Co., Ltd., Guangzhou, China | EPMA: accelerating voltage of 20 kV, a probe current of 20 nA, and a 5 μm beam. The peak counting time was 10 s for major elements (Zn, S, Fe), and 50 s for other minor elements (Cd, Ga, Ge, In, Au, and Ag). The background counting time was half of the peak counting time on the high- and low-energy background positions. Analytical results were reduced using the ZAF correction routines. LA-ICP-MS mapping: beam size of 15 μm and a repetition rate of 10 Hz. The depth of ablation during mapping was around 5 μm. | sphalerite for S and Zn, marcasite for Fe, cadmium for Cd, gallium phosphide for Ga, germanium for Ge, indium phosphide for In, gold for Au, and silver for Ag | [6 empty] | 0.099 | [13 empty] | 0.159 | [21 empty] | 1.031 | [59 empty] | 33.279 | [39 empty] | 64.629 |  |  |  |  | 2024 | Wu, Y., Zheng, Y., Yu, P., Chen, X., Guo, L., Long, L., Hu, Z., Huang, Y., Chen, M., Lu, J., Ouyang, S., Chen, S. (2024). The world-class carbonate-hosted Fankou Zn-Pb deposit in China. Part III. Critical metal Ga is enriched in late stage and low temperature sphalerite. Ore Geology Reviews, 166, 105928. |  | CHN | Guangdong
| Fankou |  | Basin hydrothermal | Mississippi Valley-type (MVT) | MVT zinc-lead | Zn, Pb | Ga | Zn, Pb, Ga | Wu et al., 2024 |  | 600-170-1-1-2 | 600-170-1-1-2-1 | underground mine |  |  |  |  | ore material | polished section | grab | mineral separate | [5 empty] | mineralisation | Sp1a, Sp1b, Sp2 | sphalerite |  | sphalerite | Sp1a (early replacement-infilling stage, core), Sp1b (early replacement-infilling stage, rim), Sp2 (late replacement-infilling stage) | euhedral-subhedral coarse-grained; anhedral grains | massive, banded, disseminated; core-rim texture; sector zoning; rhythm bands |  |  |  | pyrite, chalcopyrite, galena, dolomite, calcite, arsenopyrite, freibergite, pyrargyrite, argentite, goethite, ferrohydrite, anglesite, zincosite | polished into thin sections and polished mounts | EPMA | JEOL JXA-i SP100 electron probe micro-analyzer; NWR 193 nm Ar F Excimer laser-ablation system coupled to an iCAP RQ (ICPMS) | Laboratory of Marine Element and Isotope Facilities in Southern Marine Science and Engineering Guangdong Laboratory (Zhuhai, China); Guangzhou Tuoyan Analytical Technology Co., Ltd., Guangzhou, China | EPMA: accelerating voltage of 20 kV, a probe current of 20 nA, and a 5 μm beam. The peak counting time was 10 s for major elements (Zn, S, Fe), and 50 s for other minor elements (Cd, Ga, Ge, In, Au, and Ag). The background counting time was half of the peak counting time on the high- and low-energy background positions. Analytical results were reduced using the ZAF correction routines. LA-ICP-MS mapping: beam size of 15 μm and a repetition rate of 10 Hz. The depth of ablation during mapping was around 5 μm. | sphalerite for S and Zn, marcasite for Fe, cadmium for Cd, gallium phosphide for Ga, germanium for Ge, indium phosphide for In, gold for Au, and silver for Ag | [20 empty] | 0.146 | [21 empty] | 1.668 | [59 empty] | 33.408 | [39 empty] | 64.401 |  |  |  |  | 2024 | Wu, Y., Zheng, Y., Yu, P., Chen, X., Guo, L., Long, L., Hu, Z., Huang, Y., Chen, M., Lu, J., Ouyang, S., Chen, S. (2024). The world-class carbonate-hosted Fankou Zn-Pb deposit in China. Part III. Critical metal Ga is enriched in late stage and low temperature sphalerite. Ore Geology Reviews, 166, 105928. |  | CHN | Guangdong
| Fankou |  | Basin hydrothermal | Mississippi Valley-type (MVT) | MVT zinc-lead | Zn, Pb | Ga | Zn, Pb, Ga | Wu et al., 2024 |  | 600-170-1-1-3 | 600-170-1-1-3-1 | underground mine |  |  |  |  | ore material | polished section | grab | mineral separate | [5 empty] | mineralisation | Sp1a, Sp1b, Sp2 | sphalerite |  | sphalerite | Sp1a (early replacement-infilling stage, core), Sp1b (early replacement-infilling stage, rim), Sp2 (late replacement-infilling stage) | euhedral-subhedral coarse-grained; anhedral grains | massive, banded, disseminated; core-rim texture; sector zoning; rhythm bands |  |  |  | pyrite, chalcopyrite, galena, dolomite, calcite, arsenopyrite, freibergite, pyrargyrite, argentite, goethite, ferrohydrite, anglesite, zincosite | polished into thin sections and polished mounts | EPMA | JEOL JXA-i SP100 electron probe micro-analyzer; NWR 193 nm Ar F Excimer laser-ablation system coupled to an iCAP RQ (ICPMS) | Laboratory of Marine Element and Isotope Facilities in Southern Marine Science and Engineering Guangdong Laboratory (Zhuhai, China); Guangzhou Tuoyan Analytical Technology Co., Ltd., Guangzhou, China | EPMA: accelerating voltage of 20 kV, a probe current of 20 nA, and a 5 μm beam. The peak counting time was 10 s for major elements (Zn, S, Fe), and 50 s for other minor elements (Cd, Ga, Ge, In, Au, and Ag). The background counting time was half of the peak counting time on the high- and low-energy background positions. Analytical results were reduced using the ZAF correction routines. LA-ICP-MS mapping: beam size of 15 μm and a repetition rate of 10 Hz. The depth of ablation during mapping was around 5 μm. | sphalerite for S and Zn, marcasite for Fe, cadmium for Cd, gallium phosphide for Ga, germanium for Ge, indium phosphide for In, gold for Au, and silver for Ag | [20 empty] | 0.139 | [21 empty] | 1.856 | [59 empty] | 33.253 | [39 empty] | 64.115 |  |  |  |  | 2024 | Wu, Y., Zheng, Y., Yu, P., Chen, X., Guo, L., Long, L., Hu, Z., Huang, Y., Chen, M., Lu, J., Ouyang, S., Chen, S. (2024). The world-class carbonate-hosted Fankou Zn-Pb deposit in China. Part III. Critical metal Ga is enriched in late stage and low temperature sphalerite. Ore Geology Reviews, 166, 105928. |  | CHN | Guangdong
| Fankou |  | Basin hydrothermal | Mississippi Valley-type (MVT) | MVT zinc-lead | Zn, Pb | Ga | Zn, Pb, Ga | Wu et al., 2024 |  | 600-170-1-1-4 | 600-170-1-1-4-1 | underground mine |  |  |  |  | ore material | polished section | grab | mineral separate | [5 empty] | mineralisation | Sp1a, Sp1b, Sp2 | sphalerite |  | sphalerite | Sp1a (early replacement-infilling stage, core), Sp1b (early replacement-infilling stage, rim), Sp2 (late replacement-infilling stage) | euhedral-subhedral coarse-grained; anhedral grains | massive, banded, disseminated; core-rim texture; sector zoning; rhythm bands |  |  |  | pyrite, chalcopyrite, galena, dolomite, calcite, arsenopyrite, freibergite, pyrargyrite, argentite, goethite, ferrohydrite, anglesite, zincosite | polished into thin sections and polished mounts | EPMA | JEOL JXA-i SP100 electron probe micro-analyzer; NWR 193 nm Ar F Excimer laser-ablation system coupled to an iCAP RQ (ICPMS) | Laboratory of Marine Element and Isotope Facilities in Southern Marine Science and Engineering Guangdong Laboratory (Zhuhai, China); Guangzhou Tuoyan Analytical Technology Co., Ltd., Guangzhou, China | EPMA: accelerating voltage of 20 kV, a probe current of 20 nA, and a 5 μm beam. The peak counting time was 10 s for major elements (Zn, S, Fe), and 50 s for other minor elements (Cd, Ga, Ge, In, Au, and Ag). The background counting time was half of the peak counting time on the high- and low-energy background positions. Analytical results were reduced using the ZAF correction routines. LA-ICP-MS mapping: beam size of 15 μm and a repetition rate of 10 Hz. The depth of ablation during mapping was around 5 μm. | sphalerite for S and Zn, marcasite for Fe, cadmium for Cd, gallium phosphide for Ga, germanium for Ge, indium phosphide for In, gold for Au, and silver for Ag | [6 empty] | 0.028 | [13 empty] | 0.137 | [21 empty] | 1.133 | [59 empty] | 32.859 | [39 empty] | 64.832 |  |  |  |  | 2024 | Wu, Y., Zheng, Y., Yu, P., Chen, X., Guo, L., Long, L., Hu, Z., Huang, Y., Chen, M., Lu, J., Ouyang, S., Chen, S. (2024). The world-class carbonate-hosted Fankou Zn-Pb deposit in China. Part III. Critical metal Ga is enriched in late stage and low temperature sphalerite. Ore Geology Reviews, 166, 105928. |  | CHN | Guangdong
| Fankou |  | Basin hydrothermal | Mississippi Valley-type (MVT) | MVT zinc-lead | Zn, Pb | Ga | Zn, Pb, Ga | Wu et al., 2024 |  | 600-170-1-1-5 | 600-170-1-1-5-1 | underground mine |  |  |  |  | ore material | polished section | grab | mineral separate | [5 empty] | mineralisation | Sp1a, Sp1b, Sp2 | sphalerite |  | sphalerite | Sp1a (early replacement-infilling stage, core), Sp1b (early replacement-infilling stage, rim), Sp2 (late replacement-infilling stage) | euhedral-subhedral coarse-grained; anhedral grains | massive, banded, disseminated; core-rim texture; sector zoning; rhythm bands |  |  |  | pyrite, chalcopyrite, galena, dolomite, calcite, arsenopyrite, freibergite, pyrargyrite, argentite, goethite, ferrohydrite, anglesite, zincosite | polished into thin sections and polished mounts | EPMA | JEOL JXA-i SP100 electron probe micro-analyzer; NWR 193 nm Ar F Excimer laser-ablation system coupled to an iCAP RQ (ICPMS) | Laboratory of Marine Element and Isotope Facilities in Southern Marine Science and Engineering Guangdong Laboratory (Zhuhai, China); Guangzhou Tuoyan Analytical Technology Co., Ltd., Guangzhou, China | EPMA: accelerating voltage of 20 kV, a probe current of 20 nA, and a 5 μm beam. The peak counting time was 10 s for major elements (Zn, S, Fe), and 50 s for other minor elements (Cd, Ga, Ge, In, Au, and Ag). The background counting time was half of the peak counting time on the high- and low-energy background positions. Analytical results were reduced using the ZAF correction routines. LA-ICP-MS mapping: beam size of 15 μm and a repetition rate of 10 Hz. The depth of ablation during mapping was around 5 μm. | sphalerite for S and Zn, marcasite for Fe, cadmium for Cd, gallium phosphide for Ga, germanium for Ge, indium phosphide for In, gold for Au, and silver for Ag | [20 empty] | 0.153 | [21 empty] | 1.034 | [59 empty] | 33.018 | [39 empty] | 65.279 |  |  |  |  | 2024 | Wu, Y., Zheng, Y., Yu, P., Chen, X., Guo, L., Long, L., Hu, Z., Huang, Y., Chen, M., Lu, J., Ouyang, S., Chen, S. (2024). The world-class carbonate-hosted Fankou Zn-Pb deposit in China. Part III. Critical metal Ga is enriched in late stage and low temperature sphalerite. Ore Geology Reviews, 166, 105928. |  | CHN | Guangdong
| Fankou |  | Basin hydrothermal | Mississippi Valley-type (MVT) | MVT zinc-lead | Zn, Pb | Ga | Zn, Pb, Ga | Wu et al., 2024 |  | 600-170-1-1-6 | 600-170-1-1-6-1 | underground mine |  |  |  |  | ore material | polished section | grab | mineral separate | [5 empty] | mineralisation | Sp1a, Sp1b, Sp2 | sphalerite |  | sphalerite | Sp1a (early replacement-infilling stage, core), Sp1b (early replacement-infilling stage, rim), Sp2 (late replacement-infilling stage) | euhedral-subhedral coarse-grained; anhedral grains | massive, banded, disseminated; core-rim texture; sector zoning; rhythm bands |  |  |  | pyrite, chalcopyrite, galena, dolomite, calcite, arsenopyrite, freibergite, pyrargyrite, argentite, goethite, ferrohydrite, anglesite, zincosite | polished into thin sections and polished mounts | EPMA | JEOL JXA-i SP100 electron probe micro-analyzer; NWR 193 nm Ar F Excimer laser-ablation system coupled to an iCAP RQ (ICPMS) | Laboratory of Marine Element and Isotope Facilities in Southern Marine Science and Engineering Guangdong Laboratory (Zhuhai, China); Guangzhou Tuoyan Analytical Technology Co., Ltd., Guangzhou, China | EPMA: accelerating voltage of 20 kV, a probe current of 20 nA, and a 5 μm beam. The peak counting time was 10 s for major elements (Zn, S, Fe), and 50 s for other minor elements (Cd, Ga, Ge, In, Au, and Ag). The background counting time was half of the peak counting time on the high- and low-energy background positions. Analytical results were reduced using the ZAF correction routines. LA-ICP-MS mapping: beam size of 15 μm and a repetition rate of 10 Hz. The depth of ablation during mapping was around 5 μm. | sphalerite for S and Zn, marcasite for Fe, cadmium for Cd, gallium phosphide for Ga, germanium for Ge, indium phosphide for In, gold for Au, and silver for Ag | [20 empty] | 0.106 | [21 empty] | 2.192 | [59 empty] | 33.137 | [39 empty] | 64.116 |  |  |  |  | 2024 | Wu, Y., Zheng, Y., Yu, P., Chen, X., Guo, L., Long, L., Hu, Z., Huang, Y., Chen, M., Lu, J., Ouyang, S., Chen, S. (2024). The world-class carbonate-hosted Fankou Zn-Pb deposit in China. Part III. Critical metal Ga is enriched in late stage and low temperature sphalerite. Ore Geology Reviews, 166, 105928. |  | CHN | Guangdong
| Fankou |  | Basin hydrothermal | Mississippi Valley-type (MVT) | MVT zinc-lead | Zn, Pb | Ga | Zn, Pb, Ga | Wu et al., 2024 |  | 600-170-1-2-1 | 600-170-1-2-1-1 | underground mine |  |  |  |  | ore material | polished section | grab | mineral separate | [5 empty] | mineralisation | Sp1a, Sp1b, Sp2 | sphalerite |  | sphalerite | Sp1a (early replacement-infilling stage, core), Sp1b (early replacement-infilling stage, rim), Sp2 (late replacement-infilling stage) | euhedral-subhedral coarse-grained; anhedral grains | massive, banded, disseminated; core-rim texture; sector zoning; rhythm bands |  |  |  | pyrite, chalcopyrite, galena, dolomite, calcite, arsenopyrite, freibergite, pyrargyrite, argentite, goethite, ferrohydrite, anglesite, zincosite | polished into thin sections and polished mounts | EPMA | JEOL JXA-i SP100 electron probe micro-analyzer; NWR 193 nm Ar F Excimer laser-ablation system coupled to an iCAP RQ (ICPMS) | Laboratory of Marine Element and Isotope Facilities in Southern Marine Science and Engineering Guangdong Laboratory (Zhuhai, China); Guangzhou Tuoyan Analytical Technology Co., Ltd., Guangzhou, China | EPMA: accelerating voltage of 20 kV, a probe current of 20 nA, and a 5 μm beam. The peak counting time was 10 s for major elements (Zn, S, Fe), and 50 s for other minor elements (Cd, Ga, Ge, In, Au, and Ag). The background counting time was half of the peak counting time on the high- and low-energy background positions. Analytical results were reduced using the ZAF correction routines. LA-ICP-MS mapping: beam size of 15 μm and a repetition rate of 10 Hz. The depth of ablation during mapping was around 5 μm. | sphalerite for S and Zn, marcasite for Fe, cadmium for Cd, gallium phosphide for Ga, germanium for Ge, indium phosphide for In, gold for Au, and silver for Ag | [6 empty] | 0.021 | [13 empty] | 0.156 | [21 empty] | 2.314 | [13 empty] | 0.011 | [45 empty] | 32.761 | [39 empty] | 63.907 |  |  |  |  | 2024 | Wu, Y., Zheng, Y., Yu, P., Chen, X., Guo, L., Long, L., Hu, Z., Huang, Y., Chen, M., Lu, J., Ouyang, S., Chen, S. (2024). The world-class carbonate-hosted Fankou Zn-Pb deposit in China. Part III. Critical metal Ga is enriched in late stage and low temperature sphalerite. Ore Geology Reviews, 166, 105928. |  | CHN | Guangdong
| Fankou |  | Basin hydrothermal | Mississippi Valley-type (MVT) | MVT zinc-lead | Zn, Pb | Ga | Zn, Pb, Ga | Wu et al., 2024 |  | 600-170-1-2-2 | 600-170-1-2-2-1 | underground mine |  |  |  |  | ore material | polished section | grab | mineral separate | [5 empty] | mineralisation | Sp1a, Sp1b, Sp2 | sphalerite |  | sphalerite | Sp1a (early replacement-infilling stage, core), Sp1b (early replacement-infilling stage, rim), Sp2 (late replacement-infilling stage) | euhedral-subhedral coarse-grained; anhedral grains | massive, banded, disseminated; core-rim texture; sector zoning; rhythm bands |  |  |  | pyrite, chalcopyrite, galena, dolomite, calcite, arsenopyrite, freibergite, pyrargyrite, argentite, goethite, ferrohydrite, anglesite, zincosite | polished into thin sections and polished mounts | EPMA | JEOL JXA-i SP100 electron probe micro-analyzer; NWR 193 nm Ar F Excimer laser-ablation system coupled to an iCAP RQ (ICPMS) | Laboratory of Marine Element and Isotope Facilities in Southern Marine Science and Engineering Guangdong Laboratory (Zhuhai, China); Guangzhou Tuoyan Analytical Technology Co., Ltd., Guangzhou, China | EPMA: accelerating voltage of 20 kV, a probe current of 20 nA, and a 5 μm beam. The peak counting time was 10 s for major elements (Zn, S, Fe), and 50 s for other minor elements (Cd, Ga, Ge, In, Au, and Ag). The background counting time was half of the peak counting time on the high- and low-energy background positions. Analytical results were reduced using the ZAF correction routines. LA-ICP-MS mapping: beam size of 15 μm and a repetition rate of 10 Hz. The depth of ablation during mapping was around 5 μm. | sphalerite for S and Zn, marcasite for Fe, cadmium for Cd, gallium phosphide for Ga, germanium for Ge, indium phosphide for In, gold for Au, and silver for Ag | [6 empty] | 0.077 | [13 empty] | 0.18 | [21 empty] | 1.657 | [59 empty] | 32.749 | [39 empty] | 64.513 |  |  |  |  | 2024 | Wu, Y., Zheng, Y., Yu, P., Chen, X., Guo, L., Long, L., Hu, Z., Huang, Y., Chen, M., Lu, J., Ouyang, S., Chen, S. (2024). The world-class carbonate-hosted Fankou Zn-Pb deposit in China. Part III. Critical metal Ga is enriched in late stage and low temperature sphalerite. Ore Geology Reviews, 166, 105928. |  | CHN | Guangdong
| Fankou |  | Basin hydrothermal | Mississippi Valley-type (MVT) | MVT zinc-lead | Zn, Pb | Ga | Zn, Pb, Ga | Wu et al., 2024 |  | 600-170-1-2-3 | 600-170-1-2-3-1 | underground mine |  |  |  |  | ore material | polished section | grab | mineral separate | [5 empty] | mineralisation | Sp1a, Sp1b, Sp2 | sphalerite |  | sphalerite | Sp1a (early replacement-infilling stage, core), Sp1b (early replacement-infilling stage, rim), Sp2 (late replacement-infilling stage) | euhedral-subhedral coarse-grained; anhedral grains | massive, banded, disseminated; core-rim texture; sector zoning; rhythm bands |  |  |  | pyrite, chalcopyrite, galena, dolomite, calcite, arsenopyrite, freibergite, pyrargyrite, argentite, goethite, ferrohydrite, anglesite, zincosite | polished into thin sections and polished mounts | EPMA | JEOL JXA-i SP100 electron probe micro-analyzer; NWR 193 nm Ar F Excimer laser-ablation system coupled to an iCAP RQ (ICPMS) | Laboratory of Marine Element and Isotope Facilities in Southern Marine Science and Engineering Guangdong Laboratory (Zhuhai, China); Guangzhou Tuoyan Analytical Technology Co., Ltd., Guangzhou, China | EPMA: accelerating voltage of 20 kV, a probe current of 20 nA, and a 5 μm beam. The peak counting time was 10 s for major elements (Zn, S, Fe), and 50 s for other minor elements (Cd, Ga, Ge, In, Au, and Ag). The background counting time was half of the peak counting time on the high- and low-energy background positions. Analytical results were reduced using the ZAF correction routines. LA-ICP-MS mapping: beam size of 15 μm and a repetition rate of 10 Hz. The depth of ablation during mapping was around 5 μm. | sphalerite for S and Zn, marcasite for Fe, cadmium for Cd, gallium phosphide for Ga, germanium for Ge, indium phosphide for In, gold for Au, and silver for Ag | [20 empty] | 0.17 | [21 empty] | 1.999 | [13 empty] | 0.013 | [45 empty] | 32.623 | [39 empty] | 63.413 |  |  |  |  | 2024 | Wu, Y., Zheng, Y., Yu, P., Chen, X., Guo, L., Long, L., Hu, Z., Huang, Y., Chen, M., Lu, J., Ouyang, S., Chen, S. (2024). The world-class carbonate-hosted Fankou Zn-Pb deposit in China. Part III. Critical metal Ga is enriched in late stage and low temperature sphalerite. Ore Geology Reviews, 166, 105928. |  | CHN | Guangdong
| Fankou |  | Basin hydrothermal | Mississippi Valley-type (MVT) | MVT zinc-lead | Zn, Pb | Ga | Zn, Pb, Ga | Wu et al., 2024 |  | 600-170-1-2-4 | 600-170-1-2-4-1 | underground mine |  |  |  |  | ore material | polished section | grab | mineral separate | [5 empty] | mineralisation | Sp1a, Sp1b, Sp2 | sphalerite |  | sphalerite | Sp1a (early replacement-infilling stage, core), Sp1b (early replacement-infilling stage, rim), Sp2 (late replacement-infilling stage) | euhedral-subhedral coarse-grained; anhedral grains | massive, banded, disseminated; core-rim texture; sector zoning; rhythm bands |  |  |  | pyrite, chalcopyrite, galena, dolomite, calcite, arsenopyrite, freibergite, pyrargyrite, argentite, goethite, ferrohydrite, anglesite, zincosite | polished into thin sections and polished mounts | EPMA | JEOL JXA-i SP100 electron probe micro-analyzer; NWR 193 nm Ar F Excimer laser-ablation system coupled to an iCAP RQ (ICPMS) | Laboratory of Marine Element and Isotope Facilities in Southern Marine Science and Engineering Guangdong Laboratory (Zhuhai, China); Guangzhou Tuoyan Analytical Technology Co., Ltd., Guangzhou, China | EPMA: accelerating voltage of 20 kV, a probe current of 20 nA, and a 5 μm beam. The peak counting time was 10 s for major elements (Zn, S, Fe), and 50 s for other minor elements (Cd, Ga, Ge, In, Au, and Ag). The background counting time was half of the peak counting time on the high- and low-energy background positions. Analytical results were reduced using the ZAF correction routines. LA-ICP-MS mapping: beam size of 15 μm and a repetition rate of 10 Hz. The depth of ablation during mapping was around 5 μm. | sphalerite for S and Zn, marcasite for Fe, cadmium for Cd, gallium phosphide for Ga, germanium for Ge, indium phosphide for In, gold for Au, and silver for Ag | [20 empty] | 0.21 | [21 empty] | 2.325 |  | 0.047 | [57 empty] | 33.302 | [39 empty] | 63.778 |  |  |  |  | 2024 | Wu, Y., Zheng, Y., Yu, P., Chen, X., Guo, L., Long, L., Hu, Z., Huang, Y., Chen, M., Lu, J., Ouyang, S., Chen, S. (2024). The world-class carbonate-hosted Fankou Zn-Pb deposit in China. Part III. Critical metal Ga is enriched in late stage and low temperature sphalerite. Ore Geology Reviews, 166, 105928. |  | CHN | Guangdong
| Fankou |  | Basin hydrothermal | Mississippi Valley-type (MVT) | MVT zinc-lead | Zn, Pb | Ga | Zn, Pb, Ga | Wu et al., 2024 |  | 600-170-1-2-5 | 600-170-1-2-5-1 | underground mine |  |  |  |  | ore material | polished section | grab | mineral separate | [5 empty] | mineralisation | Sp1a, Sp1b, Sp2 | sphalerite |  | sphalerite | Sp1a (early replacement-infilling stage, core), Sp1b (early replacement-infilling stage, rim), Sp2 (late replacement-infilling stage) | euhedral-subhedral coarse-grained; anhedral grains | massive, banded, disseminated; core-rim texture; sector zoning; rhythm bands |  |  |  | pyrite, chalcopyrite, galena, dolomite, calcite, arsenopyrite, freibergite, pyrargyrite, argentite, goethite, ferrohydrite, anglesite, zincosite | polished into thin sections and polished mounts | EPMA | JEOL JXA-i SP100 electron probe micro-analyzer; NWR 193 nm Ar F Excimer laser-ablation system coupled to an iCAP RQ (ICPMS) | Laboratory of Marine Element and Isotope Facilities in Southern Marine Science and Engineering Guangdong Laboratory (Zhuhai, China); Guangzhou Tuoyan Analytical Technology Co., Ltd., Guangzhou, China | EPMA: accelerating voltage of 20 kV, a probe current of 20 nA, and a 5 μm beam. The peak counting time was 10 s for major elements (Zn, S, Fe), and 50 s for other minor elements (Cd, Ga, Ge, In, Au, and Ag). The background counting time was half of the peak counting time on the high- and low-energy background positions. Analytical results were reduced using the ZAF correction routines. LA-ICP-MS mapping: beam size of 15 μm and a repetition rate of 10 Hz. The depth of ablation during mapping was around 5 μm. | sphalerite for S and Zn, marcasite for Fe, cadmium for Cd, gallium phosphide for Ga, germanium for Ge, indium phosphide for In, gold for Au, and silver for Ag | [6 empty] | 0.027 | [13 empty] | 0.162 | [21 empty] | 4.52 | [59 empty] | 34.003 | [39 empty] | 60.15 |  |  |  |  | 2024 | Wu, Y., Zheng, Y., Yu, P., Chen, X., Guo, L., Long, L., Hu, Z., Huang, Y., Chen, M., Lu, J., Ouyang, S., Chen, S. (2024). The world-class carbonate-hosted Fankou Zn-Pb deposit in China. Part III. Critical metal Ga is enriched in late stage and low temperature sphalerite. Ore Geology Reviews, 166, 105928. |  | CHN | Guangdong
| Fankou |  | Basin hydrothermal | Mississippi Valley-type (MVT) | MVT zinc-lead | Zn, Pb | Ga | Zn, Pb, Ga | Wu et al., 2024 |  | 455-23-2-1-2 | 455-23-2-1-2-1 | underground mine |  |  |  |  | ore material | polished section | grab | mineral separate | [5 empty] | mineralisation | Sp1a, Sp1b, Sp2 | sphalerite |  | sphalerite | Sp1a (early replacement-infilling stage, core), Sp1b (early replacement-infilling stage, rim), Sp2 (late replacement-infilling stage) | euhedral-subhedral coarse-grained; anhedral grains | massive, banded, disseminated; core-rim texture; sector zoning; rhythm bands |  |  |  | pyrite, chalcopyrite, galena, dolomite, calcite, arsenopyrite, freibergite, pyrargyrite, argentite, goethite, ferrohydrite, anglesite, zincosite | polished into thin sections and polished mounts | EPMA | JEOL JXA-i SP100 electron probe micro-analyzer; NWR 193 nm Ar F Excimer laser-ablation system coupled to an iCAP RQ (ICPMS) | Laboratory of Marine Element and Isotope Facilities in Southern Marine Science and Engineering Guangdong Laboratory (Zhuhai, China); Guangzhou Tuoyan Analytical Technology Co., Ltd., Guangzhou, China | EPMA: accelerating voltage of 20 kV, a probe current of 20 nA, and a 5 μm beam. The peak counting time was 10 s for major elements (Zn, S, Fe), and 50 s for other minor elements (Cd, Ga, Ge, In, Au, and Ag). The background counting time was half of the peak counting time on the high- and low-energy background positions. Analytical results were reduced using the ZAF correction routines. LA-ICP-MS mapping: beam size of 15 μm and a repetition rate of 10 Hz. The depth of ablation during mapping was around 5 μm. | sphalerite for S and Zn, marcasite for Fe, cadmium for Cd, gallium phosphide for Ga, germanium for Ge, indium phosphide for In, gold for Au, and silver for Ag | [20 empty] | 0.14 | [21 empty] | 3.68 | [59 empty] | 33.026 | [39 empty] | 62.294 |  |  |  |  | 2024 | Wu, Y., Zheng, Y., Yu, P., Chen, X., Guo, L., Long, L., Hu, Z., Huang, Y., Chen, M., Lu, J., Ouyang, S., Chen, S. (2024). The world-class carbonate-hosted Fankou Zn-Pb deposit in China. Part III. Critical metal Ga is enriched in late stage and low temperature sphalerite. Ore Geology Reviews, 166, 105928. |  | CHN | Guangdong
| Fankou |  | Basin hydrothermal | Mississippi Valley-type (MVT) | MVT zinc-lead | Zn, Pb | Ga | Zn, Pb, Ga | Wu et al., 2024 |  | 455-23-2-1-3 | 455-23-2-1-3-1 | underground mine |  |  |  |  | ore material | polished section | grab | mineral separate | [5 empty] | mineralisation | Sp1a, Sp1b, Sp2 | sphalerite |  | sphalerite | Sp1a (early replacement-infilling stage, core), Sp1b (early replacement-infilling stage, rim), Sp2 (late replacement-infilling stage) | euhedral-subhedral coarse-grained; anhedral grains | massive, banded, disseminated; core-rim texture; sector zoning; rhythm bands |  |  |  | pyrite, chalcopyrite, galena, dolomite, calcite, arsenopyrite, freibergite, pyrargyrite, argentite, goethite, ferrohydrite, anglesite, zincosite | polished into thin sections and polished mounts | EPMA | JEOL JXA-i SP100 electron probe micro-analyzer; NWR 193 nm Ar F Excimer laser-ablation system coupled to an iCAP RQ (ICPMS) | Laboratory of Marine Element and Isotope Facilities in Southern Marine Science and Engineering Guangdong Laboratory (Zhuhai, China); Guangzhou Tuoyan Analytical Technology Co., Ltd., Guangzhou, China | EPMA: accelerating voltage of 20 kV, a probe current of 20 nA, and a 5 μm beam. The peak counting time was 10 s for major elements (Zn, S, Fe), and 50 s for other minor elements (Cd, Ga, Ge, In, Au, and Ag). The background counting time was half of the peak counting time on the high- and low-energy background positions. Analytical results were reduced using the ZAF correction routines. LA-ICP-MS mapping: beam size of 15 μm and a repetition rate of 10 Hz. The depth of ablation during mapping was around 5 μm. | sphalerite for S and Zn, marcasite for Fe, cadmium for Cd, gallium phosphide for Ga, germanium for Ge, indium phosphide for In, gold for Au, and silver for Ag | [20 empty] | 0.128 | [21 empty] | 2.702 | [59 empty] | 33.133 | [39 empty] | 63.762 |  |  |  |  | 2024 | Wu, Y., Zheng, Y., Yu, P., Chen, X., Guo, L., Long, L., Hu, Z., Huang, Y., Chen, M., Lu, J., Ouyang, S., Chen, S. (2024). The world-class carbonate-hosted Fankou Zn-Pb deposit in China. Part III. Critical metal Ga is enriched in late stage and low temperature sphalerite. Ore Geology Reviews, 166, 105928. |  | CHN | Guangdong
| Fankou |  | Basin hydrothermal | Mississippi Valley-type (MVT) | MVT zinc-lead | Zn, Pb | Ga | Zn, Pb, Ga | Wu et al., 2024 |  | 455-23-2-1-7 | 455-23-2-1-7-1 | underground mine |  |  |  |  | ore material | polished section | grab | mineral separate | [5 empty] | mineralisation | Sp1a, Sp1b, Sp2 | sphalerite |  | sphalerite | Sp1a (early replacement-infilling stage, core), Sp1b (early replacement-infilling stage, rim), Sp2 (late replacement-infilling stage) | euhedral-subhedral coarse-grained; anhedral grains | massive, banded, disseminated; core-rim texture; sector zoning; rhythm bands |  |  |  | pyrite, chalcopyrite, galena, dolomite, calcite, arsenopyrite, freibergite, pyrargyrite, argentite, goethite, ferrohydrite, anglesite, zincosite | polished into thin sections and polished mounts | EPMA | JEOL JXA-i SP100 electron probe micro-analyzer; NWR 193 nm Ar F Excimer laser-ablation system coupled to an iCAP RQ (ICPMS) | Laboratory of Marine Element and Isotope Facilities in Southern Marine Science and Engineering Guangdong Laboratory (Zhuhai, China); Guangzhou Tuoyan Analytical Technology Co., Ltd., Guangzhou, China | EPMA: accelerating voltage of 20 kV, a probe current of 20 nA, and a 5 μm beam. The peak counting time was 10 s for major elements (Zn, S, Fe), and 50 s for other minor elements (Cd, Ga, Ge, In, Au, and Ag). The background counting time was half of the peak counting time on the high- and low-energy background positions. Analytical results were reduced using the ZAF correction routines. LA-ICP-MS mapping: beam size of 15 μm and a repetition rate of 10 Hz. The depth of ablation during mapping was around 5 μm. | sphalerite for S and Zn, marcasite for Fe, cadmium for Cd, gallium phosphide for Ga, germanium for Ge, indium phosphide for In, gold for Au, and silver for Ag | [20 empty] | 0.154 | [21 empty] | 3.211 | [13 empty] | 0.027 | [45 empty] | 33.327 | [39 empty] | 63.114 |  |  |  |  | 2024 | Wu, Y., Zheng, Y., Yu, P., Chen, X., Guo, L., Long, L., Hu, Z., Huang, Y., Chen, M., Lu, J., Ouyang, S., Chen, S. (2024). The world-class carbonate-hosted Fankou Zn-Pb deposit in China. Part III. Critical metal Ga is enriched in late stage and low temperature sphalerite. Ore Geology Reviews, 166, 105928. |  | CHN | Guangdong
| Fankou |  | Basin hydrothermal | Mississippi Valley-type (MVT) | MVT zinc-lead | Zn, Pb | Ga | Zn, Pb, Ga | Wu et al., 2024 |  | 455-23-2-1-8 | 455-23-2-1-8-1 | underground mine |  |  |  |  | ore material | polished section | grab | mineral separate | [5 empty] | mineralisation | Sp1a, Sp1b, Sp2 | sphalerite |  | sphalerite | Sp1a (early replacement-infilling stage, core), Sp1b (early replacement-infilling stage, rim), Sp2 (late replacement-infilling stage) | euhedral-subhedral coarse-grained; anhedral grains | massive, banded, disseminated; core-rim texture; sector zoning; rhythm bands |  |  |  | pyrite, chalcopyrite, galena, dolomite, calcite, arsenopyrite, freibergite, pyrargyrite, argentite, goethite, ferrohydrite, anglesite, zincosite | polished into thin sections and polished mounts | EPMA | JEOL JXA-i SP100 electron probe micro-analyzer; NWR 193 nm Ar F Excimer laser-ablation system coupled to an iCAP RQ (ICPMS) | Laboratory of Marine Element and Isotope Facilities in Southern Marine Science and Engineering Guangdong Laboratory (Zhuhai, China); Guangzhou Tuoyan Analytical Technology Co., Ltd., Guangzhou, China | EPMA: accelerating voltage of 20 kV, a probe current of 20 nA, and a 5 μm beam. The peak counting time was 10 s for major elements (Zn, S, Fe), and 50 s for other minor elements (Cd, Ga, Ge, In, Au, and Ag). The background counting time was half of the peak counting time on the high- and low-energy background positions. Analytical results were reduced using the ZAF correction routines. LA-ICP-MS mapping: beam size of 15 μm and a repetition rate of 10 Hz. The depth of ablation during mapping was around 5 μm. | sphalerite for S and Zn, marcasite for Fe, cadmium for Cd, gallium phosphide for Ga, germanium for Ge, indium phosphide for In, gold for Au, and silver for Ag | [20 empty] | 0.127 | [21 empty] | 3.269 | [59 empty] | 33.416 | [39 empty] | 63.746 |  |  |  |  | 2024 | Wu, Y., Zheng, Y., Yu, P., Chen, X., Guo, L., Long, L., Hu, Z., Huang, Y., Chen, M., Lu, J., Ouyang, S., Chen, S. (2024). The world-class carbonate-hosted Fankou Zn-Pb deposit in China. Part III. Critical metal Ga is enriched in late stage and low temperature sphalerite. Ore Geology Reviews, 166, 105928. |  | CHN | Guangdong
| Fankou |  | Basin hydrothermal | Mississippi Valley-type (MVT) | MVT zinc-lead | Zn, Pb | Ga | Zn, Pb, Ga | Wu et al., 2024 |  | 455-23-2-2-3 | 455-23-2-2-3-1 | underground mine |  |  |  |  | ore material | polished section | grab | mineral separate | [5 empty] | mineralisation | Sp1a, Sp1b, Sp2 | sphalerite |  | sphalerite | Sp1a (early replacement-infilling stage, core), Sp1b (early replacement-infilling stage, rim), Sp2 (late replacement-infilling stage) | euhedral-subhedral coarse-grained; anhedral grains | massive, banded, disseminated; core-rim texture; sector zoning; rhythm bands |  |  |  | pyrite, chalcopyrite, galena, dolomite, calcite, arsenopyrite, freibergite, pyrargyrite, argentite, goethite, ferrohydrite, anglesite, zincosite | polished into thin sections and polished mounts | EPMA | JEOL JXA-i SP100 electron probe micro-analyzer; NWR 193 nm Ar F Excimer laser-ablation system coupled to an iCAP RQ (ICPMS) | Laboratory of Marine Element and Isotope Facilities in Southern Marine Science and Engineering Guangdong Laboratory (Zhuhai, China); Guangzhou Tuoyan Analytical Technology Co., Ltd., Guangzhou, China | EPMA: accelerating voltage of 20 kV, a probe current of 20 nA, and a 5 μm beam. The peak counting time was 10 s for major elements (Zn, S, Fe), and 50 s for other minor elements (Cd, Ga, Ge, In, Au, and Ag). The background counting time was half of the peak counting time on the high- and low-energy background positions. Analytical results were reduced using the ZAF correction routines. LA-ICP-MS mapping: beam size of 15 μm and a repetition rate of 10 Hz. The depth of ablation during mapping was around 5 μm. | sphalerite for S and Zn, marcasite for Fe, cadmium for Cd, gallium phosphide for Ga, germanium for Ge, indium phosphide for In, gold for Au, and silver for Ag | [6 empty] | 0.027 | [13 empty] | 0.106 | [21 empty] | 3.995 | [13 empty] | 0.011 | [45 empty] | 33.267 | [39 empty] | 62.471 |  |  |  |  | 2024 | Wu, Y., Zheng, Y., Yu, P., Chen, X., Guo, L., Long, L., Hu, Z., Huang, Y., Chen, M., Lu, J., Ouyang, S., Chen, S. (2024). The world-class carbonate-hosted Fankou Zn-Pb deposit in China. Part III. Critical metal Ga is enriched in late stage and low temperature sphalerite. Ore Geology Reviews, 166, 105928. |  | CHN | Guangdong
| Fankou |  | Basin hydrothermal | Mississippi Valley-type (MVT) | MVT zinc-lead | Zn, Pb | Ga | Zn, Pb, Ga | Wu et al., 2024 |  | 455-23-2-2-4 | 455-23-2-2-4-1 | underground mine |  |  |  |  | ore material | polished section | grab | mineral separate | [5 empty] | mineralisation | Sp1a, Sp1b, Sp2 | sphalerite |  | sphalerite | Sp1a (early replacement-infilling stage, core), Sp1b (early replacement-infilling stage, rim), Sp2 (late replacement-infilling stage) | euhedral-subhedral coarse-grained; anhedral grains | massive, banded, disseminated; core-rim texture; sector zoning; rhythm bands |  |  |  | pyrite, chalcopyrite, galena, dolomite, calcite, arsenopyrite, freibergite, pyrargyrite, argentite, goethite, ferrohydrite, anglesite, zincosite | polished into thin sections and polished mounts | EPMA | JEOL JXA-i SP100 electron probe micro-analyzer; NWR 193 nm Ar F Excimer laser-ablation system coupled to an iCAP RQ (ICPMS) | Laboratory of Marine Element and Isotope Facilities in Southern Marine Science and Engineering Guangdong Laboratory (Zhuhai, China); Guangzhou Tuoyan Analytical Technology Co., Ltd., Guangzhou, China | EPMA: accelerating voltage of 20 kV, a probe current of 20 nA, and a 5 μm beam. The peak counting time was 10 s for major elements (Zn, S, Fe), and 50 s for other minor elements (Cd, Ga, Ge, In, Au, and Ag). The background counting time was half of the peak counting time on the high- and low-energy background positions. Analytical results were reduced using the ZAF correction routines. LA-ICP-MS mapping: beam size of 15 μm and a repetition rate of 10 Hz. The depth of ablation during mapping was around 5 μm. | sphalerite for S and Zn, marcasite for Fe, cadmium for Cd, gallium phosphide for Ga, germanium for Ge, indium phosphide for In, gold for Au, and silver for Ag | [20 empty] | 0.148 | [21 empty] | 4.105 | [59 empty] | 33.22 | [39 empty] | 61.964 |  |  |  |  | 2024 | Wu, Y., Zheng, Y., Yu, P., Chen, X., Guo, L., Long, L., Hu, Z., Huang, Y., Chen, M., Lu, J., Ouyang, S., Chen, S. (2024). The world-class carbonate-hosted Fankou Zn-Pb deposit in China. Part III. Critical metal Ga is enriched in late stage and low temperature sphalerite. Ore Geology Reviews, 166, 105928. |  | CHN | Guangdong
| Fankou |  | Basin hydrothermal | Mississippi Valley-type (MVT) | MVT zinc-lead | Zn, Pb | Ga | Zn, Pb, Ga | Wu et al., 2024 |  | 455-23-2-2-5 | 455-23-2-2-5-1 | underground mine |  |  |  |  | ore material | polished section | grab | mineral separate | [5 empty] | mineralisation | Sp1a, Sp1b, Sp2 | sphalerite |  | sphalerite | Sp1a (early replacement-infilling stage, core), Sp1b (early replacement-infilling stage, rim), Sp2 (late replacement-infilling stage) | euhedral-subhedral coarse-grained; anhedral grains | massive, banded, disseminated; core-rim texture; sector zoning; rhythm bands |  |  |  | pyrite, chalcopyrite, galena, dolomite, calcite, arsenopyrite, freibergite, pyrargyrite, argentite, goethite, ferrohydrite, anglesite, zincosite | polished into thin sections and polished mounts | EPMA | JEOL JXA-i SP100 electron probe micro-analyzer; NWR 193 nm Ar F Excimer laser-ablation system coupled to an iCAP RQ (ICPMS) | Laboratory of Marine Element and Isotope Facilities in Southern Marine Science and Engineering Guangdong Laboratory (Zhuhai, China); Guangzhou Tuoyan Analytical Technology Co., Ltd., Guangzhou, China | EPMA: accelerating voltage of 20 kV, a probe current of 20 nA, and a 5 μm beam. The peak counting time was 10 s for major elements (Zn, S, Fe), and 50 s for other minor elements (Cd, Ga, Ge, In, Au, and Ag). The background counting time was half of the peak counting time on the high- and low-energy background positions. Analytical results were reduced using the ZAF correction routines. LA-ICP-MS mapping: beam size of 15 μm and a repetition rate of 10 Hz. The depth of ablation during mapping was around 5 μm. | sphalerite for S and Zn, marcasite for Fe, cadmium for Cd, gallium phosphide for Ga, germanium for Ge, indium phosphide for In, gold for Au, and silver for Ag | [20 empty] | 0.159 | [21 empty] | 3.612 | [13 empty] | 0.014 | [45 empty] | 33.084 | [39 empty] | 62.292 |  |  |  |  | 2024 | Wu, Y., Zheng, Y., Yu, P., Chen, X., Guo, L., Long, L., Hu, Z., Huang, Y., Chen, M., Lu, J., Ouyang, S., Chen, S. (2024). The world-class carbonate-hosted Fankou Zn-Pb deposit in China. Part III. Critical metal Ga is enriched in late stage and low temperature sphalerite. Ore Geology Reviews, 166, 105928. |  | CHN | Guangdong
| Fankou |  | Basin hydrothermal | Mississippi Valley-type (MVT) | MVT zinc-lead | Zn, Pb | Ga | Zn, Pb, Ga | Wu et al., 2024 |  | 455-23-2-2-6 | 455-23-2-2-6-1 | underground mine |  |  |  |  | ore material | polished section | grab | mineral separate | [5 empty] | mineralisation | Sp1a, Sp1b, Sp2 | sphalerite |  | sphalerite | Sp1a (early replacement-infilling stage, core), Sp1b (early replacement-infilling stage, rim), Sp2 (late replacement-infilling stage) | euhedral-subhedral coarse-grained; anhedral grains | massive, banded, disseminated; core-rim texture; sector zoning; rhythm bands |  |  |  | pyrite, chalcopyrite, galena, dolomite, calcite, arsenopyrite, freibergite, pyrargyrite, argentite, goethite, ferrohydrite, anglesite, zincosite | polished into thin sections and polished mounts | EPMA | JEOL JXA-i SP100 electron probe micro-analyzer; NWR 193 nm Ar F Excimer laser-ablation system coupled to an iCAP RQ (ICPMS) | Laboratory of Marine Element and Isotope Facilities in Southern Marine Science and Engineering Guangdong Laboratory (Zhuhai, China); Guangzhou Tuoyan Analytical Technology Co., Ltd., Guangzhou, China | EPMA: accelerating voltage of 20 kV, a probe current of 20 nA, and a 5 μm beam. The peak counting time was 10 s for major elements (Zn, S, Fe), and 50 s for other minor elements (Cd, Ga, Ge, In, Au, and Ag). The background counting time was half of the peak counting time on the high- and low-energy background positions. Analytical results were reduced using the ZAF correction routines. LA-ICP-MS mapping: beam size of 15 μm and a repetition rate of 10 Hz. The depth of ablation during mapping was around 5 μm. | sphalerite for S and Zn, marcasite for Fe, cadmium for Cd, gallium phosphide for Ga, germanium for Ge, indium phosphide for In, gold for Au, and silver for Ag | [20 empty] | 0.101 | [21 empty] | 3.176 | [59 empty] | 33.16 | [39 empty] | 62.757 |  |  |  |  | 2024 | Wu, Y., Zheng, Y., Yu, P., Chen, X., Guo, L., Long, L., Hu, Z., Huang, Y., Chen, M., Lu, J., Ouyang, S., Chen, S. (2024). The world-class carbonate-hosted Fankou Zn-Pb deposit in China. Part III. Critical metal Ga is enriched in late stage and low temperature sphalerite. Ore Geology Reviews, 166, 105928. |  | CHN | Guangdong
| Fankou |  | Basin hydrothermal | Mississippi Valley-type (MVT) | MVT zinc-lead | Zn, Pb | Ga | Zn, Pb, Ga | Wu et al., 2024 |  | 455-23-2-2-7 | 455-23-2-2-7-1 | underground mine |  |  |  |  | ore material | polished section | grab | mineral separate | [5 empty] | mineralisation | Sp1a, Sp1b, Sp2 | sphalerite |  | sphalerite | Sp1a (early replacement-infilling stage, core), Sp1b (early replacement-infilling stage, rim), Sp2 (late replacement-infilling stage) | euhedral-subhedral coarse-grained; anhedral grains | massive, banded, disseminated; core-rim texture; sector zoning; rhythm bands |  |  |  | pyrite, chalcopyrite, galena, dolomite, calcite, arsenopyrite, freibergite, pyrargyrite, argentite, goethite, ferrohydrite, anglesite, zincosite | polished into thin sections and polished mounts | EPMA | JEOL JXA-i SP100 electron probe micro-analyzer; NWR 193 nm Ar F Excimer laser-ablation system coupled to an iCAP RQ (ICPMS) | Laboratory of Marine Element and Isotope Facilities in Southern Marine Science and Engineering Guangdong Laboratory (Zhuhai, China); Guangzhou Tuoyan Analytical Technology Co., Ltd., Guangzhou, China | EPMA: accelerating voltage of 20 kV, a probe current of 20 nA, and a 5 μm beam. The peak counting time was 10 s for major elements (Zn, S, Fe), and 50 s for other minor elements (Cd, Ga, Ge, In, Au, and Ag). The background counting time was half of the peak counting time on the high- and low-energy background positions. Analytical results were reduced using the ZAF correction routines. LA-ICP-MS mapping: beam size of 15 μm and a repetition rate of 10 Hz. The depth of ablation during mapping was around 5 μm. | sphalerite for S and Zn, marcasite for Fe, cadmium for Cd, gallium phosphide for Ga, germanium for Ge, indium phosphide for In, gold for Au, and silver for Ag | [20 empty] | 0.141 | [21 empty] | 3.793 | [59 empty] | 33.161 | [39 empty] | 62.692 |  |  |  |  | 2024 | Wu, Y., Zheng, Y., Yu, P., Chen, X., Guo, L., Long, L., Hu, Z., Huang, Y., Chen, M., Lu, J., Ouyang, S., Chen, S. (2024). The world-class carbonate-hosted Fankou Zn-Pb deposit in China. Part III. Critical metal Ga is enriched in late stage and low temperature sphalerite. Ore Geology Reviews, 166, 105928. |  | CHN | Guangdong
| Fankou |  | Basin hydrothermal | Mississippi Valley-type (MVT) | MVT zinc-lead | Zn, Pb | Ga | Zn, Pb, Ga | Wu et al., 2024 |  | 455-23-2-2-8 | 455-23-2-2-8-1 | underground mine |  |  |  |  | ore material | polished section | grab | mineral separate | [5 empty] | mineralisation | Sp1a, Sp1b, Sp2 | sphalerite |  | sphalerite | Sp1a (early replacement-infilling stage, core), Sp1b (early replacement-infilling stage, rim), Sp2 (late replacement-infilling stage) | euhedral-subhedral coarse-grained; anhedral grains | massive, banded, disseminated; core-rim texture; sector zoning; rhythm bands |  |  |  | pyrite, chalcopyrite, galena, dolomite, calcite, arsenopyrite, freibergite, pyrargyrite, argentite, goethite, ferrohydrite, anglesite, zincosite | polished into thin sections and polished mounts | EPMA | JEOL JXA-i SP100 electron probe micro-analyzer; NWR 193 nm Ar F Excimer laser-ablation system coupled to an iCAP RQ (ICPMS) | Laboratory of Marine Element and Isotope Facilities in Southern Marine Science and Engineering Guangdong Laboratory (Zhuhai, China); Guangzhou Tuoyan Analytical Technology Co., Ltd., Guangzhou, China | EPMA: accelerating voltage of 20 kV, a probe current of 20 nA, and a 5 μm beam. The peak counting time was 10 s for major elements (Zn, S, Fe), and 50 s for other minor elements (Cd, Ga, Ge, In, Au, and Ag). The background counting time was half of the peak counting time on the high- and low-energy background positions. Analytical results were reduced using the ZAF correction routines. LA-ICP-MS mapping: beam size of 15 μm and a repetition rate of 10 Hz. The depth of ablation during mapping was around 5 μm. | sphalerite for S and Zn, marcasite for Fe, cadmium for Cd, gallium phosphide for Ga, germanium for Ge, indium phosphide for In, gold for Au, and silver for Ag | [20 empty] | 0.124 | [21 empty] | 3.913 | [13 empty] | 0.01 | [45 empty] | 33.205 | [39 empty] | 62.577 |  |  |  |  | 2024 | Wu, Y., Zheng, Y., Yu, P., Chen, X., Guo, L., Long, L., Hu, Z., Huang, Y., Chen, M., Lu, J., Ouyang, S., Chen, S. (2024). The world-class carbonate-hosted Fankou Zn-Pb deposit in China. Part III. Critical metal Ga is enriched in late stage and low temperature sphalerite. Ore Geology Reviews, 166, 105928. |  | CHN | Guangdong
| Fankou |  | Basin hydrothermal | Mississippi Valley-type (MVT) | MVT zinc-lead | Zn, Pb | Ga | Zn, Pb, Ga | Wu et al., 2024 |  | 500-36-1-1-4 | 500-36-1-1-4-1 | underground mine |  |  |  |  | ore material | polished section | grab | mineral separate | [5 empty] | mineralisation | Sp1a, Sp1b, Sp2 | sphalerite |  | sphalerite | Sp1a (early replacement-infilling stage, core), Sp1b (early replacement-infilling stage, rim), Sp2 (late replacement-infilling stage) | euhedral-subhedral coarse-grained; anhedral grains | massive, banded, disseminated; core-rim texture; sector zoning; rhythm bands |  |  |  | pyrite, chalcopyrite, galena, dolomite, calcite, arsenopyrite, freibergite, pyrargyrite, argentite, goethite, ferrohydrite, anglesite, zincosite | polished into thin sections and polished mounts | EPMA | JEOL JXA-i SP100 electron probe micro-analyzer; NWR 193 nm Ar F Excimer laser-ablation system coupled to an iCAP RQ (ICPMS) | Laboratory of Marine Element and Isotope Facilities in Southern Marine Science and Engineering Guangdong Laboratory (Zhuhai, China); Guangzhou Tuoyan Analytical Technology Co., Ltd., Guangzhou, China | EPMA: accelerating voltage of 20 kV, a probe current of 20 nA, and a 5 μm beam. The peak counting time was 10 s for major elements (Zn, S, Fe), and 50 s for other minor elements (Cd, Ga, Ge, In, Au, and Ag). The background counting time was half of the peak counting time on the high- and low-energy background positions. Analytical results were reduced using the ZAF correction routines. LA-ICP-MS mapping: beam size of 15 μm and a repetition rate of 10 Hz. The depth of ablation during mapping was around 5 μm. | sphalerite for S and Zn, marcasite for Fe, cadmium for Cd, gallium phosphide for Ga, germanium for Ge, indium phosphide for In, gold for Au, and silver for Ag | [20 empty] | 0.18 | [21 empty] | 3.461 | [59 empty] | 33.165 | [39 empty] | 62.322 |  |  |  |  | 2024 | Wu, Y., Zheng, Y., Yu, P., Chen, X., Guo, L., Long, L., Hu, Z., Huang, Y., Chen, M., Lu, J., Ouyang, S., Chen, S. (2024). The world-class carbonate-hosted Fankou Zn-Pb deposit in China. Part III. Critical metal Ga is enriched in late stage and low temperature sphalerite. Ore Geology Reviews, 166, 105928. |  | CHN | Guangdong
| Fankou |  | Basin hydrothermal | Mississippi Valley-type (MVT) | MVT zinc-lead | Zn, Pb | Ga | Zn, Pb, Ga | Wu et al., 2024 |  | 500-36-1-1-5 | 500-36-1-1-5-1 | underground mine |  |  |  |  | ore material | polished section | grab | mineral separate | [5 empty] | mineralisation | Sp1a, Sp1b, Sp2 | sphalerite |  | sphalerite | Sp1a (early replacement-infilling stage, core), Sp1b (early replacement-infilling stage, rim), Sp2 (late replacement-infilling stage) | euhedral-subhedral coarse-grained; anhedral grains | massive, banded, disseminated; core-rim texture; sector zoning; rhythm bands |  |  |  | pyrite, chalcopyrite, galena, dolomite, calcite, arsenopyrite, freibergite, pyrargyrite, argentite, goethite, ferrohydrite, anglesite, zincosite | polished into thin sections and polished mounts | EPMA | JEOL JXA-i SP100 electron probe micro-analyzer; NWR 193 nm Ar F Excimer laser-ablation system coupled to an iCAP RQ (ICPMS) | Laboratory of Marine Element and Isotope Facilities in Southern Marine Science and Engineering Guangdong Laboratory (Zhuhai, China); Guangzhou Tuoyan Analytical Technology Co., Ltd., Guangzhou, China | EPMA: accelerating voltage of 20 kV, a probe current of 20 nA, and a 5 μm beam. The peak counting time was 10 s for major elements (Zn, S, Fe), and 50 s for other minor elements (Cd, Ga, Ge, In, Au, and Ag). The background counting time was half of the peak counting time on the high- and low-energy background positions. Analytical results were reduced using the ZAF correction routines. LA-ICP-MS mapping: beam size of 15 μm and a repetition rate of 10 Hz. The depth of ablation during mapping was around 5 μm. | sphalerite for S and Zn, marcasite for Fe, cadmium for Cd, gallium phosphide for Ga, germanium for Ge, indium phosphide for In, gold for Au, and silver for Ag | [20 empty] | 0.197 | [21 empty] | 3.176 | [59 empty] | 32.824 | [39 empty] | 62.973 |  |  |  |  | 2024 | Wu, Y., Zheng, Y., Yu, P., Chen, X., Guo, L., Long, L., Hu, Z., Huang, Y., Chen, M., Lu, J., Ouyang, S., Chen, S. (2024). The world-class carbonate-hosted Fankou Zn-Pb deposit in China. Part III. Critical metal Ga is enriched in late stage and low temperature sphalerite. Ore Geology Reviews, 166, 105928. |  | CHN | Guangdong
| Fankou |  | Basin hydrothermal | Mississippi Valley-type (MVT) | MVT zinc-lead | Zn, Pb | Ga | Zn, Pb, Ga | Wu et al., 2024 |  | 500-36-1-2-4 | 500-36-1-2-4-1 | underground mine |  |  |  |  | ore material | polished section | grab | mineral separate | [5 empty] | mineralisation | Sp1a, Sp1b, Sp2 | sphalerite |  | sphalerite | Sp1a (early replacement-infilling stage, core), Sp1b (early replacement-infilling stage, rim), Sp2 (late replacement-infilling stage) | euhedral-subhedral coarse-grained; anhedral grains | massive, banded, disseminated; core-rim texture; sector zoning; rhythm bands |  |  |  | pyrite, chalcopyrite, galena, dolomite, calcite, arsenopyrite, freibergite, pyrargyrite, argentite, goethite, ferrohydrite, anglesite, zincosite | polished into thin sections and polished mounts | EPMA | JEOL JXA-i SP100 electron probe micro-analyzer; NWR 193 nm Ar F Excimer laser-ablation system coupled to an iCAP RQ (ICPMS) | Laboratory of Marine Element and Isotope Facilities in Southern Marine Science and Engineering Guangdong Laboratory (Zhuhai, China); Guangzhou Tuoyan Analytical Technology Co., Ltd., Guangzhou, China | EPMA: accelerating voltage of 20 kV, a probe current of 20 nA, and a 5 μm beam. The peak counting time was 10 s for major elements (Zn, S, Fe), and 50 s for other minor elements (Cd, Ga, Ge, In, Au, and Ag). The background counting time was half of the peak counting time on the high- and low-energy background positions. Analytical results were reduced using the ZAF correction routines. LA-ICP-MS mapping: beam size of 15 μm and a repetition rate of 10 Hz. The depth of ablation during mapping was around 5 μm. | sphalerite for S and Zn, marcasite for Fe, cadmium for Cd, gallium phosphide for Ga, germanium for Ge, indium phosphide for In, gold for Au, and silver for Ag | [6 empty] | 0.04 | [13 empty] | 0.199 | [21 empty] | 3.466 | [59 empty] | 33.403 | [39 empty] | 62.643 |  |  |  |  | 2024 | Wu, Y., Zheng, Y., Yu, P., Chen, X., Guo, L., Long, L., Hu, Z., Huang, Y., Chen, M., Lu, J., Ouyang, S., Chen, S. (2024). The world-class carbonate-hosted Fankou Zn-Pb deposit in China. Part III. Critical metal Ga is enriched in late stage and low temperature sphalerite. Ore Geology Reviews, 166, 105928. |  | CHN | Guangdong
| Fankou |  | Basin hydrothermal | Mississippi Valley-type (MVT) | MVT zinc-lead | Zn, Pb | Ga | Zn, Pb, Ga | Wu et al., 2024 |  | 500-36-1-2-5 | 500-36-1-2-5-1 | underground mine |  |  |  |  | ore material | polished section | grab | mineral separate | [5 empty] | mineralisation | Sp1a, Sp1b, Sp2 | sphalerite |  | sphalerite | Sp1a (early replacement-infilling stage, core), Sp1b (early replacement-infilling stage, rim), Sp2 (late replacement-infilling stage) | euhedral-subhedral coarse-grained; anhedral grains | massive, banded, disseminated; core-rim texture; sector zoning; rhythm bands |  |  |  | pyrite, chalcopyrite, galena, dolomite, calcite, arsenopyrite, freibergite, pyrargyrite, argentite, goethite, ferrohydrite, anglesite, zincosite | polished into thin sections and polished mounts | EPMA | JEOL JXA-i SP100 electron probe micro-analyzer; NWR 193 nm Ar F Excimer laser-ablation system coupled to an iCAP RQ (ICPMS) | Laboratory of Marine Element and Isotope Facilities in Southern Marine Science and Engineering Guangdong Laboratory (Zhuhai, China); Guangzhou Tuoyan Analytical Technology Co., Ltd., Guangzhou, China | EPMA: accelerating voltage of 20 kV, a probe current of 20 nA, and a 5 μm beam. The peak counting time was 10 s for major elements (Zn, S, Fe), and 50 s for other minor elements (Cd, Ga, Ge, In, Au, and Ag). The background counting time was half of the peak counting time on the high- and low-energy background positions. Analytical results were reduced using the ZAF correction routines. LA-ICP-MS mapping: beam size of 15 μm and a repetition rate of 10 Hz. The depth of ablation during mapping was around 5 μm. | sphalerite for S and Zn, marcasite for Fe, cadmium for Cd, gallium phosphide for Ga, germanium for Ge, indium phosphide for In, gold for Au, and silver for Ag | [20 empty] | 0.263 | [21 empty] | 4.643 | [59 empty] | 33.405 | [39 empty] | 61.948 |  |  |  |  | 2024 | Wu, Y., Zheng, Y., Yu, P., Chen, X., Guo, L., Long, L., Hu, Z., Huang, Y., Chen, M., Lu, J., Ouyang, S., Chen, S. (2024). The world-class carbonate-hosted Fankou Zn-Pb deposit in China. Part III. Critical metal Ga is enriched in late stage and low temperature sphalerite. Ore Geology Reviews, 166, 105928. |  | CHN | Guangdong
| Fankou |  | Basin hydrothermal | Mississippi Valley-type (MVT) | MVT zinc-lead | Zn, Pb | Ga | Zn, Pb, Ga | Wu et al., 2024 |  | 320-158-1-1-1 | 320-158-1-1-1-1 | underground mine |  |  |  |  | ore material | polished section | grab | mineral separate | [5 empty] | mineralisation | Sp1a, Sp1b, Sp2 | sphalerite |  | sphalerite | Sp1a (early replacement-infilling stage, core), Sp1b (early replacement-infilling stage, rim), Sp2 (late replacement-infilling stage) | euhedral-subhedral coarse-grained; anhedral grains | massive, banded, disseminated; core-rim texture; sector zoning; rhythm bands |  |  |  | pyrite, chalcopyrite, galena, dolomite, calcite, arsenopyrite, freibergite, pyrargyrite, argentite, goethite, ferrohydrite, anglesite, zincosite | polished into thin sections and polished mounts | EPMA | JEOL JXA-i SP100 electron probe micro-analyzer; NWR 193 nm Ar F Excimer laser-ablation system coupled to an iCAP RQ (ICPMS) | Laboratory of Marine Element and Isotope Facilities in Southern Marine Science and Engineering Guangdong Laboratory (Zhuhai, China); Guangzhou Tuoyan Analytical Technology Co., Ltd., Guangzhou, China | EPMA: accelerating voltage of 20 kV, a probe current of 20 nA, and a 5 μm beam. The peak counting time was 10 s for major elements (Zn, S, Fe), and 50 s for other minor elements (Cd, Ga, Ge, In, Au, and Ag). The background counting time was half of the peak counting time on the high- and low-energy background positions. Analytical results were reduced using the ZAF correction routines. LA-ICP-MS mapping: beam size of 15 μm and a repetition rate of 10 Hz. The depth of ablation during mapping was around 5 μm. | sphalerite for S and Zn, marcasite for Fe, cadmium for Cd, gallium phosphide for Ga, germanium for Ge, indium phosphide for In, gold for Au, and silver for Ag | [20 empty] | 0.1 | [21 empty] | 3.025 | [59 empty] | 32.894 | [39 empty] | 61.97 |  |  |  |  | 2024 | Wu, Y., Zheng, Y., Yu, P., Chen, X., Guo, L., Long, L., Hu, Z., Huang, Y., Chen, M., Lu, J., Ouyang, S., Chen, S. (2024). The world-class carbonate-hosted Fankou Zn-Pb deposit in China. Part III. Critical metal Ga is enriched in late stage and low temperature sphalerite. Ore Geology Reviews, 166, 105928. |  | CHN | Guangdong
| Fankou |  | Basin hydrothermal | Mississippi Valley-type (MVT) | MVT zinc-lead | Zn, Pb | Ga | Zn, Pb, Ga | Wu et al., 2024 |  | 320-158-1-1-3 | 320-158-1-1-3-1 | underground mine |  |  |  |  | ore material | polished section | grab | mineral separate | [5 empty] | mineralisation | Sp1a, Sp1b, Sp2 | sphalerite |  | sphalerite | Sp1a (early replacement-infilling stage, core), Sp1b (early replacement-infilling stage, rim), Sp2 (late replacement-infilling stage) | euhedral-subhedral coarse-grained; anhedral grains | massive, banded, disseminated; core-rim texture; sector zoning; rhythm bands |  |  |  | pyrite, chalcopyrite, galena, dolomite, calcite, arsenopyrite, freibergite, pyrargyrite, argentite, goethite, ferrohydrite, anglesite, zincosite | polished into thin sections and polished mounts | EPMA | JEOL JXA-i SP100 electron probe micro-analyzer; NWR 193 nm Ar F Excimer laser-ablation system coupled to an iCAP RQ (ICPMS) | Laboratory of Marine Element and Isotope Facilities in Southern Marine Science and Engineering Guangdong Laboratory (Zhuhai, China); Guangzhou Tuoyan Analytical Technology Co., Ltd., Guangzhou, China | EPMA: accelerating voltage of 20 kV, a probe current of 20 nA, and a 5 μm beam. The peak counting time was 10 s for major elements (Zn, S, Fe), and 50 s for other minor elements (Cd, Ga, Ge, In, Au, and Ag). The background counting time was half of the peak counting time on the high- and low-energy background positions. Analytical results were reduced using the ZAF correction routines. LA-ICP-MS mapping: beam size of 15 μm and a repetition rate of 10 Hz. The depth of ablation during mapping was around 5 μm. | sphalerite for S and Zn, marcasite for Fe, cadmium for Cd, gallium phosphide for Ga, germanium for Ge, indium phosphide for In, gold for Au, and silver for Ag | [20 empty] | 0.134 | [21 empty] | 4.335 | [59 empty] | 33.141 | [39 empty] | 60.461 |  |  |  |  | 2024 | Wu, Y., Zheng, Y., Yu, P., Chen, X., Guo, L., Long, L., Hu, Z., Huang, Y., Chen, M., Lu, J., Ouyang, S., Chen, S. (2024). The world-class carbonate-hosted Fankou Zn-Pb deposit in China. Part III. Critical metal Ga is enriched in late stage and low temperature sphalerite. Ore Geology Reviews, 166, 105928. |  | CHN | Guangdong
| Fankou |  | Basin hydrothermal | Mississippi Valley-type (MVT) | MVT zinc-lead | Zn, Pb | Ga | Zn, Pb, Ga | Wu et al., 2024 |  | 320-158-1-1-4 | 320-158-1-1-4-1 | underground mine |  |  |  |  | ore material | polished section | grab | mineral separate | [5 empty] | mineralisation | Sp1a, Sp1b, Sp2 | sphalerite |  | sphalerite | Sp1a (early replacement-infilling stage, core), Sp1b (early replacement-infilling stage, rim), Sp2 (late replacement-infilling stage) | euhedral-subhedral coarse-grained; anhedral grains | massive, banded, disseminated; core-rim texture; sector zoning; rhythm bands |  |  |  | pyrite, chalcopyrite, galena, dolomite, calcite, arsenopyrite, freibergite, pyrargyrite, argentite, goethite, ferrohydrite, anglesite, zincosite | polished into thin sections and polished mounts | EPMA | JEOL JXA-i SP100 electron probe micro-analyzer; NWR 193 nm Ar F Excimer laser-ablation system coupled to an iCAP RQ (ICPMS) | Laboratory of Marine Element and Isotope Facilities in Southern Marine Science and Engineering Guangdong Laboratory (Zhuhai, China); Guangzhou Tuoyan Analytical Technology Co., Ltd., Guangzhou, China | EPMA: accelerating voltage of 20 kV, a probe current of 20 nA, and a 5 μm beam. The peak counting time was 10 s for major elements (Zn, S, Fe), and 50 s for other minor elements (Cd, Ga, Ge, In, Au, and Ag). The background counting time was half of the peak counting time on the high- and low-energy background positions. Analytical results were reduced using the ZAF correction routines. LA-ICP-MS mapping: beam size of 15 μm and a repetition rate of 10 Hz. The depth of ablation during mapping was around 5 μm. | sphalerite for S and Zn, marcasite for Fe, cadmium for Cd, gallium phosphide for Ga, germanium for Ge, indium phosphide for In, gold for Au, and silver for Ag | [20 empty] | 0.184 | [21 empty] | 5.619 | [59 empty] | 33.279 | [39 empty] | 59.237 |  |  |  |  | 2024 | Wu, Y., Zheng, Y., Yu, P., Chen, X., Guo, L., Long, L., Hu, Z., Huang, Y., Chen, M., Lu, J., Ouyang, S., Chen, S. (2024). The world-class carbonate-hosted Fankou Zn-Pb deposit in China. Part III. Critical metal Ga is enriched in late stage and low temperature sphalerite. Ore Geology Reviews, 166, 105928. |  | CHN | Guangdong
| Fankou |  | Basin hydrothermal | Mississippi Valley-type (MVT) | MVT zinc-lead | Zn, Pb | Ga | Zn, Pb, Ga | Wu et al., 2024 |  | 320-158-1-1-5 | 320-158-1-1-5-1 | underground mine |  |  |  |  | ore material | polished section | grab | mineral separate | [5 empty] | mineralisation | Sp1a, Sp1b, Sp2 | sphalerite |  | sphalerite | Sp1a (early replacement-infilling stage, core), Sp1b (early replacement-infilling stage, rim), Sp2 (late replacement-infilling stage) | euhedral-subhedral coarse-grained; anhedral grains | massive, banded, disseminated; core-rim texture; sector zoning; rhythm bands |  |  |  | pyrite, chalcopyrite, galena, dolomite, calcite, arsenopyrite, freibergite, pyrargyrite, argentite, goethite, ferrohydrite, anglesite, zincosite | polished into thin sections and polished mounts | EPMA | JEOL JXA-i SP100 electron probe micro-analyzer; NWR 193 nm Ar F Excimer laser-ablation system coupled to an iCAP RQ (ICPMS) | Laboratory of Marine Element and Isotope Facilities in Southern Marine Science and Engineering Guangdong Laboratory (Zhuhai, China); Guangzhou Tuoyan Analytical Technology Co., Ltd., Guangzhou, China | EPMA: accelerating voltage of 20 kV, a probe current of 20 nA, and a 5 μm beam. The peak counting time was 10 s for major elements (Zn, S, Fe), and 50 s for other minor elements (Cd, Ga, Ge, In, Au, and Ag). The background counting time was half of the peak counting time on the high- and low-energy background positions. Analytical results were reduced using the ZAF correction routines. LA-ICP-MS mapping: beam size of 15 μm and a repetition rate of 10 Hz. The depth of ablation during mapping was around 5 μm. | sphalerite for S and Zn, marcasite for Fe, cadmium for Cd, gallium phosphide for Ga, germanium for Ge, indium phosphide for In, gold for Au, and silver for Ag | [20 empty] | 0.13 | [21 empty] | 5.06 | [59 empty] | 33.144 | [39 empty] | 60.044 |  |  |  |  | 2024 | Wu, Y., Zheng, Y., Yu, P., Chen, X., Guo, L., Long, L., Hu, Z., Huang, Y., Chen, M., Lu, J., Ouyang, S., Chen, S. (2024). The world-class carbonate-hosted Fankou Zn-Pb deposit in China. Part III. Critical metal Ga is enriched in late stage and low temperature sphalerite. Ore Geology Reviews, 166, 105928. |  | CHN | Guangdong
| Fankou |  | Basin hydrothermal | Mississippi Valley-type (MVT) | MVT zinc-lead | Zn, Pb | Ga | Zn, Pb, Ga | Wu et al., 2024 |  | 320-158-1-2-1 | 320-158-1-2-1-1 | underground mine |  |  |  |  | ore material | polished section | grab | mineral separate | [5 empty] | mineralisation | Sp1a, Sp1b, Sp2 | sphalerite |  | sphalerite | Sp1a (early replacement-infilling stage, core), Sp1b (early replacement-infilling stage, rim), Sp2 (late replacement-infilling stage) | euhedral-subhedral coarse-grained; anhedral grains | massive, banded, disseminated; core-rim texture; sector zoning; rhythm bands |  |  |  | pyrite, chalcopyrite, galena, dolomite, calcite, arsenopyrite, freibergite, pyrargyrite, argentite, goethite, ferrohydrite, anglesite, zincosite | polished into thin sections and polished mounts | EPMA | JEOL JXA-i SP100 electron probe micro-analyzer; NWR 193 nm Ar F Excimer laser-ablation system coupled to an iCAP RQ (ICPMS) | Laboratory of Marine Element and Isotope Facilities in Southern Marine Science and Engineering Guangdong Laboratory (Zhuhai, China); Guangzhou Tuoyan Analytical Technology Co., Ltd., Guangzhou, China | EPMA: accelerating voltage of 20 kV, a probe current of 20 nA, and a 5 μm beam. The peak counting time was 10 s for major elements (Zn, S, Fe), and 50 s for other minor elements (Cd, Ga, Ge, In, Au, and Ag). The background counting time was half of the peak counting time on the high- and low-energy background positions. Analytical results were reduced using the ZAF correction routines. LA-ICP-MS mapping: beam size of 15 μm and a repetition rate of 10 Hz. The depth of ablation during mapping was around 5 μm. | sphalerite for S and Zn, marcasite for Fe, cadmium for Cd, gallium phosphide for Ga, germanium for Ge, indium phosphide for In, gold for Au, and silver for Ag | [20 empty] | 0.156 | [21 empty] | 1.932 | [59 empty] | 33.438 | [39 empty] | 63.714 |  |  |  |  | 2024 | Wu, Y., Zheng, Y., Yu, P., Chen, X., Guo, L., Long, L., Hu, Z., Huang, Y., Chen, M., Lu, J., Ouyang, S., Chen, S. (2024). The world-class carbonate-hosted Fankou Zn-Pb deposit in China. Part III. Critical metal Ga is enriched in late stage and low temperature sphalerite. Ore Geology Reviews, 166, 105928. |  | CHN | Guangdong
| Fankou |  | Basin hydrothermal | Mississippi Valley-type (MVT) | MVT zinc-lead | Zn, Pb | Ga | Zn, Pb, Ga | Wu et al., 2024 |  | 320-158-1-2-2 | 320-158-1-2-2-1 | underground mine |  |  |  |  | ore material | polished section | grab | mineral separate | [5 empty] | mineralisation | Sp1a, Sp1b, Sp2 | sphalerite |  | sphalerite | Sp1a (early replacement-infilling stage, core), Sp1b (early replacement-infilling stage, rim), Sp2 (late replacement-infilling stage) | euhedral-subhedral coarse-grained; anhedral grains | massive, banded, disseminated; core-rim texture; sector zoning; rhythm bands |  |  |  | pyrite, chalcopyrite, galena, dolomite, calcite, arsenopyrite, freibergite, pyrargyrite, argentite, goethite, ferrohydrite, anglesite, zincosite | polished into thin sections and polished mounts | EPMA | JEOL JXA-i SP100 electron probe micro-analyzer; NWR 193 nm Ar F Excimer laser-ablation system coupled to an iCAP RQ (ICPMS) | Laboratory of Marine Element and Isotope Facilities in Southern Marine Science and Engineering Guangdong Laboratory (Zhuhai, China); Guangzhou Tuoyan Analytical Technology Co., Ltd., Guangzhou, China | EPMA: accelerating voltage of 20 kV, a probe current of 20 nA, and a 5 μm beam. The peak counting time was 10 s for major elements (Zn, S, Fe), and 50 s for other minor elements (Cd, Ga, Ge, In, Au, and Ag). The background counting time was half of the peak counting time on the high- and low-energy background positions. Analytical results were reduced using the ZAF correction routines. LA-ICP-MS mapping: beam size of 15 μm and a repetition rate of 10 Hz. The depth of ablation during mapping was around 5 μm. | sphalerite for S and Zn, marcasite for Fe, cadmium for Cd, gallium phosphide for Ga, germanium for Ge, indium phosphide for In, gold for Au, and silver for Ag | [20 empty] | 0.099 | [21 empty] | 2.23 | [59 empty] | 33.272 | [39 empty] | 63.649 |  |  |  |  | 2024 | Wu, Y., Zheng, Y., Yu, P., Chen, X., Guo, L., Long, L., Hu, Z., Huang, Y., Chen, M., Lu, J., Ouyang, S., Chen, S. (2024). The world-class carbonate-hosted Fankou Zn-Pb deposit in China. Part III. Critical metal Ga is enriched in late stage and low temperature sphalerite. Ore Geology Reviews, 166, 105928. |  | CHN | Guangdong
| Fankou |  | Basin hydrothermal | Mississippi Valley-type (MVT) | MVT zinc-lead | Zn, Pb | Ga | Zn, Pb, Ga | Wu et al., 2024 |  | 320-158-1-2-3 | 320-158-1-2-3-1 | underground mine |  |  |  |  | ore material | polished section | grab | mineral separate | [5 empty] | mineralisation | Sp1a, Sp1b, Sp2 | sphalerite |  | sphalerite | Sp1a (early replacement-infilling stage, core), Sp1b (early replacement-infilling stage, rim), Sp2 (late replacement-infilling stage) | euhedral-subhedral coarse-grained; anhedral grains | massive, banded, disseminated; core-rim texture; sector zoning; rhythm bands |  |  |  | pyrite, chalcopyrite, galena, dolomite, calcite, arsenopyrite, freibergite, pyrargyrite, argentite, goethite, ferrohydrite, anglesite, zincosite | polished into thin sections and polished mounts | EPMA | JEOL JXA-i SP100 electron probe micro-analyzer; NWR 193 nm Ar F Excimer laser-ablation system coupled to an iCAP RQ (ICPMS) | Laboratory of Marine Element and Isotope Facilities in Southern Marine Science and Engineering Guangdong Laboratory (Zhuhai, China); Guangzhou Tuoyan Analytical Technology Co., Ltd., Guangzhou, China | EPMA: accelerating voltage of 20 kV, a probe current of 20 nA, and a 5 μm beam. The peak counting time was 10 s for major elements (Zn, S, Fe), and 50 s for other minor elements (Cd, Ga, Ge, In, Au, and Ag). The background counting time was half of the peak counting time on the high- and low-energy background positions. Analytical results were reduced using the ZAF correction routines. LA-ICP-MS mapping: beam size of 15 μm and a repetition rate of 10 Hz. The depth of ablation during mapping was around 5 μm. | sphalerite for S and Zn, marcasite for Fe, cadmium for Cd, gallium phosphide for Ga, germanium for Ge, indium phosphide for In, gold for Au, and silver for Ag | [20 empty] | 0.099 | [21 empty] | 3.091 | [59 empty] | 33.225 | [39 empty] | 62.969 |  |  |  |  | 2024 | Wu, Y., Zheng, Y., Yu, P., Chen, X., Guo, L., Long, L., Hu, Z., Huang, Y., Chen, M., Lu, J., Ouyang, S., Chen, S. (2024). The world-class carbonate-hosted Fankou Zn-Pb deposit in China. Part III. Critical metal Ga is enriched in late stage and low temperature sphalerite. Ore Geology Reviews, 166, 105928. |  | CHN | Guangdong
| Fankou |  | Basin hydrothermal | Mississippi Valley-type (MVT) | MVT zinc-lead | Zn, Pb | Ga | Zn, Pb, Ga | Wu et al., 2024 |  | 320-158-1-2-4 | 320-158-1-2-4-1 | underground mine |  |  |  |  | ore material | polished section | grab | mineral separate | [5 empty] | mineralisation | Sp1a, Sp1b, Sp2 | sphalerite |  | sphalerite | Sp1a (early replacement-infilling stage, core), Sp1b (early replacement-infilling stage, rim), Sp2 (late replacement-infilling stage) | euhedral-subhedral coarse-grained; anhedral grains | massive, banded, disseminated; core-rim texture; sector zoning; rhythm bands |  |  |  | pyrite, chalcopyrite, galena, dolomite, calcite, arsenopyrite, freibergite, pyrargyrite, argentite, goethite, ferrohydrite, anglesite, zincosite | polished into thin sections and polished mounts | EPMA | JEOL JXA-i SP100 electron probe micro-analyzer; NWR 193 nm Ar F Excimer laser-ablation system coupled to an iCAP RQ (ICPMS) | Laboratory of Marine Element and Isotope Facilities in Southern Marine Science and Engineering Guangdong Laboratory (Zhuhai, China); Guangzhou Tuoyan Analytical Technology Co., Ltd., Guangzhou, China | EPMA: accelerating voltage of 20 kV, a probe current of 20 nA, and a 5 μm beam. The peak counting time was 10 s for major elements (Zn, S, Fe), and 50 s for other minor elements (Cd, Ga, Ge, In, Au, and Ag). The background counting time was half of the peak counting time on the high- and low-energy background positions. Analytical results were reduced using the ZAF correction routines. LA-ICP-MS mapping: beam size of 15 μm and a repetition rate of 10 Hz. The depth of ablation during mapping was around 5 μm. | sphalerite for S and Zn, marcasite for Fe, cadmium for Cd, gallium phosphide for Ga, germanium for Ge, indium phosphide for In, gold for Au, and silver for Ag | [20 empty] | 0.166 | [21 empty] | 4.571 | [59 empty] | 33.253 | [39 empty] | 61.277 |  |  |  |  | 2024 | Wu, Y., Zheng, Y., Yu, P., Chen, X., Guo, L., Long, L., Hu, Z., Huang, Y., Chen, M., Lu, J., Ouyang, S., Chen, S. (2024). The world-class carbonate-hosted Fankou Zn-Pb deposit in China. Part III. Critical metal Ga is enriched in late stage and low temperature sphalerite. Ore Geology Reviews, 166, 105928. |  | CHN | Guangdong
| Fankou |  | Basin hydrothermal | Mississippi Valley-type (MVT) | MVT zinc-lead | Zn, Pb | Ga | Zn, Pb, Ga | Wu et al., 2024 |  | 320-158-1-2-5 | 320-158-1-2-5-1 | underground mine |  |  |  |  | ore material | polished section | grab | mineral separate | [5 empty] | mineralisation | Sp1a, Sp1b, Sp2 | sphalerite |  | sphalerite | Sp1a (early replacement-infilling stage, core), Sp1b (early replacement-infilling stage, rim), Sp2 (late replacement-infilling stage) | euhedral-subhedral coarse-grained; anhedral grains | massive, banded, disseminated; core-rim texture; sector zoning; rhythm bands |  |  |  | pyrite, chalcopyrite, galena, dolomite, calcite, arsenopyrite, freibergite, pyrargyrite, argentite, goethite, ferrohydrite, anglesite, zincosite | polished into thin sections and polished mounts | EPMA | JEOL JXA-i SP100 electron probe micro-analyzer; NWR 193 nm Ar F Excimer laser-ablation system coupled to an iCAP RQ (ICPMS) | Laboratory of Marine Element and Isotope Facilities in Southern Marine Science and Engineering Guangdong Laboratory (Zhuhai, China); Guangzhou Tuoyan Analytical Technology Co., Ltd., Guangzhou, China | EPMA: accelerating voltage of 20 kV, a probe current of 20 nA, and a 5 μm beam. The peak counting time was 10 s for major elements (Zn, S, Fe), and 50 s for other minor elements (Cd, Ga, Ge, In, Au, and Ag). The background counting time was half of the peak counting time on the high- and low-energy background positions. Analytical results were reduced using the ZAF correction routines. LA-ICP-MS mapping: beam size of 15 μm and a repetition rate of 10 Hz. The depth of ablation during mapping was around 5 μm. | sphalerite for S and Zn, marcasite for Fe, cadmium for Cd, gallium phosphide for Ga, germanium for Ge, indium phosphide for In, gold for Au, and silver for Ag | [20 empty] | 0.135 | [21 empty] | 4.272 | [59 empty] | 33.211 | [39 empty] | 61.452 |  |  |  |  | 2024 | Wu, Y., Zheng, Y., Yu, P., Chen, X., Guo, L., Long, L., Hu, Z., Huang, Y., Chen, M., Lu, J., Ouyang, S., Chen, S. (2024). The world-class carbonate-hosted Fankou Zn-Pb deposit in China. Part III. Critical metal Ga is enriched in late stage and low temperature sphalerite. Ore Geology Reviews, 166, 105928. |  | CHN | Guangdong
| Fankou |  | Basin hydrothermal | Mississippi Valley-type (MVT) | MVT zinc-lead | Zn, Pb | Ga | Zn, Pb, Ga | Wu et al., 2024 |  | 320-158-1-3-1 | 320-158-1-3-1-1 | underground mine |  |  |  |  | ore material | polished section | grab | mineral separate | [5 empty] | mineralisation | Sp1a, Sp1b, Sp2 | sphalerite |  | sphalerite | Sp1a (early replacement-infilling stage, core), Sp1b (early replacement-infilling stage, rim), Sp2 (late replacement-infilling stage) | euhedral-subhedral coarse-grained; anhedral grains | massive, banded, disseminated; core-rim texture; sector zoning; rhythm bands |  |  |  | pyrite, chalcopyrite, galena, dolomite, calcite, arsenopyrite, freibergite, pyrargyrite, argentite, goethite, ferrohydrite, anglesite, zincosite | polished into thin sections and polished mounts | EPMA | JEOL JXA-i SP100 electron probe micro-analyzer; NWR 193 nm Ar F Excimer laser-ablation system coupled to an iCAP RQ (ICPMS) | Laboratory of Marine Element and Isotope Facilities in Southern Marine Science and Engineering Guangdong Laboratory (Zhuhai, China); Guangzhou Tuoyan Analytical Technology Co., Ltd., Guangzhou, China | EPMA: accelerating voltage of 20 kV, a probe current of 20 nA, and a 5 μm beam. The peak counting time was 10 s for major elements (Zn, S, Fe), and 50 s for other minor elements (Cd, Ga, Ge, In, Au, and Ag). The background counting time was half of the peak counting time on the high- and low-energy background positions. Analytical results were reduced using the ZAF correction routines. LA-ICP-MS mapping: beam size of 15 μm and a repetition rate of 10 Hz. The depth of ablation during mapping was around 5 μm. | sphalerite for S and Zn, marcasite for Fe, cadmium for Cd, gallium phosphide for Ga, germanium for Ge, indium phosphide for In, gold for Au, and silver for Ag | [20 empty] | 0.133 | [21 empty] | 2.853 | [59 empty] | 33.185 | [39 empty] | 62.836 |  |  |  |  | 2024 | Wu, Y., Zheng, Y., Yu, P., Chen, X., Guo, L., Long, L., Hu, Z., Huang, Y., Chen, M., Lu, J., Ouyang, S., Chen, S. (2024). The world-class carbonate-hosted Fankou Zn-Pb deposit in China. Part III. Critical metal Ga is enriched in late stage and low temperature sphalerite. Ore Geology Reviews, 166, 105928. |  | CHN | Guangdong
| Fankou |  | Basin hydrothermal | Mississippi Valley-type (MVT) | MVT zinc-lead | Zn, Pb | Ga | Zn, Pb, Ga | Wu et al., 2024 |  | 320-158-1-3-2 | 320-158-1-3-2-1 | underground mine |  |  |  |  | ore material | polished section | grab | mineral separate | [5 empty] | mineralisation | Sp1a, Sp1b, Sp2 | sphalerite |  | sphalerite | Sp1a (early replacement-infilling stage, core), Sp1b (early replacement-infilling stage, rim), Sp2 (late replacement-infilling stage) | euhedral-subhedral coarse-grained; anhedral grains | massive, banded, disseminated; core-rim texture; sector zoning; rhythm bands |  |  |  | pyrite, chalcopyrite, galena, dolomite, calcite, arsenopyrite, freibergite, pyrargyrite, argentite, goethite, ferrohydrite, anglesite, zincosite | polished into thin sections and polished mounts | EPMA | JEOL JXA-i SP100 electron probe micro-analyzer; NWR 193 nm Ar F Excimer laser-ablation system coupled to an iCAP RQ (ICPMS) | Laboratory of Marine Element and Isotope Facilities in Southern Marine Science and Engineering Guangdong Laboratory (Zhuhai, China); Guangzhou Tuoyan Analytical Technology Co., Ltd., Guangzhou, China | EPMA: accelerating voltage of 20 kV, a probe current of 20 nA, and a 5 μm beam. The peak counting time was 10 s for major elements (Zn, S, Fe), and 50 s for other minor elements (Cd, Ga, Ge, In, Au, and Ag). The background counting time was half of the peak counting time on the high- and low-energy background positions. Analytical results were reduced using the ZAF correction routines. LA-ICP-MS mapping: beam size of 15 μm and a repetition rate of 10 Hz. The depth of ablation during mapping was around 5 μm. | sphalerite for S and Zn, marcasite for Fe, cadmium for Cd, gallium phosphide for Ga, germanium for Ge, indium phosphide for In, gold for Au, and silver for Ag | [20 empty] | 0.125 | [21 empty] | 2.607 | [13 empty] | 0.018 | [45 empty] | 33.062 | [39 empty] | 63.441 |  |  |  |  | 2024 | Wu, Y., Zheng, Y., Yu, P., Chen, X., Guo, L., Long, L., Hu, Z., Huang, Y., Chen, M., Lu, J., Ouyang, S., Chen, S. (2024). The world-class carbonate-hosted Fankou Zn-Pb deposit in China. Part III. Critical metal Ga is enriched in late stage and low temperature sphalerite. Ore Geology Reviews, 166, 105928. |  | CHN | Guangdong
| Fankou |  | Basin hydrothermal | Mississippi Valley-type (MVT) | MVT zinc-lead | Zn, Pb | Ga | Zn, Pb, Ga | Wu et al., 2024 |  | 320-158-1-3-3 | 320-158-1-3-3-1 | underground mine |  |  |  |  | ore material | polished section | grab | mineral separate | [5 empty] | mineralisation | Sp1a, Sp1b, Sp2 | sphalerite |  | sphalerite | Sp1a (early replacement-infilling stage, core), Sp1b (early replacement-infilling stage, rim), Sp2 (late replacement-infilling stage) | euhedral-subhedral coarse-grained; anhedral grains | massive, banded, disseminated; core-rim texture; sector zoning; rhythm bands |  |  |  | pyrite, chalcopyrite, galena, dolomite, calcite, arsenopyrite, freibergite, pyrargyrite, argentite, goethite, ferrohydrite, anglesite, zincosite | polished into thin sections and polished mounts | EPMA | JEOL JXA-i SP100 electron probe micro-analyzer; NWR 193 nm Ar F Excimer laser-ablation system coupled to an iCAP RQ (ICPMS) | Laboratory of Marine Element and Isotope Facilities in Southern Marine Science and Engineering Guangdong Laboratory (Zhuhai, China); Guangzhou Tuoyan Analytical Technology Co., Ltd., Guangzhou, China | EPMA: accelerating voltage of 20 kV, a probe current of 20 nA, and a 5 μm beam. The peak counting time was 10 s for major elements (Zn, S, Fe), and 50 s for other minor elements (Cd, Ga, Ge, In, Au, and Ag). The background counting time was half of the peak counting time on the high- and low-energy background positions. Analytical results were reduced using the ZAF correction routines. LA-ICP-MS mapping: beam size of 15 μm and a repetition rate of 10 Hz. The depth of ablation during mapping was around 5 μm. | sphalerite for S and Zn, marcasite for Fe, cadmium for Cd, gallium phosphide for Ga, germanium for Ge, indium phosphide for In, gold for Au, and silver for Ag | [6 empty] | 0.031 | [13 empty] | 0.111 | [21 empty] | 4.174 | [59 empty] | 32.984 | [39 empty] | 61.088 |  |  |  |  | 2024 | Wu, Y., Zheng, Y., Yu, P., Chen, X., Guo, L., Long, L., Hu, Z., Huang, Y., Chen, M., Lu, J., Ouyang, S., Chen, S. (2024). The world-class carbonate-hosted Fankou Zn-Pb deposit in China. Part III. Critical metal Ga is enriched in late stage and low temperature sphalerite. Ore Geology Reviews, 166, 105928. |  | CHN | Guangdong
| Fankou |  | Basin hydrothermal | Mississippi Valley-type (MVT) | MVT zinc-lead | Zn, Pb | Ga | Zn, Pb, Ga | Wu et al., 2024 |  | 320-158-1-3-4 | 320-158-1-3-4-1 | underground mine |  |  |  |  | ore material | polished section | grab | mineral separate | [5 empty] | mineralisation | Sp1a, Sp1b, Sp2 | sphalerite |  | sphalerite | Sp1a (early replacement-infilling stage, core), Sp1b (early replacement-infilling stage, rim), Sp2 (late replacement-infilling stage) | euhedral-subhedral coarse-grained; anhedral grains | massive, banded, disseminated; core-rim texture; sector zoning; rhythm bands |  |  |  | pyrite, chalcopyrite, galena, dolomite, calcite, arsenopyrite, freibergite, pyrargyrite, argentite, goethite, ferrohydrite, anglesite, zincosite | polished into thin sections and polished mounts | EPMA | JEOL JXA-i SP100 electron probe micro-analyzer; NWR 193 nm Ar F Excimer laser-ablation system coupled to an iCAP RQ (ICPMS) | Laboratory of Marine Element and Isotope Facilities in Southern Marine Science and Engineering Guangdong Laboratory (Zhuhai, China); Guangzhou Tuoyan Analytical Technology Co., Ltd., Guangzhou, China | EPMA: accelerating voltage of 20 kV, a probe current of 20 nA, and a 5 μm beam. The peak counting time was 10 s for major elements (Zn, S, Fe), and 50 s for other minor elements (Cd, Ga, Ge, In, Au, and Ag). The background counting time was half of the peak counting time on the high- and low-energy background positions. Analytical results were reduced using the ZAF correction routines. LA-ICP-MS mapping: beam size of 15 μm and a repetition rate of 10 Hz. The depth of ablation during mapping was around 5 μm. | sphalerite for S and Zn, marcasite for Fe, cadmium for Cd, gallium phosphide for Ga, germanium for Ge, indium phosphide for In, gold for Au, and silver for Ag | [20 empty] | 0.143 | [21 empty] | 4.736 | [59 empty] | 33.387 | [39 empty] | 61.003 |  |  |  |  | 2024 | Wu, Y., Zheng, Y., Yu, P., Chen, X., Guo, L., Long, L., Hu, Z., Huang, Y., Chen, M., Lu, J., Ouyang, S., Chen, S. (2024). The world-class carbonate-hosted Fankou Zn-Pb deposit in China. Part III. Critical metal Ga is enriched in late stage and low temperature sphalerite. Ore Geology Reviews, 166, 105928. |  | CHN | Guangdong
| Fankou |  | Basin hydrothermal | Mississippi Valley-type (MVT) | MVT zinc-lead | Zn, Pb | Ga | Zn, Pb, Ga | Wu et al., 2024 |  | 320-158-1-3-5 | 320-158-1-3-5-1 | underground mine |  |  |  |  | ore material | polished section | grab | mineral separate | [5 empty] | mineralisation | Sp1a, Sp1b, Sp2 | sphalerite |  | sphalerite | Sp1a (early replacement-infilling stage, core), Sp1b (early replacement-infilling stage, rim), Sp2 (late replacement-infilling stage) | euhedral-subhedral coarse-grained; anhedral grains | massive, banded, disseminated; core-rim texture; sector zoning; rhythm bands |  |  |  | pyrite, chalcopyrite, galena, dolomite, calcite, arsenopyrite, freibergite, pyrargyrite, argentite, goethite, ferrohydrite, anglesite, zincosite | polished into thin sections and polished mounts | EPMA | JEOL JXA-i SP100 electron probe micro-analyzer; NWR 193 nm Ar F Excimer laser-ablation system coupled to an iCAP RQ (ICPMS) | Laboratory of Marine Element and Isotope Facilities in Southern Marine Science and Engineering Guangdong Laboratory (Zhuhai, China); Guangzhou Tuoyan Analytical Technology Co., Ltd., Guangzhou, China | EPMA: accelerating voltage of 20 kV, a probe current of 20 nA, and a 5 μm beam. The peak counting time was 10 s for major elements (Zn, S, Fe), and 50 s for other minor elements (Cd, Ga, Ge, In, Au, and Ag). The background counting time was half of the peak counting time on the high- and low-energy background positions. Analytical results were reduced using the ZAF correction routines. LA-ICP-MS mapping: beam size of 15 μm and a repetition rate of 10 Hz. The depth of ablation during mapping was around 5 μm. | sphalerite for S and Zn, marcasite for Fe, cadmium for Cd, gallium phosphide for Ga, germanium for Ge, indium phosphide for In, gold for Au, and silver for Ag | [20 empty] | 0.141 | [21 empty] | 4.844 | [59 empty] | 33.264 | [39 empty] | 60.439 |  |  |  |  | 2024 | Wu, Y., Zheng, Y., Yu, P., Chen, X., Guo, L., Long, L., Hu, Z., Huang, Y., Chen, M., Lu, J., Ouyang, S., Chen, S. (2024). The world-class carbonate-hosted Fankou Zn-Pb deposit in China. Part III. Critical metal Ga is enriched in late stage and low temperature sphalerite. Ore Geology Reviews, 166, 105928. |  | CHN | Guangdong
| Fankou |  | Basin hydrothermal | Mississippi Valley-type (MVT) | MVT zinc-lead | Zn, Pb | Ga | Zn, Pb, Ga | Wu et al., 2024 |  | 200-4-1-1-1 | 200-4-1-1-1-1 | underground mine |  |  |  |  | ore material | polished section | grab | mineral separate | [5 empty] | mineralisation | Sp1a, Sp1b, Sp2 | sphalerite |  | sphalerite | Sp1a (early replacement-infilling stage, core), Sp1b (early replacement-infilling stage, rim), Sp2 (late replacement-infilling stage) | euhedral-subhedral coarse-grained; anhedral grains | massive, banded, disseminated; core-rim texture; sector zoning; rhythm bands |  |  |  | pyrite, chalcopyrite, galena, dolomite, calcite, arsenopyrite, freibergite, pyrargyrite, argentite, goethite, ferrohydrite, anglesite, zincosite | polished into thin sections and polished mounts | EMPA, LA-ICPMS | JEOL JXA-i SP100 electron probe micro-analyzer; NWR 193 nm Ar F Excimer laser-ablation system coupled to an iCAP RQ (ICPMS) | Laboratory of Marine Element and Isotope Facilities in Southern Marine Science and Engineering Guangdong Laboratory (Zhuhai, China); Guangzhou Tuoyan Analytical Technology Co., Ltd., Guangzhou, China | EPMA: accelerating voltage of 20 kV, a probe current of 20 nA, and a 5 μm beam. The peak counting time was 10 s for major elements (Zn, S, Fe), and 50 s for other minor elements (Cd, Ga, Ge, In, Au, and Ag). The background counting time was half of the peak counting time on the high- and low-energy background positions. Analytical results were reduced using the ZAF correction routines. LA-ICP-MS mapping: beam size of 15 μm and a repetition rate of 10 Hz. The depth of ablation during mapping was around 5 μm. | sphalerite for S and Zn, marcasite for Fe, cadmium for Cd, gallium phosphide for Ga, germanium for Ge, indium phosphide for In, gold for Au, and silver for Ag | [20 empty] | 0.163 | [21 empty] | 0.471 | [59 empty] | 32.86 | [39 empty] | 65.573 |  |  |  |  | 2024 | Wu, Y., Zheng, Y., Yu, P., Chen, X., Guo, L., Long, L., Hu, Z., Huang, Y., Chen, M., Lu, J., Ouyang, S., Chen, S. (2024). The world-class carbonate-hosted Fankou Zn-Pb deposit in China. Part III. Critical metal Ga is enriched in late stage and low temperature sphalerite. Ore Geology Reviews, 166, 105928. |  | CHN | Guangdong
| Fankou |  | Basin hydrothermal | Mississippi Valley-type (MVT) | MVT zinc-lead | Zn, Pb | Ga | Zn, Pb, Ga | Wu et al., 2024 |  | 200-4-1-1-2 | 200-4-1-1-2-1 | underground mine |  |  |  |  | ore material | polished section | grab | mineral separate | [5 empty] | mineralisation | Sp1a, Sp1b, Sp2 | sphalerite |  | sphalerite | Sp1a (early replacement-infilling stage, core), Sp1b (early replacement-infilling stage, rim), Sp2 (late replacement-infilling stage) | euhedral-subhedral coarse-grained; anhedral grains | massive, banded, disseminated; core-rim texture; sector zoning; rhythm bands |  |  |  | pyrite, chalcopyrite, galena, dolomite, calcite, arsenopyrite, freibergite, pyrargyrite, argentite, goethite, ferrohydrite, anglesite, zincosite | polished into thin sections and polished mounts | EMPA, LA-ICPMS | JEOL JXA-i SP100 electron probe micro-analyzer; NWR 193 nm Ar F Excimer laser-ablation system coupled to an iCAP RQ (ICPMS) | Laboratory of Marine Element and Isotope Facilities in Southern Marine Science and Engineering Guangdong Laboratory (Zhuhai, China); Guangzhou Tuoyan Analytical Technology Co., Ltd., Guangzhou, China | EPMA: accelerating voltage of 20 kV, a probe current of 20 nA, and a 5 μm beam. The peak counting time was 10 s for major elements (Zn, S, Fe), and 50 s for other minor elements (Cd, Ga, Ge, In, Au, and Ag). The background counting time was half of the peak counting time on the high- and low-energy background positions. Analytical results were reduced using the ZAF correction routines. LA-ICP-MS mapping: beam size of 15 μm and a repetition rate of 10 Hz. The depth of ablation during mapping was around 5 μm. | sphalerite for S and Zn, marcasite for Fe, cadmium for Cd, gallium phosphide for Ga, germanium for Ge, indium phosphide for In, gold for Au, and silver for Ag | [6 empty] | 0.025 | [13 empty] | 0.155 | [21 empty] | 0.213 | [59 empty] | 32.883 | [39 empty] | 65.638 |  |  |  |  | 2024 | Wu, Y., Zheng, Y., Yu, P., Chen, X., Guo, L., Long, L., Hu, Z., Huang, Y., Chen, M., Lu, J., Ouyang, S., Chen, S. (2024). The world-class carbonate-hosted Fankou Zn-Pb deposit in China. Part III. Critical metal Ga is enriched in late stage and low temperature sphalerite. Ore Geology Reviews, 166, 105928. |  | CHN | Guangdong
| Fankou |  | Basin hydrothermal | Mississippi Valley-type (MVT) | MVT zinc-lead | Zn, Pb | Ga | Zn, Pb, Ga | Wu et al., 2024 |  | 200-4-1-1-7 | 200-4-1-1-7-1 | underground mine |  |  |  |  | ore material | polished section | grab | mineral separate | [5 empty] | mineralisation | Sp1a, Sp1b, Sp2 | sphalerite |  | sphalerite | Sp1a (early replacement-infilling stage, core), Sp1b (early replacement-infilling stage, rim), Sp2 (late replacement-infilling stage) | euhedral-subhedral coarse-grained; anhedral grains | massive, banded, disseminated; core-rim texture; sector zoning; rhythm bands |  |  |  | pyrite, chalcopyrite, galena, dolomite, calcite, arsenopyrite, freibergite, pyrargyrite, argentite, goethite, ferrohydrite, anglesite, zincosite | polished into thin sections and polished mounts | EMPA, LA-ICPMS | JEOL JXA-i SP100 electron probe micro-analyzer; NWR 193 nm Ar F Excimer laser-ablation system coupled to an iCAP RQ (ICPMS) | Laboratory of Marine Element and Isotope Facilities in Southern Marine Science and Engineering Guangdong Laboratory (Zhuhai, China); Guangzhou Tuoyan Analytical Technology Co., Ltd., Guangzhou, China | EPMA: accelerating voltage of 20 kV, a probe current of 20 nA, and a 5 μm beam. The peak counting time was 10 s for major elements (Zn, S, Fe), and 50 s for other minor elements (Cd, Ga, Ge, In, Au, and Ag). The background counting time was half of the peak counting time on the high- and low-energy background positions. Analytical results were reduced using the ZAF correction routines. LA-ICP-MS mapping: beam size of 15 μm and a repetition rate of 10 Hz. The depth of ablation during mapping was around 5 μm. | sphalerite for S and Zn, marcasite for Fe, cadmium for Cd, gallium phosphide for Ga, germanium for Ge, indium phosphide for In, gold for Au, and silver for Ag | [20 empty] | 0.169 | [21 empty] | 4.083 | [13 empty] | 0.013 | [45 empty] | 33.365 | [39 empty] | 61.672 |  |  |  |  | 2024 | Wu, Y., Zheng, Y., Yu, P., Chen, X., Guo, L., Long, L., Hu, Z., Huang, Y., Chen, M., Lu, J., Ouyang, S., Chen, S. (2024). The world-class carbonate-hosted Fankou Zn-Pb deposit in China. Part III. Critical metal Ga is enriched in late stage and low temperature sphalerite. Ore Geology Reviews, 166, 105928. |  | CHN | Guangdong
| Fankou |  | Basin hydrothermal | Mississippi Valley-type (MVT) | MVT zinc-lead | Zn, Pb | Ga | Zn, Pb, Ga | Wu et al., 2024 |  | 200-4-1-2-5 | 200-4-1-2-5-1 | underground mine |  |  |  |  | ore material | polished section | grab | mineral separate | [5 empty] | mineralisation | Sp1a, Sp1b, Sp2 | sphalerite |  | sphalerite | Sp1a (early replacement-infilling stage, core), Sp1b (early replacement-infilling stage, rim), Sp2 (late replacement-infilling stage) | euhedral-subhedral coarse-grained; anhedral grains | massive, banded, disseminated; core-rim texture; sector zoning; rhythm bands |  |  |  | pyrite, chalcopyrite, galena, dolomite, calcite, arsenopyrite, freibergite, pyrargyrite, argentite, goethite, ferrohydrite, anglesite, zincosite | polished into thin sections and polished mounts | EMPA, LA-ICPMS | JEOL JXA-i SP100 electron probe micro-analyzer; NWR 193 nm Ar F Excimer laser-ablation system coupled to an iCAP RQ (ICPMS) | Laboratory of Marine Element and Isotope Facilities in Southern Marine Science and Engineering Guangdong Laboratory (Zhuhai, China); Guangzhou Tuoyan Analytical Technology Co., Ltd., Guangzhou, China | EPMA: accelerating voltage of 20 kV, a probe current of 20 nA, and a 5 μm beam. The peak counting time was 10 s for major elements (Zn, S, Fe), and 50 s for other minor elements (Cd, Ga, Ge, In, Au, and Ag). The background counting time was half of the peak counting time on the high- and low-energy background positions. Analytical results were reduced using the ZAF correction routines. LA-ICP-MS mapping: beam size of 15 μm and a repetition rate of 10 Hz. The depth of ablation during mapping was around 5 μm. | sphalerite for S and Zn, marcasite for Fe, cadmium for Cd, gallium phosphide for Ga, germanium for Ge, indium phosphide for In, gold for Au, and silver for Ag | [20 empty] | 0.126 | [21 empty] | 3.153 | [59 empty] | 33.249 | [39 empty] | 62.525 |  |  |  |  | 2024 | Wu, Y., Zheng, Y., Yu, P., Chen, X., Guo, L., Long, L., Hu, Z., Huang, Y., Chen, M., Lu, J., Ouyang, S., Chen, S. (2024). The world-class carbonate-hosted Fankou Zn-Pb deposit in China. Part III. Critical metal Ga is enriched in late stage and low temperature sphalerite. Ore Geology Reviews, 166, 105928. |  | CHN | Guangdong
| Fankou |  | Basin hydrothermal | Mississippi Valley-type (MVT) | MVT zinc-lead | Zn, Pb | Ga | Zn, Pb, Ga | Wu et al., 2024 |  | 240-133-1-1-1 | 240-133-1-1-1-1 | underground mine |  |  |  |  | ore material | polished section | grab | mineral separate | [5 empty] | mineralisation | Sp1a, Sp1b, Sp2 | sphalerite |  | sphalerite | Sp1a (early replacement-infilling stage, core), Sp1b (early replacement-infilling stage, rim), Sp2 (late replacement-infilling stage) | euhedral-subhedral coarse-grained; anhedral grains | massive, banded, disseminated; core-rim texture; sector zoning; rhythm bands |  |  |  | pyrite, chalcopyrite, galena, dolomite, calcite, arsenopyrite, freibergite, pyrargyrite, argentite, goethite, ferrohydrite, anglesite, zincosite | polished into thin sections and polished mounts | EMPA, LA-ICPMS | JEOL JXA-i SP100 electron probe micro-analyzer; NWR 193 nm Ar F Excimer laser-ablation system coupled to an iCAP RQ (ICPMS) | Laboratory of Marine Element and Isotope Facilities in Southern Marine Science and Engineering Guangdong Laboratory (Zhuhai, China); Guangzhou Tuoyan Analytical Technology Co., Ltd., Guangzhou, China | EPMA: accelerating voltage of 20 kV, a probe current of 20 nA, and a 5 μm beam. The peak counting time was 10 s for major elements (Zn, S, Fe), and 50 s for other minor elements (Cd, Ga, Ge, In, Au, and Ag). The background counting time was half of the peak counting time on the high- and low-energy background positions. Analytical results were reduced using the ZAF correction routines. LA-ICP-MS mapping: beam size of 15 μm and a repetition rate of 10 Hz. The depth of ablation during mapping was around 5 μm. | sphalerite for S and Zn, marcasite for Fe, cadmium for Cd, gallium phosphide for Ga, germanium for Ge, indium phosphide for In, gold for Au, and silver for Ag | [6 empty] | 0.016 | [13 empty] | 0.142 | [21 empty] | 0.46 | [59 empty] | 33.225 | [39 empty] | 65.539 |  |  |  |  | 2024 | Wu, Y., Zheng, Y., Yu, P., Chen, X., Guo, L., Long, L., Hu, Z., Huang, Y., Chen, M., Lu, J., Ouyang, S., Chen, S. (2024). The world-class carbonate-hosted Fankou Zn-Pb deposit in China. Part III. Critical metal Ga is enriched in late stage and low temperature sphalerite. Ore Geology Reviews, 166, 105928. |  | CHN | Guangdong
| Fankou |  | Basin hydrothermal | Mississippi Valley-type (MVT) | MVT zinc-lead | Zn, Pb | Ga | Zn, Pb, Ga | Wu et al., 2024 |  | 240-133-1-1-4 | 240-133-1-1-4-1 | underground mine |  |  |  |  | ore material | polished section | grab | mineral separate | [5 empty] | mineralisation | Sp1a, Sp1b, Sp2 | sphalerite |  | sphalerite | Sp1a (early replacement-infilling stage, core), Sp1b (early replacement-infilling stage, rim), Sp2 (late replacement-infilling stage) | euhedral-subhedral coarse-grained; anhedral grains | massive, banded, disseminated; core-rim texture; sector zoning; rhythm bands |  |  |  | pyrite, chalcopyrite, galena, dolomite, calcite, arsenopyrite, freibergite, pyrargyrite, argentite, goethite, ferrohydrite, anglesite, zincosite | polished into thin sections and polished mounts | EMPA, LA-ICPMS | JEOL JXA-i SP100 electron probe micro-analyzer; NWR 193 nm Ar F Excimer laser-ablation system coupled to an iCAP RQ (ICPMS) | Laboratory of Marine Element and Isotope Facilities in Southern Marine Science and Engineering Guangdong Laboratory (Zhuhai, China); Guangzhou Tuoyan Analytical Technology Co., Ltd., Guangzhou, China | EPMA: accelerating voltage of 20 kV, a probe current of 20 nA, and a 5 μm beam. The peak counting time was 10 s for major elements (Zn, S, Fe), and 50 s for other minor elements (Cd, Ga, Ge, In, Au, and Ag). The background counting time was half of the peak counting time on the high- and low-energy background positions. Analytical results were reduced using the ZAF correction routines. LA-ICP-MS mapping: beam size of 15 μm and a repetition rate of 10 Hz. The depth of ablation during mapping was around 5 μm. | sphalerite for S and Zn, marcasite for Fe, cadmium for Cd, gallium phosphide for Ga, germanium for Ge, indium phosphide for In, gold for Au, and silver for Ag | [20 empty] | 0.169 | [21 empty] | 1.59 | [59 empty] | 32.868 | [39 empty] | 64.476 |  |  |  |  | 2024 | Wu, Y., Zheng, Y., Yu, P., Chen, X., Guo, L., Long, L., Hu, Z., Huang, Y., Chen, M., Lu, J., Ouyang, S., Chen, S. (2024). The world-class carbonate-hosted Fankou Zn-Pb deposit in China. Part III. Critical metal Ga is enriched in late stage and low temperature sphalerite. Ore Geology Reviews, 166, 105928. |  | CHN | Guangdong
| Fankou |  | Basin hydrothermal | Mississippi Valley-type (MVT) | MVT zinc-lead | Zn, Pb | Ga | Zn, Pb, Ga | Wu et al., 2024 |  | 240-133-1-2-3 | 240-133-1-2-3-1 | underground mine |  |  |  |  | ore material | polished section | grab | mineral separate | [5 empty] | mineralisation | Sp1a, Sp1b, Sp2 | sphalerite |  | sphalerite | Sp1a (early replacement-infilling stage, core), Sp1b (early replacement-infilling stage, rim), Sp2 (late replacement-infilling stage) | euhedral-subhedral coarse-grained; anhedral grains | massive, banded, disseminated; core-rim texture; sector zoning; rhythm bands |  |  |  | pyrite, chalcopyrite, galena, dolomite, calcite, arsenopyrite, freibergite, pyrargyrite, argentite, goethite, ferrohydrite, anglesite, zincosite | polished into thin sections and polished mounts | EMPA, LA-ICPMS | JEOL JXA-i SP100 electron probe micro-analyzer; NWR 193 nm Ar F Excimer laser-ablation system coupled to an iCAP RQ (ICPMS) | Laboratory of Marine Element and Isotope Facilities in Southern Marine Science and Engineering Guangdong Laboratory (Zhuhai, China); Guangzhou Tuoyan Analytical Technology Co., Ltd., Guangzhou, China | EPMA: accelerating voltage of 20 kV, a probe current of 20 nA, and a 5 μm beam. The peak counting time was 10 s for major elements (Zn, S, Fe), and 50 s for other minor elements (Cd, Ga, Ge, In, Au, and Ag). The background counting time was half of the peak counting time on the high- and low-energy background positions. Analytical results were reduced using the ZAF correction routines. LA-ICP-MS mapping: beam size of 15 μm and a repetition rate of 10 Hz. The depth of ablation during mapping was around 5 μm. | sphalerite for S and Zn, marcasite for Fe, cadmium for Cd, gallium phosphide for Ga, germanium for Ge, indium phosphide for In, gold for Au, and silver for Ag | [6 empty] | 0.038 | [13 empty] | 0.158 | [21 empty] | 1.121 |  | 0.023 | [57 empty] | 32.783 | [39 empty] | 64.459 |  |  |  |  | 2024 | Wu, Y., Zheng, Y., Yu, P., Chen, X., Guo, L., Long, L., Hu, Z., Huang, Y., Chen, M., Lu, J., Ouyang, S., Chen, S. (2024). The world-class carbonate-hosted Fankou Zn-Pb deposit in China. Part III. Critical metal Ga is enriched in late stage and low temperature sphalerite. Ore Geology Reviews, 166, 105928. |  | CHN | Guangdong
| Fankou |  | Basin hydrothermal | Mississippi Valley-type (MVT) | MVT zinc-lead | Zn, Pb | Ga | Zn, Pb, Ga | Wu et al., 2024 |  | 400-146-1-1-1 | 400-146-1-1-1-1 | underground mine |  |  |  |  | ore material | polished section | grab | mineral separate | [5 empty] | mineralisation | Sp1a, Sp1b, Sp2 | sphalerite |  | sphalerite | Sp1a (early replacement-infilling stage, core), Sp1b (early replacement-infilling stage, rim), Sp2 (late replacement-infilling stage) | euhedral-subhedral coarse-grained; anhedral grains | massive, banded, disseminated; core-rim texture; sector zoning; rhythm bands |  |  |  | pyrite, chalcopyrite, galena, dolomite, calcite, arsenopyrite, freibergite, pyrargyrite, argentite, goethite, ferrohydrite, anglesite, zincosite | polished into thin sections and polished mounts | EMPA, LA-ICPMS | JEOL JXA-i SP100 electron probe micro-analyzer; NWR 193 nm Ar F Excimer laser-ablation system coupled to an iCAP RQ (ICPMS) | Laboratory of Marine Element and Isotope Facilities in Southern Marine Science and Engineering Guangdong Laboratory (Zhuhai, China); Guangzhou Tuoyan Analytical Technology Co., Ltd., Guangzhou, China | EPMA: accelerating voltage of 20 kV, a probe current of 20 nA, and a 5 μm beam. The peak counting time was 10 s for major elements (Zn, S, Fe), and 50 s for other minor elements (Cd, Ga, Ge, In, Au, and Ag). The background counting time was half of the peak counting time on the high- and low-energy background positions. Analytical results were reduced using the ZAF correction routines. LA-ICP-MS mapping: beam size of 15 μm and a repetition rate of 10 Hz. The depth of ablation during mapping was around 5 μm. | sphalerite for S and Zn, marcasite for Fe, cadmium for Cd, gallium phosphide for Ga, germanium for Ge, indium phosphide for In, gold for Au, and silver for Ag | [6 empty] | 0.013 | [13 empty] | 0.141 | [21 empty] | 0.702 | [59 empty] | 32.845 | [39 empty] | 65.234 |  |  |  |  | 2024 | Wu, Y., Zheng, Y., Yu, P., Chen, X., Guo, L., Long, L., Hu, Z., Huang, Y., Chen, M., Lu, J., Ouyang, S., Chen, S. (2024). The world-class carbonate-hosted Fankou Zn-Pb deposit in China. Part III. Critical metal Ga is enriched in late stage and low temperature sphalerite. Ore Geology Reviews, 166, 105928. |  | CHN | Guangdong
| Fankou |  | Basin hydrothermal | Mississippi Valley-type (MVT) | MVT zinc-lead | Zn, Pb | Ga | Zn, Pb, Ga | Wu et al., 2024 |  | 400-146-1-2-1 | 400-146-1-2-1-1 | underground mine |  |  |  |  | ore material | polished section | grab | mineral separate | [5 empty] | mineralisation | Sp1a, Sp1b, Sp2 | sphalerite |  | sphalerite | Sp1a (early replacement-infilling stage, core), Sp1b (early replacement-infilling stage, rim), Sp2 (late replacement-infilling stage) | euhedral-subhedral coarse-grained; anhedral grains | massive, banded, disseminated; core-rim texture; sector zoning; rhythm bands |  |  |  | pyrite, chalcopyrite, galena, dolomite, calcite, arsenopyrite, freibergite, pyrargyrite, argentite, goethite, ferrohydrite, anglesite, zincosite | polished into thin sections and polished mounts | EMPA, LA-ICPMS | JEOL JXA-i SP100 electron probe micro-analyzer; NWR 193 nm Ar F Excimer laser-ablation system coupled to an iCAP RQ (ICPMS) | Laboratory of Marine Element and Isotope Facilities in Southern Marine Science and Engineering Guangdong Laboratory (Zhuhai, China); Guangzhou Tuoyan Analytical Technology Co., Ltd., Guangzhou, China | EPMA: accelerating voltage of 20 kV, a probe current of 20 nA, and a 5 μm beam. The peak counting time was 10 s for major elements (Zn, S, Fe), and 50 s for other minor elements (Cd, Ga, Ge, In, Au, and Ag). The background counting time was half of the peak counting time on the high- and low-energy background positions. Analytical results were reduced using the ZAF correction routines. LA-ICP-MS mapping: beam size of 15 μm and a repetition rate of 10 Hz. The depth of ablation during mapping was around 5 μm. | sphalerite for S and Zn, marcasite for Fe, cadmium for Cd, gallium phosphide for Ga, germanium for Ge, indium phosphide for In, gold for Au, and silver for Ag | [6 empty] | 0.078 | [13 empty] | 0.142 | [21 empty] | 1.894 | [13 empty] | 0.025 | [45 empty] | 33.211 | [39 empty] | 64.396 |  |  |  |  | 2024 | Wu, Y., Zheng, Y., Yu, P., Chen, X., Guo, L., Long, L., Hu, Z., Huang, Y., Chen, M., Lu, J., Ouyang, S., Chen, S. (2024). The world-class carbonate-hosted Fankou Zn-Pb deposit in China. Part III. Critical metal Ga is enriched in late stage and low temperature sphalerite. Ore Geology Reviews, 166, 105928. |  | CHN | Guangdong
| Fankou |  | Basin hydrothermal | Mississippi Valley-type (MVT) | MVT zinc-lead | Zn, Pb | Ga | Zn, Pb, Ga | Wu et al., 2024 |  | 550-95-1-2-1 | 550-95-1-2-1-1 | underground mine |  |  |  |  | ore material | polished section | grab | mineral separate | [5 empty] | mineralisation | Sp1a, Sp1b, Sp2 | sphalerite |  | sphalerite | Sp1a (early replacement-infilling stage, core), Sp1b (early replacement-infilling stage, rim), Sp2 (late replacement-infilling stage) | euhedral-subhedral coarse-grained; anhedral grains | massive, banded, disseminated; core-rim texture; sector zoning; rhythm bands |  |  |  | pyrite, chalcopyrite, galena, dolomite, calcite, arsenopyrite, freibergite, pyrargyrite, argentite, goethite, ferrohydrite, anglesite, zincosite | polished into thin sections and polished mounts | EMPA, LA-ICPMS | JEOL JXA-i SP100 electron probe micro-analyzer; NWR 193 nm Ar F Excimer laser-ablation system coupled to an iCAP RQ (ICPMS) | Laboratory of Marine Element and Isotope Facilities in Southern Marine Science and Engineering Guangdong Laboratory (Zhuhai, China); Guangzhou Tuoyan Analytical Technology Co., Ltd., Guangzhou, China | EPMA: accelerating voltage of 20 kV, a probe current of 20 nA, and a 5 μm beam. The peak counting time was 10 s for major elements (Zn, S, Fe), and 50 s for other minor elements (Cd, Ga, Ge, In, Au, and Ag). The background counting time was half of the peak counting time on the high- and low-energy background positions. Analytical results were reduced using the ZAF correction routines. LA-ICP-MS mapping: beam size of 15 μm and a repetition rate of 10 Hz. The depth of ablation during mapping was around 5 μm. | sphalerite for S and Zn, marcasite for Fe, cadmium for Cd, gallium phosphide for Ga, germanium for Ge, indium phosphide for In, gold for Au, and silver for Ag | [20 empty] | 0.127 | [21 empty] | 0.744 | [13 empty] | 0.012 | [45 empty] | 32.635 | [39 empty] | 65.422 |  |  |  |  | 2024 | Wu, Y., Zheng, Y., Yu, P., Chen, X., Guo, L., Long, L., Hu, Z., Huang, Y., Chen, M., Lu, J., Ouyang, S., Chen, S. (2024). The world-class carbonate-hosted Fankou Zn-Pb deposit in China. Part III. Critical metal Ga is enriched in late stage and low temperature sphalerite. Ore Geology Reviews, 166, 105928. |  | CHN | Guangdong
| Fankou |  | Basin hydrothermal | Mississippi Valley-type (MVT) | MVT zinc-lead | Zn, Pb | Ga | Zn, Pb, Ga | Wu et al., 2024 |  | 550-95-1-2-2 | 550-95-1-2-2-1 | underground mine |  |  |  |  | ore material | polished section | grab | mineral separate | [5 empty] | mineralisation | Sp1a, Sp1b, Sp2 | sphalerite |  | sphalerite | Sp1a (early replacement-infilling stage, core), Sp1b (early replacement-infilling stage, rim), Sp2 (late replacement-infilling stage) | euhedral-subhedral coarse-grained; anhedral grains | massive, banded, disseminated; core-rim texture; sector zoning; rhythm bands |  |  |  | pyrite, chalcopyrite, galena, dolomite, calcite, arsenopyrite, freibergite, pyrargyrite, argentite, goethite, ferrohydrite, anglesite, zincosite | polished into thin sections and polished mounts | EMPA, LA-ICPMS | JEOL JXA-i SP100 electron probe micro-analyzer; NWR 193 nm Ar F Excimer laser-ablation system coupled to an iCAP RQ (ICPMS) | Laboratory of Marine Element and Isotope Facilities in Southern Marine Science and Engineering Guangdong Laboratory (Zhuhai, China); Guangzhou Tuoyan Analytical Technology Co., Ltd., Guangzhou, China | EPMA: accelerating voltage of 20 kV, a probe current of 20 nA, and a 5 μm beam. The peak counting time was 10 s for major elements (Zn, S, Fe), and 50 s for other minor elements (Cd, Ga, Ge, In, Au, and Ag). The background counting time was half of the peak counting time on the high- and low-energy background positions. Analytical results were reduced using the ZAF correction routines. LA-ICP-MS mapping: beam size of 15 μm and a repetition rate of 10 Hz. The depth of ablation during mapping was around 5 μm. | sphalerite for S and Zn, marcasite for Fe, cadmium for Cd, gallium phosphide for Ga, germanium for Ge, indium phosphide for In, gold for Au, and silver for Ag | [20 empty] | 0.15 | [21 empty] | 0.778 | [59 empty] | 32.698 | [39 empty] | 66.01 |  |  |  |  | 2024 | Wu, Y., Zheng, Y., Yu, P., Chen, X., Guo, L., Long, L., Hu, Z., Huang, Y., Chen, M., Lu, J., Ouyang, S., Chen, S. (2024). The world-class carbonate-hosted Fankou Zn-Pb deposit in China. Part III. Critical metal Ga is enriched in late stage and low temperature sphalerite. Ore Geology Reviews, 166, 105928. |  | CHN | Guangdong
| Fankou |  | Basin hydrothermal | Mississippi Valley-type (MVT) | MVT zinc-lead | Zn, Pb | Ga | Zn, Pb, Ga | Wu et al., 2024 |  | 550-111-1-1-1 | 550-111-1-1-1-1 | underground mine |  |  |  |  | ore material | polished section | grab | mineral separate | [5 empty] | mineralisation | Sp1a, Sp1b, Sp2 | sphalerite |  | sphalerite | Sp1a (early replacement-infilling stage, core), Sp1b (early replacement-infilling stage, rim), Sp2 (late replacement-infilling stage) | euhedral-subhedral coarse-grained; anhedral grains | massive, banded, disseminated; core-rim texture; sector zoning; rhythm bands |  |  |  | pyrite, chalcopyrite, galena, dolomite, calcite, arsenopyrite, freibergite, pyrargyrite, argentite, goethite, ferrohydrite, anglesite, zincosite | polished into thin sections and polished mounts | EMPA, LA-ICPMS | JEOL JXA-i SP100 electron probe micro-analyzer; NWR 193 nm Ar F Excimer laser-ablation system coupled to an iCAP RQ (ICPMS) | Laboratory of Marine Element and Isotope Facilities in Southern Marine Science and Engineering Guangdong Laboratory (Zhuhai, China); Guangzhou Tuoyan Analytical Technology Co., Ltd., Guangzhou, China | EPMA: accelerating voltage of 20 kV, a probe current of 20 nA, and a 5 μm beam. The peak counting time was 10 s for major elements (Zn, S, Fe), and 50 s for other minor elements (Cd, Ga, Ge, In, Au, and Ag). The background counting time was half of the peak counting time on the high- and low-energy background positions. Analytical results were reduced using the ZAF correction routines. LA-ICP-MS mapping: beam size of 15 μm and a repetition rate of 10 Hz. The depth of ablation during mapping was around 5 μm. | sphalerite for S and Zn, marcasite for Fe, cadmium for Cd, gallium phosphide for Ga, germanium for Ge, indium phosphide for In, gold for Au, and silver for Ag | [20 empty] | 0.164 | [21 empty] | 0.274 | [59 empty] | 32.708 | [39 empty] | 65.991 |  |  |  |  | 2024 | Wu, Y., Zheng, Y., Yu, P., Chen, X., Guo, L., Long, L., Hu, Z., Huang, Y., Chen, M., Lu, J., Ouyang, S., Chen, S. (2024). The world-class carbonate-hosted Fankou Zn-Pb deposit in China. Part III. Critical metal Ga is enriched in late stage and low temperature sphalerite. Ore Geology Reviews, 166, 105928. |  | CHN | Guangdong
| Fankou |  | Basin hydrothermal | Mississippi Valley-type (MVT) | MVT zinc-lead | Zn, Pb | Ga | Zn, Pb, Ga | Wu et al., 2024 |  | 550-111-1-1-3 | 550-111-1-1-3-1 | underground mine |  |  |  |  | ore material | polished section | grab | mineral separate | [5 empty] | mineralisation | Sp1a, Sp1b, Sp2 | sphalerite |  | sphalerite | Sp1a (early replacement-infilling stage, core), Sp1b (early replacement-infilling stage, rim), Sp2 (late replacement-infilling stage) | euhedral-subhedral coarse-grained; anhedral grains | massive, banded, disseminated; core-rim texture; sector zoning; rhythm bands |  |  |  | pyrite, chalcopyrite, galena, dolomite, calcite, arsenopyrite, freibergite, pyrargyrite, argentite, goethite, ferrohydrite, anglesite, zincosite | polished into thin sections and polished mounts | EMPA, LA-ICPMS | JEOL JXA-i SP100 electron probe micro-analyzer; NWR 193 nm Ar F Excimer laser-ablation system coupled to an iCAP RQ (ICPMS) | Laboratory of Marine Element and Isotope Facilities in Southern Marine Science and Engineering Guangdong Laboratory (Zhuhai, China); Guangzhou Tuoyan Analytical Technology Co., Ltd., Guangzhou, China | EPMA: accelerating voltage of 20 kV, a probe current of 20 nA, and a 5 μm beam. The peak counting time was 10 s for major elements (Zn, S, Fe), and 50 s for other minor elements (Cd, Ga, Ge, In, Au, and Ag). The background counting time was half of the peak counting time on the high- and low-energy background positions. Analytical results were reduced using the ZAF correction routines. LA-ICP-MS mapping: beam size of 15 μm and a repetition rate of 10 Hz. The depth of ablation during mapping was around 5 μm. | sphalerite for S and Zn, marcasite for Fe, cadmium for Cd, gallium phosphide for Ga, germanium for Ge, indium phosphide for In, gold for Au, and silver for Ag | [6 empty] | 0.044 | [13 empty] | 0.161 | [21 empty] | 0.23 | [13 empty] | 0.026 | [45 empty] | 32.851 | [39 empty] | 66.142 |  |  |  |  | 2024 | Wu, Y., Zheng, Y., Yu, P., Chen, X., Guo, L., Long, L., Hu, Z., Huang, Y., Chen, M., Lu, J., Ouyang, S., Chen, S. (2024). The world-class carbonate-hosted Fankou Zn-Pb deposit in China. Part III. Critical metal Ga is enriched in late stage and low temperature sphalerite. Ore Geology Reviews, 166, 105928. |  | CHN | Guangdong
| Fankou |  | Basin hydrothermal | Mississippi Valley-type (MVT) | MVT zinc-lead | Zn, Pb | Ga | Zn, Pb, Ga | Wu et al., 2024 |  | 550-111-1-1-5 | 550-111-1-1-5-1 | underground mine |  |  |  |  | ore material | polished section | grab | mineral separate | [5 empty] | mineralisation | Sp1a, Sp1b, Sp2 | sphalerite |  | sphalerite | Sp1a (early replacement-infilling stage, core), Sp1b (early replacement-infilling stage, rim), Sp2 (late replacement-infilling stage) | euhedral-subhedral coarse-grained; anhedral grains | massive, banded, disseminated; core-rim texture; sector zoning; rhythm bands |  |  |  | pyrite, chalcopyrite, galena, dolomite, calcite, arsenopyrite, freibergite, pyrargyrite, argentite, goethite, ferrohydrite, anglesite, zincosite | polished into thin sections and polished mounts | EMPA, LA-ICPMS | JEOL JXA-i SP100 electron probe micro-analyzer; NWR 193 nm Ar F Excimer laser-ablation system coupled to an iCAP RQ (ICPMS) | Laboratory of Marine Element and Isotope Facilities in Southern Marine Science and Engineering Guangdong Laboratory (Zhuhai, China); Guangzhou Tuoyan Analytical Technology Co., Ltd., Guangzhou, China | EPMA: accelerating voltage of 20 kV, a probe current of 20 nA, and a 5 μm beam. The peak counting time was 10 s for major elements (Zn, S, Fe), and 50 s for other minor elements (Cd, Ga, Ge, In, Au, and Ag). The background counting time was half of the peak counting time on the high- and low-energy background positions. Analytical results were reduced using the ZAF correction routines. LA-ICP-MS mapping: beam size of 15 μm and a repetition rate of 10 Hz. The depth of ablation during mapping was around 5 μm. | sphalerite for S and Zn, marcasite for Fe, cadmium for Cd, gallium phosphide for Ga, germanium for Ge, indium phosphide for In, gold for Au, and silver for Ag | [20 empty] | 0.157 | [21 empty] | 0.234 | [59 empty] | 32.94 | [39 empty] | 66.182 |  |  |  |  | 2024 | Wu, Y., Zheng, Y., Yu, P., Chen, X., Guo, L., Long, L., Hu, Z., Huang, Y., Chen, M., Lu, J., Ouyang, S., Chen, S. (2024). The world-class carbonate-hosted Fankou Zn-Pb deposit in China. Part III. Critical metal Ga is enriched in late stage and low temperature sphalerite. Ore Geology Reviews, 166, 105928. |  | CHN | Guangdong
| Fankou |  | Basin hydrothermal | Mississippi Valley-type (MVT) | MVT zinc-lead | Zn, Pb | Ga | Zn, Pb, Ga | Wu et al., 2024 |  | 550-111-1-1-6 | 550-111-1-1-6-1 | underground mine |  |  |  |  | ore material | polished section | grab | mineral separate | [5 empty] | mineralisation | Sp1a, Sp1b, Sp2 | sphalerite |  | sphalerite | Sp1a (early replacement-infilling stage, core), Sp1b (early replacement-infilling stage, rim), Sp2 (late replacement-infilling stage) | euhedral-subhedral coarse-grained; anhedral grains | massive, banded, disseminated; core-rim texture; sector zoning; rhythm bands |  |  |  | pyrite, chalcopyrite, galena, dolomite, calcite, arsenopyrite, freibergite, pyrargyrite, argentite, goethite, ferrohydrite, anglesite, zincosite | polished into thin sections and polished mounts | EMPA, LA-ICPMS | JEOL JXA-i SP100 electron probe micro-analyzer; NWR 193 nm Ar F Excimer laser-ablation system coupled to an iCAP RQ (ICPMS) | Laboratory of Marine Element and Isotope Facilities in Southern Marine Science and Engineering Guangdong Laboratory (Zhuhai, China); Guangzhou Tuoyan Analytical Technology Co., Ltd., Guangzhou, China | EPMA: accelerating voltage of 20 kV, a probe current of 20 nA, and a 5 μm beam. The peak counting time was 10 s for major elements (Zn, S, Fe), and 50 s for other minor elements (Cd, Ga, Ge, In, Au, and Ag). The background counting time was half of the peak counting time on the high- and low-energy background positions. Analytical results were reduced using the ZAF correction routines. LA-ICP-MS mapping: beam size of 15 μm and a repetition rate of 10 Hz. The depth of ablation during mapping was around 5 μm. | sphalerite for S and Zn, marcasite for Fe, cadmium for Cd, gallium phosphide for Ga, germanium for Ge, indium phosphide for In, gold for Au, and silver for Ag | [6 empty] | 0.038 | [13 empty] | 0.174 | [21 empty] | 0.215 | [59 empty] | 32.7 | [39 empty] | 66.009 |  |  |  |  | 2024 | Wu, Y., Zheng, Y., Yu, P., Chen, X., Guo, L., Long, L., Hu, Z., Huang, Y., Chen, M., Lu, J., Ouyang, S., Chen, S. (2024). The world-class carbonate-hosted Fankou Zn-Pb deposit in China. Part III. Critical metal Ga is enriched in late stage and low temperature sphalerite. Ore Geology Reviews, 166, 105928. |  | CHN | Guangdong
| Fankou |  | Basin hydrothermal | Mississippi Valley-type (MVT) | MVT zinc-lead | Zn, Pb | Ga | Zn, Pb, Ga | Wu et al., 2024 |  | 500-36-1-1-1 | 500-36-1-1-1-1 | underground mine |  |  |  |  | ore material | polished section | grab | mineral separate | [5 empty] | mineralisation | Sp1a, Sp1b, Sp2 | sphalerite |  | sphalerite | Sp1a (early replacement-infilling stage, core), Sp1b (early replacement-infilling stage, rim), Sp2 (late replacement-infilling stage) | euhedral-subhedral coarse-grained; anhedral grains | massive, banded, disseminated; core-rim texture; sector zoning; rhythm bands |  |  |  | pyrite, chalcopyrite, galena, dolomite, calcite, arsenopyrite, freibergite, pyrargyrite, argentite, goethite, ferrohydrite, anglesite, zincosite | polished into thin sections and polished mounts | EMPA, LA-ICPMS | JEOL JXA-i SP100 electron probe micro-analyzer; NWR 193 nm Ar F Excimer laser-ablation system coupled to an iCAP RQ (ICPMS) | Laboratory of Marine Element and Isotope Facilities in Southern Marine Science and Engineering Guangdong Laboratory (Zhuhai, China); Guangzhou Tuoyan Analytical Technology Co., Ltd., Guangzhou, China | EPMA: accelerating voltage of 20 kV, a probe current of 20 nA, and a 5 μm beam. The peak counting time was 10 s for major elements (Zn, S, Fe), and 50 s for other minor elements (Cd, Ga, Ge, In, Au, and Ag). The background counting time was half of the peak counting time on the high- and low-energy background positions. Analytical results were reduced using the ZAF correction routines. LA-ICP-MS mapping: beam size of 15 μm and a repetition rate of 10 Hz. The depth of ablation during mapping was around 5 μm. | sphalerite for S and Zn, marcasite for Fe, cadmium for Cd, gallium phosphide for Ga, germanium for Ge, indium phosphide for In, gold for Au, and silver for Ag | [20 empty] | 0.17 | [21 empty] | 0.766 | [59 empty] | 32.672 | [39 empty] | 65.249 |  |  |  |  | 2024 | Wu, Y., Zheng, Y., Yu, P., Chen, X., Guo, L., Long, L., Hu, Z., Huang, Y., Chen, M., Lu, J., Ouyang, S., Chen, S. (2024). The world-class carbonate-hosted Fankou Zn-Pb deposit in China. Part III. Critical metal Ga is enriched in late stage and low temperature sphalerite. Ore Geology Reviews, 166, 105928. |  | CHN | Guangdong
| Fankou |  | Basin hydrothermal | Mississippi Valley-type (MVT) | MVT zinc-lead | Zn, Pb | Ga | Zn, Pb, Ga | Wu et al., 2024 |  | 500-36-1-1-2 | 500-36-1-1-2-1 | underground mine |  |  |  |  | ore material | polished section | grab | mineral separate | [5 empty] | mineralisation | Sp1a, Sp1b, Sp2 | sphalerite |  | sphalerite | Sp1a (early replacement-infilling stage, core), Sp1b (early replacement-infilling stage, rim), Sp2 (late replacement-infilling stage) | euhedral-subhedral coarse-grained; anhedral grains | massive, banded, disseminated; core-rim texture; sector zoning; rhythm bands |  |  |  | pyrite, chalcopyrite, galena, dolomite, calcite, arsenopyrite, freibergite, pyrargyrite, argentite, goethite, ferrohydrite, anglesite, zincosite | polished into thin sections and polished mounts | EMPA, LA-ICPMS | JEOL JXA-i SP100 electron probe micro-analyzer; NWR 193 nm Ar F Excimer laser-ablation system coupled to an iCAP RQ (ICPMS) | Laboratory of Marine Element and Isotope Facilities in Southern Marine Science and Engineering Guangdong Laboratory (Zhuhai, China); Guangzhou Tuoyan Analytical Technology Co., Ltd., Guangzhou, China | EPMA: accelerating voltage of 20 kV, a probe current of 20 nA, and a 5 μm beam. The peak counting time was 10 s for major elements (Zn, S, Fe), and 50 s for other minor elements (Cd, Ga, Ge, In, Au, and Ag). The background counting time was half of the peak counting time on the high- and low-energy background positions. Analytical results were reduced using the ZAF correction routines. LA-ICP-MS mapping: beam size of 15 μm and a repetition rate of 10 Hz. The depth of ablation during mapping was around 5 μm. | sphalerite for S and Zn, marcasite for Fe, cadmium for Cd, gallium phosphide for Ga, germanium for Ge, indium phosphide for In, gold for Au, and silver for Ag | [20 empty] | 0.188 | [21 empty] | 0.893 | [59 empty] | 32.674 | [39 empty] | 65.817 |  |  |  |  | 2024 | Wu, Y., Zheng, Y., Yu, P., Chen, X., Guo, L., Long, L., Hu, Z., Huang, Y., Chen, M., Lu, J., Ouyang, S., Chen, S. (2024). The world-class carbonate-hosted Fankou Zn-Pb deposit in China. Part III. Critical metal Ga is enriched in late stage and low temperature sphalerite. Ore Geology Reviews, 166, 105928. |  | CHN | Guangdong
| Fankou |  | Basin hydrothermal | Mississippi Valley-type (MVT) | MVT zinc-lead | Zn, Pb | Ga | Zn, Pb, Ga | Wu et al., 2024 |  | 500-36-1-1-3 | 500-36-1-1-3-1 | underground mine |  |  |  |  | ore material | polished section | grab | mineral separate | [5 empty] | mineralisation | Sp1a, Sp1b, Sp2 | sphalerite |  | sphalerite | Sp1a (early replacement-infilling stage, core), Sp1b (early replacement-infilling stage, rim), Sp2 (late replacement-infilling stage) | euhedral-subhedral coarse-grained; anhedral grains | massive, banded, disseminated; core-rim texture; sector zoning; rhythm bands |  |  |  | pyrite, chalcopyrite, galena, dolomite, calcite, arsenopyrite, freibergite, pyrargyrite, argentite, goethite, ferrohydrite, anglesite, zincosite | polished into thin sections and polished mounts | EMPA, LA-ICPMS | JEOL JXA-i SP100 electron probe micro-analyzer; NWR 193 nm Ar F Excimer laser-ablation system coupled to an iCAP RQ (ICPMS) | Laboratory of Marine Element and Isotope Facilities in Southern Marine Science and Engineering Guangdong Laboratory (Zhuhai, China); Guangzhou Tuoyan Analytical Technology Co., Ltd., Guangzhou, China | EPMA: accelerating voltage of 20 kV, a probe current of 20 nA, and a 5 μm beam. The peak counting time was 10 s for major elements (Zn, S, Fe), and 50 s for other minor elements (Cd, Ga, Ge, In, Au, and Ag). The background counting time was half of the peak counting time on the high- and low-energy background positions. Analytical results were reduced using the ZAF correction routines. LA-ICP-MS mapping: beam size of 15 μm and a repetition rate of 10 Hz. The depth of ablation during mapping was around 5 μm. | sphalerite for S and Zn, marcasite for Fe, cadmium for Cd, gallium phosphide for Ga, germanium for Ge, indium phosphide for In, gold for Au, and silver for Ag | [20 empty] | 0.204 | [21 empty] | 3.72 | [59 empty] | 32.971 | [39 empty] | 62.499 |  |  |  |  | 2024 | Wu, Y., Zheng, Y., Yu, P., Chen, X., Guo, L., Long, L., Hu, Z., Huang, Y., Chen, M., Lu, J., Ouyang, S., Chen, S. (2024). The world-class carbonate-hosted Fankou Zn-Pb deposit in China. Part III. Critical metal Ga is enriched in late stage and low temperature sphalerite. Ore Geology Reviews, 166, 105928. |  | CHN | Guangdong
| Fankou |  | Basin hydrothermal | Mississippi Valley-type (MVT) | MVT zinc-lead | Zn, Pb | Ga | Zn, Pb, Ga | Wu et al., 2024 |  | 500-36-1-2-1 | 500-36-1-2-1-1 | underground mine |  |  |  |  | ore material | polished section | grab | mineral separate | [5 empty] | mineralisation | Sp1a, Sp1b, Sp2 | sphalerite |  | sphalerite | Sp1a (early replacement-infilling stage, core), Sp1b (early replacement-infilling stage, rim), Sp2 (late replacement-infilling stage) | euhedral-subhedral coarse-grained; anhedral grains | massive, banded, disseminated; core-rim texture; sector zoning; rhythm bands |  |  |  | pyrite, chalcopyrite, galena, dolomite, calcite, arsenopyrite, freibergite, pyrargyrite, argentite, goethite, ferrohydrite, anglesite, zincosite | polished into thin sections and polished mounts | EMPA, LA-ICPMS | JEOL JXA-i SP100 electron probe micro-analyzer; NWR 193 nm Ar F Excimer laser-ablation system coupled to an iCAP RQ (ICPMS) | Laboratory of Marine Element and Isotope Facilities in Southern Marine Science and Engineering Guangdong Laboratory (Zhuhai, China); Guangzhou Tuoyan Analytical Technology Co., Ltd., Guangzhou, China | EPMA: accelerating voltage of 20 kV, a probe current of 20 nA, and a 5 μm beam. The peak counting time was 10 s for major elements (Zn, S, Fe), and 50 s for other minor elements (Cd, Ga, Ge, In, Au, and Ag). The background counting time was half of the peak counting time on the high- and low-energy background positions. Analytical results were reduced using the ZAF correction routines. LA-ICP-MS mapping: beam size of 15 μm and a repetition rate of 10 Hz. The depth of ablation during mapping was around 5 μm. | sphalerite for S and Zn, marcasite for Fe, cadmium for Cd, gallium phosphide for Ga, germanium for Ge, indium phosphide for In, gold for Au, and silver for Ag | [20 empty] | 0.198 | [21 empty] | 0.746 | [59 empty] | 32.967 | [39 empty] | 65.558 |  |  |  |  | 2024 | Wu, Y., Zheng, Y., Yu, P., Chen, X., Guo, L., Long, L., Hu, Z., Huang, Y., Chen, M., Lu, J., Ouyang, S., Chen, S. (2024). The world-class carbonate-hosted Fankou Zn-Pb deposit in China. Part III. Critical metal Ga is enriched in late stage and low temperature sphalerite. Ore Geology Reviews, 166, 105928. |  | CHN | Guangdong
| Fankou |  | Basin hydrothermal | Mississippi Valley-type (MVT) | MVT zinc-lead | Zn, Pb | Ga | Zn, Pb, Ga | Wu et al., 2024 |  | 500-36-1-2-2 | 500-36-1-2-2-1 | underground mine |  |  |  |  | ore material | polished section | grab | mineral separate | [5 empty] | mineralisation | Sp1a, Sp1b, Sp2 | sphalerite |  | sphalerite | Sp1a (early replacement-infilling stage, core), Sp1b (early replacement-infilling stage, rim), Sp2 (late replacement-infilling stage) | euhedral-subhedral coarse-grained; anhedral grains | massive, banded, disseminated; core-rim texture; sector zoning; rhythm bands |  |  |  | pyrite, chalcopyrite, galena, dolomite, calcite, arsenopyrite, freibergite, pyrargyrite, argentite, goethite, ferrohydrite, anglesite, zincosite | polished into thin sections and polished mounts | EMPA, LA-ICPMS | JEOL JXA-i SP100 electron probe micro-analyzer; NWR 193 nm Ar F Excimer laser-ablation system coupled to an iCAP RQ (ICPMS) | Laboratory of Marine Element and Isotope Facilities in Southern Marine Science and Engineering Guangdong Laboratory (Zhuhai, China); Guangzhou Tuoyan Analytical Technology Co., Ltd., Guangzhou, China | EPMA: accelerating voltage of 20 kV, a probe current of 20 nA, and a 5 μm beam. The peak counting time was 10 s for major elements (Zn, S, Fe), and 50 s for other minor elements (Cd, Ga, Ge, In, Au, and Ag). The background counting time was half of the peak counting time on the high- and low-energy background positions. Analytical results were reduced using the ZAF correction routines. LA-ICP-MS mapping: beam size of 15 μm and a repetition rate of 10 Hz. The depth of ablation during mapping was around 5 μm. | sphalerite for S and Zn, marcasite for Fe, cadmium for Cd, gallium phosphide for Ga, germanium for Ge, indium phosphide for In, gold for Au, and silver for Ag | [20 empty] | 0.177 | [21 empty] | 2.601 | [59 empty] | 33.057 | [39 empty] | 63.029 |  |  |  |  | 2024 | Wu, Y., Zheng, Y., Yu, P., Chen, X., Guo, L., Long, L., Hu, Z., Huang, Y., Chen, M., Lu, J., Ouyang, S., Chen, S. (2024). The world-class carbonate-hosted Fankou Zn-Pb deposit in China. Part III. Critical metal Ga is enriched in late stage and low temperature sphalerite. Ore Geology Reviews, 166, 105928. |  | CHN | Guangdong
| Fankou |  | Basin hydrothermal | Mississippi Valley-type (MVT) | MVT zinc-lead | Zn, Pb | Ga | Zn, Pb, Ga | Wu et al., 2024 |  | 600-3-3-1-1 | 600-3-3-1-1-1 | underground mine |  |  |  |  | ore material | polished section | grab | mineral separate | [5 empty] | mineralisation | Sp1a, Sp1b, Sp2 | sphalerite |  | sphalerite | Sp1a (early replacement-infilling stage, core), Sp1b (early replacement-infilling stage, rim), Sp2 (late replacement-infilling stage) | euhedral-subhedral coarse-grained; anhedral grains | massive, banded, disseminated; core-rim texture; sector zoning; rhythm bands |  |  |  | pyrite, chalcopyrite, galena, dolomite, calcite, arsenopyrite, freibergite, pyrargyrite, argentite, goethite, ferrohydrite, anglesite, zincosite | polished into thin sections and polished mounts | EMPA, LA-ICPMS | JEOL JXA-i SP100 electron probe micro-analyzer; NWR 193 nm Ar F Excimer laser-ablation system coupled to an iCAP RQ (ICPMS) | Laboratory of Marine Element and Isotope Facilities in Southern Marine Science and Engineering Guangdong Laboratory (Zhuhai, China); Guangzhou Tuoyan Analytical Technology Co., Ltd., Guangzhou, China | EPMA: accelerating voltage of 20 kV, a probe current of 20 nA, and a 5 μm beam. The peak counting time was 10 s for major elements (Zn, S, Fe), and 50 s for other minor elements (Cd, Ga, Ge, In, Au, and Ag). The background counting time was half of the peak counting time on the high- and low-energy background positions. Analytical results were reduced using the ZAF correction routines. LA-ICP-MS mapping: beam size of 15 μm and a repetition rate of 10 Hz. The depth of ablation during mapping was around 5 μm. | sphalerite for S and Zn, marcasite for Fe, cadmium for Cd, gallium phosphide for Ga, germanium for Ge, indium phosphide for In, gold for Au, and silver for Ag | [20 empty] | 0.128 | [21 empty] | 2.539 | [59 empty] | 33.322 | [39 empty] | 63.477 |  |  |  |  | 2024 | Wu, Y., Zheng, Y., Yu, P., Chen, X., Guo, L., Long, L., Hu, Z., Huang, Y., Chen, M., Lu, J., Ouyang, S., Chen, S. (2024). The world-class carbonate-hosted Fankou Zn-Pb deposit in China. Part III. Critical metal Ga is enriched in late stage and low temperature sphalerite. Ore Geology Reviews, 166, 105928. |  | CHN | Guangdong
| Fankou |  | Basin hydrothermal | Mississippi Valley-type (MVT) | MVT zinc-lead | Zn, Pb | Ga | Zn, Pb, Ga | Wu et al., 2024 |  | 600-3-3-1-2 | 600-3-3-1-2-1 | underground mine |  |  |  |  | ore material | polished section | grab | mineral separate | [5 empty] | mineralisation | Sp1a, Sp1b, Sp2 | sphalerite |  | sphalerite | Sp1a (early replacement-infilling stage, core), Sp1b (early replacement-infilling stage, rim), Sp2 (late replacement-infilling stage) | euhedral-subhedral coarse-grained; anhedral grains | massive, banded, disseminated; core-rim texture; sector zoning; rhythm bands |  |  |  | pyrite, chalcopyrite, galena, dolomite, calcite, arsenopyrite, freibergite, pyrargyrite, argentite, goethite, ferrohydrite, anglesite, zincosite | polished into thin sections and polished mounts | EMPA, LA-ICPMS | JEOL JXA-i SP100 electron probe micro-analyzer; NWR 193 nm Ar F Excimer laser-ablation system coupled to an iCAP RQ (ICPMS) | Laboratory of Marine Element and Isotope Facilities in Southern Marine Science and Engineering Guangdong Laboratory (Zhuhai, China); Guangzhou Tuoyan Analytical Technology Co., Ltd., Guangzhou, China | EPMA: accelerating voltage of 20 kV, a probe current of 20 nA, and a 5 μm beam. The peak counting time was 10 s for major elements (Zn, S, Fe), and 50 s for other minor elements (Cd, Ga, Ge, In, Au, and Ag). The background counting time was half of the peak counting time on the high- and low-energy background positions. Analytical results were reduced using the ZAF correction routines. LA-ICP-MS mapping: beam size of 15 μm and a repetition rate of 10 Hz. The depth of ablation during mapping was around 5 μm. | sphalerite for S and Zn, marcasite for Fe, cadmium for Cd, gallium phosphide for Ga, germanium for Ge, indium phosphide for In, gold for Au, and silver for Ag | [20 empty] | 0.138 | [21 empty] | 2.653 | [13 empty] | 0.026 | [45 empty] | 33.23 | [39 empty] | 63.571 |  |  |  |  | 2024 | Wu, Y., Zheng, Y., Yu, P., Chen, X., Guo, L., Long, L., Hu, Z., Huang, Y., Chen, M., Lu, J., Ouyang, S., Chen, S. (2024). The world-class carbonate-hosted Fankou Zn-Pb deposit in China. Part III. Critical metal Ga is enriched in late stage and low temperature sphalerite. Ore Geology Reviews, 166, 105928. |  | CHN | Guangdong
| Fankou |  | Basin hydrothermal | Mississippi Valley-type (MVT) | MVT zinc-lead | Zn, Pb | Ga | Zn, Pb, Ga | Wu et al., 2024 |  | 600-3-3-1-3 | 600-3-3-1-3-1 | underground mine |  |  |  |  | ore material | polished section | grab | mineral separate | [5 empty] | mineralisation | Sp1a, Sp1b, Sp2 | sphalerite |  | sphalerite | Sp1a (early replacement-infilling stage, core), Sp1b (early replacement-infilling stage, rim), Sp2 (late replacement-infilling stage) | euhedral-subhedral coarse-grained; anhedral grains | massive, banded, disseminated; core-rim texture; sector zoning; rhythm bands |  |  |  | pyrite, chalcopyrite, galena, dolomite, calcite, arsenopyrite, freibergite, pyrargyrite, argentite, goethite, ferrohydrite, anglesite, zincosite | polished into thin sections and polished mounts | EMPA, LA-ICPMS | JEOL JXA-i SP100 electron probe micro-analyzer; NWR 193 nm Ar F Excimer laser-ablation system coupled to an iCAP RQ (ICPMS) | Laboratory of Marine Element and Isotope Facilities in Southern Marine Science and Engineering Guangdong Laboratory (Zhuhai, China); Guangzhou Tuoyan Analytical Technology Co., Ltd., Guangzhou, China | EPMA: accelerating voltage of 20 kV, a probe current of 20 nA, and a 5 μm beam. The peak counting time was 10 s for major elements (Zn, S, Fe), and 50 s for other minor elements (Cd, Ga, Ge, In, Au, and Ag). The background counting time was half of the peak counting time on the high- and low-energy background positions. Analytical results were reduced using the ZAF correction routines. LA-ICP-MS mapping: beam size of 15 μm and a repetition rate of 10 Hz. The depth of ablation during mapping was around 5 μm. | sphalerite for S and Zn, marcasite for Fe, cadmium for Cd, gallium phosphide for Ga, germanium for Ge, indium phosphide for In, gold for Au, and silver for Ag | [20 empty] | 0.125 | [21 empty] | 2.75 | [59 empty] | 33.729 | [39 empty] | 63.503 |  |  |  |  | 2024 | Wu, Y., Zheng, Y., Yu, P., Chen, X., Guo, L., Long, L., Hu, Z., Huang, Y., Chen, M., Lu, J., Ouyang, S., Chen, S. (2024). The world-class carbonate-hosted Fankou Zn-Pb deposit in China. Part III. Critical metal Ga is enriched in late stage and low temperature sphalerite. Ore Geology Reviews, 166, 105928. |  | CHN | Guangdong
| Fankou |  | Basin hydrothermal | Mississippi Valley-type (MVT) | MVT zinc-lead | Zn, Pb | Ga | Zn, Pb, Ga | Wu et al., 2024 |  | 600-3-3-1-4 | 600-3-3-1-4-1 | underground mine |  |  |  |  | ore material | polished section | grab | mineral separate | [5 empty] | mineralisation | Sp1a, Sp1b, Sp2 | sphalerite |  | sphalerite | Sp1a (early replacement-infilling stage, core), Sp1b (early replacement-infilling stage, rim), Sp2 (late replacement-infilling stage) | euhedral-subhedral coarse-grained; anhedral grains | massive, banded, disseminated; core-rim texture; sector zoning; rhythm bands |  |  |  | pyrite, chalcopyrite, galena, dolomite, calcite, arsenopyrite, freibergite, pyrargyrite, argentite, goethite, ferrohydrite, anglesite, zincosite | polished into thin sections and polished mounts | EMPA, LA-ICPMS | JEOL JXA-i SP100 electron probe micro-analyzer; NWR 193 nm Ar F Excimer laser-ablation system coupled to an iCAP RQ (ICPMS) | Laboratory of Marine Element and Isotope Facilities in Southern Marine Science and Engineering Guangdong Laboratory (Zhuhai, China); Guangzhou Tuoyan Analytical Technology Co., Ltd., Guangzhou, China | EPMA: accelerating voltage of 20 kV, a probe current of 20 nA, and a 5 μm beam. The peak counting time was 10 s for major elements (Zn, S, Fe), and 50 s for other minor elements (Cd, Ga, Ge, In, Au, and Ag). The background counting time was half of the peak counting time on the high- and low-energy background positions. Analytical results were reduced using the ZAF correction routines. LA-ICP-MS mapping: beam size of 15 μm and a repetition rate of 10 Hz. The depth of ablation during mapping was around 5 μm. | sphalerite for S and Zn, marcasite for Fe, cadmium for Cd, gallium phosphide for Ga, germanium for Ge, indium phosphide for In, gold for Au, and silver for Ag | [6 empty] | 0.062 | [13 empty] | 0.117 | [21 empty] | 2.917 | [59 empty] | 33.221 | [39 empty] | 63.433 |  |  |  |  | 2024 | Wu, Y., Zheng, Y., Yu, P., Chen, X., Guo, L., Long, L., Hu, Z., Huang, Y., Chen, M., Lu, J., Ouyang, S., Chen, S. (2024). The world-class carbonate-hosted Fankou Zn-Pb deposit in China. Part III. Critical metal Ga is enriched in late stage and low temperature sphalerite. Ore Geology Reviews, 166, 105928. |  | CHN | Guangdong
| Fankou |  | Basin hydrothermal | Mississippi Valley-type (MVT) | MVT zinc-lead | Zn, Pb | Ga | Zn, Pb, Ga | Wu et al., 2024 |  | 600-3-3-1-5 | 600-3-3-1-5-1 | underground mine |  |  |  |  | ore material | polished section | grab | mineral separate | [5 empty] | mineralisation | Sp1a, Sp1b, Sp2 | sphalerite |  | sphalerite | Sp1a (early replacement-infilling stage, core), Sp1b (early replacement-infilling stage, rim), Sp2 (late replacement-infilling stage) | euhedral-subhedral coarse-grained; anhedral grains | massive, banded, disseminated; core-rim texture; sector zoning; rhythm bands |  |  |  | pyrite, chalcopyrite, galena, dolomite, calcite, arsenopyrite, freibergite, pyrargyrite, argentite, goethite, ferrohydrite, anglesite, zincosite | polished into thin sections and polished mounts | EMPA, LA-ICPMS | JEOL JXA-i SP100 electron probe micro-analyzer; NWR 193 nm Ar F Excimer laser-ablation system coupled to an iCAP RQ (ICPMS) | Laboratory of Marine Element and Isotope Facilities in Southern Marine Science and Engineering Guangdong Laboratory (Zhuhai, China); Guangzhou Tuoyan Analytical Technology Co., Ltd., Guangzhou, China | EPMA: accelerating voltage of 20 kV, a probe current of 20 nA, and a 5 μm beam. The peak counting time was 10 s for major elements (Zn, S, Fe), and 50 s for other minor elements (Cd, Ga, Ge, In, Au, and Ag). The background counting time was half of the peak counting time on the high- and low-energy background positions. Analytical results were reduced using the ZAF correction routines. LA-ICP-MS mapping: beam size of 15 μm and a repetition rate of 10 Hz. The depth of ablation during mapping was around 5 μm. | sphalerite for S and Zn, marcasite for Fe, cadmium for Cd, gallium phosphide for Ga, germanium for Ge, indium phosphide for In, gold for Au, and silver for Ag | [20 empty] | 0.178 | [21 empty] | 2.743 | [59 empty] | 33.094 | [39 empty] | 63.335 |  |  |  |  | 2024 | Wu, Y., Zheng, Y., Yu, P., Chen, X., Guo, L., Long, L., Hu, Z., Huang, Y., Chen, M., Lu, J., Ouyang, S., Chen, S. (2024). The world-class carbonate-hosted Fankou Zn-Pb deposit in China. Part III. Critical metal Ga is enriched in late stage and low temperature sphalerite. Ore Geology Reviews, 166, 105928. |  | CHN | Guangdong
| Fankou |  | Basin hydrothermal | Mississippi Valley-type (MVT) | MVT zinc-lead | Zn, Pb | Ga | Zn, Pb, Ga | Wu et al., 2024 |  | 600-3-3-2-2 | 600-3-3-2-2-1 | underground mine |  |  |  |  | ore material | polished section | grab | mineral separate | [5 empty] | mineralisation | Sp1a, Sp1b, Sp2 | sphalerite |  | sphalerite | Sp1a (early replacement-infilling stage, core), Sp1b (early replacement-infilling stage, rim), Sp2 (late replacement-infilling stage) | euhedral-subhedral coarse-grained; anhedral grains | massive, banded, disseminated; core-rim texture; sector zoning; rhythm bands |  |  |  | pyrite, chalcopyrite, galena, dolomite, calcite, arsenopyrite, freibergite, pyrargyrite, argentite, goethite, ferrohydrite, anglesite, zincosite | polished into thin sections and polished mounts | EMPA, LA-ICPMS | JEOL JXA-i SP100 electron probe micro-analyzer; NWR 193 nm Ar F Excimer laser-ablation system coupled to an iCAP RQ (ICPMS) | Laboratory of Marine Element and Isotope Facilities in Southern Marine Science and Engineering Guangdong Laboratory (Zhuhai, China); Guangzhou Tuoyan Analytical Technology Co., Ltd., Guangzhou, China | EPMA: accelerating voltage of 20 kV, a probe current of 20 nA, and a 5 μm beam. The peak counting time was 10 s for major elements (Zn, S, Fe), and 50 s for other minor elements (Cd, Ga, Ge, In, Au, and Ag). The background counting time was half of the peak counting time on the high- and low-energy background positions. Analytical results were reduced using the ZAF correction routines. LA-ICP-MS mapping: beam size of 15 μm and a repetition rate of 10 Hz. The depth of ablation during mapping was around 5 μm. | sphalerite for S and Zn, marcasite for Fe, cadmium for Cd, gallium phosphide for Ga, germanium for Ge, indium phosphide for In, gold for Au, and silver for Ag | [20 empty] | 0.132 | [21 empty] | 4.164 | [59 empty] | 33.31 | [39 empty] | 61.341 |  |  |  |  | 2024 | Wu, Y., Zheng, Y., Yu, P., Chen, X., Guo, L., Long, L., Hu, Z., Huang, Y., Chen, M., Lu, J., Ouyang, S., Chen, S. (2024). The world-class carbonate-hosted Fankou Zn-Pb deposit in China. Part III. Critical metal Ga is enriched in late stage and low temperature sphalerite. Ore Geology Reviews, 166, 105928. |  | CHN | Guangdong
| Fankou |  | Basin hydrothermal | Mississippi Valley-type (MVT) | MVT zinc-lead | Zn, Pb | Ga | Zn, Pb, Ga | Wu et al., 2024 |  | 600-3-3-2-3 | 600-3-3-2-3-1 | underground mine |  |  |  |  | ore material | polished section | grab | mineral separate | [5 empty] | mineralisation | Sp1a, Sp1b, Sp2 | sphalerite |  | sphalerite | Sp1a (early replacement-infilling stage, core), Sp1b (early replacement-infilling stage, rim), Sp2 (late replacement-infilling stage) | euhedral-subhedral coarse-grained; anhedral grains | massive, banded, disseminated; core-rim texture; sector zoning; rhythm bands |  |  |  | pyrite, chalcopyrite, galena, dolomite, calcite, arsenopyrite, freibergite, pyrargyrite, argentite, goethite, ferrohydrite, anglesite, zincosite | polished into thin sections and polished mounts | EMPA, LA-ICPMS | JEOL JXA-i SP100 electron probe micro-analyzer; NWR 193 nm Ar F Excimer laser-ablation system coupled to an iCAP RQ (ICPMS) | Laboratory of Marine Element and Isotope Facilities in Southern Marine Science and Engineering Guangdong Laboratory (Zhuhai, China); Guangzhou Tuoyan Analytical Technology Co., Ltd., Guangzhou, China | EPMA: accelerating voltage of 20 kV, a probe current of 20 nA, and a 5 μm beam. The peak counting time was 10 s for major elements (Zn, S, Fe), and 50 s for other minor elements (Cd, Ga, Ge, In, Au, and Ag). The background counting time was half of the peak counting time on the high- and low-energy background positions. Analytical results were reduced using the ZAF correction routines. LA-ICP-MS mapping: beam size of 15 μm and a repetition rate of 10 Hz. The depth of ablation during mapping was around 5 μm. | sphalerite for S and Zn, marcasite for Fe, cadmium for Cd, gallium phosphide for Ga, germanium for Ge, indium phosphide for In, gold for Au, and silver for Ag | [6 empty] | 0.049 | [13 empty] | 0.155 | [21 empty] | 4.428 | [59 empty] | 33.276 | [39 empty] | 61.761 |  |  |  |  | 2024 | Wu, Y., Zheng, Y., Yu, P., Chen, X., Guo, L., Long, L., Hu, Z., Huang, Y., Chen, M., Lu, J., Ouyang, S., Chen, S. (2024). The world-class carbonate-hosted Fankou Zn-Pb deposit in China. Part III. Critical metal Ga is enriched in late stage and low temperature sphalerite. Ore Geology Reviews, 166, 105928. |  | CHN | Guangdong
| Fankou |  | Basin hydrothermal | Mississippi Valley-type (MVT) | MVT zinc-lead | Zn, Pb | Ga | Zn, Pb, Ga | Wu et al., 2024 |  | 600-3-3-2-4 | 600-3-3-2-4-1 | underground mine |  |  |  |  | ore material | polished section | grab | mineral separate | [5 empty] | mineralisation | Sp1a, Sp1b, Sp2 | sphalerite |  | sphalerite | Sp1a (early replacement-infilling stage, core), Sp1b (early replacement-infilling stage, rim), Sp2 (late replacement-infilling stage) | euhedral-subhedral coarse-grained; anhedral grains | massive, banded, disseminated; core-rim texture; sector zoning; rhythm bands |  |  |  | pyrite, chalcopyrite, galena, dolomite, calcite, arsenopyrite, freibergite, pyrargyrite, argentite, goethite, ferrohydrite, anglesite, zincosite | polished into thin sections and polished mounts | EMPA, LA-ICPMS | JEOL JXA-i SP100 electron probe micro-analyzer; NWR 193 nm Ar F Excimer laser-ablation system coupled to an iCAP RQ (ICPMS) | Laboratory of Marine Element and Isotope Facilities in Southern Marine Science and Engineering Guangdong Laboratory (Zhuhai, China); Guangzhou Tuoyan Analytical Technology Co., Ltd., Guangzhou, China | EPMA: accelerating voltage of 20 kV, a probe current of 20 nA, and a 5 μm beam. The peak counting time was 10 s for major elements (Zn, S, Fe), and 50 s for other minor elements (Cd, Ga, Ge, In, Au, and Ag). The background counting time was half of the peak counting time on the high- and low-energy background positions. Analytical results were reduced using the ZAF correction routines. LA-ICP-MS mapping: beam size of 15 μm and a repetition rate of 10 Hz. The depth of ablation during mapping was around 5 μm. | sphalerite for S and Zn, marcasite for Fe, cadmium for Cd, gallium phosphide for Ga, germanium for Ge, indium phosphide for In, gold for Au, and silver for Ag | [20 empty] | 0.148 | [21 empty] | 4.131 | [59 empty] | 33.083 | [39 empty] | 61.174 |  |  |  |  | 2024 | Wu, Y., Zheng, Y., Yu, P., Chen, X., Guo, L., Long, L., Hu, Z., Huang, Y., Chen, M., Lu, J., Ouyang, S., Chen, S. (2024). The world-class carbonate-hosted Fankou Zn-Pb deposit in China. Part III. Critical metal Ga is enriched in late stage and low temperature sphalerite. Ore Geology Reviews, 166, 105928. |  | CHN | Guangdong
| Fankou |  | Basin hydrothermal | Mississippi Valley-type (MVT) | MVT zinc-lead | Zn, Pb | Ga | Zn, Pb, Ga | Wu et al., 2024 |  | 600-3-3-3-1 | 600-3-3-3-1-1 | underground mine |  |  |  |  | ore material | polished section | grab | mineral separate | [5 empty] | mineralisation | Sp1a, Sp1b, Sp2 | sphalerite |  | sphalerite | Sp1a (early replacement-infilling stage, core), Sp1b (early replacement-infilling stage, rim), Sp2 (late replacement-infilling stage) | euhedral-subhedral coarse-grained; anhedral grains | massive, banded, disseminated; core-rim texture; sector zoning; rhythm bands |  |  |  | pyrite, chalcopyrite, galena, dolomite, calcite, arsenopyrite, freibergite, pyrargyrite, argentite, goethite, ferrohydrite, anglesite, zincosite | polished into thin sections and polished mounts | EMPA, LA-ICPMS | JEOL JXA-i SP100 electron probe micro-analyzer; NWR 193 nm Ar F Excimer laser-ablation system coupled to an iCAP RQ (ICPMS) | Laboratory of Marine Element and Isotope Facilities in Southern Marine Science and Engineering Guangdong Laboratory (Zhuhai, China); Guangzhou Tuoyan Analytical Technology Co., Ltd., Guangzhou, China | EPMA: accelerating voltage of 20 kV, a probe current of 20 nA, and a 5 μm beam. The peak counting time was 10 s for major elements (Zn, S, Fe), and 50 s for other minor elements (Cd, Ga, Ge, In, Au, and Ag). The background counting time was half of the peak counting time on the high- and low-energy background positions. Analytical results were reduced using the ZAF correction routines. LA-ICP-MS mapping: beam size of 15 μm and a repetition rate of 10 Hz. The depth of ablation during mapping was around 5 μm. | sphalerite for S and Zn, marcasite for Fe, cadmium for Cd, gallium phosphide for Ga, germanium for Ge, indium phosphide for In, gold for Au, and silver for Ag | [20 empty] | 0.129 | [21 empty] | 1.85 | [59 empty] | 33.358 | [39 empty] | 64.18 |  |  |  |  | 2024 | Wu, Y., Zheng, Y., Yu, P., Chen, X., Guo, L., Long, L., Hu, Z., Huang, Y., Chen, M., Lu, J., Ouyang, S., Chen, S. (2024). The world-class carbonate-hosted Fankou Zn-Pb deposit in China. Part III. Critical metal Ga is enriched in late stage and low temperature sphalerite. Ore Geology Reviews, 166, 105928. |  | CHN | Guangdong
| Fankou |  | Basin hydrothermal | Mississippi Valley-type (MVT) | MVT zinc-lead | Zn, Pb | Ga | Zn, Pb, Ga | Wu et al., 2024 |  | 600-3-3-3-2 | 600-3-3-3-2-1 | underground mine |  |  |  |  | ore material | polished section | grab | mineral separate | [5 empty] | mineralisation | Sp1a, Sp1b, Sp2 | sphalerite |  | sphalerite | Sp1a (early replacement-infilling stage, core), Sp1b (early replacement-infilling stage, rim), Sp2 (late replacement-infilling stage) | euhedral-subhedral coarse-grained; anhedral grains | massive, banded, disseminated; core-rim texture; sector zoning; rhythm bands |  |  |  | pyrite, chalcopyrite, galena, dolomite, calcite, arsenopyrite, freibergite, pyrargyrite, argentite, goethite, ferrohydrite, anglesite, zincosite | polished into thin sections and polished mounts | EMPA, LA-ICPMS | JEOL JXA-i SP100 electron probe micro-analyzer; NWR 193 nm Ar F Excimer laser-ablation system coupled to an iCAP RQ (ICPMS) | Laboratory of Marine Element and Isotope Facilities in Southern Marine Science and Engineering Guangdong Laboratory (Zhuhai, China); Guangzhou Tuoyan Analytical Technology Co., Ltd., Guangzhou, China | EPMA: accelerating voltage of 20 kV, a probe current of 20 nA, and a 5 μm beam. The peak counting time was 10 s for major elements (Zn, S, Fe), and 50 s for other minor elements (Cd, Ga, Ge, In, Au, and Ag). The background counting time was half of the peak counting time on the high- and low-energy background positions. Analytical results were reduced using the ZAF correction routines. LA-ICP-MS mapping: beam size of 15 μm and a repetition rate of 10 Hz. The depth of ablation during mapping was around 5 μm. | sphalerite for S and Zn, marcasite for Fe, cadmium for Cd, gallium phosphide for Ga, germanium for Ge, indium phosphide for In, gold for Au, and silver for Ag | [20 empty] | 0.138 | [21 empty] | 3.058 | [59 empty] | 33.364 | [39 empty] | 61.92 |  |  |  |  | 2024 | Wu, Y., Zheng, Y., Yu, P., Chen, X., Guo, L., Long, L., Hu, Z., Huang, Y., Chen, M., Lu, J., Ouyang, S., Chen, S. (2024). The world-class carbonate-hosted Fankou Zn-Pb deposit in China. Part III. Critical metal Ga is enriched in late stage and low temperature sphalerite. Ore Geology Reviews, 166, 105928. |  | CHN | Guangdong
| Fankou |  | Basin hydrothermal | Mississippi Valley-type (MVT) | MVT zinc-lead | Zn, Pb | Ga | Zn, Pb, Ga | Wu et al., 2024 |  | 600-3-3-3-3 | 600-3-3-3-3-1 | underground mine |  |  |  |  | ore material | polished section | grab | mineral separate | [5 empty] | mineralisation | Sp1a, Sp1b, Sp2 | sphalerite |  | sphalerite | Sp1a (early replacement-infilling stage, core), Sp1b (early replacement-infilling stage, rim), Sp2 (late replacement-infilling stage) | euhedral-subhedral coarse-grained; anhedral grains | massive, banded, disseminated; core-rim texture; sector zoning; rhythm bands |  |  |  | pyrite, chalcopyrite, galena, dolomite, calcite, arsenopyrite, freibergite, pyrargyrite, argentite, goethite, ferrohydrite, anglesite, zincosite | polished into thin sections and polished mounts | EMPA, LA-ICPMS | JEOL JXA-i SP100 electron probe micro-analyzer; NWR 193 nm Ar F Excimer laser-ablation system coupled to an iCAP RQ (ICPMS) | Laboratory of Marine Element and Isotope Facilities in Southern Marine Science and Engineering Guangdong Laboratory (Zhuhai, China); Guangzhou Tuoyan Analytical Technology Co., Ltd., Guangzhou, China | EPMA: accelerating voltage of 20 kV, a probe current of 20 nA, and a 5 μm beam. The peak counting time was 10 s for major elements (Zn, S, Fe), and 50 s for other minor elements (Cd, Ga, Ge, In, Au, and Ag). The background counting time was half of the peak counting time on the high- and low-energy background positions. Analytical results were reduced using the ZAF correction routines. LA-ICP-MS mapping: beam size of 15 μm and a repetition rate of 10 Hz. The depth of ablation during mapping was around 5 μm. | sphalerite for S and Zn, marcasite for Fe, cadmium for Cd, gallium phosphide for Ga, germanium for Ge, indium phosphide for In, gold for Au, and silver for Ag | [20 empty] | 0.164 | [21 empty] | 2.134 | [59 empty] | 33.007 | [39 empty] | 63.857 |  |  |  |  | 2024 | Wu, Y., Zheng, Y., Yu, P., Chen, X., Guo, L., Long, L., Hu, Z., Huang, Y., Chen, M., Lu, J., Ouyang, S., Chen, S. (2024). The world-class carbonate-hosted Fankou Zn-Pb deposit in China. Part III. Critical metal Ga is enriched in late stage and low temperature sphalerite. Ore Geology Reviews, 166, 105928. |  | CHN | Guangdong
| Fankou |  | Basin hydrothermal | Mississippi Valley-type (MVT) | MVT zinc-lead | Zn, Pb | Ga | Zn, Pb, Ga | Wu et al., 2024 |  | 600-3-3-3-4 | 600-3-3-3-4-1 | underground mine |  |  |  |  | ore material | polished section | grab | mineral separate | [5 empty] | mineralisation | Sp1a, Sp1b, Sp2 | sphalerite |  | sphalerite | Sp1a (early replacement-infilling stage, core), Sp1b (early replacement-infilling stage, rim), Sp2 (late replacement-infilling stage) | euhedral-subhedral coarse-grained; anhedral grains | massive, banded, disseminated; core-rim texture; sector zoning; rhythm bands |  |  |  | pyrite, chalcopyrite, galena, dolomite, calcite, arsenopyrite, freibergite, pyrargyrite, argentite, goethite, ferrohydrite, anglesite, zincosite | polished into thin sections and polished mounts | EMPA, LA-ICPMS | JEOL JXA-i SP100 electron probe micro-analyzer; NWR 193 nm Ar F Excimer laser-ablation system coupled to an iCAP RQ (ICPMS) | Laboratory of Marine Element and Isotope Facilities in Southern Marine Science and Engineering Guangdong Laboratory (Zhuhai, China); Guangzhou Tuoyan Analytical Technology Co., Ltd., Guangzhou, China | EPMA: accelerating voltage of 20 kV, a probe current of 20 nA, and a 5 μm beam. The peak counting time was 10 s for major elements (Zn, S, Fe), and 50 s for other minor elements (Cd, Ga, Ge, In, Au, and Ag). The background counting time was half of the peak counting time on the high- and low-energy background positions. Analytical results were reduced using the ZAF correction routines. LA-ICP-MS mapping: beam size of 15 μm and a repetition rate of 10 Hz. The depth of ablation during mapping was around 5 μm. | sphalerite for S and Zn, marcasite for Fe, cadmium for Cd, gallium phosphide for Ga, germanium for Ge, indium phosphide for In, gold for Au, and silver for Ag | [20 empty] | 0.141 | [21 empty] | 2.326 | [59 empty] | 33.036 | [39 empty] | 63.467 |  |  |  |  | 2024 | Wu, Y., Zheng, Y., Yu, P., Chen, X., Guo, L., Long, L., Hu, Z., Huang, Y., Chen, M., Lu, J., Ouyang, S., Chen, S. (2024). The world-class carbonate-hosted Fankou Zn-Pb deposit in China. Part III. Critical metal Ga is enriched in late stage and low temperature sphalerite. Ore Geology Reviews, 166, 105928. |  | CHN | Guangdong
| Fankou |  | Basin hydrothermal | Mississippi Valley-type (MVT) | MVT zinc-lead | Zn, Pb | Ga | Zn, Pb, Ga | Wu et al., 2024 |  | 600-3-3-3-5 | 600-3-3-3-5-1 | underground mine |  |  |  |  | ore material | polished section | grab | mineral separate | [5 empty] | mineralisation | Sp1a, Sp1b, Sp2 | sphalerite |  | sphalerite | Sp1a (early replacement-infilling stage, core), Sp1b (early replacement-infilling stage, rim), Sp2 (late replacement-infilling stage) | euhedral-subhedral coarse-grained; anhedral grains | massive, banded, disseminated; core-rim texture; sector zoning; rhythm bands |  |  |  | pyrite, chalcopyrite, galena, dolomite, calcite, arsenopyrite, freibergite, pyrargyrite, argentite, goethite, ferrohydrite, anglesite, zincosite | polished into thin sections and polished mounts | EMPA, LA-ICPMS | JEOL JXA-i SP100 electron probe micro-analyzer; NWR 193 nm Ar F Excimer laser-ablation system coupled to an iCAP RQ (ICPMS) | Laboratory of Marine Element and Isotope Facilities in Southern Marine Science and Engineering Guangdong Laboratory (Zhuhai, China); Guangzhou Tuoyan Analytical Technology Co., Ltd., Guangzhou, China | EPMA: accelerating voltage of 20 kV, a probe current of 20 nA, and a 5 μm beam. The peak counting time was 10 s for major elements (Zn, S, Fe), and 50 s for other minor elements (Cd, Ga, Ge, In, Au, and Ag). The background counting time was half of the peak counting time on the high- and low-energy background positions. Analytical results were reduced using the ZAF correction routines. LA-ICP-MS mapping: beam size of 15 μm and a repetition rate of 10 Hz. The depth of ablation during mapping was around 5 μm. | sphalerite for S and Zn, marcasite for Fe, cadmium for Cd, gallium phosphide for Ga, germanium for Ge, indium phosphide for In, gold for Au, and silver for Ag | [20 empty] | 0.141 | [21 empty] | 2.039 | [59 empty] | 32.835 | [39 empty] | 63.775 |  |  |  |  | 2024 | Wu, Y., Zheng, Y., Yu, P., Chen, X., Guo, L., Long, L., Hu, Z., Huang, Y., Chen, M., Lu, J., Ouyang, S., Chen, S. (2024). The world-class carbonate-hosted Fankou Zn-Pb deposit in China. Part III. Critical metal Ga is enriched in late stage and low temperature sphalerite. Ore Geology Reviews, 166, 105928. |  | CHN | Guangdong
| Fankou |  | Basin hydrothermal | Mississippi Valley-type (MVT) | MVT zinc-lead | Zn, Pb | Ga | Zn, Pb, Ga | Wu et al., 2024 |  | 625-21-1-1-3 | 625-21-1-1-3-1 | underground mine |  |  |  |  | ore material | polished section | grab | mineral separate | [5 empty] | mineralisation | Sp1a, Sp1b, Sp2 | sphalerite |  | sphalerite | Sp1a (early replacement-infilling stage, core), Sp1b (early replacement-infilling stage, rim), Sp2 (late replacement-infilling stage) | euhedral-subhedral coarse-grained; anhedral grains | massive, banded, disseminated; core-rim texture; sector zoning; rhythm bands |  |  |  | pyrite, chalcopyrite, galena, dolomite, calcite, arsenopyrite, freibergite, pyrargyrite, argentite, goethite, ferrohydrite, anglesite, zincosite | polished into thin sections and polished mounts | EMPA, LA-ICPMS | JEOL JXA-i SP100 electron probe micro-analyzer; NWR 193 nm Ar F Excimer laser-ablation system coupled to an iCAP RQ (ICPMS) | Laboratory of Marine Element and Isotope Facilities in Southern Marine Science and Engineering Guangdong Laboratory (Zhuhai, China); Guangzhou Tuoyan Analytical Technology Co., Ltd., Guangzhou, China | EPMA: accelerating voltage of 20 kV, a probe current of 20 nA, and a 5 μm beam. The peak counting time was 10 s for major elements (Zn, S, Fe), and 50 s for other minor elements (Cd, Ga, Ge, In, Au, and Ag). The background counting time was half of the peak counting time on the high- and low-energy background positions. Analytical results were reduced using the ZAF correction routines. LA-ICP-MS mapping: beam size of 15 μm and a repetition rate of 10 Hz. The depth of ablation during mapping was around 5 μm. | sphalerite for S and Zn, marcasite for Fe, cadmium for Cd, gallium phosphide for Ga, germanium for Ge, indium phosphide for In, gold for Au, and silver for Ag | [20 empty] | 0.137 | [21 empty] | 3.91 | [59 empty] | 33.047 | [39 empty] | 62.262 |  |  |  |  | 2024 | Wu, Y., Zheng, Y., Yu, P., Chen, X., Guo, L., Long, L., Hu, Z., Huang, Y., Chen, M., Lu, J., Ouyang, S., Chen, S. (2024). The world-class carbonate-hosted Fankou Zn-Pb deposit in China. Part III. Critical metal Ga is enriched in late stage and low temperature sphalerite. Ore Geology Reviews, 166, 105928. |  | CHN | Guangdong
| Fankou |  | Basin hydrothermal | Mississippi Valley-type (MVT) | MVT zinc-lead | Zn, Pb | Ga | Zn, Pb, Ga | Wu et al., 2024 |  | 625-21-1-1-4 | 625-21-1-1-4-1 | underground mine |  |  |  |  | ore material | polished section | grab | mineral separate | [5 empty] | mineralisation | Sp1a, Sp1b, Sp2 | sphalerite |  | sphalerite | Sp1a (early replacement-infilling stage, core), Sp1b (early replacement-infilling stage, rim), Sp2 (late replacement-infilling stage) | euhedral-subhedral coarse-grained; anhedral grains | massive, banded, disseminated; core-rim texture; sector zoning; rhythm bands |  |  |  | pyrite, chalcopyrite, galena, dolomite, calcite, arsenopyrite, freibergite, pyrargyrite, argentite, goethite, ferrohydrite, anglesite, zincosite | polished into thin sections and polished mounts | EMPA, LA-ICPMS | JEOL JXA-i SP100 electron probe micro-analyzer; NWR 193 nm Ar F Excimer laser-ablation system coupled to an iCAP RQ (ICPMS) | Laboratory of Marine Element and Isotope Facilities in Southern Marine Science and Engineering Guangdong Laboratory (Zhuhai, China); Guangzhou Tuoyan Analytical Technology Co., Ltd., Guangzhou, China | EPMA: accelerating voltage of 20 kV, a probe current of 20 nA, and a 5 μm beam. The peak counting time was 10 s for major elements (Zn, S, Fe), and 50 s for other minor elements (Cd, Ga, Ge, In, Au, and Ag). The background counting time was half of the peak counting time on the high- and low-energy background positions. Analytical results were reduced using the ZAF correction routines. LA-ICP-MS mapping: beam size of 15 μm and a repetition rate of 10 Hz. The depth of ablation during mapping was around 5 μm. | sphalerite for S and Zn, marcasite for Fe, cadmium for Cd, gallium phosphide for Ga, germanium for Ge, indium phosphide for In, gold for Au, and silver for Ag | [20 empty] | 0.141 | [21 empty] | 5.655 | [59 empty] | 33.375 | [39 empty] | 59.917 |  |  |  |  | 2024 | Wu, Y., Zheng, Y., Yu, P., Chen, X., Guo, L., Long, L., Hu, Z., Huang, Y., Chen, M., Lu, J., Ouyang, S., Chen, S. (2024). The world-class carbonate-hosted Fankou Zn-Pb deposit in China. Part III. Critical metal Ga is enriched in late stage and low temperature sphalerite. Ore Geology Reviews, 166, 105928. |  | CHN | Guangdong
| Fankou |  | Basin hydrothermal | Mississippi Valley-type (MVT) | MVT zinc-lead | Zn, Pb | Ga | Zn, Pb, Ga | Wu et al., 2024 |  | Sp1a n=92-1 | Sp1a n=92-1 | underground mine |  |  |  |  | ore material | polished section | grab | mineral separate | [5 empty] | mineralisation | Sp1a, Sp1b, Sp2 | sphalerite |  | sphalerite | Sp1a (early replacement-infilling stage, core), Sp1b (early replacement-infilling stage, rim), Sp2 (late replacement-infilling stage) | euhedral-subhedral coarse-grained; anhedral grains | massive, banded, disseminated; core-rim texture; sector zoning; rhythm bands |  |  |  | pyrite, chalcopyrite, galena, dolomite, calcite, arsenopyrite, freibergite, pyrargyrite, argentite, goethite, ferrohydrite, anglesite, zincosite | polished into thin sections and polished mounts | LA-ICPMS | JEOL JXA-i SP100 electron probe micro-analyzer; NWR 193 nm Ar F Excimer laser-ablation system coupled to an iCAP RQ (ICPMS) | Laboratory of Marine Element and Isotope Facilities in Southern Marine Science and Engineering Guangdong Laboratory (Zhuhai, China); Guangzhou Tuoyan Analytical Technology Co., Ltd., Guangzhou, China | EPMA: accelerating voltage of 20 kV, a probe current of 20 nA, and a 5 μm beam. The peak counting time was 10 s for major elements (Zn, S, Fe), and 50 s for other minor elements (Cd, Ga, Ge, In, Au, and Ag). The background counting time was half of the peak counting time on the high- and low-energy background positions. Analytical results were reduced using the ZAF correction routines. LA-ICP-MS mapping: beam size of 15 μm and a repetition rate of 10 Hz. The depth of ablation during mapping was around 5 μm. | sphalerite for S and Zn, marcasite for Fe, cadmium for Cd, gallium phosphide for Ga, germanium for Ge, indium phosphide for In, gold for Au, and silver for Ag | [147 empty] | 2024 | Wu, Y., Zheng, Y., Yu, P., Chen, X., Guo, L., Long, L., Hu, Z., Huang, Y., Chen, M., Lu, J., Ouyang, S., Chen, S. (2024). The world-class carbonate-hosted Fankou Zn-Pb deposit in China. Part III. Critical metal Ga is enriched in late stage and low temperature sphalerite. Ore Geology Reviews, 166, 105928. |  | CHN | Guangdong
| Fankou |  | Basin hydrothermal | Mississippi Valley-type (MVT) | MVT zinc-lead | Zn, Pb | Ga | Zn, Pb, Ga | Wu et al., 2024 |  | 160-115-1-2-1 | 160-115-1-2-1 | underground mine |  |  |  |  | ore material | polished section | grab | mineral separate | [5 empty] | mineralisation | Sp1a, Sp1b, Sp2 | sphalerite |  | sphalerite | Sp1a (early replacement-infilling stage, core), Sp1b (early replacement-infilling stage, rim), Sp2 (late replacement-infilling stage) | euhedral-subhedral coarse-grained; anhedral grains | massive, banded, disseminated; core-rim texture; sector zoning; rhythm bands |  |  |  | pyrite, chalcopyrite, galena, dolomite, calcite, arsenopyrite, freibergite, pyrargyrite, argentite, goethite, ferrohydrite, anglesite, zincosite | polished into thin sections and polished mounts | LA-ICPMS | JEOL JXA-i SP100 electron probe micro-analyzer; NWR 193 nm Ar F Excimer laser-ablation system coupled to an iCAP RQ (ICPMS) | Laboratory of Marine Element and Isotope Facilities in Southern Marine Science and Engineering Guangdong Laboratory (Zhuhai, China); Guangzhou Tuoyan Analytical Technology Co., Ltd., Guangzhou, China | EPMA: accelerating voltage of 20 kV, a probe current of 20 nA, and a 5 μm beam. The peak counting time was 10 s for major elements (Zn, S, Fe), and 50 s for other minor elements (Cd, Ga, Ge, In, Au, and Ag). The background counting time was half of the peak counting time on the high- and low-energy background positions. Analytical results were reduced using the ZAF correction routines. LA-ICP-MS mapping: beam size of 15 μm and a repetition rate of 10 Hz. The depth of ablation during mapping was around 5 μm. | sphalerite for S and Zn, marcasite for Fe, cadmium for Cd, gallium phosphide for Ga, germanium for Ge, indium phosphide for In, gold for Au, and silver for Ag | 26.9176 | [19 empty] | 2586.7291 | [11 empty] | 132.4163 | [9 empty] | 32863.3375 |  | 21.7898 |  |  |  | 46.5019 |  |  |  | 945.5685 |  |  |  | 0.093402 | [13 empty] | 179.7998 | [15 empty] | 23.9577 | [15 empty] | 162467.5736 |  | 15.1413 | [42 empty] | 2024 | Wu, Y., Zheng, Y., Yu, P., Chen, X., Guo, L., Long, L., Hu, Z., Huang, Y., Chen, M., Lu, J., Ouyang, S., Chen, S. (2024). The world-class carbonate-hosted Fankou Zn-Pb deposit in China. Part III. Critical metal Ga is enriched in late stage and low temperature sphalerite. Ore Geology Reviews, 166, 105928. |  | CHN | Guangdong
| Fankou |  | Basin hydrothermal | Mississippi Valley-type (MVT) | MVT zinc-lead | Zn, Pb | Ga | Zn, Pb, Ga | Wu et al., 2024 |  | 160-115-1-2-2 | 160-115-1-2-2 | underground mine |  |  |  |  | ore material | polished section | grab | mineral separate | [5 empty] | mineralisation | Sp1a, Sp1b, Sp2 | sphalerite |  | sphalerite | Sp1a (early replacement-infilling stage, core), Sp1b (early replacement-infilling stage, rim), Sp2 (late replacement-infilling stage) | euhedral-subhedral coarse-grained; anhedral grains | massive, banded, disseminated; core-rim texture; sector zoning; rhythm bands |  |  |  | pyrite, chalcopyrite, galena, dolomite, calcite, arsenopyrite, freibergite, pyrargyrite, argentite, goethite, ferrohydrite, anglesite, zincosite | polished into thin sections and polished mounts | LA-ICPMS | JEOL JXA-i SP100 electron probe micro-analyzer; NWR 193 nm Ar F Excimer laser-ablation system coupled to an iCAP RQ (ICPMS) | Laboratory of Marine Element and Isotope Facilities in Southern Marine Science and Engineering Guangdong Laboratory (Zhuhai, China); Guangzhou Tuoyan Analytical Technology Co., Ltd., Guangzhou, China | EPMA: accelerating voltage of 20 kV, a probe current of 20 nA, and a 5 μm beam. The peak counting time was 10 s for major elements (Zn, S, Fe), and 50 s for other minor elements (Cd, Ga, Ge, In, Au, and Ag). The background counting time was half of the peak counting time on the high- and low-energy background positions. Analytical results were reduced using the ZAF correction routines. LA-ICP-MS mapping: beam size of 15 μm and a repetition rate of 10 Hz. The depth of ablation during mapping was around 5 μm. | sphalerite for S and Zn, marcasite for Fe, cadmium for Cd, gallium phosphide for Ga, germanium for Ge, indium phosphide for In, gold for Au, and silver for Ag | 69.461 | [19 empty] | 2421.7049 | [11 empty] | 1768.6915 | [9 empty] | 28210.2341 |  | 36.7485 | [7 empty] | 1208.2859 | [17 empty] | 344.7563 | [15 empty] | 47.4145 | [15 empty] | 206687.3535 |  | 56.0766 | [42 empty] | 2024 | Wu, Y., Zheng, Y., Yu, P., Chen, X., Guo, L., Long, L., Hu, Z., Huang, Y., Chen, M., Lu, J., Ouyang, S., Chen, S. (2024). The world-class carbonate-hosted Fankou Zn-Pb deposit in China. Part III. Critical metal Ga is enriched in late stage and low temperature sphalerite. Ore Geology Reviews, 166, 105928. |  | CHN | Guangdong
| Fankou |  | Basin hydrothermal | Mississippi Valley-type (MVT) | MVT zinc-lead | Zn, Pb | Ga | Zn, Pb, Ga | Wu et al., 2024 |  | 160-115-1-2-3 | 160-115-1-2-3 | underground mine |  |  |  |  | ore material | polished section | grab | mineral separate | [5 empty] | mineralisation | Sp1a, Sp1b, Sp2 | sphalerite |  | sphalerite | Sp1a (early replacement-infilling stage, core), Sp1b (early replacement-infilling stage, rim), Sp2 (late replacement-infilling stage) | euhedral-subhedral coarse-grained; anhedral grains | massive, banded, disseminated; core-rim texture; sector zoning; rhythm bands |  |  |  | pyrite, chalcopyrite, galena, dolomite, calcite, arsenopyrite, freibergite, pyrargyrite, argentite, goethite, ferrohydrite, anglesite, zincosite | polished into thin sections and polished mounts | LA-ICPMS | JEOL JXA-i SP100 electron probe micro-analyzer; NWR 193 nm Ar F Excimer laser-ablation system coupled to an iCAP RQ (ICPMS) | Laboratory of Marine Element and Isotope Facilities in Southern Marine Science and Engineering Guangdong Laboratory (Zhuhai, China); Guangzhou Tuoyan Analytical Technology Co., Ltd., Guangzhou, China | EPMA: accelerating voltage of 20 kV, a probe current of 20 nA, and a 5 μm beam. The peak counting time was 10 s for major elements (Zn, S, Fe), and 50 s for other minor elements (Cd, Ga, Ge, In, Au, and Ag). The background counting time was half of the peak counting time on the high- and low-energy background positions. Analytical results were reduced using the ZAF correction routines. LA-ICP-MS mapping: beam size of 15 μm and a repetition rate of 10 Hz. The depth of ablation during mapping was around 5 μm. | sphalerite for S and Zn, marcasite for Fe, cadmium for Cd, gallium phosphide for Ga, germanium for Ge, indium phosphide for In, gold for Au, and silver for Ag | 69.5402 | [19 empty] | 2510.9669 | [11 empty] | 531.7174 | [9 empty] | 28067.0647 |  | 44.998 |  |  |  | 179.8706 |  |  |  | 1328.0674 |  |  |  | 0.17392 | [13 empty] | 164.4209 | [15 empty] | 37.3876 | [15 empty] | 213534.0469 |  | 73.8239 | [42 empty] | 2024 | Wu, Y., Zheng, Y., Yu, P., Chen, X., Guo, L., Long, L., Hu, Z., Huang, Y., Chen, M., Lu, J., Ouyang, S., Chen, S. (2024). The world-class carbonate-hosted Fankou Zn-Pb deposit in China. Part III. Critical metal Ga is enriched in late stage and low temperature sphalerite. Ore Geology Reviews, 166, 105928. |  | CHN | Guangdong
| Fankou |  | Basin hydrothermal | Mississippi Valley-type (MVT) | MVT zinc-lead | Zn, Pb | Ga | Zn, Pb, Ga | Wu et al., 2024 |  | 160-117-1-1-1 | 160-117-1-1-1 | underground mine |  |  |  |  | ore material | polished section | grab | mineral separate | [5 empty] | mineralisation | Sp1a, Sp1b, Sp2 | sphalerite |  | sphalerite | Sp1a (early replacement-infilling stage, core), Sp1b (early replacement-infilling stage, rim), Sp2 (late replacement-infilling stage) | euhedral-subhedral coarse-grained; anhedral grains | massive, banded, disseminated; core-rim texture; sector zoning; rhythm bands |  |  |  | pyrite, chalcopyrite, galena, dolomite, calcite, arsenopyrite, freibergite, pyrargyrite, argentite, goethite, ferrohydrite, anglesite, zincosite | polished into thin sections and polished mounts | LA-ICPMS | JEOL JXA-i SP100 electron probe micro-analyzer; NWR 193 nm Ar F Excimer laser-ablation system coupled to an iCAP RQ (ICPMS) | Laboratory of Marine Element and Isotope Facilities in Southern Marine Science and Engineering Guangdong Laboratory (Zhuhai, China); Guangzhou Tuoyan Analytical Technology Co., Ltd., Guangzhou, China | EPMA: accelerating voltage of 20 kV, a probe current of 20 nA, and a 5 μm beam. The peak counting time was 10 s for major elements (Zn, S, Fe), and 50 s for other minor elements (Cd, Ga, Ge, In, Au, and Ag). The background counting time was half of the peak counting time on the high- and low-energy background positions. Analytical results were reduced using the ZAF correction routines. LA-ICP-MS mapping: beam size of 15 μm and a repetition rate of 10 Hz. The depth of ablation during mapping was around 5 μm. | sphalerite for S and Zn, marcasite for Fe, cadmium for Cd, gallium phosphide for Ga, germanium for Ge, indium phosphide for In, gold for Au, and silver for Ag | 61.1677 | [19 empty] | 1326.5811 | [11 empty] | 3462.6874 | [9 empty] | 28521.8343 |  | 14.9022 |  |  |  | 55.0927 |  |  |  | 402.065 |  |  |  | 0.10365 | [13 empty] | 129.5141 | [15 empty] | 52.035 | [15 empty] | 186408.5026 |  | 77.1634 | [42 empty] | 2024 | Wu, Y., Zheng, Y., Yu, P., Chen, X., Guo, L., Long, L., Hu, Z., Huang, Y., Chen, M., Lu, J., Ouyang, S., Chen, S. (2024). The world-class carbonate-hosted Fankou Zn-Pb deposit in China. Part III. Critical metal Ga is enriched in late stage and low temperature sphalerite. Ore Geology Reviews, 166, 105928. |  | CHN | Guangdong
| Fankou |  | Basin hydrothermal | Mississippi Valley-type (MVT) | MVT zinc-lead | Zn, Pb | Ga | Zn, Pb, Ga | Wu et al., 2024 |  | 160-117-1-1-2 | 160-117-1-1-2 | underground mine |  |  |  |  | ore material | polished section | grab | mineral separate | [5 empty] | mineralisation | Sp1a, Sp1b, Sp2 | sphalerite |  | sphalerite | Sp1a (early replacement-infilling stage, core), Sp1b (early replacement-infilling stage, rim), Sp2 (late replacement-infilling stage) | euhedral-subhedral coarse-grained; anhedral grains | massive, banded, disseminated; core-rim texture; sector zoning; rhythm bands |  |  |  | pyrite, chalcopyrite, galena, dolomite, calcite, arsenopyrite, freibergite, pyrargyrite, argentite, goethite, ferrohydrite, anglesite, zincosite | polished into thin sections and polished mounts | LA-ICPMS | JEOL JXA-i SP100 electron probe micro-analyzer; NWR 193 nm Ar F Excimer laser-ablation system coupled to an iCAP RQ (ICPMS) | Laboratory of Marine Element and Isotope Facilities in Southern Marine Science and Engineering Guangdong Laboratory (Zhuhai, China); Guangzhou Tuoyan Analytical Technology Co., Ltd., Guangzhou, China | EPMA: accelerating voltage of 20 kV, a probe current of 20 nA, and a 5 μm beam. The peak counting time was 10 s for major elements (Zn, S, Fe), and 50 s for other minor elements (Cd, Ga, Ge, In, Au, and Ag). The background counting time was half of the peak counting time on the high- and low-energy background positions. Analytical results were reduced using the ZAF correction routines. LA-ICP-MS mapping: beam size of 15 μm and a repetition rate of 10 Hz. The depth of ablation during mapping was around 5 μm. | sphalerite for S and Zn, marcasite for Fe, cadmium for Cd, gallium phosphide for Ga, germanium for Ge, indium phosphide for In, gold for Au, and silver for Ag | 79.8376 | [19 empty] | 1501.9404 | [11 empty] | 4471.3552 | [9 empty] | 31571.2067 |  | 25.9497 |  |  |  | 265.7748 |  |  |  | 366.7517 |  |  |  | 0.50821 | [13 empty] | 161.506 | [15 empty] | 81.2587 | [15 empty] | 180916.8049 |  | 77.4647 | [42 empty] | 2024 | Wu, Y., Zheng, Y., Yu, P., Chen, X., Guo, L., Long, L., Hu, Z., Huang, Y., Chen, M., Lu, J., Ouyang, S., Chen, S. (2024). The world-class carbonate-hosted Fankou Zn-Pb deposit in China. Part III. Critical metal Ga is enriched in late stage and low temperature sphalerite. Ore Geology Reviews, 166, 105928. |  | CHN | Guangdong
| Fankou |  | Basin hydrothermal | Mississippi Valley-type (MVT) | MVT zinc-lead | Zn, Pb | Ga | Zn, Pb, Ga | Wu et al., 2024 |  | 160-117-1-1-3 | 160-117-1-1-3 | underground mine |  |  |  |  | ore material | polished section | grab | mineral separate | [5 empty] | mineralisation | Sp1a, Sp1b, Sp2 | sphalerite |  | sphalerite | Sp1a (early replacement-infilling stage, core), Sp1b (early replacement-infilling stage, rim), Sp2 (late replacement-infilling stage) | euhedral-subhedral coarse-grained; anhedral grains | massive, banded, disseminated; core-rim texture; sector zoning; rhythm bands |  |  |  | pyrite, chalcopyrite, galena, dolomite, calcite, arsenopyrite, freibergite, pyrargyrite, argentite, goethite, ferrohydrite, anglesite, zincosite | polished into thin sections and polished mounts | LA-ICPMS | JEOL JXA-i SP100 electron probe micro-analyzer; NWR 193 nm Ar F Excimer laser-ablation system coupled to an iCAP RQ (ICPMS) | Laboratory of Marine Element and Isotope Facilities in Southern Marine Science and Engineering Guangdong Laboratory (Zhuhai, China); Guangzhou Tuoyan Analytical Technology Co., Ltd., Guangzhou, China | EPMA: accelerating voltage of 20 kV, a probe current of 20 nA, and a 5 μm beam. The peak counting time was 10 s for major elements (Zn, S, Fe), and 50 s for other minor elements (Cd, Ga, Ge, In, Au, and Ag). The background counting time was half of the peak counting time on the high- and low-energy background positions. Analytical results were reduced using the ZAF correction routines. LA-ICP-MS mapping: beam size of 15 μm and a repetition rate of 10 Hz. The depth of ablation during mapping was around 5 μm. | sphalerite for S and Zn, marcasite for Fe, cadmium for Cd, gallium phosphide for Ga, germanium for Ge, indium phosphide for In, gold for Au, and silver for Ag | 59.6668 | [19 empty] | 2240.1397 | [11 empty] | 3278.4932 | [9 empty] | 33685.9253 |  | 13.8784 |  |  |  | 189.2821 |  |  |  | 377.3139 |  |  |  | 26.2096 | [13 empty] | 155.3263 | [15 empty] | 82.9159 | [15 empty] | 171674.9359 |  | 65.8456 | [42 empty] | 2024 | Wu, Y., Zheng, Y., Yu, P., Chen, X., Guo, L., Long, L., Hu, Z., Huang, Y., Chen, M., Lu, J., Ouyang, S., Chen, S. (2024). The world-class carbonate-hosted Fankou Zn-Pb deposit in China. Part III. Critical metal Ga is enriched in late stage and low temperature sphalerite. Ore Geology Reviews, 166, 105928. |  | CHN | Guangdong
| Fankou |  | Basin hydrothermal | Mississippi Valley-type (MVT) | MVT zinc-lead | Zn, Pb | Ga | Zn, Pb, Ga | Wu et al., 2024 |  | 200-6-2-1-1 | 200-6-2-1-1 | underground mine |  |  |  |  | ore material | polished section | grab | mineral separate | [5 empty] | mineralisation | Sp1a, Sp1b, Sp2 | sphalerite |  | sphalerite | Sp1a (early replacement-infilling stage, core), Sp1b (early replacement-infilling stage, rim), Sp2 (late replacement-infilling stage) | euhedral-subhedral coarse-grained; anhedral grains | massive, banded, disseminated; core-rim texture; sector zoning; rhythm bands |  |  |  | pyrite, chalcopyrite, galena, dolomite, calcite, arsenopyrite, freibergite, pyrargyrite, argentite, goethite, ferrohydrite, anglesite, zincosite | polished into thin sections and polished mounts | LA-ICPMS | JEOL JXA-i SP100 electron probe micro-analyzer; NWR 193 nm Ar F Excimer laser-ablation system coupled to an iCAP RQ (ICPMS) | Laboratory of Marine Element and Isotope Facilities in Southern Marine Science and Engineering Guangdong Laboratory (Zhuhai, China); Guangzhou Tuoyan Analytical Technology Co., Ltd., Guangzhou, China | EPMA: accelerating voltage of 20 kV, a probe current of 20 nA, and a 5 μm beam. The peak counting time was 10 s for major elements (Zn, S, Fe), and 50 s for other minor elements (Cd, Ga, Ge, In, Au, and Ag). The background counting time was half of the peak counting time on the high- and low-energy background positions. Analytical results were reduced using the ZAF correction routines. LA-ICP-MS mapping: beam size of 15 μm and a repetition rate of 10 Hz. The depth of ablation during mapping was around 5 μm. | sphalerite for S and Zn, marcasite for Fe, cadmium for Cd, gallium phosphide for Ga, germanium for Ge, indium phosphide for In, gold for Au, and silver for Ag | 491.4345 | [19 empty] | 1699.5206 | [11 empty] | 1333.3098 | [9 empty] | 49293.8917 |  | 47.5033 |  |  |  | 669.0155 |  |  |  | 103.9108 |  |  |  | 0.14711 | [13 empty] | 418.7566 | [15 empty] | 69.2093 | [15 empty] | 172452.3131 |  | 35.0256 | [42 empty] | 2024 | Wu, Y., Zheng, Y., Yu, P., Chen, X., Guo, L., Long, L., Hu, Z., Huang, Y., Chen, M., Lu, J., Ouyang, S., Chen, S. (2024). The world-class carbonate-hosted Fankou Zn-Pb deposit in China. Part III. Critical metal Ga is enriched in late stage and low temperature sphalerite. Ore Geology Reviews, 166, 105928. |  | CHN | Guangdong
| Fankou |  | Basin hydrothermal | Mississippi Valley-type (MVT) | MVT zinc-lead | Zn, Pb | Ga | Zn, Pb, Ga | Wu et al., 2024 |  | 200-6-2-1-2 | 200-6-2-1-2 | underground mine |  |  |  |  | ore material | polished section | grab | mineral separate | [5 empty] | mineralisation | Sp1a, Sp1b, Sp2 | sphalerite |  | sphalerite | Sp1a (early replacement-infilling stage, core), Sp1b (early replacement-infilling stage, rim), Sp2 (late replacement-infilling stage) | euhedral-subhedral coarse-grained; anhedral grains | massive, banded, disseminated; core-rim texture; sector zoning; rhythm bands |  |  |  | pyrite, chalcopyrite, galena, dolomite, calcite, arsenopyrite, freibergite, pyrargyrite, argentite, goethite, ferrohydrite, anglesite, zincosite | polished into thin sections and polished mounts | LA-ICPMS | JEOL JXA-i SP100 electron probe micro-analyzer; NWR 193 nm Ar F Excimer laser-ablation system coupled to an iCAP RQ (ICPMS) | Laboratory of Marine Element and Isotope Facilities in Southern Marine Science and Engineering Guangdong Laboratory (Zhuhai, China); Guangzhou Tuoyan Analytical Technology Co., Ltd., Guangzhou, China | EPMA: accelerating voltage of 20 kV, a probe current of 20 nA, and a 5 μm beam. The peak counting time was 10 s for major elements (Zn, S, Fe), and 50 s for other minor elements (Cd, Ga, Ge, In, Au, and Ag). The background counting time was half of the peak counting time on the high- and low-energy background positions. Analytical results were reduced using the ZAF correction routines. LA-ICP-MS mapping: beam size of 15 μm and a repetition rate of 10 Hz. The depth of ablation during mapping was around 5 μm. | sphalerite for S and Zn, marcasite for Fe, cadmium for Cd, gallium phosphide for Ga, germanium for Ge, indium phosphide for In, gold for Au, and silver for Ag | 197.9949 | [19 empty] | 2236.3504 | [11 empty] | 1152.6375 | [9 empty] | 66813.128 |  | 98.9153 |  |  |  | 470.6005 |  |  |  | 118.1954 | [17 empty] | 110.1881 | [15 empty] | 15.6969 | [15 empty] | 175891.5272 |  | 10.4669 | [42 empty] | 2024 | Wu, Y., Zheng, Y., Yu, P., Chen, X., Guo, L., Long, L., Hu, Z., Huang, Y., Chen, M., Lu, J., Ouyang, S., Chen, S. (2024). The world-class carbonate-hosted Fankou Zn-Pb deposit in China. Part III. Critical metal Ga is enriched in late stage and low temperature sphalerite. Ore Geology Reviews, 166, 105928. |  | CHN | Guangdong
| Fankou |  | Basin hydrothermal | Mississippi Valley-type (MVT) | MVT zinc-lead | Zn, Pb | Ga | Zn, Pb, Ga | Wu et al., 2024 |  | 200-6-2-1-3 | 200-6-2-1-3 | underground mine |  |  |  |  | ore material | polished section | grab | mineral separate | [5 empty] | mineralisation | Sp1a, Sp1b, Sp2 | sphalerite |  | sphalerite | Sp1a (early replacement-infilling stage, core), Sp1b (early replacement-infilling stage, rim), Sp2 (late replacement-infilling stage) | euhedral-subhedral coarse-grained; anhedral grains | massive, banded, disseminated; core-rim texture; sector zoning; rhythm bands |  |  |  | pyrite, chalcopyrite, galena, dolomite, calcite, arsenopyrite, freibergite, pyrargyrite, argentite, goethite, ferrohydrite, anglesite, zincosite | polished into thin sections and polished mounts | LA-ICPMS | JEOL JXA-i SP100 electron probe micro-analyzer; NWR 193 nm Ar F Excimer laser-ablation system coupled to an iCAP RQ (ICPMS) | Laboratory of Marine Element and Isotope Facilities in Southern Marine Science and Engineering Guangdong Laboratory (Zhuhai, China); Guangzhou Tuoyan Analytical Technology Co., Ltd., Guangzhou, China | EPMA: accelerating voltage of 20 kV, a probe current of 20 nA, and a 5 μm beam. The peak counting time was 10 s for major elements (Zn, S, Fe), and 50 s for other minor elements (Cd, Ga, Ge, In, Au, and Ag). The background counting time was half of the peak counting time on the high- and low-energy background positions. Analytical results were reduced using the ZAF correction routines. LA-ICP-MS mapping: beam size of 15 μm and a repetition rate of 10 Hz. The depth of ablation during mapping was around 5 μm. | sphalerite for S and Zn, marcasite for Fe, cadmium for Cd, gallium phosphide for Ga, germanium for Ge, indium phosphide for In, gold for Au, and silver for Ag | 252.4985 | [19 empty] | 2170.1936 | [11 empty] | 522.5475 | [9 empty] | 68146.8113 |  | 23.5708 |  |  |  | 295.8543 |  |  |  | 114.1975 |  |  |  | 0.052772 | [13 empty] | 123.6561 | [15 empty] | 39.8758 | [15 empty] | 173804.4247 |  | 33.4073 | [42 empty] | 2024 | Wu, Y., Zheng, Y., Yu, P., Chen, X., Guo, L., Long, L., Hu, Z., Huang, Y., Chen, M., Lu, J., Ouyang, S., Chen, S. (2024). The world-class carbonate-hosted Fankou Zn-Pb deposit in China. Part III. Critical metal Ga is enriched in late stage and low temperature sphalerite. Ore Geology Reviews, 166, 105928. |  | CHN | Guangdong
| Fankou |  | Basin hydrothermal | Mississippi Valley-type (MVT) | MVT zinc-lead | Zn, Pb | Ga | Zn, Pb, Ga | Wu et al., 2024 |  | 200-6-2-1-4 | 200-6-2-1-4 | underground mine |  |  |  |  | ore material | polished section | grab | mineral separate | [5 empty] | mineralisation | Sp1a, Sp1b, Sp2 | sphalerite |  | sphalerite | Sp1a (early replacement-infilling stage, core), Sp1b (early replacement-infilling stage, rim), Sp2 (late replacement-infilling stage) | euhedral-subhedral coarse-grained; anhedral grains | massive, banded, disseminated; core-rim texture; sector zoning; rhythm bands |  |  |  | pyrite, chalcopyrite, galena, dolomite, calcite, arsenopyrite, freibergite, pyrargyrite, argentite, goethite, ferrohydrite, anglesite, zincosite | polished into thin sections and polished mounts | LA-ICPMS | JEOL JXA-i SP100 electron probe micro-analyzer; NWR 193 nm Ar F Excimer laser-ablation system coupled to an iCAP RQ (ICPMS) | Laboratory of Marine Element and Isotope Facilities in Southern Marine Science and Engineering Guangdong Laboratory (Zhuhai, China); Guangzhou Tuoyan Analytical Technology Co., Ltd., Guangzhou, China | EPMA: accelerating voltage of 20 kV, a probe current of 20 nA, and a 5 μm beam. The peak counting time was 10 s for major elements (Zn, S, Fe), and 50 s for other minor elements (Cd, Ga, Ge, In, Au, and Ag). The background counting time was half of the peak counting time on the high- and low-energy background positions. Analytical results were reduced using the ZAF correction routines. LA-ICP-MS mapping: beam size of 15 μm and a repetition rate of 10 Hz. The depth of ablation during mapping was around 5 μm. | sphalerite for S and Zn, marcasite for Fe, cadmium for Cd, gallium phosphide for Ga, germanium for Ge, indium phosphide for In, gold for Au, and silver for Ag | 354.8705 | [19 empty] | 2869.9959 | [11 empty] | 806.335 | [9 empty] | 90284.9122 |  | 6.3824 |  |  |  | 419.3309 |  |  |  | 143.0296 |  |  |  | 0.028709 | [13 empty] | 178.2938 | [15 empty] | 33.0494 | [15 empty] | 177916.2591 |  | 16.1623 | [42 empty] | 2024 | Wu, Y., Zheng, Y., Yu, P., Chen, X., Guo, L., Long, L., Hu, Z., Huang, Y., Chen, M., Lu, J., Ouyang, S., Chen, S. (2024). The world-class carbonate-hosted Fankou Zn-Pb deposit in China. Part III. Critical metal Ga is enriched in late stage and low temperature sphalerite. Ore Geology Reviews, 166, 105928. |  | CHN | Guangdong
| Fankou |  | Basin hydrothermal | Mississippi Valley-type (MVT) | MVT zinc-lead | Zn, Pb | Ga | Zn, Pb, Ga | Wu et al., 2024 |  | 200-6-2-2-1 | 200-6-2-2-1 | underground mine |  |  |  |  | ore material | polished section | grab | mineral separate | [5 empty] | mineralisation | Sp1a, Sp1b, Sp2 | sphalerite |  | sphalerite | Sp1a (early replacement-infilling stage, core), Sp1b (early replacement-infilling stage, rim), Sp2 (late replacement-infilling stage) | euhedral-subhedral coarse-grained; anhedral grains | massive, banded, disseminated; core-rim texture; sector zoning; rhythm bands |  |  |  | pyrite, chalcopyrite, galena, dolomite, calcite, arsenopyrite, freibergite, pyrargyrite, argentite, goethite, ferrohydrite, anglesite, zincosite | polished into thin sections and polished mounts | LA-ICPMS | JEOL JXA-i SP100 electron probe micro-analyzer; NWR 193 nm Ar F Excimer laser-ablation system coupled to an iCAP RQ (ICPMS) | Laboratory of Marine Element and Isotope Facilities in Southern Marine Science and Engineering Guangdong Laboratory (Zhuhai, China); Guangzhou Tuoyan Analytical Technology Co., Ltd., Guangzhou, China | EPMA: accelerating voltage of 20 kV, a probe current of 20 nA, and a 5 μm beam. The peak counting time was 10 s for major elements (Zn, S, Fe), and 50 s for other minor elements (Cd, Ga, Ge, In, Au, and Ag). The background counting time was half of the peak counting time on the high- and low-energy background positions. Analytical results were reduced using the ZAF correction routines. LA-ICP-MS mapping: beam size of 15 μm and a repetition rate of 10 Hz. The depth of ablation during mapping was around 5 μm. | sphalerite for S and Zn, marcasite for Fe, cadmium for Cd, gallium phosphide for Ga, germanium for Ge, indium phosphide for In, gold for Au, and silver for Ag | 250.3749 | [19 empty] | 1941.3925 | [11 empty] | 1525.2655 | [9 empty] | 66335.5453 |  | 3.939 |  |  |  | 714.8815 |  |  |  | 107.7715 |  |  |  | 0.028947 | [13 empty] | 131.1464 | [15 empty] | 10.1847 | [15 empty] | 163335.5744 |  | 3.3983 | [42 empty] | 2024 | Wu, Y., Zheng, Y., Yu, P., Chen, X., Guo, L., Long, L., Hu, Z., Huang, Y., Chen, M., Lu, J., Ouyang, S., Chen, S. (2024). The world-class carbonate-hosted Fankou Zn-Pb deposit in China. Part III. Critical metal Ga is enriched in late stage and low temperature sphalerite. Ore Geology Reviews, 166, 105928. |  | CHN | Guangdong
| Fankou |  | Basin hydrothermal | Mississippi Valley-type (MVT) | MVT zinc-lead | Zn, Pb | Ga | Zn, Pb, Ga | Wu et al., 2024 |  | 200-6-2-2-2 | 200-6-2-2-2 | underground mine |  |  |  |  | ore material | polished section | grab | mineral separate | [5 empty] | mineralisation | Sp1a, Sp1b, Sp2 | sphalerite |  | sphalerite | Sp1a (early replacement-infilling stage, core), Sp1b (early replacement-infilling stage, rim), Sp2 (late replacement-infilling stage) | euhedral-subhedral coarse-grained; anhedral grains | massive, banded, disseminated; core-rim texture; sector zoning; rhythm bands |  |  |  | pyrite, chalcopyrite, galena, dolomite, calcite, arsenopyrite, freibergite, pyrargyrite, argentite, goethite, ferrohydrite, anglesite, zincosite | polished into thin sections and polished mounts | LA-ICPMS | JEOL JXA-i SP100 electron probe micro-analyzer; NWR 193 nm Ar F Excimer laser-ablation system coupled to an iCAP RQ (ICPMS) | Laboratory of Marine Element and Isotope Facilities in Southern Marine Science and Engineering Guangdong Laboratory (Zhuhai, China); Guangzhou Tuoyan Analytical Technology Co., Ltd., Guangzhou, China | EPMA: accelerating voltage of 20 kV, a probe current of 20 nA, and a 5 μm beam. The peak counting time was 10 s for major elements (Zn, S, Fe), and 50 s for other minor elements (Cd, Ga, Ge, In, Au, and Ag). The background counting time was half of the peak counting time on the high- and low-energy background positions. Analytical results were reduced using the ZAF correction routines. LA-ICP-MS mapping: beam size of 15 μm and a repetition rate of 10 Hz. The depth of ablation during mapping was around 5 μm. | sphalerite for S and Zn, marcasite for Fe, cadmium for Cd, gallium phosphide for Ga, germanium for Ge, indium phosphide for In, gold for Au, and silver for Ag | 347.0975 | [19 empty] | 2234.5642 | [11 empty] | 1236.4508 | [9 empty] | 92824.742 |  | 3.1977 |  |  |  | 639.4579 |  |  |  | 148.473 |  |  |  | 0.043552 | [13 empty] | 209.1573 | [15 empty] | 16.1699 | [15 empty] | 168558.3985 |  | 1.0804 | [42 empty] | 2024 | Wu, Y., Zheng, Y., Yu, P., Chen, X., Guo, L., Long, L., Hu, Z., Huang, Y., Chen, M., Lu, J., Ouyang, S., Chen, S. (2024). The world-class carbonate-hosted Fankou Zn-Pb deposit in China. Part III. Critical metal Ga is enriched in late stage and low temperature sphalerite. Ore Geology Reviews, 166, 105928. |  | CHN | Guangdong
| Fankou |  | Basin hydrothermal | Mississippi Valley-type (MVT) | MVT zinc-lead | Zn, Pb | Ga | Zn, Pb, Ga | Wu et al., 2024 |  | 240-131-1-1-1 | 240-131-1-1-1 | underground mine |  |  |  |  | ore material | polished section | grab | mineral separate | [5 empty] | mineralisation | Sp1a, Sp1b, Sp2 | sphalerite |  | sphalerite | Sp1a (early replacement-infilling stage, core), Sp1b (early replacement-infilling stage, rim), Sp2 (late replacement-infilling stage) | euhedral-subhedral coarse-grained; anhedral grains | massive, banded, disseminated; core-rim texture; sector zoning; rhythm bands |  |  |  | pyrite, chalcopyrite, galena, dolomite, calcite, arsenopyrite, freibergite, pyrargyrite, argentite, goethite, ferrohydrite, anglesite, zincosite | polished into thin sections and polished mounts | LA-ICPMS | JEOL JXA-i SP100 electron probe micro-analyzer; NWR 193 nm Ar F Excimer laser-ablation system coupled to an iCAP RQ (ICPMS) | Laboratory of Marine Element and Isotope Facilities in Southern Marine Science and Engineering Guangdong Laboratory (Zhuhai, China); Guangzhou Tuoyan Analytical Technology Co., Ltd., Guangzhou, China | EPMA: accelerating voltage of 20 kV, a probe current of 20 nA, and a 5 μm beam. The peak counting time was 10 s for major elements (Zn, S, Fe), and 50 s for other minor elements (Cd, Ga, Ge, In, Au, and Ag). The background counting time was half of the peak counting time on the high- and low-energy background positions. Analytical results were reduced using the ZAF correction routines. LA-ICP-MS mapping: beam size of 15 μm and a repetition rate of 10 Hz. The depth of ablation during mapping was around 5 μm. | sphalerite for S and Zn, marcasite for Fe, cadmium for Cd, gallium phosphide for Ga, germanium for Ge, indium phosphide for In, gold for Au, and silver for Ag | 132.1217 | [19 empty] | 2558.0885 | [11 empty] | 2267.8091 | [9 empty] | 33788.9459 |  | 14.2908 |  |  |  | 549.7624 |  |  |  | 294.2201 |  |  |  | 0.025344 | [13 empty] | 161.7568 | [15 empty] | 948.7667 | [15 empty] | 161384.9417 |  | 33.5468 | [42 empty] | 2024 | Wu, Y., Zheng, Y., Yu, P., Chen, X., Guo, L., Long, L., Hu, Z., Huang, Y., Chen, M., Lu, J., Ouyang, S., Chen, S. (2024). The world-class carbonate-hosted Fankou Zn-Pb deposit in China. Part III. Critical metal Ga is enriched in late stage and low temperature sphalerite. Ore Geology Reviews, 166, 105928. |  | CHN | Guangdong
| Fankou |  | Basin hydrothermal | Mississippi Valley-type (MVT) | MVT zinc-lead | Zn, Pb | Ga | Zn, Pb, Ga | Wu et al., 2024 |  | 240-131-1-1-2 | 240-131-1-1-2 | underground mine |  |  |  |  | ore material | polished section | grab | mineral separate | [5 empty] | mineralisation | Sp1a, Sp1b, Sp2 | sphalerite |  | sphalerite | Sp1a (early replacement-infilling stage, core), Sp1b (early replacement-infilling stage, rim), Sp2 (late replacement-infilling stage) | euhedral-subhedral coarse-grained; anhedral grains | massive, banded, disseminated; core-rim texture; sector zoning; rhythm bands |  |  |  | pyrite, chalcopyrite, galena, dolomite, calcite, arsenopyrite, freibergite, pyrargyrite, argentite, goethite, ferrohydrite, anglesite, zincosite | polished into thin sections and polished mounts | LA-ICPMS | JEOL JXA-i SP100 electron probe micro-analyzer; NWR 193 nm Ar F Excimer laser-ablation system coupled to an iCAP RQ (ICPMS) | Laboratory of Marine Element and Isotope Facilities in Southern Marine Science and Engineering Guangdong Laboratory (Zhuhai, China); Guangzhou Tuoyan Analytical Technology Co., Ltd., Guangzhou, China | EPMA: accelerating voltage of 20 kV, a probe current of 20 nA, and a 5 μm beam. The peak counting time was 10 s for major elements (Zn, S, Fe), and 50 s for other minor elements (Cd, Ga, Ge, In, Au, and Ag). The background counting time was half of the peak counting time on the high- and low-energy background positions. Analytical results were reduced using the ZAF correction routines. LA-ICP-MS mapping: beam size of 15 μm and a repetition rate of 10 Hz. The depth of ablation during mapping was around 5 μm. | sphalerite for S and Zn, marcasite for Fe, cadmium for Cd, gallium phosphide for Ga, germanium for Ge, indium phosphide for In, gold for Au, and silver for Ag | 81.8951 | [19 empty] | 3056.6506 | [11 empty] | 577.3472 | [9 empty] | 42559.0679 |  | 7.5941 |  |  |  | 199.3432 |  |  |  | 228.7791 |  |  |  | 0.012364 | [13 empty] | 169.8546 | [15 empty] | 42.0672 | [15 empty] | 162801.963 |  | 0.83126 | [42 empty] | 2024 | Wu, Y., Zheng, Y., Yu, P., Chen, X., Guo, L., Long, L., Hu, Z., Huang, Y., Chen, M., Lu, J., Ouyang, S., Chen, S. (2024). The world-class carbonate-hosted Fankou Zn-Pb deposit in China. Part III. Critical metal Ga is enriched in late stage and low temperature sphalerite. Ore Geology Reviews, 166, 105928. |  | CHN | Guangdong
| Fankou |  | Basin hydrothermal | Mississippi Valley-type (MVT) | MVT zinc-lead | Zn, Pb | Ga | Zn, Pb, Ga | Wu et al., 2024 |  | 240-131-1-1-3 | 240-131-1-1-3 | underground mine |  |  |  |  | ore material | polished section | grab | mineral separate | [5 empty] | mineralisation | Sp1a, Sp1b, Sp2 | sphalerite |  | sphalerite | Sp1a (early replacement-infilling stage, core), Sp1b (early replacement-infilling stage, rim), Sp2 (late replacement-infilling stage) | euhedral-subhedral coarse-grained; anhedral grains | massive, banded, disseminated; core-rim texture; sector zoning; rhythm bands |  |  |  | pyrite, chalcopyrite, galena, dolomite, calcite, arsenopyrite, freibergite, pyrargyrite, argentite, goethite, ferrohydrite, anglesite, zincosite | polished into thin sections and polished mounts | LA-ICPMS | JEOL JXA-i SP100 electron probe micro-analyzer; NWR 193 nm Ar F Excimer laser-ablation system coupled to an iCAP RQ (ICPMS) | Laboratory of Marine Element and Isotope Facilities in Southern Marine Science and Engineering Guangdong Laboratory (Zhuhai, China); Guangzhou Tuoyan Analytical Technology Co., Ltd., Guangzhou, China | EPMA: accelerating voltage of 20 kV, a probe current of 20 nA, and a 5 μm beam. The peak counting time was 10 s for major elements (Zn, S, Fe), and 50 s for other minor elements (Cd, Ga, Ge, In, Au, and Ag). The background counting time was half of the peak counting time on the high- and low-energy background positions. Analytical results were reduced using the ZAF correction routines. LA-ICP-MS mapping: beam size of 15 μm and a repetition rate of 10 Hz. The depth of ablation during mapping was around 5 μm. | sphalerite for S and Zn, marcasite for Fe, cadmium for Cd, gallium phosphide for Ga, germanium for Ge, indium phosphide for In, gold for Au, and silver for Ag | 221.3665 | [19 empty] | 2648.8464 | [11 empty] | 2585.8105 | [9 empty] | 41033.1315 |  | 58.7191 |  |  |  | 826.1226 |  |  |  | 236.268 |  |  |  | 0.3385 | [13 empty] | 115.7155 | [15 empty] | 78.9768 | [15 empty] | 164946.94 |  | 93.1905 | [42 empty] | 2024 | Wu, Y., Zheng, Y., Yu, P., Chen, X., Guo, L., Long, L., Hu, Z., Huang, Y., Chen, M., Lu, J., Ouyang, S., Chen, S. (2024). The world-class carbonate-hosted Fankou Zn-Pb deposit in China. Part III. Critical metal Ga is enriched in late stage and low temperature sphalerite. Ore Geology Reviews, 166, 105928. |  | CHN | Guangdong
| Fankou |  | Basin hydrothermal | Mississippi Valley-type (MVT) | MVT zinc-lead | Zn, Pb | Ga | Zn, Pb, Ga | Wu et al., 2024 |  | 240-131-1-2-1 | 240-131-1-2-1 | underground mine |  |  |  |  | ore material | polished section | grab | mineral separate | [5 empty] | mineralisation | Sp1a, Sp1b, Sp2 | sphalerite |  | sphalerite | Sp1a (early replacement-infilling stage, core), Sp1b (early replacement-infilling stage, rim), Sp2 (late replacement-infilling stage) | euhedral-subhedral coarse-grained; anhedral grains | massive, banded, disseminated; core-rim texture; sector zoning; rhythm bands |  |  |  | pyrite, chalcopyrite, galena, dolomite, calcite, arsenopyrite, freibergite, pyrargyrite, argentite, goethite, ferrohydrite, anglesite, zincosite | polished into thin sections and polished mounts | LA-ICPMS | JEOL JXA-i SP100 electron probe micro-analyzer; NWR 193 nm Ar F Excimer laser-ablation system coupled to an iCAP RQ (ICPMS) | Laboratory of Marine Element and Isotope Facilities in Southern Marine Science and Engineering Guangdong Laboratory (Zhuhai, China); Guangzhou Tuoyan Analytical Technology Co., Ltd., Guangzhou, China | EPMA: accelerating voltage of 20 kV, a probe current of 20 nA, and a 5 μm beam. The peak counting time was 10 s for major elements (Zn, S, Fe), and 50 s for other minor elements (Cd, Ga, Ge, In, Au, and Ag). The background counting time was half of the peak counting time on the high- and low-energy background positions. Analytical results were reduced using the ZAF correction routines. LA-ICP-MS mapping: beam size of 15 μm and a repetition rate of 10 Hz. The depth of ablation during mapping was around 5 μm. | sphalerite for S and Zn, marcasite for Fe, cadmium for Cd, gallium phosphide for Ga, germanium for Ge, indium phosphide for In, gold for Au, and silver for Ag | 104.8997 | [19 empty] | 2108.6476 | [11 empty] | 1587.1235 | [9 empty] | 33676.5861 |  | 20.8543 |  |  |  | 480.4897 |  |  |  | 279.7365 |  |  |  | 0.0225 | [13 empty] | 149.626 | [15 empty] | 36.0669 | [15 empty] | 160115.531 |  | 10.2281 | [42 empty] | 2024 | Wu, Y., Zheng, Y., Yu, P., Chen, X., Guo, L., Long, L., Hu, Z., Huang, Y., Chen, M., Lu, J., Ouyang, S., Chen, S. (2024). The world-class carbonate-hosted Fankou Zn-Pb deposit in China. Part III. Critical metal Ga is enriched in late stage and low temperature sphalerite. Ore Geology Reviews, 166, 105928. |  | CHN | Guangdong
| Fankou |  | Basin hydrothermal | Mississippi Valley-type (MVT) | MVT zinc-lead | Zn, Pb | Ga | Zn, Pb, Ga | Wu et al., 2024 |  | 280-56-1-6-1 | 280-56-1-6-1 | underground mine |  |  |  |  | ore material | polished section | grab | mineral separate | [5 empty] | mineralisation | Sp1a, Sp1b, Sp2 | sphalerite |  | sphalerite | Sp1a (early replacement-infilling stage, core), Sp1b (early replacement-infilling stage, rim), Sp2 (late replacement-infilling stage) | euhedral-subhedral coarse-grained; anhedral grains | massive, banded, disseminated; core-rim texture; sector zoning; rhythm bands |  |  |  | pyrite, chalcopyrite, galena, dolomite, calcite, arsenopyrite, freibergite, pyrargyrite, argentite, goethite, ferrohydrite, anglesite, zincosite | polished into thin sections and polished mounts | LA-ICPMS | JEOL JXA-i SP100 electron probe micro-analyzer; NWR 193 nm Ar F Excimer laser-ablation system coupled to an iCAP RQ (ICPMS) | Laboratory of Marine Element and Isotope Facilities in Southern Marine Science and Engineering Guangdong Laboratory (Zhuhai, China); Guangzhou Tuoyan Analytical Technology Co., Ltd., Guangzhou, China | EPMA: accelerating voltage of 20 kV, a probe current of 20 nA, and a 5 μm beam. The peak counting time was 10 s for major elements (Zn, S, Fe), and 50 s for other minor elements (Cd, Ga, Ge, In, Au, and Ag). The background counting time was half of the peak counting time on the high- and low-energy background positions. Analytical results were reduced using the ZAF correction routines. LA-ICP-MS mapping: beam size of 15 μm and a repetition rate of 10 Hz. The depth of ablation during mapping was around 5 μm. | sphalerite for S and Zn, marcasite for Fe, cadmium for Cd, gallium phosphide for Ga, germanium for Ge, indium phosphide for In, gold for Au, and silver for Ag | 30.4577 | [19 empty] | 1223.2122 | [11 empty] | 76.5198 | [9 empty] | 40647.4743 |  | 49.7428 |  |  |  | 2.8997 |  |  |  | 154.4452 |  |  |  | 1.4497 | [13 empty] | 223.4477 | [15 empty] | 12.9541 | [15 empty] | 162756.4707 |  | 1.0199 | [42 empty] | 2024 | Wu, Y., Zheng, Y., Yu, P., Chen, X., Guo, L., Long, L., Hu, Z., Huang, Y., Chen, M., Lu, J., Ouyang, S., Chen, S. (2024). The world-class carbonate-hosted Fankou Zn-Pb deposit in China. Part III. Critical metal Ga is enriched in late stage and low temperature sphalerite. Ore Geology Reviews, 166, 105928. |  | CHN | Guangdong
| Fankou |  | Basin hydrothermal | Mississippi Valley-type (MVT) | MVT zinc-lead | Zn, Pb | Ga | Zn, Pb, Ga | Wu et al., 2024 |  | 280-56-1-6-2 | 280-56-1-6-2 | underground mine |  |  |  |  | ore material | polished section | grab | mineral separate | [5 empty] | mineralisation | Sp1a, Sp1b, Sp2 | sphalerite |  | sphalerite | Sp1a (early replacement-infilling stage, core), Sp1b (early replacement-infilling stage, rim), Sp2 (late replacement-infilling stage) | euhedral-subhedral coarse-grained; anhedral grains | massive, banded, disseminated; core-rim texture; sector zoning; rhythm bands |  |  |  | pyrite, chalcopyrite, galena, dolomite, calcite, arsenopyrite, freibergite, pyrargyrite, argentite, goethite, ferrohydrite, anglesite, zincosite | polished into thin sections and polished mounts | LA-ICPMS | JEOL JXA-i SP100 electron probe micro-analyzer; NWR 193 nm Ar F Excimer laser-ablation system coupled to an iCAP RQ (ICPMS) | Laboratory of Marine Element and Isotope Facilities in Southern Marine Science and Engineering Guangdong Laboratory (Zhuhai, China); Guangzhou Tuoyan Analytical Technology Co., Ltd., Guangzhou, China | EPMA: accelerating voltage of 20 kV, a probe current of 20 nA, and a 5 μm beam. The peak counting time was 10 s for major elements (Zn, S, Fe), and 50 s for other minor elements (Cd, Ga, Ge, In, Au, and Ag). The background counting time was half of the peak counting time on the high- and low-energy background positions. Analytical results were reduced using the ZAF correction routines. LA-ICP-MS mapping: beam size of 15 μm and a repetition rate of 10 Hz. The depth of ablation during mapping was around 5 μm. | sphalerite for S and Zn, marcasite for Fe, cadmium for Cd, gallium phosphide for Ga, germanium for Ge, indium phosphide for In, gold for Au, and silver for Ag | 171.9597 | [19 empty] | 1768.386 | [11 empty] | 1447.5039 | [9 empty] | 77156.6793 |  | 0.17496 |  |  |  | 578.7257 |  |  |  | 163.1632 | [17 empty] | 167.1669 | [15 empty] | 6.8858 | [15 empty] | 169768.7529 | [44 empty] | 2024 | Wu, Y., Zheng, Y., Yu, P., Chen, X., Guo, L., Long, L., Hu, Z., Huang, Y., Chen, M., Lu, J., Ouyang, S., Chen, S. (2024). The world-class carbonate-hosted Fankou Zn-Pb deposit in China. Part III. Critical metal Ga is enriched in late stage and low temperature sphalerite. Ore Geology Reviews, 166, 105928. |  | CHN | Guangdong
| Fankou |  | Basin hydrothermal | Mississippi Valley-type (MVT) | MVT zinc-lead | Zn, Pb | Ga | Zn, Pb, Ga | Wu et al., 2024 |  | 280-56-1-7-1 | 280-56-1-7-1 | underground mine |  |  |  |  | ore material | polished section | grab | mineral separate | [5 empty] | mineralisation | Sp1a, Sp1b, Sp2 | sphalerite |  | sphalerite | Sp1a (early replacement-infilling stage, core), Sp1b (early replacement-infilling stage, rim), Sp2 (late replacement-infilling stage) | euhedral-subhedral coarse-grained; anhedral grains | massive, banded, disseminated; core-rim texture; sector zoning; rhythm bands |  |  |  | pyrite, chalcopyrite, galena, dolomite, calcite, arsenopyrite, freibergite, pyrargyrite, argentite, goethite, ferrohydrite, anglesite, zincosite | polished into thin sections and polished mounts | LA-ICPMS | JEOL JXA-i SP100 electron probe micro-analyzer; NWR 193 nm Ar F Excimer laser-ablation system coupled to an iCAP RQ (ICPMS) | Laboratory of Marine Element and Isotope Facilities in Southern Marine Science and Engineering Guangdong Laboratory (Zhuhai, China); Guangzhou Tuoyan Analytical Technology Co., Ltd., Guangzhou, China | EPMA: accelerating voltage of 20 kV, a probe current of 20 nA, and a 5 μm beam. The peak counting time was 10 s for major elements (Zn, S, Fe), and 50 s for other minor elements (Cd, Ga, Ge, In, Au, and Ag). The background counting time was half of the peak counting time on the high- and low-energy background positions. Analytical results were reduced using the ZAF correction routines. LA-ICP-MS mapping: beam size of 15 μm and a repetition rate of 10 Hz. The depth of ablation during mapping was around 5 μm. | sphalerite for S and Zn, marcasite for Fe, cadmium for Cd, gallium phosphide for Ga, germanium for Ge, indium phosphide for In, gold for Au, and silver for Ag | 112.6401 | [19 empty] | 1709.2526 | [11 empty] | 83.5301 | [9 empty] | 65183.8406 |  | 1.2077 |  |  |  | 29.5787 |  |  |  | 196.7454 |  |  |  | 0.18091 | [13 empty] | 157.5558 | [15 empty] | 56.2393 | [15 empty] | 166841.1553 |  | 12.9434 | [42 empty] | 2024 | Wu, Y., Zheng, Y., Yu, P., Chen, X., Guo, L., Long, L., Hu, Z., Huang, Y., Chen, M., Lu, J., Ouyang, S., Chen, S. (2024). The world-class carbonate-hosted Fankou Zn-Pb deposit in China. Part III. Critical metal Ga is enriched in late stage and low temperature sphalerite. Ore Geology Reviews, 166, 105928. |  | CHN | Guangdong
| Fankou |  | Basin hydrothermal | Mississippi Valley-type (MVT) | MVT zinc-lead | Zn, Pb | Ga | Zn, Pb, Ga | Wu et al., 2024 |  | 280-56-1-7-2 | 280-56-1-7-2 | underground mine |  |  |  |  | ore material | polished section | grab | mineral separate | [5 empty] | mineralisation | Sp1a, Sp1b, Sp2 | sphalerite |  | sphalerite | Sp1a (early replacement-infilling stage, core), Sp1b (early replacement-infilling stage, rim), Sp2 (late replacement-infilling stage) | euhedral-subhedral coarse-grained; anhedral grains | massive, banded, disseminated; core-rim texture; sector zoning; rhythm bands |  |  |  | pyrite, chalcopyrite, galena, dolomite, calcite, arsenopyrite, freibergite, pyrargyrite, argentite, goethite, ferrohydrite, anglesite, zincosite | polished into thin sections and polished mounts | LA-ICPMS | JEOL JXA-i SP100 electron probe micro-analyzer; NWR 193 nm Ar F Excimer laser-ablation system coupled to an iCAP RQ (ICPMS) | Laboratory of Marine Element and Isotope Facilities in Southern Marine Science and Engineering Guangdong Laboratory (Zhuhai, China); Guangzhou Tuoyan Analytical Technology Co., Ltd., Guangzhou, China | EPMA: accelerating voltage of 20 kV, a probe current of 20 nA, and a 5 μm beam. The peak counting time was 10 s for major elements (Zn, S, Fe), and 50 s for other minor elements (Cd, Ga, Ge, In, Au, and Ag). The background counting time was half of the peak counting time on the high- and low-energy background positions. Analytical results were reduced using the ZAF correction routines. LA-ICP-MS mapping: beam size of 15 μm and a repetition rate of 10 Hz. The depth of ablation during mapping was around 5 μm. | sphalerite for S and Zn, marcasite for Fe, cadmium for Cd, gallium phosphide for Ga, germanium for Ge, indium phosphide for In, gold for Au, and silver for Ag | 39.6677 | [19 empty] | 1258.6053 | [11 empty] | 53.6233 | [9 empty] | 45288.2902 |  | 27.6618 |  |  |  | 2.7636 |  |  |  | 140.38 |  |  |  | 1.169 | [13 empty] | 152.0635 | [15 empty] | 15.6313 | [15 empty] | 157381.3619 |  | 2.0471 | [42 empty] | 2024 | Wu, Y., Zheng, Y., Yu, P., Chen, X., Guo, L., Long, L., Hu, Z., Huang, Y., Chen, M., Lu, J., Ouyang, S., Chen, S. (2024). The world-class carbonate-hosted Fankou Zn-Pb deposit in China. Part III. Critical metal Ga is enriched in late stage and low temperature sphalerite. Ore Geology Reviews, 166, 105928. |  | CHN | Guangdong
| Fankou |  | Basin hydrothermal | Mississippi Valley-type (MVT) | MVT zinc-lead | Zn, Pb | Ga | Zn, Pb, Ga | Wu et al., 2024 |  | 280-56-1-7-3 | 280-56-1-7-3 | underground mine |  |  |  |  | ore material | polished section | grab | mineral separate | [5 empty] | mineralisation | Sp1a, Sp1b, Sp2 | sphalerite |  | sphalerite | Sp1a (early replacement-infilling stage, core), Sp1b (early replacement-infilling stage, rim), Sp2 (late replacement-infilling stage) | euhedral-subhedral coarse-grained; anhedral grains | massive, banded, disseminated; core-rim texture; sector zoning; rhythm bands |  |  |  | pyrite, chalcopyrite, galena, dolomite, calcite, arsenopyrite, freibergite, pyrargyrite, argentite, goethite, ferrohydrite, anglesite, zincosite | polished into thin sections and polished mounts | LA-ICPMS | JEOL JXA-i SP100 electron probe micro-analyzer; NWR 193 nm Ar F Excimer laser-ablation system coupled to an iCAP RQ (ICPMS) | Laboratory of Marine Element and Isotope Facilities in Southern Marine Science and Engineering Guangdong Laboratory (Zhuhai, China); Guangzhou Tuoyan Analytical Technology Co., Ltd., Guangzhou, China | EPMA: accelerating voltage of 20 kV, a probe current of 20 nA, and a 5 μm beam. The peak counting time was 10 s for major elements (Zn, S, Fe), and 50 s for other minor elements (Cd, Ga, Ge, In, Au, and Ag). The background counting time was half of the peak counting time on the high- and low-energy background positions. Analytical results were reduced using the ZAF correction routines. LA-ICP-MS mapping: beam size of 15 μm and a repetition rate of 10 Hz. The depth of ablation during mapping was around 5 μm. | sphalerite for S and Zn, marcasite for Fe, cadmium for Cd, gallium phosphide for Ga, germanium for Ge, indium phosphide for In, gold for Au, and silver for Ag | 86.8344 | [19 empty] | 1772.1462 | [11 empty] | 362.656 | [9 empty] | 92887.6825 |  | 1.291 |  |  |  | 75.9044 |  |  |  | 122.3664 | [17 empty] | 183.6272 | [15 empty] | 23.0202 | [15 empty] | 156209.7348 |  | 5.2965 | [42 empty] | 2024 | Wu, Y., Zheng, Y., Yu, P., Chen, X., Guo, L., Long, L., Hu, Z., Huang, Y., Chen, M., Lu, J., Ouyang, S., Chen, S. (2024). The world-class carbonate-hosted Fankou Zn-Pb deposit in China. Part III. Critical metal Ga is enriched in late stage and low temperature sphalerite. Ore Geology Reviews, 166, 105928. |  | CHN | Guangdong
| Fankou |  | Basin hydrothermal | Mississippi Valley-type (MVT) | MVT zinc-lead | Zn, Pb | Ga | Zn, Pb, Ga | Wu et al., 2024 |  | 280-56-1-7-4 | 280-56-1-7-4 | underground mine |  |  |  |  | ore material | polished section | grab | mineral separate | [5 empty] | mineralisation | Sp1a, Sp1b, Sp2 | sphalerite |  | sphalerite | Sp1a (early replacement-infilling stage, core), Sp1b (early replacement-infilling stage, rim), Sp2 (late replacement-infilling stage) | euhedral-subhedral coarse-grained; anhedral grains | massive, banded, disseminated; core-rim texture; sector zoning; rhythm bands |  |  |  | pyrite, chalcopyrite, galena, dolomite, calcite, arsenopyrite, freibergite, pyrargyrite, argentite, goethite, ferrohydrite, anglesite, zincosite | polished into thin sections and polished mounts | LA-ICPMS | JEOL JXA-i SP100 electron probe micro-analyzer; NWR 193 nm Ar F Excimer laser-ablation system coupled to an iCAP RQ (ICPMS) | Laboratory of Marine Element and Isotope Facilities in Southern Marine Science and Engineering Guangdong Laboratory (Zhuhai, China); Guangzhou Tuoyan Analytical Technology Co., Ltd., Guangzhou, China | EPMA: accelerating voltage of 20 kV, a probe current of 20 nA, and a 5 μm beam. The peak counting time was 10 s for major elements (Zn, S, Fe), and 50 s for other minor elements (Cd, Ga, Ge, In, Au, and Ag). The background counting time was half of the peak counting time on the high- and low-energy background positions. Analytical results were reduced using the ZAF correction routines. LA-ICP-MS mapping: beam size of 15 μm and a repetition rate of 10 Hz. The depth of ablation during mapping was around 5 μm. | sphalerite for S and Zn, marcasite for Fe, cadmium for Cd, gallium phosphide for Ga, germanium for Ge, indium phosphide for In, gold for Au, and silver for Ag | 217.8049 | [19 empty] | 1863.0404 | [11 empty] | 918.6808 | [9 empty] | 86815.3497 |  | 0.94108 |  |  |  | 347.3004 |  |  |  | 93.6623 | [17 empty] | 138.8554 | [15 empty] | 21.7794 | [15 empty] | 154764.4282 |  | 26.3026 | [42 empty] | 2024 | Wu, Y., Zheng, Y., Yu, P., Chen, X., Guo, L., Long, L., Hu, Z., Huang, Y., Chen, M., Lu, J., Ouyang, S., Chen, S. (2024). The world-class carbonate-hosted Fankou Zn-Pb deposit in China. Part III. Critical metal Ga is enriched in late stage and low temperature sphalerite. Ore Geology Reviews, 166, 105928. |  | CHN | Guangdong
| Fankou |  | Basin hydrothermal | Mississippi Valley-type (MVT) | MVT zinc-lead | Zn, Pb | Ga | Zn, Pb, Ga | Wu et al., 2024 |  | 280-56-1-7-5 | 280-56-1-7-5 | underground mine |  |  |  |  | ore material | polished section | grab | mineral separate | [5 empty] | mineralisation | Sp1a, Sp1b, Sp2 | sphalerite |  | sphalerite | Sp1a (early replacement-infilling stage, core), Sp1b (early replacement-infilling stage, rim), Sp2 (late replacement-infilling stage) | euhedral-subhedral coarse-grained; anhedral grains | massive, banded, disseminated; core-rim texture; sector zoning; rhythm bands |  |  |  | pyrite, chalcopyrite, galena, dolomite, calcite, arsenopyrite, freibergite, pyrargyrite, argentite, goethite, ferrohydrite, anglesite, zincosite | polished into thin sections and polished mounts | LA-ICPMS | JEOL JXA-i SP100 electron probe micro-analyzer; NWR 193 nm Ar F Excimer laser-ablation system coupled to an iCAP RQ (ICPMS) | Laboratory of Marine Element and Isotope Facilities in Southern Marine Science and Engineering Guangdong Laboratory (Zhuhai, China); Guangzhou Tuoyan Analytical Technology Co., Ltd., Guangzhou, China | EPMA: accelerating voltage of 20 kV, a probe current of 20 nA, and a 5 μm beam. The peak counting time was 10 s for major elements (Zn, S, Fe), and 50 s for other minor elements (Cd, Ga, Ge, In, Au, and Ag). The background counting time was half of the peak counting time on the high- and low-energy background positions. Analytical results were reduced using the ZAF correction routines. LA-ICP-MS mapping: beam size of 15 μm and a repetition rate of 10 Hz. The depth of ablation during mapping was around 5 μm. | sphalerite for S and Zn, marcasite for Fe, cadmium for Cd, gallium phosphide for Ga, germanium for Ge, indium phosphide for In, gold for Au, and silver for Ag | 222.2018 | [19 empty] | 1376.5881 | [11 empty] | 1514.4318 | [9 empty] | 47821.4124 |  | 17.83 |  |  |  | 505.9832 |  |  |  | 109.1161 |  |  |  | 0.071828 | [13 empty] | 65.8601 | [15 empty] | 13.6194 | [15 empty] | 145153.0289 |  | 25.1426 | [42 empty] | 2024 | Wu, Y., Zheng, Y., Yu, P., Chen, X., Guo, L., Long, L., Hu, Z., Huang, Y., Chen, M., Lu, J., Ouyang, S., Chen, S. (2024). The world-class carbonate-hosted Fankou Zn-Pb deposit in China. Part III. Critical metal Ga is enriched in late stage and low temperature sphalerite. Ore Geology Reviews, 166, 105928. |  | CHN | Guangdong
| Fankou |  | Basin hydrothermal | Mississippi Valley-type (MVT) | MVT zinc-lead | Zn, Pb | Ga | Zn, Pb, Ga | Wu et al., 2024 |  | 320-157-1-1-1 | 320-157-1-1-1 | underground mine |  |  |  |  | ore material | polished section | grab | mineral separate | [5 empty] | mineralisation | Sp1a, Sp1b, Sp2 | sphalerite |  | sphalerite | Sp1a (early replacement-infilling stage, core), Sp1b (early replacement-infilling stage, rim), Sp2 (late replacement-infilling stage) | euhedral-subhedral coarse-grained; anhedral grains | massive, banded, disseminated; core-rim texture; sector zoning; rhythm bands |  |  |  | pyrite, chalcopyrite, galena, dolomite, calcite, arsenopyrite, freibergite, pyrargyrite, argentite, goethite, ferrohydrite, anglesite, zincosite | polished into thin sections and polished mounts | LA-ICPMS | JEOL JXA-i SP100 electron probe micro-analyzer; NWR 193 nm Ar F Excimer laser-ablation system coupled to an iCAP RQ (ICPMS) | Laboratory of Marine Element and Isotope Facilities in Southern Marine Science and Engineering Guangdong Laboratory (Zhuhai, China); Guangzhou Tuoyan Analytical Technology Co., Ltd., Guangzhou, China | EPMA: accelerating voltage of 20 kV, a probe current of 20 nA, and a 5 μm beam. The peak counting time was 10 s for major elements (Zn, S, Fe), and 50 s for other minor elements (Cd, Ga, Ge, In, Au, and Ag). The background counting time was half of the peak counting time on the high- and low-energy background positions. Analytical results were reduced using the ZAF correction routines. LA-ICP-MS mapping: beam size of 15 μm and a repetition rate of 10 Hz. The depth of ablation during mapping was around 5 μm. | sphalerite for S and Zn, marcasite for Fe, cadmium for Cd, gallium phosphide for Ga, germanium for Ge, indium phosphide for In, gold for Au, and silver for Ag | 111.6353 | [19 empty] | 1141.1548 | [11 empty] | 44.0795 | [9 empty] | 35269.9579 |  | 13.0106 |  |  |  | 0.79515 |  |  |  | 114.2378 |  |  |  | 0.27211 | [13 empty] | 61.2326 | [15 empty] | 49.2227 | [15 empty] | 149649.1572 |  | 25.2774 | [42 empty] | 2024 | Wu, Y., Zheng, Y., Yu, P., Chen, X., Guo, L., Long, L., Hu, Z., Huang, Y., Chen, M., Lu, J., Ouyang, S., Chen, S. (2024). The world-class carbonate-hosted Fankou Zn-Pb deposit in China. Part III. Critical metal Ga is enriched in late stage and low temperature sphalerite. Ore Geology Reviews, 166, 105928. |  | CHN | Guangdong
| Fankou |  | Basin hydrothermal | Mississippi Valley-type (MVT) | MVT zinc-lead | Zn, Pb | Ga | Zn, Pb, Ga | Wu et al., 2024 |  | 320-157-1-1-2 | 320-157-1-1-2 | underground mine |  |  |  |  | ore material | polished section | grab | mineral separate | [5 empty] | mineralisation | Sp1a, Sp1b, Sp2 | sphalerite |  | sphalerite | Sp1a (early replacement-infilling stage, core), Sp1b (early replacement-infilling stage, rim), Sp2 (late replacement-infilling stage) | euhedral-subhedral coarse-grained; anhedral grains | massive, banded, disseminated; core-rim texture; sector zoning; rhythm bands |  |  |  | pyrite, chalcopyrite, galena, dolomite, calcite, arsenopyrite, freibergite, pyrargyrite, argentite, goethite, ferrohydrite, anglesite, zincosite | polished into thin sections and polished mounts | LA-ICPMS | JEOL JXA-i SP100 electron probe micro-analyzer; NWR 193 nm Ar F Excimer laser-ablation system coupled to an iCAP RQ (ICPMS) | Laboratory of Marine Element and Isotope Facilities in Southern Marine Science and Engineering Guangdong Laboratory (Zhuhai, China); Guangzhou Tuoyan Analytical Technology Co., Ltd., Guangzhou, China | EPMA: accelerating voltage of 20 kV, a probe current of 20 nA, and a 5 μm beam. The peak counting time was 10 s for major elements (Zn, S, Fe), and 50 s for other minor elements (Cd, Ga, Ge, In, Au, and Ag). The background counting time was half of the peak counting time on the high- and low-energy background positions. Analytical results were reduced using the ZAF correction routines. LA-ICP-MS mapping: beam size of 15 μm and a repetition rate of 10 Hz. The depth of ablation during mapping was around 5 μm. | sphalerite for S and Zn, marcasite for Fe, cadmium for Cd, gallium phosphide for Ga, germanium for Ge, indium phosphide for In, gold for Au, and silver for Ag | 86.2346 | [19 empty] | 1531.754 | [11 empty] | 105.3434 | [9 empty] | 76522.236 |  | 7.3924 |  |  |  | 56.9735 |  |  |  | 125.7893 |  |  |  | 0.1312 | [13 empty] | 149.4035 | [15 empty] | 79.9595 | [15 empty] | 166617.2602 |  | 11.8673 | [42 empty] | 2024 | Wu, Y., Zheng, Y., Yu, P., Chen, X., Guo, L., Long, L., Hu, Z., Huang, Y., Chen, M., Lu, J., Ouyang, S., Chen, S. (2024). The world-class carbonate-hosted Fankou Zn-Pb deposit in China. Part III. Critical metal Ga is enriched in late stage and low temperature sphalerite. Ore Geology Reviews, 166, 105928. |  | CHN | Guangdong
| Fankou |  | Basin hydrothermal | Mississippi Valley-type (MVT) | MVT zinc-lead | Zn, Pb | Ga | Zn, Pb, Ga | Wu et al., 2024 |  | 360-22-1-5-1 | 360-22-1-5-1 | underground mine |  |  |  |  | ore material | polished section | grab | mineral separate | [5 empty] | mineralisation | Sp1a, Sp1b, Sp2 | sphalerite |  | sphalerite | Sp1a (early replacement-infilling stage, core), Sp1b (early replacement-infilling stage, rim), Sp2 (late replacement-infilling stage) | euhedral-subhedral coarse-grained; anhedral grains | massive, banded, disseminated; core-rim texture; sector zoning; rhythm bands |  |  |  | pyrite, chalcopyrite, galena, dolomite, calcite, arsenopyrite, freibergite, pyrargyrite, argentite, goethite, ferrohydrite, anglesite, zincosite | polished into thin sections and polished mounts | LA-ICPMS | JEOL JXA-i SP100 electron probe micro-analyzer; NWR 193 nm Ar F Excimer laser-ablation system coupled to an iCAP RQ (ICPMS) | Laboratory of Marine Element and Isotope Facilities in Southern Marine Science and Engineering Guangdong Laboratory (Zhuhai, China); Guangzhou Tuoyan Analytical Technology Co., Ltd., Guangzhou, China | EPMA: accelerating voltage of 20 kV, a probe current of 20 nA, and a 5 μm beam. The peak counting time was 10 s for major elements (Zn, S, Fe), and 50 s for other minor elements (Cd, Ga, Ge, In, Au, and Ag). The background counting time was half of the peak counting time on the high- and low-energy background positions. Analytical results were reduced using the ZAF correction routines. LA-ICP-MS mapping: beam size of 15 μm and a repetition rate of 10 Hz. The depth of ablation during mapping was around 5 μm. | sphalerite for S and Zn, marcasite for Fe, cadmium for Cd, gallium phosphide for Ga, germanium for Ge, indium phosphide for In, gold for Au, and silver for Ag | 373.4506 | [19 empty] | 1273.4348 | [11 empty] | 256.691 | [9 empty] | 40164.4444 |  | 0.17972 |  |  |  | 229.7722 |  |  |  | 175.3431 | [17 empty] | 156.6163 | [15 empty] | 26.3434 | [15 empty] | 161171.4012 | [44 empty] | 2024 | Wu, Y., Zheng, Y., Yu, P., Chen, X., Guo, L., Long, L., Hu, Z., Huang, Y., Chen, M., Lu, J., Ouyang, S., Chen, S. (2024). The world-class carbonate-hosted Fankou Zn-Pb deposit in China. Part III. Critical metal Ga is enriched in late stage and low temperature sphalerite. Ore Geology Reviews, 166, 105928. |  | CHN | Guangdong
| Fankou |  | Basin hydrothermal | Mississippi Valley-type (MVT) | MVT zinc-lead | Zn, Pb | Ga | Zn, Pb, Ga | Wu et al., 2024 |  | 360-22-1-5-2 | 360-22-1-5-2 | underground mine |  |  |  |  | ore material | polished section | grab | mineral separate | [5 empty] | mineralisation | Sp1a, Sp1b, Sp2 | sphalerite |  | sphalerite | Sp1a (early replacement-infilling stage, core), Sp1b (early replacement-infilling stage, rim), Sp2 (late replacement-infilling stage) | euhedral-subhedral coarse-grained; anhedral grains | massive, banded, disseminated; core-rim texture; sector zoning; rhythm bands |  |  |  | pyrite, chalcopyrite, galena, dolomite, calcite, arsenopyrite, freibergite, pyrargyrite, argentite, goethite, ferrohydrite, anglesite, zincosite | polished into thin sections and polished mounts | LA-ICPMS | JEOL JXA-i SP100 electron probe micro-analyzer; NWR 193 nm Ar F Excimer laser-ablation system coupled to an iCAP RQ (ICPMS) | Laboratory of Marine Element and Isotope Facilities in Southern Marine Science and Engineering Guangdong Laboratory (Zhuhai, China); Guangzhou Tuoyan Analytical Technology Co., Ltd., Guangzhou, China | EPMA: accelerating voltage of 20 kV, a probe current of 20 nA, and a 5 μm beam. The peak counting time was 10 s for major elements (Zn, S, Fe), and 50 s for other minor elements (Cd, Ga, Ge, In, Au, and Ag). The background counting time was half of the peak counting time on the high- and low-energy background positions. Analytical results were reduced using the ZAF correction routines. LA-ICP-MS mapping: beam size of 15 μm and a repetition rate of 10 Hz. The depth of ablation during mapping was around 5 μm. | sphalerite for S and Zn, marcasite for Fe, cadmium for Cd, gallium phosphide for Ga, germanium for Ge, indium phosphide for In, gold for Au, and silver for Ag | 354.1886 | [19 empty] | 1372.384 | [11 empty] | 228.9303 | [9 empty] | 49182.7424 |  | 67.9122 |  |  |  | 199.4261 |  |  |  | 170.2639 |  |  |  | 0.098353 | [13 empty] | 195.2503 | [15 empty] | 4.7043 | [15 empty] | 164134.6496 |  | 0.3245 | [42 empty] | 2024 | Wu, Y., Zheng, Y., Yu, P., Chen, X., Guo, L., Long, L., Hu, Z., Huang, Y., Chen, M., Lu, J., Ouyang, S., Chen, S. (2024). The world-class carbonate-hosted Fankou Zn-Pb deposit in China. Part III. Critical metal Ga is enriched in late stage and low temperature sphalerite. Ore Geology Reviews, 166, 105928. |  | CHN | Guangdong
| Fankou |  | Basin hydrothermal | Mississippi Valley-type (MVT) | MVT zinc-lead | Zn, Pb | Ga | Zn, Pb, Ga | Wu et al., 2024 |  | 360-22-1-5-3 | 360-22-1-5-3 | underground mine |  |  |  |  | ore material | polished section | grab | mineral separate | [5 empty] | mineralisation | Sp1a, Sp1b, Sp2 | sphalerite |  | sphalerite | Sp1a (early replacement-infilling stage, core), Sp1b (early replacement-infilling stage, rim), Sp2 (late replacement-infilling stage) | euhedral-subhedral coarse-grained; anhedral grains | massive, banded, disseminated; core-rim texture; sector zoning; rhythm bands |  |  |  | pyrite, chalcopyrite, galena, dolomite, calcite, arsenopyrite, freibergite, pyrargyrite, argentite, goethite, ferrohydrite, anglesite, zincosite | polished into thin sections and polished mounts | LA-ICPMS | JEOL JXA-i SP100 electron probe micro-analyzer; NWR 193 nm Ar F Excimer laser-ablation system coupled to an iCAP RQ (ICPMS) | Laboratory of Marine Element and Isotope Facilities in Southern Marine Science and Engineering Guangdong Laboratory (Zhuhai, China); Guangzhou Tuoyan Analytical Technology Co., Ltd., Guangzhou, China | EPMA: accelerating voltage of 20 kV, a probe current of 20 nA, and a 5 μm beam. The peak counting time was 10 s for major elements (Zn, S, Fe), and 50 s for other minor elements (Cd, Ga, Ge, In, Au, and Ag). The background counting time was half of the peak counting time on the high- and low-energy background positions. Analytical results were reduced using the ZAF correction routines. LA-ICP-MS mapping: beam size of 15 μm and a repetition rate of 10 Hz. The depth of ablation during mapping was around 5 μm. | sphalerite for S and Zn, marcasite for Fe, cadmium for Cd, gallium phosphide for Ga, germanium for Ge, indium phosphide for In, gold for Au, and silver for Ag | 1825.9235 | [19 empty] | 1830.9808 | [11 empty] | 829.0424 | [9 empty] | 44083.6794 |  | 6.3037 |  |  |  | 1437.5595 |  |  |  | 172.8195 |  |  |  | 0.12431 | [13 empty] | 230.6531 | [15 empty] | 3.1653 | [15 empty] | 167022.6283 | [44 empty] | 2024 | Wu, Y., Zheng, Y., Yu, P., Chen, X., Guo, L., Long, L., Hu, Z., Huang, Y., Chen, M., Lu, J., Ouyang, S., Chen, S. (2024). The world-class carbonate-hosted Fankou Zn-Pb deposit in China. Part III. Critical metal Ga is enriched in late stage and low temperature sphalerite. Ore Geology Reviews, 166, 105928. |  | CHN | Guangdong
| Fankou |  | Basin hydrothermal | Mississippi Valley-type (MVT) | MVT zinc-lead | Zn, Pb | Ga | Zn, Pb, Ga | Wu et al., 2024 |  | 400-11-1-2-1 | 400-11-1-2-1 | underground mine |  |  |  |  | ore material | polished section | grab | mineral separate | [5 empty] | mineralisation | Sp1a, Sp1b, Sp2 | sphalerite |  | sphalerite | Sp1a (early replacement-infilling stage, core), Sp1b (early replacement-infilling stage, rim), Sp2 (late replacement-infilling stage) | euhedral-subhedral coarse-grained; anhedral grains | massive, banded, disseminated; core-rim texture; sector zoning; rhythm bands |  |  |  | pyrite, chalcopyrite, galena, dolomite, calcite, arsenopyrite, freibergite, pyrargyrite, argentite, goethite, ferrohydrite, anglesite, zincosite | polished into thin sections and polished mounts | LA-ICPMS | JEOL JXA-i SP100 electron probe micro-analyzer; NWR 193 nm Ar F Excimer laser-ablation system coupled to an iCAP RQ (ICPMS) | Laboratory of Marine Element and Isotope Facilities in Southern Marine Science and Engineering Guangdong Laboratory (Zhuhai, China); Guangzhou Tuoyan Analytical Technology Co., Ltd., Guangzhou, China | EPMA: accelerating voltage of 20 kV, a probe current of 20 nA, and a 5 μm beam. The peak counting time was 10 s for major elements (Zn, S, Fe), and 50 s for other minor elements (Cd, Ga, Ge, In, Au, and Ag). The background counting time was half of the peak counting time on the high- and low-energy background positions. Analytical results were reduced using the ZAF correction routines. LA-ICP-MS mapping: beam size of 15 μm and a repetition rate of 10 Hz. The depth of ablation during mapping was around 5 μm. | sphalerite for S and Zn, marcasite for Fe, cadmium for Cd, gallium phosphide for Ga, germanium for Ge, indium phosphide for In, gold for Au, and silver for Ag | 9.0133 | [19 empty] | 1345.6304 | [11 empty] | 21.1004 | [9 empty] | 41742.0321 |  | 9.4206 |  |  |  | 2.9979 |  |  |  | 81.5708 | [17 empty] | 120.6865 | [15 empty] | 7.5903 | [15 empty] | 131756.6866 | [44 empty] | 2024 | Wu, Y., Zheng, Y., Yu, P., Chen, X., Guo, L., Long, L., Hu, Z., Huang, Y., Chen, M., Lu, J., Ouyang, S., Chen, S. (2024). The world-class carbonate-hosted Fankou Zn-Pb deposit in China. Part III. Critical metal Ga is enriched in late stage and low temperature sphalerite. Ore Geology Reviews, 166, 105928. |  | CHN | Guangdong
| Fankou |  | Basin hydrothermal | Mississippi Valley-type (MVT) | MVT zinc-lead | Zn, Pb | Ga | Zn, Pb, Ga | Wu et al., 2024 |  | 400-12-1-1-1 | 400-12-1-1-1 | underground mine |  |  |  |  | ore material | polished section | grab | mineral separate | [5 empty] | mineralisation | Sp1a, Sp1b, Sp2 | sphalerite |  | sphalerite | Sp1a (early replacement-infilling stage, core), Sp1b (early replacement-infilling stage, rim), Sp2 (late replacement-infilling stage) | euhedral-subhedral coarse-grained; anhedral grains | massive, banded, disseminated; core-rim texture; sector zoning; rhythm bands |  |  |  | pyrite, chalcopyrite, galena, dolomite, calcite, arsenopyrite, freibergite, pyrargyrite, argentite, goethite, ferrohydrite, anglesite, zincosite | polished into thin sections and polished mounts | LA-ICPMS | JEOL JXA-i SP100 electron probe micro-analyzer; NWR 193 nm Ar F Excimer laser-ablation system coupled to an iCAP RQ (ICPMS) | Laboratory of Marine Element and Isotope Facilities in Southern Marine Science and Engineering Guangdong Laboratory (Zhuhai, China); Guangzhou Tuoyan Analytical Technology Co., Ltd., Guangzhou, China | EPMA: accelerating voltage of 20 kV, a probe current of 20 nA, and a 5 μm beam. The peak counting time was 10 s for major elements (Zn, S, Fe), and 50 s for other minor elements (Cd, Ga, Ge, In, Au, and Ag). The background counting time was half of the peak counting time on the high- and low-energy background positions. Analytical results were reduced using the ZAF correction routines. LA-ICP-MS mapping: beam size of 15 μm and a repetition rate of 10 Hz. The depth of ablation during mapping was around 5 μm. | sphalerite for S and Zn, marcasite for Fe, cadmium for Cd, gallium phosphide for Ga, germanium for Ge, indium phosphide for In, gold for Au, and silver for Ag | 63.2132 | [19 empty] | 1753.7085 | [11 empty] | 669.3767 | [9 empty] | 62345.6507 |  | 0.91516 |  |  |  | 328.4019 |  |  |  | 81.2367 | [17 empty] | 166.1577 | [15 empty] | 17.8959 | [15 empty] | 135815.6219 |  | 0.42817 | [42 empty] | 2024 | Wu, Y., Zheng, Y., Yu, P., Chen, X., Guo, L., Long, L., Hu, Z., Huang, Y., Chen, M., Lu, J., Ouyang, S., Chen, S. (2024). The world-class carbonate-hosted Fankou Zn-Pb deposit in China. Part III. Critical metal Ga is enriched in late stage and low temperature sphalerite. Ore Geology Reviews, 166, 105928. |  | CHN | Guangdong
| Fankou |  | Basin hydrothermal | Mississippi Valley-type (MVT) | MVT zinc-lead | Zn, Pb | Ga | Zn, Pb, Ga | Wu et al., 2024 |  | 400-12-1-1-2 | 400-12-1-1-2 | underground mine |  |  |  |  | ore material | polished section | grab | mineral separate | [5 empty] | mineralisation | Sp1a, Sp1b, Sp2 | sphalerite |  | sphalerite | Sp1a (early replacement-infilling stage, core), Sp1b (early replacement-infilling stage, rim), Sp2 (late replacement-infilling stage) | euhedral-subhedral coarse-grained; anhedral grains | massive, banded, disseminated; core-rim texture; sector zoning; rhythm bands |  |  |  | pyrite, chalcopyrite, galena, dolomite, calcite, arsenopyrite, freibergite, pyrargyrite, argentite, goethite, ferrohydrite, anglesite, zincosite | polished into thin sections and polished mounts | LA-ICPMS | JEOL JXA-i SP100 electron probe micro-analyzer; NWR 193 nm Ar F Excimer laser-ablation system coupled to an iCAP RQ (ICPMS) | Laboratory of Marine Element and Isotope Facilities in Southern Marine Science and Engineering Guangdong Laboratory (Zhuhai, China); Guangzhou Tuoyan Analytical Technology Co., Ltd., Guangzhou, China | EPMA: accelerating voltage of 20 kV, a probe current of 20 nA, and a 5 μm beam. The peak counting time was 10 s for major elements (Zn, S, Fe), and 50 s for other minor elements (Cd, Ga, Ge, In, Au, and Ag). The background counting time was half of the peak counting time on the high- and low-energy background positions. Analytical results were reduced using the ZAF correction routines. LA-ICP-MS mapping: beam size of 15 μm and a repetition rate of 10 Hz. The depth of ablation during mapping was around 5 μm. | sphalerite for S and Zn, marcasite for Fe, cadmium for Cd, gallium phosphide for Ga, germanium for Ge, indium phosphide for In, gold for Au, and silver for Ag | 115.2004 | [19 empty] | 1552.9906 | [11 empty] | 1623.5451 | [9 empty] | 51869.3772 |  | 2.7589 |  |  |  | 754.8212 |  |  |  | 62.6898 | [17 empty] | 147.0751 | [15 empty] | 27.3557 | [15 empty] | 133560.2686 |  | 0.90891 | [42 empty] | 2024 | Wu, Y., Zheng, Y., Yu, P., Chen, X., Guo, L., Long, L., Hu, Z., Huang, Y., Chen, M., Lu, J., Ouyang, S., Chen, S. (2024). The world-class carbonate-hosted Fankou Zn-Pb deposit in China. Part III. Critical metal Ga is enriched in late stage and low temperature sphalerite. Ore Geology Reviews, 166, 105928. |  | CHN | Guangdong
| Fankou |  | Basin hydrothermal | Mississippi Valley-type (MVT) | MVT zinc-lead | Zn, Pb | Ga | Zn, Pb, Ga | Wu et al., 2024 |  | 400-12-1-2-1 | 400-12-1-2-1 | underground mine |  |  |  |  | ore material | polished section | grab | mineral separate | [5 empty] | mineralisation | Sp1a, Sp1b, Sp2 | sphalerite |  | sphalerite | Sp1a (early replacement-infilling stage, core), Sp1b (early replacement-infilling stage, rim), Sp2 (late replacement-infilling stage) | euhedral-subhedral coarse-grained; anhedral grains | massive, banded, disseminated; core-rim texture; sector zoning; rhythm bands |  |  |  | pyrite, chalcopyrite, galena, dolomite, calcite, arsenopyrite, freibergite, pyrargyrite, argentite, goethite, ferrohydrite, anglesite, zincosite | polished into thin sections and polished mounts | LA-ICPMS | JEOL JXA-i SP100 electron probe micro-analyzer; NWR 193 nm Ar F Excimer laser-ablation system coupled to an iCAP RQ (ICPMS) | Laboratory of Marine Element and Isotope Facilities in Southern Marine Science and Engineering Guangdong Laboratory (Zhuhai, China); Guangzhou Tuoyan Analytical Technology Co., Ltd., Guangzhou, China | EPMA: accelerating voltage of 20 kV, a probe current of 20 nA, and a 5 μm beam. The peak counting time was 10 s for major elements (Zn, S, Fe), and 50 s for other minor elements (Cd, Ga, Ge, In, Au, and Ag). The background counting time was half of the peak counting time on the high- and low-energy background positions. Analytical results were reduced using the ZAF correction routines. LA-ICP-MS mapping: beam size of 15 μm and a repetition rate of 10 Hz. The depth of ablation during mapping was around 5 μm. | sphalerite for S and Zn, marcasite for Fe, cadmium for Cd, gallium phosphide for Ga, germanium for Ge, indium phosphide for In, gold for Au, and silver for Ag | 25.4858 | [19 empty] | 1721.4275 | [11 empty] | 88.4636 | [9 empty] | 62380.1119 |  | 0.28458 |  |  |  | 45.6533 |  |  |  | 69.592 | [17 empty] | 175.1888 | [15 empty] | 34.7735 | [15 empty] | 138392.454 | [44 empty] | 2024 | Wu, Y., Zheng, Y., Yu, P., Chen, X., Guo, L., Long, L., Hu, Z., Huang, Y., Chen, M., Lu, J., Ouyang, S., Chen, S. (2024). The world-class carbonate-hosted Fankou Zn-Pb deposit in China. Part III. Critical metal Ga is enriched in late stage and low temperature sphalerite. Ore Geology Reviews, 166, 105928. |  | CHN | Guangdong
| Fankou |  | Basin hydrothermal | Mississippi Valley-type (MVT) | MVT zinc-lead | Zn, Pb | Ga | Zn, Pb, Ga | Wu et al., 2024 |  | 400-12-1-2-2 | 400-12-1-2-2 | underground mine |  |  |  |  | ore material | polished section | grab | mineral separate | [5 empty] | mineralisation | Sp1a, Sp1b, Sp2 | sphalerite |  | sphalerite | Sp1a (early replacement-infilling stage, core), Sp1b (early replacement-infilling stage, rim), Sp2 (late replacement-infilling stage) | euhedral-subhedral coarse-grained; anhedral grains | massive, banded, disseminated; core-rim texture; sector zoning; rhythm bands |  |  |  | pyrite, chalcopyrite, galena, dolomite, calcite, arsenopyrite, freibergite, pyrargyrite, argentite, goethite, ferrohydrite, anglesite, zincosite | polished into thin sections and polished mounts | LA-ICPMS | JEOL JXA-i SP100 electron probe micro-analyzer; NWR 193 nm Ar F Excimer laser-ablation system coupled to an iCAP RQ (ICPMS) | Laboratory of Marine Element and Isotope Facilities in Southern Marine Science and Engineering Guangdong Laboratory (Zhuhai, China); Guangzhou Tuoyan Analytical Technology Co., Ltd., Guangzhou, China | EPMA: accelerating voltage of 20 kV, a probe current of 20 nA, and a 5 μm beam. The peak counting time was 10 s for major elements (Zn, S, Fe), and 50 s for other minor elements (Cd, Ga, Ge, In, Au, and Ag). The background counting time was half of the peak counting time on the high- and low-energy background positions. Analytical results were reduced using the ZAF correction routines. LA-ICP-MS mapping: beam size of 15 μm and a repetition rate of 10 Hz. The depth of ablation during mapping was around 5 μm. | sphalerite for S and Zn, marcasite for Fe, cadmium for Cd, gallium phosphide for Ga, germanium for Ge, indium phosphide for In, gold for Au, and silver for Ag | 49.5205 | [19 empty] | 1612.342 | [11 empty] | 655.545 | [9 empty] | 58222.6966 |  | 0.87682 |  |  |  | 298.8438 |  |  |  | 95.6634 | [17 empty] | 159.5735 | [15 empty] | 20.045 | [15 empty] | 137413.451 |  | 0.30152 | [42 empty] | 2024 | Wu, Y., Zheng, Y., Yu, P., Chen, X., Guo, L., Long, L., Hu, Z., Huang, Y., Chen, M., Lu, J., Ouyang, S., Chen, S. (2024). The world-class carbonate-hosted Fankou Zn-Pb deposit in China. Part III. Critical metal Ga is enriched in late stage and low temperature sphalerite. Ore Geology Reviews, 166, 105928. |  | CHN | Guangdong
| Fankou |  | Basin hydrothermal | Mississippi Valley-type (MVT) | MVT zinc-lead | Zn, Pb | Ga | Zn, Pb, Ga | Wu et al., 2024 |  | 400-138-1-1-1 | 400-138-1-1-1 | underground mine |  |  |  |  | ore material | polished section | grab | mineral separate | [5 empty] | mineralisation | Sp1a, Sp1b, Sp2 | sphalerite |  | sphalerite | Sp1a (early replacement-infilling stage, core), Sp1b (early replacement-infilling stage, rim), Sp2 (late replacement-infilling stage) | euhedral-subhedral coarse-grained; anhedral grains | massive, banded, disseminated; core-rim texture; sector zoning; rhythm bands |  |  |  | pyrite, chalcopyrite, galena, dolomite, calcite, arsenopyrite, freibergite, pyrargyrite, argentite, goethite, ferrohydrite, anglesite, zincosite | polished into thin sections and polished mounts | LA-ICPMS | JEOL JXA-i SP100 electron probe micro-analyzer; NWR 193 nm Ar F Excimer laser-ablation system coupled to an iCAP RQ (ICPMS) | Laboratory of Marine Element and Isotope Facilities in Southern Marine Science and Engineering Guangdong Laboratory (Zhuhai, China); Guangzhou Tuoyan Analytical Technology Co., Ltd., Guangzhou, China | EPMA: accelerating voltage of 20 kV, a probe current of 20 nA, and a 5 μm beam. The peak counting time was 10 s for major elements (Zn, S, Fe), and 50 s for other minor elements (Cd, Ga, Ge, In, Au, and Ag). The background counting time was half of the peak counting time on the high- and low-energy background positions. Analytical results were reduced using the ZAF correction routines. LA-ICP-MS mapping: beam size of 15 μm and a repetition rate of 10 Hz. The depth of ablation during mapping was around 5 μm. | sphalerite for S and Zn, marcasite for Fe, cadmium for Cd, gallium phosphide for Ga, germanium for Ge, indium phosphide for In, gold for Au, and silver for Ag | 281.9773 | [19 empty] | 1275.519 | [11 empty] | 543.1651 | [9 empty] | 21796.512 |  | 263.4422 |  |  |  | 168.1828 |  |  |  | 77.9517 |  |  |  | 0.87289 | [13 empty] | 302.3685 | [15 empty] | 194.968 | [15 empty] | 140025.5876 |  | 9.4407 | [42 empty] | 2024 | Wu, Y., Zheng, Y., Yu, P., Chen, X., Guo, L., Long, L., Hu, Z., Huang, Y., Chen, M., Lu, J., Ouyang, S., Chen, S. (2024). The world-class carbonate-hosted Fankou Zn-Pb deposit in China. Part III. Critical metal Ga is enriched in late stage and low temperature sphalerite. Ore Geology Reviews, 166, 105928. |  | CHN | Guangdong
| Fankou |  | Basin hydrothermal | Mississippi Valley-type (MVT) | MVT zinc-lead | Zn, Pb | Ga | Zn, Pb, Ga | Wu et al., 2024 |  | 400-138-1-2-1 | 400-138-1-2-1 | underground mine |  |  |  |  | ore material | polished section | grab | mineral separate | [5 empty] | mineralisation | Sp1a, Sp1b, Sp2 | sphalerite |  | sphalerite | Sp1a (early replacement-infilling stage, core), Sp1b (early replacement-infilling stage, rim), Sp2 (late replacement-infilling stage) | euhedral-subhedral coarse-grained; anhedral grains | massive, banded, disseminated; core-rim texture; sector zoning; rhythm bands |  |  |  | pyrite, chalcopyrite, galena, dolomite, calcite, arsenopyrite, freibergite, pyrargyrite, argentite, goethite, ferrohydrite, anglesite, zincosite | polished into thin sections and polished mounts | LA-ICPMS | JEOL JXA-i SP100 electron probe micro-analyzer; NWR 193 nm Ar F Excimer laser-ablation system coupled to an iCAP RQ (ICPMS) | Laboratory of Marine Element and Isotope Facilities in Southern Marine Science and Engineering Guangdong Laboratory (Zhuhai, China); Guangzhou Tuoyan Analytical Technology Co., Ltd., Guangzhou, China | EPMA: accelerating voltage of 20 kV, a probe current of 20 nA, and a 5 μm beam. The peak counting time was 10 s for major elements (Zn, S, Fe), and 50 s for other minor elements (Cd, Ga, Ge, In, Au, and Ag). The background counting time was half of the peak counting time on the high- and low-energy background positions. Analytical results were reduced using the ZAF correction routines. LA-ICP-MS mapping: beam size of 15 μm and a repetition rate of 10 Hz. The depth of ablation during mapping was around 5 μm. | sphalerite for S and Zn, marcasite for Fe, cadmium for Cd, gallium phosphide for Ga, germanium for Ge, indium phosphide for In, gold for Au, and silver for Ag | 413.7134 | [19 empty] | 2226.0161 | [11 empty] | 1325.6238 | [9 empty] | 32964.4804 |  | 61.5258 |  |  |  | 668.1796 |  |  |  | 230.7171 |  |  |  | 0.4064 | [13 empty] | 995.0068 | [15 empty] | 133.6821 | [15 empty] | 151316.1792 |  | 1.4938 | [42 empty] | 2024 | Wu, Y., Zheng, Y., Yu, P., Chen, X., Guo, L., Long, L., Hu, Z., Huang, Y., Chen, M., Lu, J., Ouyang, S., Chen, S. (2024). The world-class carbonate-hosted Fankou Zn-Pb deposit in China. Part III. Critical metal Ga is enriched in late stage and low temperature sphalerite. Ore Geology Reviews, 166, 105928. |  | CHN | Guangdong
| Fankou |  | Basin hydrothermal | Mississippi Valley-type (MVT) | MVT zinc-lead | Zn, Pb | Ga | Zn, Pb, Ga | Wu et al., 2024 |  | 400-143-1-1-1 | 400-143-1-1-1 | underground mine |  |  |  |  | ore material | polished section | grab | mineral separate | [5 empty] | mineralisation | Sp1a, Sp1b, Sp2 | sphalerite |  | sphalerite | Sp1a (early replacement-infilling stage, core), Sp1b (early replacement-infilling stage, rim), Sp2 (late replacement-infilling stage) | euhedral-subhedral coarse-grained; anhedral grains | massive, banded, disseminated; core-rim texture; sector zoning; rhythm bands |  |  |  | pyrite, chalcopyrite, galena, dolomite, calcite, arsenopyrite, freibergite, pyrargyrite, argentite, goethite, ferrohydrite, anglesite, zincosite | polished into thin sections and polished mounts | LA-ICPMS | JEOL JXA-i SP100 electron probe micro-analyzer; NWR 193 nm Ar F Excimer laser-ablation system coupled to an iCAP RQ (ICPMS) | Laboratory of Marine Element and Isotope Facilities in Southern Marine Science and Engineering Guangdong Laboratory (Zhuhai, China); Guangzhou Tuoyan Analytical Technology Co., Ltd., Guangzhou, China | EPMA: accelerating voltage of 20 kV, a probe current of 20 nA, and a 5 μm beam. The peak counting time was 10 s for major elements (Zn, S, Fe), and 50 s for other minor elements (Cd, Ga, Ge, In, Au, and Ag). The background counting time was half of the peak counting time on the high- and low-energy background positions. Analytical results were reduced using the ZAF correction routines. LA-ICP-MS mapping: beam size of 15 μm and a repetition rate of 10 Hz. The depth of ablation during mapping was around 5 μm. | sphalerite for S and Zn, marcasite for Fe, cadmium for Cd, gallium phosphide for Ga, germanium for Ge, indium phosphide for In, gold for Au, and silver for Ag | 58.2589 | [19 empty] | 2176.6716 | [11 empty] | 6.9935 | [9 empty] | 66452.8892 |  | 4.471 | [7 empty] | 106.5091 |  |  |  | 0.10406 | [13 empty] | 172.9702 | [15 empty] | 30.4294 | [15 empty] | 169869.3191 |  | 3.8817 | [42 empty] | 2024 | Wu, Y., Zheng, Y., Yu, P., Chen, X., Guo, L., Long, L., Hu, Z., Huang, Y., Chen, M., Lu, J., Ouyang, S., Chen, S. (2024). The world-class carbonate-hosted Fankou Zn-Pb deposit in China. Part III. Critical metal Ga is enriched in late stage and low temperature sphalerite. Ore Geology Reviews, 166, 105928. |  | CHN | Guangdong
| Fankou |  | Basin hydrothermal | Mississippi Valley-type (MVT) | MVT zinc-lead | Zn, Pb | Ga | Zn, Pb, Ga | Wu et al., 2024 |  | 400-143-1-1-2 | 400-143-1-1-2 | underground mine |  |  |  |  | ore material | polished section | grab | mineral separate | [5 empty] | mineralisation | Sp1a, Sp1b, Sp2 | sphalerite |  | sphalerite | Sp1a (early replacement-infilling stage, core), Sp1b (early replacement-infilling stage, rim), Sp2 (late replacement-infilling stage) | euhedral-subhedral coarse-grained; anhedral grains | massive, banded, disseminated; core-rim texture; sector zoning; rhythm bands |  |  |  | pyrite, chalcopyrite, galena, dolomite, calcite, arsenopyrite, freibergite, pyrargyrite, argentite, goethite, ferrohydrite, anglesite, zincosite | polished into thin sections and polished mounts | LA-ICPMS | JEOL JXA-i SP100 electron probe micro-analyzer; NWR 193 nm Ar F Excimer laser-ablation system coupled to an iCAP RQ (ICPMS) | Laboratory of Marine Element and Isotope Facilities in Southern Marine Science and Engineering Guangdong Laboratory (Zhuhai, China); Guangzhou Tuoyan Analytical Technology Co., Ltd., Guangzhou, China | EPMA: accelerating voltage of 20 kV, a probe current of 20 nA, and a 5 μm beam. The peak counting time was 10 s for major elements (Zn, S, Fe), and 50 s for other minor elements (Cd, Ga, Ge, In, Au, and Ag). The background counting time was half of the peak counting time on the high- and low-energy background positions. Analytical results were reduced using the ZAF correction routines. LA-ICP-MS mapping: beam size of 15 μm and a repetition rate of 10 Hz. The depth of ablation during mapping was around 5 μm. | sphalerite for S and Zn, marcasite for Fe, cadmium for Cd, gallium phosphide for Ga, germanium for Ge, indium phosphide for In, gold for Au, and silver for Ag | 43.5502 | [19 empty] | 2619.5002 | [11 empty] | 3.4893 | [9 empty] | 95312.4987 |  | 2.1323 | [7 empty] | 91.8317 |  |  |  | 0.10364 | [13 empty] | 171.0205 | [15 empty] | 22.6329 | [15 empty] | 178749.3668 |  | 4.0966 | [42 empty] | 2024 | Wu, Y., Zheng, Y., Yu, P., Chen, X., Guo, L., Long, L., Hu, Z., Huang, Y., Chen, M., Lu, J., Ouyang, S., Chen, S. (2024). The world-class carbonate-hosted Fankou Zn-Pb deposit in China. Part III. Critical metal Ga is enriched in late stage and low temperature sphalerite. Ore Geology Reviews, 166, 105928. |  | CHN | Guangdong
| Fankou |  | Basin hydrothermal | Mississippi Valley-type (MVT) | MVT zinc-lead | Zn, Pb | Ga | Zn, Pb, Ga | Wu et al., 2024 |  | 400-143-1-1-3 | 400-143-1-1-3 | underground mine |  |  |  |  | ore material | polished section | grab | mineral separate | [5 empty] | mineralisation | Sp1a, Sp1b, Sp2 | sphalerite |  | sphalerite | Sp1a (early replacement-infilling stage, core), Sp1b (early replacement-infilling stage, rim), Sp2 (late replacement-infilling stage) | euhedral-subhedral coarse-grained; anhedral grains | massive, banded, disseminated; core-rim texture; sector zoning; rhythm bands |  |  |  | pyrite, chalcopyrite, galena, dolomite, calcite, arsenopyrite, freibergite, pyrargyrite, argentite, goethite, ferrohydrite, anglesite, zincosite | polished into thin sections and polished mounts | LA-ICPMS | JEOL JXA-i SP100 electron probe micro-analyzer; NWR 193 nm Ar F Excimer laser-ablation system coupled to an iCAP RQ (ICPMS) | Laboratory of Marine Element and Isotope Facilities in Southern Marine Science and Engineering Guangdong Laboratory (Zhuhai, China); Guangzhou Tuoyan Analytical Technology Co., Ltd., Guangzhou, China | EPMA: accelerating voltage of 20 kV, a probe current of 20 nA, and a 5 μm beam. The peak counting time was 10 s for major elements (Zn, S, Fe), and 50 s for other minor elements (Cd, Ga, Ge, In, Au, and Ag). The background counting time was half of the peak counting time on the high- and low-energy background positions. Analytical results were reduced using the ZAF correction routines. LA-ICP-MS mapping: beam size of 15 μm and a repetition rate of 10 Hz. The depth of ablation during mapping was around 5 μm. | sphalerite for S and Zn, marcasite for Fe, cadmium for Cd, gallium phosphide for Ga, germanium for Ge, indium phosphide for In, gold for Au, and silver for Ag | 20.5696 | [19 empty] | 2704.2664 | [11 empty] | 1.9264 | [9 empty] | 81340.1956 |  | 0.65131 | [7 empty] | 71.1385 |  |  |  | 0.027233 | [13 empty] | 150.2819 | [15 empty] | 10.1864 | [15 empty] | 172830.3093 |  | 0.58468 | [42 empty] | 2024 | Wu, Y., Zheng, Y., Yu, P., Chen, X., Guo, L., Long, L., Hu, Z., Huang, Y., Chen, M., Lu, J., Ouyang, S., Chen, S. (2024). The world-class carbonate-hosted Fankou Zn-Pb deposit in China. Part III. Critical metal Ga is enriched in late stage and low temperature sphalerite. Ore Geology Reviews, 166, 105928. |  | CHN | Guangdong
| Fankou |  | Basin hydrothermal | Mississippi Valley-type (MVT) | MVT zinc-lead | Zn, Pb | Ga | Zn, Pb, Ga | Wu et al., 2024 |  | 400-143-1-1-4 | 400-143-1-1-4 | underground mine |  |  |  |  | ore material | polished section | grab | mineral separate | [5 empty] | mineralisation | Sp1a, Sp1b, Sp2 | sphalerite |  | sphalerite | Sp1a (early replacement-infilling stage, core), Sp1b (early replacement-infilling stage, rim), Sp2 (late replacement-infilling stage) | euhedral-subhedral coarse-grained; anhedral grains | massive, banded, disseminated; core-rim texture; sector zoning; rhythm bands |  |  |  | pyrite, chalcopyrite, galena, dolomite, calcite, arsenopyrite, freibergite, pyrargyrite, argentite, goethite, ferrohydrite, anglesite, zincosite | polished into thin sections and polished mounts | LA-ICPMS | JEOL JXA-i SP100 electron probe micro-analyzer; NWR 193 nm Ar F Excimer laser-ablation system coupled to an iCAP RQ (ICPMS) | Laboratory of Marine Element and Isotope Facilities in Southern Marine Science and Engineering Guangdong Laboratory (Zhuhai, China); Guangzhou Tuoyan Analytical Technology Co., Ltd., Guangzhou, China | EPMA: accelerating voltage of 20 kV, a probe current of 20 nA, and a 5 μm beam. The peak counting time was 10 s for major elements (Zn, S, Fe), and 50 s for other minor elements (Cd, Ga, Ge, In, Au, and Ag). The background counting time was half of the peak counting time on the high- and low-energy background positions. Analytical results were reduced using the ZAF correction routines. LA-ICP-MS mapping: beam size of 15 μm and a repetition rate of 10 Hz. The depth of ablation during mapping was around 5 μm. | sphalerite for S and Zn, marcasite for Fe, cadmium for Cd, gallium phosphide for Ga, germanium for Ge, indium phosphide for In, gold for Au, and silver for Ag | 205.3701 | [19 empty] | 2383.8214 | [11 empty] | 188.0348 | [9 empty] | 90457.4941 |  | 197.0068 |  |  |  | 2.3613 |  |  |  | 129.6192 |  |  |  | 0.034317 | [13 empty] | 146.1402 | [15 empty] | 51.0925 | [15 empty] | 175618.8441 |  | 7.1603 | [42 empty] | 2024 | Wu, Y., Zheng, Y., Yu, P., Chen, X., Guo, L., Long, L., Hu, Z., Huang, Y., Chen, M., Lu, J., Ouyang, S., Chen, S. (2024). The world-class carbonate-hosted Fankou Zn-Pb deposit in China. Part III. Critical metal Ga is enriched in late stage and low temperature sphalerite. Ore Geology Reviews, 166, 105928. |  | CHN | Guangdong
| Fankou |  | Basin hydrothermal | Mississippi Valley-type (MVT) | MVT zinc-lead | Zn, Pb | Ga | Zn, Pb, Ga | Wu et al., 2024 |  | 400-143-1-2-1 | 400-143-1-2-1 | underground mine |  |  |  |  | ore material | polished section | grab | mineral separate | [5 empty] | mineralisation | Sp1a, Sp1b, Sp2 | sphalerite |  | sphalerite | Sp1a (early replacement-infilling stage, core), Sp1b (early replacement-infilling stage, rim), Sp2 (late replacement-infilling stage) | euhedral-subhedral coarse-grained; anhedral grains | massive, banded, disseminated; core-rim texture; sector zoning; rhythm bands |  |  |  | pyrite, chalcopyrite, galena, dolomite, calcite, arsenopyrite, freibergite, pyrargyrite, argentite, goethite, ferrohydrite, anglesite, zincosite | polished into thin sections and polished mounts | LA-ICPMS | JEOL JXA-i SP100 electron probe micro-analyzer; NWR 193 nm Ar F Excimer laser-ablation system coupled to an iCAP RQ (ICPMS) | Laboratory of Marine Element and Isotope Facilities in Southern Marine Science and Engineering Guangdong Laboratory (Zhuhai, China); Guangzhou Tuoyan Analytical Technology Co., Ltd., Guangzhou, China | EPMA: accelerating voltage of 20 kV, a probe current of 20 nA, and a 5 μm beam. The peak counting time was 10 s for major elements (Zn, S, Fe), and 50 s for other minor elements (Cd, Ga, Ge, In, Au, and Ag). The background counting time was half of the peak counting time on the high- and low-energy background positions. Analytical results were reduced using the ZAF correction routines. LA-ICP-MS mapping: beam size of 15 μm and a repetition rate of 10 Hz. The depth of ablation during mapping was around 5 μm. | sphalerite for S and Zn, marcasite for Fe, cadmium for Cd, gallium phosphide for Ga, germanium for Ge, indium phosphide for In, gold for Au, and silver for Ag | 39.9643 | [19 empty] | 2500.0963 | [11 empty] | 23.7499 | [9 empty] | 122909.17 |  | 23.3025 | [7 empty] | 83.1447 |  |  |  | 0.071386 | [13 empty] | 204.9792 | [15 empty] | 5.2444 | [15 empty] | 182234.5406 |  | 0.26789 | [42 empty] | 2024 | Wu, Y., Zheng, Y., Yu, P., Chen, X., Guo, L., Long, L., Hu, Z., Huang, Y., Chen, M., Lu, J., Ouyang, S., Chen, S. (2024). The world-class carbonate-hosted Fankou Zn-Pb deposit in China. Part III. Critical metal Ga is enriched in late stage and low temperature sphalerite. Ore Geology Reviews, 166, 105928. |  | CHN | Guangdong
| Fankou |  | Basin hydrothermal | Mississippi Valley-type (MVT) | MVT zinc-lead | Zn, Pb | Ga | Zn, Pb, Ga | Wu et al., 2024 |  | 400-143-1-2-2 | 400-143-1-2-2 | underground mine |  |  |  |  | ore material | polished section | grab | mineral separate | [5 empty] | mineralisation | Sp1a, Sp1b, Sp2 | sphalerite |  | sphalerite | Sp1a (early replacement-infilling stage, core), Sp1b (early replacement-infilling stage, rim), Sp2 (late replacement-infilling stage) | euhedral-subhedral coarse-grained; anhedral grains | massive, banded, disseminated; core-rim texture; sector zoning; rhythm bands |  |  |  | pyrite, chalcopyrite, galena, dolomite, calcite, arsenopyrite, freibergite, pyrargyrite, argentite, goethite, ferrohydrite, anglesite, zincosite | polished into thin sections and polished mounts | LA-ICPMS | JEOL JXA-i SP100 electron probe micro-analyzer; NWR 193 nm Ar F Excimer laser-ablation system coupled to an iCAP RQ (ICPMS) | Laboratory of Marine Element and Isotope Facilities in Southern Marine Science and Engineering Guangdong Laboratory (Zhuhai, China); Guangzhou Tuoyan Analytical Technology Co., Ltd., Guangzhou, China | EPMA: accelerating voltage of 20 kV, a probe current of 20 nA, and a 5 μm beam. The peak counting time was 10 s for major elements (Zn, S, Fe), and 50 s for other minor elements (Cd, Ga, Ge, In, Au, and Ag). The background counting time was half of the peak counting time on the high- and low-energy background positions. Analytical results were reduced using the ZAF correction routines. LA-ICP-MS mapping: beam size of 15 μm and a repetition rate of 10 Hz. The depth of ablation during mapping was around 5 μm. | sphalerite for S and Zn, marcasite for Fe, cadmium for Cd, gallium phosphide for Ga, germanium for Ge, indium phosphide for In, gold for Au, and silver for Ag | 58.5754 | [19 empty] | 2359.8911 | [11 empty] | 6.9424 | [9 empty] | 40951.7012 |  | 5.5796 |  |  |  | 0.41164 |  |  |  | 101.0214 |  |  |  | 0.17061 | [13 empty] | 45.7066 | [15 empty] | 28.4956 | [15 empty] | 163112.9401 |  | 2.7456 | [42 empty] | 2024 | Wu, Y., Zheng, Y., Yu, P., Chen, X., Guo, L., Long, L., Hu, Z., Huang, Y., Chen, M., Lu, J., Ouyang, S., Chen, S. (2024). The world-class carbonate-hosted Fankou Zn-Pb deposit in China. Part III. Critical metal Ga is enriched in late stage and low temperature sphalerite. Ore Geology Reviews, 166, 105928. |  | CHN | Guangdong
| Fankou |  | Basin hydrothermal | Mississippi Valley-type (MVT) | MVT zinc-lead | Zn, Pb | Ga | Zn, Pb, Ga | Wu et al., 2024 |  | 400-143-1-2-3 | 400-143-1-2-3 | underground mine |  |  |  |  | ore material | polished section | grab | mineral separate | [5 empty] | mineralisation | Sp1a, Sp1b, Sp2 | sphalerite |  | sphalerite | Sp1a (early replacement-infilling stage, core), Sp1b (early replacement-infilling stage, rim), Sp2 (late replacement-infilling stage) | euhedral-subhedral coarse-grained; anhedral grains | massive, banded, disseminated; core-rim texture; sector zoning; rhythm bands |  |  |  | pyrite, chalcopyrite, galena, dolomite, calcite, arsenopyrite, freibergite, pyrargyrite, argentite, goethite, ferrohydrite, anglesite, zincosite | polished into thin sections and polished mounts | LA-ICPMS | JEOL JXA-i SP100 electron probe micro-analyzer; NWR 193 nm Ar F Excimer laser-ablation system coupled to an iCAP RQ (ICPMS) | Laboratory of Marine Element and Isotope Facilities in Southern Marine Science and Engineering Guangdong Laboratory (Zhuhai, China); Guangzhou Tuoyan Analytical Technology Co., Ltd., Guangzhou, China | EPMA: accelerating voltage of 20 kV, a probe current of 20 nA, and a 5 μm beam. The peak counting time was 10 s for major elements (Zn, S, Fe), and 50 s for other minor elements (Cd, Ga, Ge, In, Au, and Ag). The background counting time was half of the peak counting time on the high- and low-energy background positions. Analytical results were reduced using the ZAF correction routines. LA-ICP-MS mapping: beam size of 15 μm and a repetition rate of 10 Hz. The depth of ablation during mapping was around 5 μm. | sphalerite for S and Zn, marcasite for Fe, cadmium for Cd, gallium phosphide for Ga, germanium for Ge, indium phosphide for In, gold for Au, and silver for Ag | 59.7468 | [19 empty] | 1670.2274 | [11 empty] | 14.7135 | [9 empty] | 33032.6336 |  | 13.3267 | [7 empty] | 136.7039 |  |  |  | 0.31666 | [13 empty] | 90.3657 | [15 empty] | 36.0813 | [15 empty] | 159565.987 |  | 1.8733 | [42 empty] | 2024 | Wu, Y., Zheng, Y., Yu, P., Chen, X., Guo, L., Long, L., Hu, Z., Huang, Y., Chen, M., Lu, J., Ouyang, S., Chen, S. (2024). The world-class carbonate-hosted Fankou Zn-Pb deposit in China. Part III. Critical metal Ga is enriched in late stage and low temperature sphalerite. Ore Geology Reviews, 166, 105928. |  | CHN | Guangdong
| Fankou |  | Basin hydrothermal | Mississippi Valley-type (MVT) | MVT zinc-lead | Zn, Pb | Ga | Zn, Pb, Ga | Wu et al., 2024 |  | 400-143-1-2-4 | 400-143-1-2-4 | underground mine |  |  |  |  | ore material | polished section | grab | mineral separate | [5 empty] | mineralisation | Sp1a, Sp1b, Sp2 | sphalerite |  | sphalerite | Sp1a (early replacement-infilling stage, core), Sp1b (early replacement-infilling stage, rim), Sp2 (late replacement-infilling stage) | euhedral-subhedral coarse-grained; anhedral grains | massive, banded, disseminated; core-rim texture; sector zoning; rhythm bands |  |  |  | pyrite, chalcopyrite, galena, dolomite, calcite, arsenopyrite, freibergite, pyrargyrite, argentite, goethite, ferrohydrite, anglesite, zincosite | polished into thin sections and polished mounts | LA-ICPMS | JEOL JXA-i SP100 electron probe micro-analyzer; NWR 193 nm Ar F Excimer laser-ablation system coupled to an iCAP RQ (ICPMS) | Laboratory of Marine Element and Isotope Facilities in Southern Marine Science and Engineering Guangdong Laboratory (Zhuhai, China); Guangzhou Tuoyan Analytical Technology Co., Ltd., Guangzhou, China | EPMA: accelerating voltage of 20 kV, a probe current of 20 nA, and a 5 μm beam. The peak counting time was 10 s for major elements (Zn, S, Fe), and 50 s for other minor elements (Cd, Ga, Ge, In, Au, and Ag). The background counting time was half of the peak counting time on the high- and low-energy background positions. Analytical results were reduced using the ZAF correction routines. LA-ICP-MS mapping: beam size of 15 μm and a repetition rate of 10 Hz. The depth of ablation during mapping was around 5 μm. | sphalerite for S and Zn, marcasite for Fe, cadmium for Cd, gallium phosphide for Ga, germanium for Ge, indium phosphide for In, gold for Au, and silver for Ag | 69.8538 | [19 empty] | 2448.0408 | [11 empty] | 18.081 | [9 empty] | 119979.977 |  | 16.0664 | [7 empty] | 106.638 |  |  |  | 0.047147 | [13 empty] | 186.9651 | [15 empty] | 17.3615 | [15 empty] | 180490.31 |  | 2.2636 | [42 empty] | 2024 | Wu, Y., Zheng, Y., Yu, P., Chen, X., Guo, L., Long, L., Hu, Z., Huang, Y., Chen, M., Lu, J., Ouyang, S., Chen, S. (2024). The world-class carbonate-hosted Fankou Zn-Pb deposit in China. Part III. Critical metal Ga is enriched in late stage and low temperature sphalerite. Ore Geology Reviews, 166, 105928. |  | CHN | Guangdong
| Fankou |  | Basin hydrothermal | Mississippi Valley-type (MVT) | MVT zinc-lead | Zn, Pb | Ga | Zn, Pb, Ga | Wu et al., 2024 |  | 455-17-1-1-1 | 455-17-1-1-1 | underground mine |  |  |  |  | ore material | polished section | grab | mineral separate | [5 empty] | mineralisation | Sp1a, Sp1b, Sp2 | sphalerite |  | sphalerite | Sp1a (early replacement-infilling stage, core), Sp1b (early replacement-infilling stage, rim), Sp2 (late replacement-infilling stage) | euhedral-subhedral coarse-grained; anhedral grains | massive, banded, disseminated; core-rim texture; sector zoning; rhythm bands |  |  |  | pyrite, chalcopyrite, galena, dolomite, calcite, arsenopyrite, freibergite, pyrargyrite, argentite, goethite, ferrohydrite, anglesite, zincosite | polished into thin sections and polished mounts | LA-ICPMS | JEOL JXA-i SP100 electron probe micro-analyzer; NWR 193 nm Ar F Excimer laser-ablation system coupled to an iCAP RQ (ICPMS) | Laboratory of Marine Element and Isotope Facilities in Southern Marine Science and Engineering Guangdong Laboratory (Zhuhai, China); Guangzhou Tuoyan Analytical Technology Co., Ltd., Guangzhou, China | EPMA: accelerating voltage of 20 kV, a probe current of 20 nA, and a 5 μm beam. The peak counting time was 10 s for major elements (Zn, S, Fe), and 50 s for other minor elements (Cd, Ga, Ge, In, Au, and Ag). The background counting time was half of the peak counting time on the high- and low-energy background positions. Analytical results were reduced using the ZAF correction routines. LA-ICP-MS mapping: beam size of 15 μm and a repetition rate of 10 Hz. The depth of ablation during mapping was around 5 μm. | sphalerite for S and Zn, marcasite for Fe, cadmium for Cd, gallium phosphide for Ga, germanium for Ge, indium phosphide for In, gold for Au, and silver for Ag | 16.5791 | [19 empty] | 1492.6335 | [11 empty] | 9.39 | [9 empty] | 98781.644 |  | 0.54898 |  |  |  | 0.49718 |  |  |  | 42.8498 | [17 empty] | 196.1212 | [15 empty] | 69.2269 | [15 empty] | 190535.6472 |  | 10.2069 | [42 empty] | 2024 | Wu, Y., Zheng, Y., Yu, P., Chen, X., Guo, L., Long, L., Hu, Z., Huang, Y., Chen, M., Lu, J., Ouyang, S., Chen, S. (2024). The world-class carbonate-hosted Fankou Zn-Pb deposit in China. Part III. Critical metal Ga is enriched in late stage and low temperature sphalerite. Ore Geology Reviews, 166, 105928. |  | CHN | Guangdong
| Fankou |  | Basin hydrothermal | Mississippi Valley-type (MVT) | MVT zinc-lead | Zn, Pb | Ga | Zn, Pb, Ga | Wu et al., 2024 |  | 455-17-1-2-1 | 455-17-1-2-1 | underground mine |  |  |  |  | ore material | polished section | grab | mineral separate | [5 empty] | mineralisation | Sp1a, Sp1b, Sp2 | sphalerite |  | sphalerite | Sp1a (early replacement-infilling stage, core), Sp1b (early replacement-infilling stage, rim), Sp2 (late replacement-infilling stage) | euhedral-subhedral coarse-grained; anhedral grains | massive, banded, disseminated; core-rim texture; sector zoning; rhythm bands |  |  |  | pyrite, chalcopyrite, galena, dolomite, calcite, arsenopyrite, freibergite, pyrargyrite, argentite, goethite, ferrohydrite, anglesite, zincosite | polished into thin sections and polished mounts | LA-ICPMS | JEOL JXA-i SP100 electron probe micro-analyzer; NWR 193 nm Ar F Excimer laser-ablation system coupled to an iCAP RQ (ICPMS) | Laboratory of Marine Element and Isotope Facilities in Southern Marine Science and Engineering Guangdong Laboratory (Zhuhai, China); Guangzhou Tuoyan Analytical Technology Co., Ltd., Guangzhou, China | EPMA: accelerating voltage of 20 kV, a probe current of 20 nA, and a 5 μm beam. The peak counting time was 10 s for major elements (Zn, S, Fe), and 50 s for other minor elements (Cd, Ga, Ge, In, Au, and Ag). The background counting time was half of the peak counting time on the high- and low-energy background positions. Analytical results were reduced using the ZAF correction routines. LA-ICP-MS mapping: beam size of 15 μm and a repetition rate of 10 Hz. The depth of ablation during mapping was around 5 μm. | sphalerite for S and Zn, marcasite for Fe, cadmium for Cd, gallium phosphide for Ga, germanium for Ge, indium phosphide for In, gold for Au, and silver for Ag | 62.6862 | [19 empty] | 2055.4155 | [11 empty] | 161.6446 | [9 empty] | 48431.9446 |  | 2.9061 |  |  |  | 22.1977 |  |  |  | 59.7017 |  |  |  | 0.0792 | [13 empty] | 158.8173 | [15 empty] | 86.0936 | [15 empty] | 157966.3971 |  | 18.6845 | [42 empty] | 2024 | Wu, Y., Zheng, Y., Yu, P., Chen, X., Guo, L., Long, L., Hu, Z., Huang, Y., Chen, M., Lu, J., Ouyang, S., Chen, S. (2024). The world-class carbonate-hosted Fankou Zn-Pb deposit in China. Part III. Critical metal Ga is enriched in late stage and low temperature sphalerite. Ore Geology Reviews, 166, 105928. |  | CHN | Guangdong
| Fankou |  | Basin hydrothermal | Mississippi Valley-type (MVT) | MVT zinc-lead | Zn, Pb | Ga | Zn, Pb, Ga | Wu et al., 2024 |  | 455-17-1-2-2 | 455-17-1-2-2 | underground mine |  |  |  |  | ore material | polished section | grab | mineral separate | [5 empty] | mineralisation | Sp1a, Sp1b, Sp2 | sphalerite |  | sphalerite | Sp1a (early replacement-infilling stage, core), Sp1b (early replacement-infilling stage, rim), Sp2 (late replacement-infilling stage) | euhedral-subhedral coarse-grained; anhedral grains | massive, banded, disseminated; core-rim texture; sector zoning; rhythm bands |  |  |  | pyrite, chalcopyrite, galena, dolomite, calcite, arsenopyrite, freibergite, pyrargyrite, argentite, goethite, ferrohydrite, anglesite, zincosite | polished into thin sections and polished mounts | LA-ICPMS | JEOL JXA-i SP100 electron probe micro-analyzer; NWR 193 nm Ar F Excimer laser-ablation system coupled to an iCAP RQ (ICPMS) | Laboratory of Marine Element and Isotope Facilities in Southern Marine Science and Engineering Guangdong Laboratory (Zhuhai, China); Guangzhou Tuoyan Analytical Technology Co., Ltd., Guangzhou, China | EPMA: accelerating voltage of 20 kV, a probe current of 20 nA, and a 5 μm beam. The peak counting time was 10 s for major elements (Zn, S, Fe), and 50 s for other minor elements (Cd, Ga, Ge, In, Au, and Ag). The background counting time was half of the peak counting time on the high- and low-energy background positions. Analytical results were reduced using the ZAF correction routines. LA-ICP-MS mapping: beam size of 15 μm and a repetition rate of 10 Hz. The depth of ablation during mapping was around 5 μm. | sphalerite for S and Zn, marcasite for Fe, cadmium for Cd, gallium phosphide for Ga, germanium for Ge, indium phosphide for In, gold for Au, and silver for Ag | 30.0434 | [19 empty] | 1804.6882 | [11 empty] | 24.1434 | [9 empty] | 60546.6755 |  | 0.98414 |  |  |  | 8.2596 |  |  |  | 113.5959 |  |  |  | 0.065363 | [13 empty] | 123.2646 | [15 empty] | 68.7198 | [15 empty] | 158155.947 |  | 3.3346 | [42 empty] | 2024 | Wu, Y., Zheng, Y., Yu, P., Chen, X., Guo, L., Long, L., Hu, Z., Huang, Y., Chen, M., Lu, J., Ouyang, S., Chen, S. (2024). The world-class carbonate-hosted Fankou Zn-Pb deposit in China. Part III. Critical metal Ga is enriched in late stage and low temperature sphalerite. Ore Geology Reviews, 166, 105928. |  | CHN | Guangdong
| Fankou |  | Basin hydrothermal | Mississippi Valley-type (MVT) | MVT zinc-lead | Zn, Pb | Ga | Zn, Pb, Ga | Wu et al., 2024 |  | 500-180-2-1-1 | 500-180-2-1-1 | underground mine |  |  |  |  | ore material | polished section | grab | mineral separate | [5 empty] | mineralisation | Sp1a, Sp1b, Sp2 | sphalerite |  | sphalerite | Sp1a (early replacement-infilling stage, core), Sp1b (early replacement-infilling stage, rim), Sp2 (late replacement-infilling stage) | euhedral-subhedral coarse-grained; anhedral grains | massive, banded, disseminated; core-rim texture; sector zoning; rhythm bands |  |  |  | pyrite, chalcopyrite, galena, dolomite, calcite, arsenopyrite, freibergite, pyrargyrite, argentite, goethite, ferrohydrite, anglesite, zincosite | polished into thin sections and polished mounts | LA-ICPMS | JEOL JXA-i SP100 electron probe micro-analyzer; NWR 193 nm Ar F Excimer laser-ablation system coupled to an iCAP RQ (ICPMS) | Laboratory of Marine Element and Isotope Facilities in Southern Marine Science and Engineering Guangdong Laboratory (Zhuhai, China); Guangzhou Tuoyan Analytical Technology Co., Ltd., Guangzhou, China | EPMA: accelerating voltage of 20 kV, a probe current of 20 nA, and a 5 μm beam. The peak counting time was 10 s for major elements (Zn, S, Fe), and 50 s for other minor elements (Cd, Ga, Ge, In, Au, and Ag). The background counting time was half of the peak counting time on the high- and low-energy background positions. Analytical results were reduced using the ZAF correction routines. LA-ICP-MS mapping: beam size of 15 μm and a repetition rate of 10 Hz. The depth of ablation during mapping was around 5 μm. | sphalerite for S and Zn, marcasite for Fe, cadmium for Cd, gallium phosphide for Ga, germanium for Ge, indium phosphide for In, gold for Au, and silver for Ag | 20.7991 | [19 empty] | 2181.9759 | [11 empty] | 9.0014 | [9 empty] | 45931.0844 |  | 1.3715 | [7 empty] | 126.4494 | [17 empty] | 84.2897 | [15 empty] | 9.9558 | [15 empty] | 184469.0499 |  | 3.3298 | [42 empty] | 2024 | Wu, Y., Zheng, Y., Yu, P., Chen, X., Guo, L., Long, L., Hu, Z., Huang, Y., Chen, M., Lu, J., Ouyang, S., Chen, S. (2024). The world-class carbonate-hosted Fankou Zn-Pb deposit in China. Part III. Critical metal Ga is enriched in late stage and low temperature sphalerite. Ore Geology Reviews, 166, 105928. |  | CHN | Guangdong
| Fankou |  | Basin hydrothermal | Mississippi Valley-type (MVT) | MVT zinc-lead | Zn, Pb | Ga | Zn, Pb, Ga | Wu et al., 2024 |  | 500-180-2-1-2 | 500-180-2-1-2 | underground mine |  |  |  |  | ore material | polished section | grab | mineral separate | [5 empty] | mineralisation | Sp1a, Sp1b, Sp2 | sphalerite |  | sphalerite | Sp1a (early replacement-infilling stage, core), Sp1b (early replacement-infilling stage, rim), Sp2 (late replacement-infilling stage) | euhedral-subhedral coarse-grained; anhedral grains | massive, banded, disseminated; core-rim texture; sector zoning; rhythm bands |  |  |  | pyrite, chalcopyrite, galena, dolomite, calcite, arsenopyrite, freibergite, pyrargyrite, argentite, goethite, ferrohydrite, anglesite, zincosite | polished into thin sections and polished mounts | LA-ICPMS | JEOL JXA-i SP100 electron probe micro-analyzer; NWR 193 nm Ar F Excimer laser-ablation system coupled to an iCAP RQ (ICPMS) | Laboratory of Marine Element and Isotope Facilities in Southern Marine Science and Engineering Guangdong Laboratory (Zhuhai, China); Guangzhou Tuoyan Analytical Technology Co., Ltd., Guangzhou, China | EPMA: accelerating voltage of 20 kV, a probe current of 20 nA, and a 5 μm beam. The peak counting time was 10 s for major elements (Zn, S, Fe), and 50 s for other minor elements (Cd, Ga, Ge, In, Au, and Ag). The background counting time was half of the peak counting time on the high- and low-energy background positions. Analytical results were reduced using the ZAF correction routines. LA-ICP-MS mapping: beam size of 15 μm and a repetition rate of 10 Hz. The depth of ablation during mapping was around 5 μm. | sphalerite for S and Zn, marcasite for Fe, cadmium for Cd, gallium phosphide for Ga, germanium for Ge, indium phosphide for In, gold for Au, and silver for Ag | 2.5161 | [19 empty] | 2188.3279 | [11 empty] | 2.75 | [9 empty] | 44825.4122 |  | 0.91266 | [7 empty] | 104.1502 | [17 empty] | 83.3905 | [15 empty] | 0.17576 | [15 empty] | 185041.6889 | [44 empty] | 2024 | Wu, Y., Zheng, Y., Yu, P., Chen, X., Guo, L., Long, L., Hu, Z., Huang, Y., Chen, M., Lu, J., Ouyang, S., Chen, S. (2024). The world-class carbonate-hosted Fankou Zn-Pb deposit in China. Part III. Critical metal Ga is enriched in late stage and low temperature sphalerite. Ore Geology Reviews, 166, 105928. |  | CHN | Guangdong
| Fankou |  | Basin hydrothermal | Mississippi Valley-type (MVT) | MVT zinc-lead | Zn, Pb | Ga | Zn, Pb, Ga | Wu et al., 2024 |  | 500-180-2-1-3 | 500-180-2-1-3 | underground mine |  |  |  |  | ore material | polished section | grab | mineral separate | [5 empty] | mineralisation | Sp1a, Sp1b, Sp2 | sphalerite |  | sphalerite | Sp1a (early replacement-infilling stage, core), Sp1b (early replacement-infilling stage, rim), Sp2 (late replacement-infilling stage) | euhedral-subhedral coarse-grained; anhedral grains | massive, banded, disseminated; core-rim texture; sector zoning; rhythm bands |  |  |  | pyrite, chalcopyrite, galena, dolomite, calcite, arsenopyrite, freibergite, pyrargyrite, argentite, goethite, ferrohydrite, anglesite, zincosite | polished into thin sections and polished mounts | LA-ICPMS | JEOL JXA-i SP100 electron probe micro-analyzer; NWR 193 nm Ar F Excimer laser-ablation system coupled to an iCAP RQ (ICPMS) | Laboratory of Marine Element and Isotope Facilities in Southern Marine Science and Engineering Guangdong Laboratory (Zhuhai, China); Guangzhou Tuoyan Analytical Technology Co., Ltd., Guangzhou, China | EPMA: accelerating voltage of 20 kV, a probe current of 20 nA, and a 5 μm beam. The peak counting time was 10 s for major elements (Zn, S, Fe), and 50 s for other minor elements (Cd, Ga, Ge, In, Au, and Ag). The background counting time was half of the peak counting time on the high- and low-energy background positions. Analytical results were reduced using the ZAF correction routines. LA-ICP-MS mapping: beam size of 15 μm and a repetition rate of 10 Hz. The depth of ablation during mapping was around 5 μm. | sphalerite for S and Zn, marcasite for Fe, cadmium for Cd, gallium phosphide for Ga, germanium for Ge, indium phosphide for In, gold for Au, and silver for Ag | 31.5119 | [19 empty] | 2225.2318 | [11 empty] | 11.5489 | [9 empty] | 53526.237 |  | 1.5478 | [7 empty] | 119.205 |  |  |  | 0.00726 | [13 empty] | 107.3983 | [15 empty] | 29.2165 | [15 empty] | 188340.0312 |  | 5.6274 | [42 empty] | 2024 | Wu, Y., Zheng, Y., Yu, P., Chen, X., Guo, L., Long, L., Hu, Z., Huang, Y., Chen, M., Lu, J., Ouyang, S., Chen, S. (2024). The world-class carbonate-hosted Fankou Zn-Pb deposit in China. Part III. Critical metal Ga is enriched in late stage and low temperature sphalerite. Ore Geology Reviews, 166, 105928. |  | CHN | Guangdong
| Fankou |  | Basin hydrothermal | Mississippi Valley-type (MVT) | MVT zinc-lead | Zn, Pb | Ga | Zn, Pb, Ga | Wu et al., 2024 |  | 500-180-2-1-4 | 500-180-2-1-4 | underground mine |  |  |  |  | ore material | polished section | grab | mineral separate | [5 empty] | mineralisation | Sp1a, Sp1b, Sp2 | sphalerite |  | sphalerite | Sp1a (early replacement-infilling stage, core), Sp1b (early replacement-infilling stage, rim), Sp2 (late replacement-infilling stage) | euhedral-subhedral coarse-grained; anhedral grains | massive, banded, disseminated; core-rim texture; sector zoning; rhythm bands |  |  |  | pyrite, chalcopyrite, galena, dolomite, calcite, arsenopyrite, freibergite, pyrargyrite, argentite, goethite, ferrohydrite, anglesite, zincosite | polished into thin sections and polished mounts | LA-ICPMS | JEOL JXA-i SP100 electron probe micro-analyzer; NWR 193 nm Ar F Excimer laser-ablation system coupled to an iCAP RQ (ICPMS) | Laboratory of Marine Element and Isotope Facilities in Southern Marine Science and Engineering Guangdong Laboratory (Zhuhai, China); Guangzhou Tuoyan Analytical Technology Co., Ltd., Guangzhou, China | EPMA: accelerating voltage of 20 kV, a probe current of 20 nA, and a 5 μm beam. The peak counting time was 10 s for major elements (Zn, S, Fe), and 50 s for other minor elements (Cd, Ga, Ge, In, Au, and Ag). The background counting time was half of the peak counting time on the high- and low-energy background positions. Analytical results were reduced using the ZAF correction routines. LA-ICP-MS mapping: beam size of 15 μm and a repetition rate of 10 Hz. The depth of ablation during mapping was around 5 μm. | sphalerite for S and Zn, marcasite for Fe, cadmium for Cd, gallium phosphide for Ga, germanium for Ge, indium phosphide for In, gold for Au, and silver for Ag | 4.9138 | [19 empty] | 2040.5037 | [11 empty] | 3.581 | [9 empty] | 51511.7859 |  | 1.3644 | [7 empty] | 110.8802 | [17 empty] | 104.9638 | [15 empty] | 1.3031 | [15 empty] | 188596.6825 | [44 empty] | 2024 | Wu, Y., Zheng, Y., Yu, P., Chen, X., Guo, L., Long, L., Hu, Z., Huang, Y., Chen, M., Lu, J., Ouyang, S., Chen, S. (2024). The world-class carbonate-hosted Fankou Zn-Pb deposit in China. Part III. Critical metal Ga is enriched in late stage and low temperature sphalerite. Ore Geology Reviews, 166, 105928. |  | CHN | Guangdong
| Fankou |  | Basin hydrothermal | Mississippi Valley-type (MVT) | MVT zinc-lead | Zn, Pb | Ga | Zn, Pb, Ga | Wu et al., 2024 |  | 500-180-2-2-1 | 500-180-2-2-1 | underground mine |  |  |  |  | ore material | polished section | grab | mineral separate | [5 empty] | mineralisation | Sp1a, Sp1b, Sp2 | sphalerite |  | sphalerite | Sp1a (early replacement-infilling stage, core), Sp1b (early replacement-infilling stage, rim), Sp2 (late replacement-infilling stage) | euhedral-subhedral coarse-grained; anhedral grains | massive, banded, disseminated; core-rim texture; sector zoning; rhythm bands |  |  |  | pyrite, chalcopyrite, galena, dolomite, calcite, arsenopyrite, freibergite, pyrargyrite, argentite, goethite, ferrohydrite, anglesite, zincosite | polished into thin sections and polished mounts | LA-ICPMS | JEOL JXA-i SP100 electron probe micro-analyzer; NWR 193 nm Ar F Excimer laser-ablation system coupled to an iCAP RQ (ICPMS) | Laboratory of Marine Element and Isotope Facilities in Southern Marine Science and Engineering Guangdong Laboratory (Zhuhai, China); Guangzhou Tuoyan Analytical Technology Co., Ltd., Guangzhou, China | EPMA: accelerating voltage of 20 kV, a probe current of 20 nA, and a 5 μm beam. The peak counting time was 10 s for major elements (Zn, S, Fe), and 50 s for other minor elements (Cd, Ga, Ge, In, Au, and Ag). The background counting time was half of the peak counting time on the high- and low-energy background positions. Analytical results were reduced using the ZAF correction routines. LA-ICP-MS mapping: beam size of 15 μm and a repetition rate of 10 Hz. The depth of ablation during mapping was around 5 μm. | sphalerite for S and Zn, marcasite for Fe, cadmium for Cd, gallium phosphide for Ga, germanium for Ge, indium phosphide for In, gold for Au, and silver for Ag | 24.7423 | [19 empty] | 1807.2427 | [11 empty] | 220.4512 | [9 empty] | 61869.0848 |  | 144.9393 |  |  |  | 8.9902 |  |  |  | 99.7535 |  |  |  | 0.12398 | [13 empty] | 156.102 | [15 empty] | 3.2813 | [15 empty] | 191262.4767 |  | 1.9947 | [42 empty] | 2024 | Wu, Y., Zheng, Y., Yu, P., Chen, X., Guo, L., Long, L., Hu, Z., Huang, Y., Chen, M., Lu, J., Ouyang, S., Chen, S. (2024). The world-class carbonate-hosted Fankou Zn-Pb deposit in China. Part III. Critical metal Ga is enriched in late stage and low temperature sphalerite. Ore Geology Reviews, 166, 105928. |  | CHN | Guangdong
| Fankou |  | Basin hydrothermal | Mississippi Valley-type (MVT) | MVT zinc-lead | Zn, Pb | Ga | Zn, Pb, Ga | Wu et al., 2024 |  | 500-180-2-2-2 | 500-180-2-2-2 | underground mine |  |  |  |  | ore material | polished section | grab | mineral separate | [5 empty] | mineralisation | Sp1a, Sp1b, Sp2 | sphalerite |  | sphalerite | Sp1a (early replacement-infilling stage, core), Sp1b (early replacement-infilling stage, rim), Sp2 (late replacement-infilling stage) | euhedral-subhedral coarse-grained; anhedral grains | massive, banded, disseminated; core-rim texture; sector zoning; rhythm bands |  |  |  | pyrite, chalcopyrite, galena, dolomite, calcite, arsenopyrite, freibergite, pyrargyrite, argentite, goethite, ferrohydrite, anglesite, zincosite | polished into thin sections and polished mounts | LA-ICPMS | JEOL JXA-i SP100 electron probe micro-analyzer; NWR 193 nm Ar F Excimer laser-ablation system coupled to an iCAP RQ (ICPMS) | Laboratory of Marine Element and Isotope Facilities in Southern Marine Science and Engineering Guangdong Laboratory (Zhuhai, China); Guangzhou Tuoyan Analytical Technology Co., Ltd., Guangzhou, China | EPMA: accelerating voltage of 20 kV, a probe current of 20 nA, and a 5 μm beam. The peak counting time was 10 s for major elements (Zn, S, Fe), and 50 s for other minor elements (Cd, Ga, Ge, In, Au, and Ag). The background counting time was half of the peak counting time on the high- and low-energy background positions. Analytical results were reduced using the ZAF correction routines. LA-ICP-MS mapping: beam size of 15 μm and a repetition rate of 10 Hz. The depth of ablation during mapping was around 5 μm. | sphalerite for S and Zn, marcasite for Fe, cadmium for Cd, gallium phosphide for Ga, germanium for Ge, indium phosphide for In, gold for Au, and silver for Ag | 30.6064 | [19 empty] | 1670.0769 | [11 empty] | 278.9905 | [9 empty] | 53469.2539 |  | 200.983 |  |  |  | 1.8581 |  |  |  | 92.2019 |  |  |  | 0.21957 | [13 empty] | 109.5085 | [15 empty] | 3.0262 | [15 empty] | 189949.7076 |  | 0.32764 | [42 empty] | 2024 | Wu, Y., Zheng, Y., Yu, P., Chen, X., Guo, L., Long, L., Hu, Z., Huang, Y., Chen, M., Lu, J., Ouyang, S., Chen, S. (2024). The world-class carbonate-hosted Fankou Zn-Pb deposit in China. Part III. Critical metal Ga is enriched in late stage and low temperature sphalerite. Ore Geology Reviews, 166, 105928. |  | CHN | Guangdong
| Fankou |  | Basin hydrothermal | Mississippi Valley-type (MVT) | MVT zinc-lead | Zn, Pb | Ga | Zn, Pb, Ga | Wu et al., 2024 |  | 500-30-1-1-1 | 500-30-1-1-1 | underground mine |  |  |  |  | ore material | polished section | grab | mineral separate | [5 empty] | mineralisation | Sp1a, Sp1b, Sp2 | sphalerite |  | sphalerite | Sp1a (early replacement-infilling stage, core), Sp1b (early replacement-infilling stage, rim), Sp2 (late replacement-infilling stage) | euhedral-subhedral coarse-grained; anhedral grains | massive, banded, disseminated; core-rim texture; sector zoning; rhythm bands |  |  |  | pyrite, chalcopyrite, galena, dolomite, calcite, arsenopyrite, freibergite, pyrargyrite, argentite, goethite, ferrohydrite, anglesite, zincosite | polished into thin sections and polished mounts | LA-ICPMS | JEOL JXA-i SP100 electron probe micro-analyzer; NWR 193 nm Ar F Excimer laser-ablation system coupled to an iCAP RQ (ICPMS) | Laboratory of Marine Element and Isotope Facilities in Southern Marine Science and Engineering Guangdong Laboratory (Zhuhai, China); Guangzhou Tuoyan Analytical Technology Co., Ltd., Guangzhou, China | EPMA: accelerating voltage of 20 kV, a probe current of 20 nA, and a 5 μm beam. The peak counting time was 10 s for major elements (Zn, S, Fe), and 50 s for other minor elements (Cd, Ga, Ge, In, Au, and Ag). The background counting time was half of the peak counting time on the high- and low-energy background positions. Analytical results were reduced using the ZAF correction routines. LA-ICP-MS mapping: beam size of 15 μm and a repetition rate of 10 Hz. The depth of ablation during mapping was around 5 μm. | sphalerite for S and Zn, marcasite for Fe, cadmium for Cd, gallium phosphide for Ga, germanium for Ge, indium phosphide for In, gold for Au, and silver for Ag | 86.1543 | [19 empty] | 1835.0336 | [11 empty] | 374.8819 | [9 empty] | 88214.965 |  | 1.4289 |  |  |  | 289.7502 |  |  |  | 311.1673 |  |  |  | 0.21993 | [13 empty] | 316.4227 | [15 empty] | 91.4114 | [15 empty] | 198152.1387 |  | 16.1273 | [42 empty] | 2024 | Wu, Y., Zheng, Y., Yu, P., Chen, X., Guo, L., Long, L., Hu, Z., Huang, Y., Chen, M., Lu, J., Ouyang, S., Chen, S. (2024). The world-class carbonate-hosted Fankou Zn-Pb deposit in China. Part III. Critical metal Ga is enriched in late stage and low temperature sphalerite. Ore Geology Reviews, 166, 105928. |  | CHN | Guangdong
| Fankou |  | Basin hydrothermal | Mississippi Valley-type (MVT) | MVT zinc-lead | Zn, Pb | Ga | Zn, Pb, Ga | Wu et al., 2024 |  | 500-30-1-1-2 | 500-30-1-1-2 | underground mine |  |  |  |  | ore material | polished section | grab | mineral separate | [5 empty] | mineralisation | Sp1a, Sp1b, Sp2 | sphalerite |  | sphalerite | Sp1a (early replacement-infilling stage, core), Sp1b (early replacement-infilling stage, rim), Sp2 (late replacement-infilling stage) | euhedral-subhedral coarse-grained; anhedral grains | massive, banded, disseminated; core-rim texture; sector zoning; rhythm bands |  |  |  | pyrite, chalcopyrite, galena, dolomite, calcite, arsenopyrite, freibergite, pyrargyrite, argentite, goethite, ferrohydrite, anglesite, zincosite | polished into thin sections and polished mounts | LA-ICPMS | JEOL JXA-i SP100 electron probe micro-analyzer; NWR 193 nm Ar F Excimer laser-ablation system coupled to an iCAP RQ (ICPMS) | Laboratory of Marine Element and Isotope Facilities in Southern Marine Science and Engineering Guangdong Laboratory (Zhuhai, China); Guangzhou Tuoyan Analytical Technology Co., Ltd., Guangzhou, China | EPMA: accelerating voltage of 20 kV, a probe current of 20 nA, and a 5 μm beam. The peak counting time was 10 s for major elements (Zn, S, Fe), and 50 s for other minor elements (Cd, Ga, Ge, In, Au, and Ag). The background counting time was half of the peak counting time on the high- and low-energy background positions. Analytical results were reduced using the ZAF correction routines. LA-ICP-MS mapping: beam size of 15 μm and a repetition rate of 10 Hz. The depth of ablation during mapping was around 5 μm. | sphalerite for S and Zn, marcasite for Fe, cadmium for Cd, gallium phosphide for Ga, germanium for Ge, indium phosphide for In, gold for Au, and silver for Ag | 122.5457 | [19 empty] | 2332.377 | [11 empty] | 591.8684 | [9 empty] | 88076.3784 |  | 0.64803 |  |  |  | 378.5994 |  |  |  | 433.5297 |  |  |  | 0.023092 | [13 empty] | 328.3021 | [15 empty] | 2635.698 | [15 empty] | 195986.1324 |  | 5.096 | [42 empty] | 2024 | Wu, Y., Zheng, Y., Yu, P., Chen, X., Guo, L., Long, L., Hu, Z., Huang, Y., Chen, M., Lu, J., Ouyang, S., Chen, S. (2024). The world-class carbonate-hosted Fankou Zn-Pb deposit in China. Part III. Critical metal Ga is enriched in late stage and low temperature sphalerite. Ore Geology Reviews, 166, 105928. |  | CHN | Guangdong
| Fankou |  | Basin hydrothermal | Mississippi Valley-type (MVT) | MVT zinc-lead | Zn, Pb | Ga | Zn, Pb, Ga | Wu et al., 2024 |  | 500-30-1-2-1 | 500-30-1-2-1 | underground mine |  |  |  |  | ore material | polished section | grab | mineral separate | [5 empty] | mineralisation | Sp1a, Sp1b, Sp2 | sphalerite |  | sphalerite | Sp1a (early replacement-infilling stage, core), Sp1b (early replacement-infilling stage, rim), Sp2 (late replacement-infilling stage) | euhedral-subhedral coarse-grained; anhedral grains | massive, banded, disseminated; core-rim texture; sector zoning; rhythm bands |  |  |  | pyrite, chalcopyrite, galena, dolomite, calcite, arsenopyrite, freibergite, pyrargyrite, argentite, goethite, ferrohydrite, anglesite, zincosite | polished into thin sections and polished mounts | LA-ICPMS | JEOL JXA-i SP100 electron probe micro-analyzer; NWR 193 nm Ar F Excimer laser-ablation system coupled to an iCAP RQ (ICPMS) | Laboratory of Marine Element and Isotope Facilities in Southern Marine Science and Engineering Guangdong Laboratory (Zhuhai, China); Guangzhou Tuoyan Analytical Technology Co., Ltd., Guangzhou, China | EPMA: accelerating voltage of 20 kV, a probe current of 20 nA, and a 5 μm beam. The peak counting time was 10 s for major elements (Zn, S, Fe), and 50 s for other minor elements (Cd, Ga, Ge, In, Au, and Ag). The background counting time was half of the peak counting time on the high- and low-energy background positions. Analytical results were reduced using the ZAF correction routines. LA-ICP-MS mapping: beam size of 15 μm and a repetition rate of 10 Hz. The depth of ablation during mapping was around 5 μm. | sphalerite for S and Zn, marcasite for Fe, cadmium for Cd, gallium phosphide for Ga, germanium for Ge, indium phosphide for In, gold for Au, and silver for Ag | 148.7328 | [19 empty] | 1859.7559 | [11 empty] | 676.4932 | [9 empty] | 69391.2011 |  | 7.4529 |  |  |  | 304.0038 |  |  |  | 398.3934 |  |  |  | 0.006441 | [13 empty] | 148.5226 | [15 empty] | 1383.9045 | [15 empty] | 192038.2564 |  | 36.9088 | [42 empty] | 2024 | Wu, Y., Zheng, Y., Yu, P., Chen, X., Guo, L., Long, L., Hu, Z., Huang, Y., Chen, M., Lu, J., Ouyang, S., Chen, S. (2024). The world-class carbonate-hosted Fankou Zn-Pb deposit in China. Part III. Critical metal Ga is enriched in late stage and low temperature sphalerite. Ore Geology Reviews, 166, 105928. |  | CHN | Guangdong
| Fankou |  | Basin hydrothermal | Mississippi Valley-type (MVT) | MVT zinc-lead | Zn, Pb | Ga | Zn, Pb, Ga | Wu et al., 2024 |  | 500-30-1-2-2 | 500-30-1-2-2 | underground mine |  |  |  |  | ore material | polished section | grab | mineral separate | [5 empty] | mineralisation | Sp1a, Sp1b, Sp2 | sphalerite |  | sphalerite | Sp1a (early replacement-infilling stage, core), Sp1b (early replacement-infilling stage, rim), Sp2 (late replacement-infilling stage) | euhedral-subhedral coarse-grained; anhedral grains | massive, banded, disseminated; core-rim texture; sector zoning; rhythm bands |  |  |  | pyrite, chalcopyrite, galena, dolomite, calcite, arsenopyrite, freibergite, pyrargyrite, argentite, goethite, ferrohydrite, anglesite, zincosite | polished into thin sections and polished mounts | LA-ICPMS | JEOL JXA-i SP100 electron probe micro-analyzer; NWR 193 nm Ar F Excimer laser-ablation system coupled to an iCAP RQ (ICPMS) | Laboratory of Marine Element and Isotope Facilities in Southern Marine Science and Engineering Guangdong Laboratory (Zhuhai, China); Guangzhou Tuoyan Analytical Technology Co., Ltd., Guangzhou, China | EPMA: accelerating voltage of 20 kV, a probe current of 20 nA, and a 5 μm beam. The peak counting time was 10 s for major elements (Zn, S, Fe), and 50 s for other minor elements (Cd, Ga, Ge, In, Au, and Ag). The background counting time was half of the peak counting time on the high- and low-energy background positions. Analytical results were reduced using the ZAF correction routines. LA-ICP-MS mapping: beam size of 15 μm and a repetition rate of 10 Hz. The depth of ablation during mapping was around 5 μm. | sphalerite for S and Zn, marcasite for Fe, cadmium for Cd, gallium phosphide for Ga, germanium for Ge, indium phosphide for In, gold for Au, and silver for Ag | 109.4656 | [19 empty] | 982.5287 | [11 empty] | 640.8278 | [9 empty] | 16084.8648 |  | 238.0349 |  |  |  | 194.5653 |  |  |  | 206.721 |  |  |  | 0.38743 | [13 empty] | 155.0058 | [15 empty] | 82.5604 | [15 empty] | 172866.8989 |  | 11.8919 | [42 empty] | 2024 | Wu, Y., Zheng, Y., Yu, P., Chen, X., Guo, L., Long, L., Hu, Z., Huang, Y., Chen, M., Lu, J., Ouyang, S., Chen, S. (2024). The world-class carbonate-hosted Fankou Zn-Pb deposit in China. Part III. Critical metal Ga is enriched in late stage and low temperature sphalerite. Ore Geology Reviews, 166, 105928. |  | CHN | Guangdong
| Fankou |  | Basin hydrothermal | Mississippi Valley-type (MVT) | MVT zinc-lead | Zn, Pb | Ga | Zn, Pb, Ga | Wu et al., 2024 |  | 500-44-1-1-1 | 500-44-1-1-1 | underground mine |  |  |  |  | ore material | polished section | grab | mineral separate | [5 empty] | mineralisation | Sp1a, Sp1b, Sp2 | sphalerite |  | sphalerite | Sp1a (early replacement-infilling stage, core), Sp1b (early replacement-infilling stage, rim), Sp2 (late replacement-infilling stage) | euhedral-subhedral coarse-grained; anhedral grains | massive, banded, disseminated; core-rim texture; sector zoning; rhythm bands |  |  |  | pyrite, chalcopyrite, galena, dolomite, calcite, arsenopyrite, freibergite, pyrargyrite, argentite, goethite, ferrohydrite, anglesite, zincosite | polished into thin sections and polished mounts | LA-ICPMS | JEOL JXA-i SP100 electron probe micro-analyzer; NWR 193 nm Ar F Excimer laser-ablation system coupled to an iCAP RQ (ICPMS) | Laboratory of Marine Element and Isotope Facilities in Southern Marine Science and Engineering Guangdong Laboratory (Zhuhai, China); Guangzhou Tuoyan Analytical Technology Co., Ltd., Guangzhou, China | EPMA: accelerating voltage of 20 kV, a probe current of 20 nA, and a 5 μm beam. The peak counting time was 10 s for major elements (Zn, S, Fe), and 50 s for other minor elements (Cd, Ga, Ge, In, Au, and Ag). The background counting time was half of the peak counting time on the high- and low-energy background positions. Analytical results were reduced using the ZAF correction routines. LA-ICP-MS mapping: beam size of 15 μm and a repetition rate of 10 Hz. The depth of ablation during mapping was around 5 μm. | sphalerite for S and Zn, marcasite for Fe, cadmium for Cd, gallium phosphide for Ga, germanium for Ge, indium phosphide for In, gold for Au, and silver for Ag | 161.8675 | [19 empty] | 1818.0369 | [11 empty] | 506.9715 | [9 empty] | 68350.2162 |  | 6.0604 |  |  |  | 263.6202 |  |  |  | 298.2191 |  |  |  | 0.11292 | [13 empty] | 214.7428 | [15 empty] | 41.5644 | [15 empty] | 155506.4105 |  | 7.0843 | [42 empty] | 2024 | Wu, Y., Zheng, Y., Yu, P., Chen, X., Guo, L., Long, L., Hu, Z., Huang, Y., Chen, M., Lu, J., Ouyang, S., Chen, S. (2024). The world-class carbonate-hosted Fankou Zn-Pb deposit in China. Part III. Critical metal Ga is enriched in late stage and low temperature sphalerite. Ore Geology Reviews, 166, 105928. |  | CHN | Guangdong
| Fankou |  | Basin hydrothermal | Mississippi Valley-type (MVT) | MVT zinc-lead | Zn, Pb | Ga | Zn, Pb, Ga | Wu et al., 2024 |  | 500-44-1-1-2 | 500-44-1-1-2 | underground mine |  |  |  |  | ore material | polished section | grab | mineral separate | [5 empty] | mineralisation | Sp1a, Sp1b, Sp2 | sphalerite |  | sphalerite | Sp1a (early replacement-infilling stage, core), Sp1b (early replacement-infilling stage, rim), Sp2 (late replacement-infilling stage) | euhedral-subhedral coarse-grained; anhedral grains | massive, banded, disseminated; core-rim texture; sector zoning; rhythm bands |  |  |  | pyrite, chalcopyrite, galena, dolomite, calcite, arsenopyrite, freibergite, pyrargyrite, argentite, goethite, ferrohydrite, anglesite, zincosite | polished into thin sections and polished mounts | LA-ICPMS | JEOL JXA-i SP100 electron probe micro-analyzer; NWR 193 nm Ar F Excimer laser-ablation system coupled to an iCAP RQ (ICPMS) | Laboratory of Marine Element and Isotope Facilities in Southern Marine Science and Engineering Guangdong Laboratory (Zhuhai, China); Guangzhou Tuoyan Analytical Technology Co., Ltd., Guangzhou, China | EPMA: accelerating voltage of 20 kV, a probe current of 20 nA, and a 5 μm beam. The peak counting time was 10 s for major elements (Zn, S, Fe), and 50 s for other minor elements (Cd, Ga, Ge, In, Au, and Ag). The background counting time was half of the peak counting time on the high- and low-energy background positions. Analytical results were reduced using the ZAF correction routines. LA-ICP-MS mapping: beam size of 15 μm and a repetition rate of 10 Hz. The depth of ablation during mapping was around 5 μm. | sphalerite for S and Zn, marcasite for Fe, cadmium for Cd, gallium phosphide for Ga, germanium for Ge, indium phosphide for In, gold for Au, and silver for Ag | 209.6559 | [19 empty] | 2061.4902 | [11 empty] | 545.1468 | [9 empty] | 60124.487 |  | 9.5112 |  |  |  | 258.6364 |  |  |  | 342.0106 |  |  |  | 0.11508 | [13 empty] | 174.8716 | [15 empty] | 955.1803 | [15 empty] | 155156.1327 |  | 8.4088 | [42 empty] | 2024 | Wu, Y., Zheng, Y., Yu, P., Chen, X., Guo, L., Long, L., Hu, Z., Huang, Y., Chen, M., Lu, J., Ouyang, S., Chen, S. (2024). The world-class carbonate-hosted Fankou Zn-Pb deposit in China. Part III. Critical metal Ga is enriched in late stage and low temperature sphalerite. Ore Geology Reviews, 166, 105928. |  | CHN | Guangdong
| Fankou |  | Basin hydrothermal | Mississippi Valley-type (MVT) | MVT zinc-lead | Zn, Pb | Ga | Zn, Pb, Ga | Wu et al., 2024 |  | 500-50-1-1-1 | 500-50-1-1-1 | underground mine |  |  |  |  | ore material | polished section | grab | mineral separate | [5 empty] | mineralisation | Sp1a, Sp1b, Sp2 | sphalerite |  | sphalerite | Sp1a (early replacement-infilling stage, core), Sp1b (early replacement-infilling stage, rim), Sp2 (late replacement-infilling stage) | euhedral-subhedral coarse-grained; anhedral grains | massive, banded, disseminated; core-rim texture; sector zoning; rhythm bands |  |  |  | pyrite, chalcopyrite, galena, dolomite, calcite, arsenopyrite, freibergite, pyrargyrite, argentite, goethite, ferrohydrite, anglesite, zincosite | polished into thin sections and polished mounts | LA-ICPMS | JEOL JXA-i SP100 electron probe micro-analyzer; NWR 193 nm Ar F Excimer laser-ablation system coupled to an iCAP RQ (ICPMS) | Laboratory of Marine Element and Isotope Facilities in Southern Marine Science and Engineering Guangdong Laboratory (Zhuhai, China); Guangzhou Tuoyan Analytical Technology Co., Ltd., Guangzhou, China | EPMA: accelerating voltage of 20 kV, a probe current of 20 nA, and a 5 μm beam. The peak counting time was 10 s for major elements (Zn, S, Fe), and 50 s for other minor elements (Cd, Ga, Ge, In, Au, and Ag). The background counting time was half of the peak counting time on the high- and low-energy background positions. Analytical results were reduced using the ZAF correction routines. LA-ICP-MS mapping: beam size of 15 μm and a repetition rate of 10 Hz. The depth of ablation during mapping was around 5 μm. | sphalerite for S and Zn, marcasite for Fe, cadmium for Cd, gallium phosphide for Ga, germanium for Ge, indium phosphide for In, gold for Au, and silver for Ag | 886.9959 | [19 empty] | 4839.7213 | [11 empty] | 133.8993 | [9 empty] | 65526.5042 |  | 199.1748 |  |  |  | 570.4512 |  |  |  | 618.8162 |  |  |  | 0.17603 | [13 empty] | 385.9246 | [15 empty] | 22.1131 | [15 empty] | 165854.2422 |  | 1.4767 | [42 empty] | 2024 | Wu, Y., Zheng, Y., Yu, P., Chen, X., Guo, L., Long, L., Hu, Z., Huang, Y., Chen, M., Lu, J., Ouyang, S., Chen, S. (2024). The world-class carbonate-hosted Fankou Zn-Pb deposit in China. Part III. Critical metal Ga is enriched in late stage and low temperature sphalerite. Ore Geology Reviews, 166, 105928. |  | CHN | Guangdong
| Fankou |  | Basin hydrothermal | Mississippi Valley-type (MVT) | MVT zinc-lead | Zn, Pb | Ga | Zn, Pb, Ga | Wu et al., 2024 |  | 500-50-1-1-2 | 500-50-1-1-2 | underground mine |  |  |  |  | ore material | polished section | grab | mineral separate | [5 empty] | mineralisation | Sp1a, Sp1b, Sp2 | sphalerite |  | sphalerite | Sp1a (early replacement-infilling stage, core), Sp1b (early replacement-infilling stage, rim), Sp2 (late replacement-infilling stage) | euhedral-subhedral coarse-grained; anhedral grains | massive, banded, disseminated; core-rim texture; sector zoning; rhythm bands |  |  |  | pyrite, chalcopyrite, galena, dolomite, calcite, arsenopyrite, freibergite, pyrargyrite, argentite, goethite, ferrohydrite, anglesite, zincosite | polished into thin sections and polished mounts | LA-ICPMS | JEOL JXA-i SP100 electron probe micro-analyzer; NWR 193 nm Ar F Excimer laser-ablation system coupled to an iCAP RQ (ICPMS) | Laboratory of Marine Element and Isotope Facilities in Southern Marine Science and Engineering Guangdong Laboratory (Zhuhai, China); Guangzhou Tuoyan Analytical Technology Co., Ltd., Guangzhou, China | EPMA: accelerating voltage of 20 kV, a probe current of 20 nA, and a 5 μm beam. The peak counting time was 10 s for major elements (Zn, S, Fe), and 50 s for other minor elements (Cd, Ga, Ge, In, Au, and Ag). The background counting time was half of the peak counting time on the high- and low-energy background positions. Analytical results were reduced using the ZAF correction routines. LA-ICP-MS mapping: beam size of 15 μm and a repetition rate of 10 Hz. The depth of ablation during mapping was around 5 μm. | sphalerite for S and Zn, marcasite for Fe, cadmium for Cd, gallium phosphide for Ga, germanium for Ge, indium phosphide for In, gold for Au, and silver for Ag | 1920.6386 | [19 empty] | 4774.9396 | [11 empty] | 311.1034 | [9 empty] | 50868.0894 |  | 232.411 |  |  |  | 875.4092 |  |  |  | 490.9599 |  |  |  | 0.34564 | [13 empty] | 391.492 | [15 empty] | 75.8114 | [15 empty] | 171223.0359 |  | 2.1618 | [42 empty] | 2024 | Wu, Y., Zheng, Y., Yu, P., Chen, X., Guo, L., Long, L., Hu, Z., Huang, Y., Chen, M., Lu, J., Ouyang, S., Chen, S. (2024). The world-class carbonate-hosted Fankou Zn-Pb deposit in China. Part III. Critical metal Ga is enriched in late stage and low temperature sphalerite. Ore Geology Reviews, 166, 105928. |  | CHN | Guangdong
| Fankou |  | Basin hydrothermal | Mississippi Valley-type (MVT) | MVT zinc-lead | Zn, Pb | Ga | Zn, Pb, Ga | Wu et al., 2024 |  | 500-50-1-2-1 | 500-50-1-2-1 | underground mine |  |  |  |  | ore material | polished section | grab | mineral separate | [5 empty] | mineralisation | Sp1a, Sp1b, Sp2 | sphalerite |  | sphalerite | Sp1a (early replacement-infilling stage, core), Sp1b (early replacement-infilling stage, rim), Sp2 (late replacement-infilling stage) | euhedral-subhedral coarse-grained; anhedral grains | massive, banded, disseminated; core-rim texture; sector zoning; rhythm bands |  |  |  | pyrite, chalcopyrite, galena, dolomite, calcite, arsenopyrite, freibergite, pyrargyrite, argentite, goethite, ferrohydrite, anglesite, zincosite | polished into thin sections and polished mounts | LA-ICPMS | JEOL JXA-i SP100 electron probe micro-analyzer; NWR 193 nm Ar F Excimer laser-ablation system coupled to an iCAP RQ (ICPMS) | Laboratory of Marine Element and Isotope Facilities in Southern Marine Science and Engineering Guangdong Laboratory (Zhuhai, China); Guangzhou Tuoyan Analytical Technology Co., Ltd., Guangzhou, China | EPMA: accelerating voltage of 20 kV, a probe current of 20 nA, and a 5 μm beam. The peak counting time was 10 s for major elements (Zn, S, Fe), and 50 s for other minor elements (Cd, Ga, Ge, In, Au, and Ag). The background counting time was half of the peak counting time on the high- and low-energy background positions. Analytical results were reduced using the ZAF correction routines. LA-ICP-MS mapping: beam size of 15 μm and a repetition rate of 10 Hz. The depth of ablation during mapping was around 5 μm. | sphalerite for S and Zn, marcasite for Fe, cadmium for Cd, gallium phosphide for Ga, germanium for Ge, indium phosphide for In, gold for Au, and silver for Ag | 1426.5824 | [19 empty] | 4437.733 | [11 empty] | 148.0025 | [9 empty] | 48898.8873 |  | 167.2272 |  |  |  | 1073.2231 |  |  |  | 514.762 |  |  |  | 0.25351 | [13 empty] | 274.6497 | [15 empty] | 72.6128 | [15 empty] | 173571.0456 |  | 5.1117 | [42 empty] | 2024 | Wu, Y., Zheng, Y., Yu, P., Chen, X., Guo, L., Long, L., Hu, Z., Huang, Y., Chen, M., Lu, J., Ouyang, S., Chen, S. (2024). The world-class carbonate-hosted Fankou Zn-Pb deposit in China. Part III. Critical metal Ga is enriched in late stage and low temperature sphalerite. Ore Geology Reviews, 166, 105928. |  | CHN | Guangdong
| Fankou |  | Basin hydrothermal | Mississippi Valley-type (MVT) | MVT zinc-lead | Zn, Pb | Ga | Zn, Pb, Ga | Wu et al., 2024 |  | 500-85-1-1-1 | 500-85-1-1-1 | underground mine |  |  |  |  | ore material | polished section | grab | mineral separate | [5 empty] | mineralisation | Sp1a, Sp1b, Sp2 | sphalerite |  | sphalerite | Sp1a (early replacement-infilling stage, core), Sp1b (early replacement-infilling stage, rim), Sp2 (late replacement-infilling stage) | euhedral-subhedral coarse-grained; anhedral grains | massive, banded, disseminated; core-rim texture; sector zoning; rhythm bands |  |  |  | pyrite, chalcopyrite, galena, dolomite, calcite, arsenopyrite, freibergite, pyrargyrite, argentite, goethite, ferrohydrite, anglesite, zincosite | polished into thin sections and polished mounts | LA-ICPMS | JEOL JXA-i SP100 electron probe micro-analyzer; NWR 193 nm Ar F Excimer laser-ablation system coupled to an iCAP RQ (ICPMS) | Laboratory of Marine Element and Isotope Facilities in Southern Marine Science and Engineering Guangdong Laboratory (Zhuhai, China); Guangzhou Tuoyan Analytical Technology Co., Ltd., Guangzhou, China | EPMA: accelerating voltage of 20 kV, a probe current of 20 nA, and a 5 μm beam. The peak counting time was 10 s for major elements (Zn, S, Fe), and 50 s for other minor elements (Cd, Ga, Ge, In, Au, and Ag). The background counting time was half of the peak counting time on the high- and low-energy background positions. Analytical results were reduced using the ZAF correction routines. LA-ICP-MS mapping: beam size of 15 μm and a repetition rate of 10 Hz. The depth of ablation during mapping was around 5 μm. | sphalerite for S and Zn, marcasite for Fe, cadmium for Cd, gallium phosphide for Ga, germanium for Ge, indium phosphide for In, gold for Au, and silver for Ag | 256.5143 | [19 empty] | 1677.4809 | [11 empty] | 334.9393 | [9 empty] | 49162.3947 |  | 0.16459 |  |  |  | 209.2321 |  |  |  | 137.7384 | [17 empty] | 273.3799 | [15 empty] | 4.202 | [15 empty] | 133285.5849 | [44 empty] | 2024 | Wu, Y., Zheng, Y., Yu, P., Chen, X., Guo, L., Long, L., Hu, Z., Huang, Y., Chen, M., Lu, J., Ouyang, S., Chen, S. (2024). The world-class carbonate-hosted Fankou Zn-Pb deposit in China. Part III. Critical metal Ga is enriched in late stage and low temperature sphalerite. Ore Geology Reviews, 166, 105928. |  | CHN | Guangdong
| Fankou |  | Basin hydrothermal | Mississippi Valley-type (MVT) | MVT zinc-lead | Zn, Pb | Ga | Zn, Pb, Ga | Wu et al., 2024 |  | 500-85-1-1-2 | 500-85-1-1-2 | underground mine |  |  |  |  | ore material | polished section | grab | mineral separate | [5 empty] | mineralisation | Sp1a, Sp1b, Sp2 | sphalerite |  | sphalerite | Sp1a (early replacement-infilling stage, core), Sp1b (early replacement-infilling stage, rim), Sp2 (late replacement-infilling stage) | euhedral-subhedral coarse-grained; anhedral grains | massive, banded, disseminated; core-rim texture; sector zoning; rhythm bands |  |  |  | pyrite, chalcopyrite, galena, dolomite, calcite, arsenopyrite, freibergite, pyrargyrite, argentite, goethite, ferrohydrite, anglesite, zincosite | polished into thin sections and polished mounts | LA-ICPMS | JEOL JXA-i SP100 electron probe micro-analyzer; NWR 193 nm Ar F Excimer laser-ablation system coupled to an iCAP RQ (ICPMS) | Laboratory of Marine Element and Isotope Facilities in Southern Marine Science and Engineering Guangdong Laboratory (Zhuhai, China); Guangzhou Tuoyan Analytical Technology Co., Ltd., Guangzhou, China | EPMA: accelerating voltage of 20 kV, a probe current of 20 nA, and a 5 μm beam. The peak counting time was 10 s for major elements (Zn, S, Fe), and 50 s for other minor elements (Cd, Ga, Ge, In, Au, and Ag). The background counting time was half of the peak counting time on the high- and low-energy background positions. Analytical results were reduced using the ZAF correction routines. LA-ICP-MS mapping: beam size of 15 μm and a repetition rate of 10 Hz. The depth of ablation during mapping was around 5 μm. | sphalerite for S and Zn, marcasite for Fe, cadmium for Cd, gallium phosphide for Ga, germanium for Ge, indium phosphide for In, gold for Au, and silver for Ag | 346.9726 | [19 empty] | 1577.1313 | [11 empty] | 335.5737 | [9 empty] | 43614.3247 |  | 13.6055 |  |  |  | 198.1328 |  |  |  | 165.0826 |  |  |  | 0.056355 | [13 empty] | 289.2619 | [15 empty] | 69.0886 | [15 empty] | 129254.0571 |  | 0.48485 | [42 empty] | 2024 | Wu, Y., Zheng, Y., Yu, P., Chen, X., Guo, L., Long, L., Hu, Z., Huang, Y., Chen, M., Lu, J., Ouyang, S., Chen, S. (2024). The world-class carbonate-hosted Fankou Zn-Pb deposit in China. Part III. Critical metal Ga is enriched in late stage and low temperature sphalerite. Ore Geology Reviews, 166, 105928. |  | CHN | Guangdong
| Fankou |  | Basin hydrothermal | Mississippi Valley-type (MVT) | MVT zinc-lead | Zn, Pb | Ga | Zn, Pb, Ga | Wu et al., 2024 |  | 500-85-1-1-3 | 500-85-1-1-3 | underground mine |  |  |  |  | ore material | polished section | grab | mineral separate | [5 empty] | mineralisation | Sp1a, Sp1b, Sp2 | sphalerite |  | sphalerite | Sp1a (early replacement-infilling stage, core), Sp1b (early replacement-infilling stage, rim), Sp2 (late replacement-infilling stage) | euhedral-subhedral coarse-grained; anhedral grains | massive, banded, disseminated; core-rim texture; sector zoning; rhythm bands |  |  |  | pyrite, chalcopyrite, galena, dolomite, calcite, arsenopyrite, freibergite, pyrargyrite, argentite, goethite, ferrohydrite, anglesite, zincosite | polished into thin sections and polished mounts | LA-ICPMS | JEOL JXA-i SP100 electron probe micro-analyzer; NWR 193 nm Ar F Excimer laser-ablation system coupled to an iCAP RQ (ICPMS) | Laboratory of Marine Element and Isotope Facilities in Southern Marine Science and Engineering Guangdong Laboratory (Zhuhai, China); Guangzhou Tuoyan Analytical Technology Co., Ltd., Guangzhou, China | EPMA: accelerating voltage of 20 kV, a probe current of 20 nA, and a 5 μm beam. The peak counting time was 10 s for major elements (Zn, S, Fe), and 50 s for other minor elements (Cd, Ga, Ge, In, Au, and Ag). The background counting time was half of the peak counting time on the high- and low-energy background positions. Analytical results were reduced using the ZAF correction routines. LA-ICP-MS mapping: beam size of 15 μm and a repetition rate of 10 Hz. The depth of ablation during mapping was around 5 μm. | sphalerite for S and Zn, marcasite for Fe, cadmium for Cd, gallium phosphide for Ga, germanium for Ge, indium phosphide for In, gold for Au, and silver for Ag | 272.9398 | [19 empty] | 1350.4323 | [11 empty] | 288.8709 | [9 empty] | 40085.0596 |  | 0.70409 |  |  |  | 199.7621 |  |  |  | 111.9971 | [17 empty] | 289.0413 | [15 empty] | 4.1027 | [15 empty] | 128672.3962 |  | 0.71379 | [42 empty] | 2024 | Wu, Y., Zheng, Y., Yu, P., Chen, X., Guo, L., Long, L., Hu, Z., Huang, Y., Chen, M., Lu, J., Ouyang, S., Chen, S. (2024). The world-class carbonate-hosted Fankou Zn-Pb deposit in China. Part III. Critical metal Ga is enriched in late stage and low temperature sphalerite. Ore Geology Reviews, 166, 105928. |  | CHN | Guangdong
| Fankou |  | Basin hydrothermal | Mississippi Valley-type (MVT) | MVT zinc-lead | Zn, Pb | Ga | Zn, Pb, Ga | Wu et al., 2024 |  | 500-85-1-1-4 | 500-85-1-1-4 | underground mine |  |  |  |  | ore material | polished section | grab | mineral separate | [5 empty] | mineralisation | Sp1a, Sp1b, Sp2 | sphalerite |  | sphalerite | Sp1a (early replacement-infilling stage, core), Sp1b (early replacement-infilling stage, rim), Sp2 (late replacement-infilling stage) | euhedral-subhedral coarse-grained; anhedral grains | massive, banded, disseminated; core-rim texture; sector zoning; rhythm bands |  |  |  | pyrite, chalcopyrite, galena, dolomite, calcite, arsenopyrite, freibergite, pyrargyrite, argentite, goethite, ferrohydrite, anglesite, zincosite | polished into thin sections and polished mounts | LA-ICPMS | JEOL JXA-i SP100 electron probe micro-analyzer; NWR 193 nm Ar F Excimer laser-ablation system coupled to an iCAP RQ (ICPMS) | Laboratory of Marine Element and Isotope Facilities in Southern Marine Science and Engineering Guangdong Laboratory (Zhuhai, China); Guangzhou Tuoyan Analytical Technology Co., Ltd., Guangzhou, China | EPMA: accelerating voltage of 20 kV, a probe current of 20 nA, and a 5 μm beam. The peak counting time was 10 s for major elements (Zn, S, Fe), and 50 s for other minor elements (Cd, Ga, Ge, In, Au, and Ag). The background counting time was half of the peak counting time on the high- and low-energy background positions. Analytical results were reduced using the ZAF correction routines. LA-ICP-MS mapping: beam size of 15 μm and a repetition rate of 10 Hz. The depth of ablation during mapping was around 5 μm. | sphalerite for S and Zn, marcasite for Fe, cadmium for Cd, gallium phosphide for Ga, germanium for Ge, indium phosphide for In, gold for Au, and silver for Ag | 99.394 | [19 empty] | 2021.1612 | [11 empty] | 59.3033 | [9 empty] | 99840.575 |  | 0.3822 |  |  |  | 82.4302 |  |  |  | 165.3858 |  |  |  | 0.041216 | [13 empty] | 287.5947 | [15 empty] | 15.2175 | [15 empty] | 139940.914 |  | 0.62257 | [42 empty] | 2024 | Wu, Y., Zheng, Y., Yu, P., Chen, X., Guo, L., Long, L., Hu, Z., Huang, Y., Chen, M., Lu, J., Ouyang, S., Chen, S. (2024). The world-class carbonate-hosted Fankou Zn-Pb deposit in China. Part III. Critical metal Ga is enriched in late stage and low temperature sphalerite. Ore Geology Reviews, 166, 105928. |  | CHN | Guangdong
| Fankou |  | Basin hydrothermal | Mississippi Valley-type (MVT) | MVT zinc-lead | Zn, Pb | Ga | Zn, Pb, Ga | Wu et al., 2024 |  | 500-85-1-2-1 | 500-85-1-2-1 | underground mine |  |  |  |  | ore material | polished section | grab | mineral separate | [5 empty] | mineralisation | Sp1a, Sp1b, Sp2 | sphalerite |  | sphalerite | Sp1a (early replacement-infilling stage, core), Sp1b (early replacement-infilling stage, rim), Sp2 (late replacement-infilling stage) | euhedral-subhedral coarse-grained; anhedral grains | massive, banded, disseminated; core-rim texture; sector zoning; rhythm bands |  |  |  | pyrite, chalcopyrite, galena, dolomite, calcite, arsenopyrite, freibergite, pyrargyrite, argentite, goethite, ferrohydrite, anglesite, zincosite | polished into thin sections and polished mounts | LA-ICPMS | JEOL JXA-i SP100 electron probe micro-analyzer; NWR 193 nm Ar F Excimer laser-ablation system coupled to an iCAP RQ (ICPMS) | Laboratory of Marine Element and Isotope Facilities in Southern Marine Science and Engineering Guangdong Laboratory (Zhuhai, China); Guangzhou Tuoyan Analytical Technology Co., Ltd., Guangzhou, China | EPMA: accelerating voltage of 20 kV, a probe current of 20 nA, and a 5 μm beam. The peak counting time was 10 s for major elements (Zn, S, Fe), and 50 s for other minor elements (Cd, Ga, Ge, In, Au, and Ag). The background counting time was half of the peak counting time on the high- and low-energy background positions. Analytical results were reduced using the ZAF correction routines. LA-ICP-MS mapping: beam size of 15 μm and a repetition rate of 10 Hz. The depth of ablation during mapping was around 5 μm. | sphalerite for S and Zn, marcasite for Fe, cadmium for Cd, gallium phosphide for Ga, germanium for Ge, indium phosphide for In, gold for Au, and silver for Ag | 62.2162 | [19 empty] | 1269.006 | [11 empty] | 159.8643 | [9 empty] | 27787.7087 |  | 105.7869 |  |  |  | 4.2625 |  |  |  | 175.6868 |  |  |  | 4.8156 | [13 empty] | 189.3393 | [15 empty] | 20.0063 | [15 empty] | 122855.1275 |  | 0.28997 | [42 empty] | 2024 | Wu, Y., Zheng, Y., Yu, P., Chen, X., Guo, L., Long, L., Hu, Z., Huang, Y., Chen, M., Lu, J., Ouyang, S., Chen, S. (2024). The world-class carbonate-hosted Fankou Zn-Pb deposit in China. Part III. Critical metal Ga is enriched in late stage and low temperature sphalerite. Ore Geology Reviews, 166, 105928. |  | CHN | Guangdong
| Fankou |  | Basin hydrothermal | Mississippi Valley-type (MVT) | MVT zinc-lead | Zn, Pb | Ga | Zn, Pb, Ga | Wu et al., 2024 |  | 500-85-1-2-2 | 500-85-1-2-2 | underground mine |  |  |  |  | ore material | polished section | grab | mineral separate | [5 empty] | mineralisation | Sp1a, Sp1b, Sp2 | sphalerite |  | sphalerite | Sp1a (early replacement-infilling stage, core), Sp1b (early replacement-infilling stage, rim), Sp2 (late replacement-infilling stage) | euhedral-subhedral coarse-grained; anhedral grains | massive, banded, disseminated; core-rim texture; sector zoning; rhythm bands |  |  |  | pyrite, chalcopyrite, galena, dolomite, calcite, arsenopyrite, freibergite, pyrargyrite, argentite, goethite, ferrohydrite, anglesite, zincosite | polished into thin sections and polished mounts | LA-ICPMS | JEOL JXA-i SP100 electron probe micro-analyzer; NWR 193 nm Ar F Excimer laser-ablation system coupled to an iCAP RQ (ICPMS) | Laboratory of Marine Element and Isotope Facilities in Southern Marine Science and Engineering Guangdong Laboratory (Zhuhai, China); Guangzhou Tuoyan Analytical Technology Co., Ltd., Guangzhou, China | EPMA: accelerating voltage of 20 kV, a probe current of 20 nA, and a 5 μm beam. The peak counting time was 10 s for major elements (Zn, S, Fe), and 50 s for other minor elements (Cd, Ga, Ge, In, Au, and Ag). The background counting time was half of the peak counting time on the high- and low-energy background positions. Analytical results were reduced using the ZAF correction routines. LA-ICP-MS mapping: beam size of 15 μm and a repetition rate of 10 Hz. The depth of ablation during mapping was around 5 μm. | sphalerite for S and Zn, marcasite for Fe, cadmium for Cd, gallium phosphide for Ga, germanium for Ge, indium phosphide for In, gold for Au, and silver for Ag | 14.2797 | [19 empty] | 1643.0647 | [11 empty] | 3.3602 | [9 empty] | 44697.3234 |  | 0.68785 | [7 empty] | 145.3019 |  |  |  | 0.065911 | [13 empty] | 391.0233 | [15 empty] | 2.8674 | [15 empty] | 123636.4327 | [44 empty] | 2024 | Wu, Y., Zheng, Y., Yu, P., Chen, X., Guo, L., Long, L., Hu, Z., Huang, Y., Chen, M., Lu, J., Ouyang, S., Chen, S. (2024). The world-class carbonate-hosted Fankou Zn-Pb deposit in China. Part III. Critical metal Ga is enriched in late stage and low temperature sphalerite. Ore Geology Reviews, 166, 105928. |  | CHN | Guangdong
| Fankou |  | Basin hydrothermal | Mississippi Valley-type (MVT) | MVT zinc-lead | Zn, Pb | Ga | Zn, Pb, Ga | Wu et al., 2024 |  | 500-85-1-2-3 | 500-85-1-2-3 | underground mine |  |  |  |  | ore material | polished section | grab | mineral separate | [5 empty] | mineralisation | Sp1a, Sp1b, Sp2 | sphalerite |  | sphalerite | Sp1a (early replacement-infilling stage, core), Sp1b (early replacement-infilling stage, rim), Sp2 (late replacement-infilling stage) | euhedral-subhedral coarse-grained; anhedral grains | massive, banded, disseminated; core-rim texture; sector zoning; rhythm bands |  |  |  | pyrite, chalcopyrite, galena, dolomite, calcite, arsenopyrite, freibergite, pyrargyrite, argentite, goethite, ferrohydrite, anglesite, zincosite | polished into thin sections and polished mounts | LA-ICPMS | JEOL JXA-i SP100 electron probe micro-analyzer; NWR 193 nm Ar F Excimer laser-ablation system coupled to an iCAP RQ (ICPMS) | Laboratory of Marine Element and Isotope Facilities in Southern Marine Science and Engineering Guangdong Laboratory (Zhuhai, China); Guangzhou Tuoyan Analytical Technology Co., Ltd., Guangzhou, China | EPMA: accelerating voltage of 20 kV, a probe current of 20 nA, and a 5 μm beam. The peak counting time was 10 s for major elements (Zn, S, Fe), and 50 s for other minor elements (Cd, Ga, Ge, In, Au, and Ag). The background counting time was half of the peak counting time on the high- and low-energy background positions. Analytical results were reduced using the ZAF correction routines. LA-ICP-MS mapping: beam size of 15 μm and a repetition rate of 10 Hz. The depth of ablation during mapping was around 5 μm. | sphalerite for S and Zn, marcasite for Fe, cadmium for Cd, gallium phosphide for Ga, germanium for Ge, indium phosphide for In, gold for Au, and silver for Ag | 330.91 | [19 empty] | 1361.9014 | [11 empty] | 508.8162 | [9 empty] | 33512.9652 |  | 14.4318 |  |  |  | 227.7069 |  |  |  | 155.224 |  |  |  | 0.057294 | [13 empty] | 513.3205 | [15 empty] | 1.0988 | [15 empty] | 118140.444 | [44 empty] | 2024 | Wu, Y., Zheng, Y., Yu, P., Chen, X., Guo, L., Long, L., Hu, Z., Huang, Y., Chen, M., Lu, J., Ouyang, S., Chen, S. (2024). The world-class carbonate-hosted Fankou Zn-Pb deposit in China. Part III. Critical metal Ga is enriched in late stage and low temperature sphalerite. Ore Geology Reviews, 166, 105928. |  | CHN | Guangdong
| Fankou |  | Basin hydrothermal | Mississippi Valley-type (MVT) | MVT zinc-lead | Zn, Pb | Ga | Zn, Pb, Ga | Wu et al., 2024 |  | 500-85-1-2-4 | 500-85-1-2-4 | underground mine |  |  |  |  | ore material | polished section | grab | mineral separate | [5 empty] | mineralisation | Sp1a, Sp1b, Sp2 | sphalerite |  | sphalerite | Sp1a (early replacement-infilling stage, core), Sp1b (early replacement-infilling stage, rim), Sp2 (late replacement-infilling stage) | euhedral-subhedral coarse-grained; anhedral grains | massive, banded, disseminated; core-rim texture; sector zoning; rhythm bands |  |  |  | pyrite, chalcopyrite, galena, dolomite, calcite, arsenopyrite, freibergite, pyrargyrite, argentite, goethite, ferrohydrite, anglesite, zincosite | polished into thin sections and polished mounts | LA-ICPMS | JEOL JXA-i SP100 electron probe micro-analyzer; NWR 193 nm Ar F Excimer laser-ablation system coupled to an iCAP RQ (ICPMS) | Laboratory of Marine Element and Isotope Facilities in Southern Marine Science and Engineering Guangdong Laboratory (Zhuhai, China); Guangzhou Tuoyan Analytical Technology Co., Ltd., Guangzhou, China | EPMA: accelerating voltage of 20 kV, a probe current of 20 nA, and a 5 μm beam. The peak counting time was 10 s for major elements (Zn, S, Fe), and 50 s for other minor elements (Cd, Ga, Ge, In, Au, and Ag). The background counting time was half of the peak counting time on the high- and low-energy background positions. Analytical results were reduced using the ZAF correction routines. LA-ICP-MS mapping: beam size of 15 μm and a repetition rate of 10 Hz. The depth of ablation during mapping was around 5 μm. | sphalerite for S and Zn, marcasite for Fe, cadmium for Cd, gallium phosphide for Ga, germanium for Ge, indium phosphide for In, gold for Au, and silver for Ag | 308.691 | [19 empty] | 2191.7925 | [11 empty] | 203.1943 | [9 empty] | 66416.6963 | [5 empty] | 321.8235 |  |  |  | 194.2574 | [17 empty] | 221.39 | [15 empty] | 0.12341 | [15 empty] | 124243.3117 | [44 empty] | 2024 | Wu, Y., Zheng, Y., Yu, P., Chen, X., Guo, L., Long, L., Hu, Z., Huang, Y., Chen, M., Lu, J., Ouyang, S., Chen, S. (2024). The world-class carbonate-hosted Fankou Zn-Pb deposit in China. Part III. Critical metal Ga is enriched in late stage and low temperature sphalerite. Ore Geology Reviews, 166, 105928. |  | CHN | Guangdong
| Fankou |  | Basin hydrothermal | Mississippi Valley-type (MVT) | MVT zinc-lead | Zn, Pb | Ga | Zn, Pb, Ga | Wu et al., 2024 |  | 500-85-1-2-5 | 500-85-1-2-5 | underground mine |  |  |  |  | ore material | polished section | grab | mineral separate | [5 empty] | mineralisation | Sp1a, Sp1b, Sp2 | sphalerite |  | sphalerite | Sp1a (early replacement-infilling stage, core), Sp1b (early replacement-infilling stage, rim), Sp2 (late replacement-infilling stage) | euhedral-subhedral coarse-grained; anhedral grains | massive, banded, disseminated; core-rim texture; sector zoning; rhythm bands |  |  |  | pyrite, chalcopyrite, galena, dolomite, calcite, arsenopyrite, freibergite, pyrargyrite, argentite, goethite, ferrohydrite, anglesite, zincosite | polished into thin sections and polished mounts | LA-ICPMS | JEOL JXA-i SP100 electron probe micro-analyzer; NWR 193 nm Ar F Excimer laser-ablation system coupled to an iCAP RQ (ICPMS) | Laboratory of Marine Element and Isotope Facilities in Southern Marine Science and Engineering Guangdong Laboratory (Zhuhai, China); Guangzhou Tuoyan Analytical Technology Co., Ltd., Guangzhou, China | EPMA: accelerating voltage of 20 kV, a probe current of 20 nA, and a 5 μm beam. The peak counting time was 10 s for major elements (Zn, S, Fe), and 50 s for other minor elements (Cd, Ga, Ge, In, Au, and Ag). The background counting time was half of the peak counting time on the high- and low-energy background positions. Analytical results were reduced using the ZAF correction routines. LA-ICP-MS mapping: beam size of 15 μm and a repetition rate of 10 Hz. The depth of ablation during mapping was around 5 μm. | sphalerite for S and Zn, marcasite for Fe, cadmium for Cd, gallium phosphide for Ga, germanium for Ge, indium phosphide for In, gold for Au, and silver for Ag | 364.1615 | [19 empty] | 1944.0315 | [11 empty] | 408.8738 | [9 empty] | 63396.6648 |  | 2.704 |  |  |  | 336.8354 |  |  |  | 177.1271 |  |  |  | 0.005906 | [13 empty] | 216.4759 | [15 empty] | 0.057506 | [15 empty] | 124751.829 | [44 empty] | 2024 | Wu, Y., Zheng, Y., Yu, P., Chen, X., Guo, L., Long, L., Hu, Z., Huang, Y., Chen, M., Lu, J., Ouyang, S., Chen, S. (2024). The world-class carbonate-hosted Fankou Zn-Pb deposit in China. Part III. Critical metal Ga is enriched in late stage and low temperature sphalerite. Ore Geology Reviews, 166, 105928. |  | CHN | Guangdong
| Fankou |  | Basin hydrothermal | Mississippi Valley-type (MVT) | MVT zinc-lead | Zn, Pb | Ga | Zn, Pb, Ga | Wu et al., 2024 |  | 500-85-1-2-6 | 500-85-1-2-6 | underground mine |  |  |  |  | ore material | polished section | grab | mineral separate | [5 empty] | mineralisation | Sp1a, Sp1b, Sp2 | sphalerite |  | sphalerite | Sp1a (early replacement-infilling stage, core), Sp1b (early replacement-infilling stage, rim), Sp2 (late replacement-infilling stage) | euhedral-subhedral coarse-grained; anhedral grains | massive, banded, disseminated; core-rim texture; sector zoning; rhythm bands |  |  |  | pyrite, chalcopyrite, galena, dolomite, calcite, arsenopyrite, freibergite, pyrargyrite, argentite, goethite, ferrohydrite, anglesite, zincosite | polished into thin sections and polished mounts | LA-ICPMS | JEOL JXA-i SP100 electron probe micro-analyzer; NWR 193 nm Ar F Excimer laser-ablation system coupled to an iCAP RQ (ICPMS) | Laboratory of Marine Element and Isotope Facilities in Southern Marine Science and Engineering Guangdong Laboratory (Zhuhai, China); Guangzhou Tuoyan Analytical Technology Co., Ltd., Guangzhou, China | EPMA: accelerating voltage of 20 kV, a probe current of 20 nA, and a 5 μm beam. The peak counting time was 10 s for major elements (Zn, S, Fe), and 50 s for other minor elements (Cd, Ga, Ge, In, Au, and Ag). The background counting time was half of the peak counting time on the high- and low-energy background positions. Analytical results were reduced using the ZAF correction routines. LA-ICP-MS mapping: beam size of 15 μm and a repetition rate of 10 Hz. The depth of ablation during mapping was around 5 μm. | sphalerite for S and Zn, marcasite for Fe, cadmium for Cd, gallium phosphide for Ga, germanium for Ge, indium phosphide for In, gold for Au, and silver for Ag | 184.611 | [19 empty] | 1547.2024 | [11 empty] | 199.2283 | [9 empty] | 58008.2188 |  | 12.7639 |  |  |  | 105.7243 |  |  |  | 150.3098 |  |  |  | 0.15573 | [13 empty] | 216.1726 | [15 empty] | 3.2446 | [15 empty] | 125520.335 |  | 0.37163 | [42 empty] | 2024 | Wu, Y., Zheng, Y., Yu, P., Chen, X., Guo, L., Long, L., Hu, Z., Huang, Y., Chen, M., Lu, J., Ouyang, S., Chen, S. (2024). The world-class carbonate-hosted Fankou Zn-Pb deposit in China. Part III. Critical metal Ga is enriched in late stage and low temperature sphalerite. Ore Geology Reviews, 166, 105928. |  | CHN | Guangdong
| Fankou |  | Basin hydrothermal | Mississippi Valley-type (MVT) | MVT zinc-lead | Zn, Pb | Ga | Zn, Pb, Ga | Wu et al., 2024 |  | 500-85-1-2-7 | 500-85-1-2-7 | underground mine |  |  |  |  | ore material | polished section | grab | mineral separate | [5 empty] | mineralisation | Sp1a, Sp1b, Sp2 | sphalerite |  | sphalerite | Sp1a (early replacement-infilling stage, core), Sp1b (early replacement-infilling stage, rim), Sp2 (late replacement-infilling stage) | euhedral-subhedral coarse-grained; anhedral grains | massive, banded, disseminated; core-rim texture; sector zoning; rhythm bands |  |  |  | pyrite, chalcopyrite, galena, dolomite, calcite, arsenopyrite, freibergite, pyrargyrite, argentite, goethite, ferrohydrite, anglesite, zincosite | polished into thin sections and polished mounts | LA-ICPMS | JEOL JXA-i SP100 electron probe micro-analyzer; NWR 193 nm Ar F Excimer laser-ablation system coupled to an iCAP RQ (ICPMS) | Laboratory of Marine Element and Isotope Facilities in Southern Marine Science and Engineering Guangdong Laboratory (Zhuhai, China); Guangzhou Tuoyan Analytical Technology Co., Ltd., Guangzhou, China | EPMA: accelerating voltage of 20 kV, a probe current of 20 nA, and a 5 μm beam. The peak counting time was 10 s for major elements (Zn, S, Fe), and 50 s for other minor elements (Cd, Ga, Ge, In, Au, and Ag). The background counting time was half of the peak counting time on the high- and low-energy background positions. Analytical results were reduced using the ZAF correction routines. LA-ICP-MS mapping: beam size of 15 μm and a repetition rate of 10 Hz. The depth of ablation during mapping was around 5 μm. | sphalerite for S and Zn, marcasite for Fe, cadmium for Cd, gallium phosphide for Ga, germanium for Ge, indium phosphide for In, gold for Au, and silver for Ag | 233.9158 | [19 empty] | 2401.091 | [11 empty] | 222.9654 | [9 empty] | 166870.875 |  | 84.6664 |  |  |  | 421.4186 |  |  |  | 210.5283 |  |  |  | 0.086343 | [13 empty] | 908.7212 | [15 empty] | 58.0613 | [15 empty] | 164415.5079 |  | 37.9049 | [42 empty] | 2024 | Wu, Y., Zheng, Y., Yu, P., Chen, X., Guo, L., Long, L., Hu, Z., Huang, Y., Chen, M., Lu, J., Ouyang, S., Chen, S. (2024). The world-class carbonate-hosted Fankou Zn-Pb deposit in China. Part III. Critical metal Ga is enriched in late stage and low temperature sphalerite. Ore Geology Reviews, 166, 105928. |  | CHN | Guangdong
| Fankou |  | Basin hydrothermal | Mississippi Valley-type (MVT) | MVT zinc-lead | Zn, Pb | Ga | Zn, Pb, Ga | Wu et al., 2024 |  | 550-87-1-1-1 | 550-87-1-1-1 | underground mine |  |  |  |  | ore material | polished section | grab | mineral separate | [5 empty] | mineralisation | Sp1a, Sp1b, Sp2 | sphalerite |  | sphalerite | Sp1a (early replacement-infilling stage, core), Sp1b (early replacement-infilling stage, rim), Sp2 (late replacement-infilling stage) | euhedral-subhedral coarse-grained; anhedral grains | massive, banded, disseminated; core-rim texture; sector zoning; rhythm bands |  |  |  | pyrite, chalcopyrite, galena, dolomite, calcite, arsenopyrite, freibergite, pyrargyrite, argentite, goethite, ferrohydrite, anglesite, zincosite | polished into thin sections and polished mounts | LA-ICPMS | JEOL JXA-i SP100 electron probe micro-analyzer; NWR 193 nm Ar F Excimer laser-ablation system coupled to an iCAP RQ (ICPMS) | Laboratory of Marine Element and Isotope Facilities in Southern Marine Science and Engineering Guangdong Laboratory (Zhuhai, China); Guangzhou Tuoyan Analytical Technology Co., Ltd., Guangzhou, China | EPMA: accelerating voltage of 20 kV, a probe current of 20 nA, and a 5 μm beam. The peak counting time was 10 s for major elements (Zn, S, Fe), and 50 s for other minor elements (Cd, Ga, Ge, In, Au, and Ag). The background counting time was half of the peak counting time on the high- and low-energy background positions. Analytical results were reduced using the ZAF correction routines. LA-ICP-MS mapping: beam size of 15 μm and a repetition rate of 10 Hz. The depth of ablation during mapping was around 5 μm. | sphalerite for S and Zn, marcasite for Fe, cadmium for Cd, gallium phosphide for Ga, germanium for Ge, indium phosphide for In, gold for Au, and silver for Ag | 144.2474 | [19 empty] | 2086.0432 | [11 empty] | 286.5384 | [9 empty] | 92492.6523 |  | 6.0709 |  |  |  | 151.4489 |  |  |  | 173.9066 |  |  |  | 0.060076 | [13 empty] | 186.6501 | [15 empty] | 58.0846 | [15 empty] | 135372.0042 |  | 27.3022 | [42 empty] | 2024 | Wu, Y., Zheng, Y., Yu, P., Chen, X., Guo, L., Long, L., Hu, Z., Huang, Y., Chen, M., Lu, J., Ouyang, S., Chen, S. (2024). The world-class carbonate-hosted Fankou Zn-Pb deposit in China. Part III. Critical metal Ga is enriched in late stage and low temperature sphalerite. Ore Geology Reviews, 166, 105928. |  | CHN | Guangdong
| Fankou |  | Basin hydrothermal | Mississippi Valley-type (MVT) | MVT zinc-lead | Zn, Pb | Ga | Zn, Pb, Ga | Wu et al., 2024 |  | 550-87-1-2-1 | 550-87-1-2-1 | underground mine |  |  |  |  | ore material | polished section | grab | mineral separate | [5 empty] | mineralisation | Sp1a, Sp1b, Sp2 | sphalerite |  | sphalerite | Sp1a (early replacement-infilling stage, core), Sp1b (early replacement-infilling stage, rim), Sp2 (late replacement-infilling stage) | euhedral-subhedral coarse-grained; anhedral grains | massive, banded, disseminated; core-rim texture; sector zoning; rhythm bands |  |  |  | pyrite, chalcopyrite, galena, dolomite, calcite, arsenopyrite, freibergite, pyrargyrite, argentite, goethite, ferrohydrite, anglesite, zincosite | polished into thin sections and polished mounts | LA-ICPMS | JEOL JXA-i SP100 electron probe micro-analyzer; NWR 193 nm Ar F Excimer laser-ablation system coupled to an iCAP RQ (ICPMS) | Laboratory of Marine Element and Isotope Facilities in Southern Marine Science and Engineering Guangdong Laboratory (Zhuhai, China); Guangzhou Tuoyan Analytical Technology Co., Ltd., Guangzhou, China | EPMA: accelerating voltage of 20 kV, a probe current of 20 nA, and a 5 μm beam. The peak counting time was 10 s for major elements (Zn, S, Fe), and 50 s for other minor elements (Cd, Ga, Ge, In, Au, and Ag). The background counting time was half of the peak counting time on the high- and low-energy background positions. Analytical results were reduced using the ZAF correction routines. LA-ICP-MS mapping: beam size of 15 μm and a repetition rate of 10 Hz. The depth of ablation during mapping was around 5 μm. | sphalerite for S and Zn, marcasite for Fe, cadmium for Cd, gallium phosphide for Ga, germanium for Ge, indium phosphide for In, gold for Au, and silver for Ag | 203.1828 | [19 empty] | 1613.2668 | [11 empty] | 356.5247 | [9 empty] | 67180.1815 |  | 0.14813 |  |  |  | 169.7125 |  |  |  | 216.7417 | [17 empty] | 145.629 | [15 empty] | 66.3609 | [15 empty] | 130720.6334 |  | 1.5714 | [42 empty] | 2024 | Wu, Y., Zheng, Y., Yu, P., Chen, X., Guo, L., Long, L., Hu, Z., Huang, Y., Chen, M., Lu, J., Ouyang, S., Chen, S. (2024). The world-class carbonate-hosted Fankou Zn-Pb deposit in China. Part III. Critical metal Ga is enriched in late stage and low temperature sphalerite. Ore Geology Reviews, 166, 105928. |  | CHN | Guangdong
| Fankou |  | Basin hydrothermal | Mississippi Valley-type (MVT) | MVT zinc-lead | Zn, Pb | Ga | Zn, Pb, Ga | Wu et al., 2024 |  | 550-108-2-1-1 | 550-108-2-1-1 | underground mine |  |  |  |  | ore material | polished section | grab | mineral separate | [5 empty] | mineralisation | Sp1a, Sp1b, Sp2 | sphalerite |  | sphalerite | Sp1a (early replacement-infilling stage, core), Sp1b (early replacement-infilling stage, rim), Sp2 (late replacement-infilling stage) | euhedral-subhedral coarse-grained; anhedral grains | massive, banded, disseminated; core-rim texture; sector zoning; rhythm bands |  |  |  | pyrite, chalcopyrite, galena, dolomite, calcite, arsenopyrite, freibergite, pyrargyrite, argentite, goethite, ferrohydrite, anglesite, zincosite | polished into thin sections and polished mounts | LA-ICPMS | JEOL JXA-i SP100 electron probe micro-analyzer; NWR 193 nm Ar F Excimer laser-ablation system coupled to an iCAP RQ (ICPMS) | Laboratory of Marine Element and Isotope Facilities in Southern Marine Science and Engineering Guangdong Laboratory (Zhuhai, China); Guangzhou Tuoyan Analytical Technology Co., Ltd., Guangzhou, China | EPMA: accelerating voltage of 20 kV, a probe current of 20 nA, and a 5 μm beam. The peak counting time was 10 s for major elements (Zn, S, Fe), and 50 s for other minor elements (Cd, Ga, Ge, In, Au, and Ag). The background counting time was half of the peak counting time on the high- and low-energy background positions. Analytical results were reduced using the ZAF correction routines. LA-ICP-MS mapping: beam size of 15 μm and a repetition rate of 10 Hz. The depth of ablation during mapping was around 5 μm. | sphalerite for S and Zn, marcasite for Fe, cadmium for Cd, gallium phosphide for Ga, germanium for Ge, indium phosphide for In, gold for Au, and silver for Ag | 145.0522 | [19 empty] | 1818.5331 | [11 empty] | 2218.8275 | [9 empty] | 2288.4092 |  | 2.8173 |  |  |  | 933.01 |  |  |  | 315.1987 |  |  |  | 0.1503 | [13 empty] | 142.4834 | [15 empty] | 24.2636 | [15 empty] | 153731.886 |  | 4.8799 | [42 empty] | 2024 | Wu, Y., Zheng, Y., Yu, P., Chen, X., Guo, L., Long, L., Hu, Z., Huang, Y., Chen, M., Lu, J., Ouyang, S., Chen, S. (2024). The world-class carbonate-hosted Fankou Zn-Pb deposit in China. Part III. Critical metal Ga is enriched in late stage and low temperature sphalerite. Ore Geology Reviews, 166, 105928. |  | CHN | Guangdong
| Fankou |  | Basin hydrothermal | Mississippi Valley-type (MVT) | MVT zinc-lead | Zn, Pb | Ga | Zn, Pb, Ga | Wu et al., 2024 |  | 550-54-1-1-1 | 550-54-1-1-1 | underground mine |  |  |  |  | ore material | polished section | grab | mineral separate | [5 empty] | mineralisation | Sp1a, Sp1b, Sp2 | sphalerite |  | sphalerite | Sp1a (early replacement-infilling stage, core), Sp1b (early replacement-infilling stage, rim), Sp2 (late replacement-infilling stage) | euhedral-subhedral coarse-grained; anhedral grains | massive, banded, disseminated; core-rim texture; sector zoning; rhythm bands |  |  |  | pyrite, chalcopyrite, galena, dolomite, calcite, arsenopyrite, freibergite, pyrargyrite, argentite, goethite, ferrohydrite, anglesite, zincosite | polished into thin sections and polished mounts | LA-ICPMS | JEOL JXA-i SP100 electron probe micro-analyzer; NWR 193 nm Ar F Excimer laser-ablation system coupled to an iCAP RQ (ICPMS) | Laboratory of Marine Element and Isotope Facilities in Southern Marine Science and Engineering Guangdong Laboratory (Zhuhai, China); Guangzhou Tuoyan Analytical Technology Co., Ltd., Guangzhou, China | EPMA: accelerating voltage of 20 kV, a probe current of 20 nA, and a 5 μm beam. The peak counting time was 10 s for major elements (Zn, S, Fe), and 50 s for other minor elements (Cd, Ga, Ge, In, Au, and Ag). The background counting time was half of the peak counting time on the high- and low-energy background positions. Analytical results were reduced using the ZAF correction routines. LA-ICP-MS mapping: beam size of 15 μm and a repetition rate of 10 Hz. The depth of ablation during mapping was around 5 μm. | sphalerite for S and Zn, marcasite for Fe, cadmium for Cd, gallium phosphide for Ga, germanium for Ge, indium phosphide for In, gold for Au, and silver for Ag | 66.1832 | [19 empty] | 1808.8537 | [11 empty] | 1326.1617 | [9 empty] | 5777.9263 |  | 98.516 |  |  |  | 632.8316 |  |  |  | 539.3887 | [17 empty] | 845.9894 | [15 empty] | 8.7186 | [15 empty] | 204574.9439 |  | 0.11961 | [42 empty] | 2024 | Wu, Y., Zheng, Y., Yu, P., Chen, X., Guo, L., Long, L., Hu, Z., Huang, Y., Chen, M., Lu, J., Ouyang, S., Chen, S. (2024). The world-class carbonate-hosted Fankou Zn-Pb deposit in China. Part III. Critical metal Ga is enriched in late stage and low temperature sphalerite. Ore Geology Reviews, 166, 105928. |  | CHN | Guangdong
| Fankou |  | Basin hydrothermal | Mississippi Valley-type (MVT) | MVT zinc-lead | Zn, Pb | Ga | Zn, Pb, Ga | Wu et al., 2024 |  | 600-163-1-1-1 | 600-163-1-1-1 | underground mine |  |  |  |  | ore material | polished section | grab | mineral separate | [5 empty] | mineralisation | Sp1a, Sp1b, Sp2 | sphalerite |  | sphalerite | Sp1a (early replacement-infilling stage, core), Sp1b (early replacement-infilling stage, rim), Sp2 (late replacement-infilling stage) | euhedral-subhedral coarse-grained; anhedral grains | massive, banded, disseminated; core-rim texture; sector zoning; rhythm bands |  |  |  | pyrite, chalcopyrite, galena, dolomite, calcite, arsenopyrite, freibergite, pyrargyrite, argentite, goethite, ferrohydrite, anglesite, zincosite | polished into thin sections and polished mounts | LA-ICPMS | JEOL JXA-i SP100 electron probe micro-analyzer; NWR 193 nm Ar F Excimer laser-ablation system coupled to an iCAP RQ (ICPMS) | Laboratory of Marine Element and Isotope Facilities in Southern Marine Science and Engineering Guangdong Laboratory (Zhuhai, China); Guangzhou Tuoyan Analytical Technology Co., Ltd., Guangzhou, China | EPMA: accelerating voltage of 20 kV, a probe current of 20 nA, and a 5 μm beam. The peak counting time was 10 s for major elements (Zn, S, Fe), and 50 s for other minor elements (Cd, Ga, Ge, In, Au, and Ag). The background counting time was half of the peak counting time on the high- and low-energy background positions. Analytical results were reduced using the ZAF correction routines. LA-ICP-MS mapping: beam size of 15 μm and a repetition rate of 10 Hz. The depth of ablation during mapping was around 5 μm. | sphalerite for S and Zn, marcasite for Fe, cadmium for Cd, gallium phosphide for Ga, germanium for Ge, indium phosphide for In, gold for Au, and silver for Ag | 306.098 | [19 empty] | 1196.1241 | [11 empty] | 3082.0138 | [9 empty] | 27527.125 |  | 50.5957 |  |  |  | 515.6557 |  |  |  | 157.1959 |  |  |  | 0.0356 | [13 empty] | 30.8483 | [15 empty] | 100.9706 | [15 empty] | 167344.7744 |  | 59.6972 | [42 empty] | 2024 | Wu, Y., Zheng, Y., Yu, P., Chen, X., Guo, L., Long, L., Hu, Z., Huang, Y., Chen, M., Lu, J., Ouyang, S., Chen, S. (2024). The world-class carbonate-hosted Fankou Zn-Pb deposit in China. Part III. Critical metal Ga is enriched in late stage and low temperature sphalerite. Ore Geology Reviews, 166, 105928. |  | CHN | Guangdong
| Fankou |  | Basin hydrothermal | Mississippi Valley-type (MVT) | MVT zinc-lead | Zn, Pb | Ga | Zn, Pb, Ga | Wu et al., 2024 |  | 600-163-1-1-2 | 600-163-1-1-2 | underground mine |  |  |  |  | ore material | polished section | grab | mineral separate | [5 empty] | mineralisation | Sp1a, Sp1b, Sp2 | sphalerite |  | sphalerite | Sp1a (early replacement-infilling stage, core), Sp1b (early replacement-infilling stage, rim), Sp2 (late replacement-infilling stage) | euhedral-subhedral coarse-grained; anhedral grains | massive, banded, disseminated; core-rim texture; sector zoning; rhythm bands |  |  |  | pyrite, chalcopyrite, galena, dolomite, calcite, arsenopyrite, freibergite, pyrargyrite, argentite, goethite, ferrohydrite, anglesite, zincosite | polished into thin sections and polished mounts | LA-ICPMS | JEOL JXA-i SP100 electron probe micro-analyzer; NWR 193 nm Ar F Excimer laser-ablation system coupled to an iCAP RQ (ICPMS) | Laboratory of Marine Element and Isotope Facilities in Southern Marine Science and Engineering Guangdong Laboratory (Zhuhai, China); Guangzhou Tuoyan Analytical Technology Co., Ltd., Guangzhou, China | EPMA: accelerating voltage of 20 kV, a probe current of 20 nA, and a 5 μm beam. The peak counting time was 10 s for major elements (Zn, S, Fe), and 50 s for other minor elements (Cd, Ga, Ge, In, Au, and Ag). The background counting time was half of the peak counting time on the high- and low-energy background positions. Analytical results were reduced using the ZAF correction routines. LA-ICP-MS mapping: beam size of 15 μm and a repetition rate of 10 Hz. The depth of ablation during mapping was around 5 μm. | sphalerite for S and Zn, marcasite for Fe, cadmium for Cd, gallium phosphide for Ga, germanium for Ge, indium phosphide for In, gold for Au, and silver for Ag | 218.9468 | [19 empty] | 1093.133 | [11 empty] | 2681.6787 | [9 empty] | 25715.9407 |  | 88.5634 |  |  |  | 428.3671 |  |  |  | 151.9962 |  |  |  | 0.045527 | [13 empty] | 69.3588 | [15 empty] | 71.8421 | [15 empty] | 168647.7945 |  | 31.3006 | [42 empty] | 2024 | Wu, Y., Zheng, Y., Yu, P., Chen, X., Guo, L., Long, L., Hu, Z., Huang, Y., Chen, M., Lu, J., Ouyang, S., Chen, S. (2024). The world-class carbonate-hosted Fankou Zn-Pb deposit in China. Part III. Critical metal Ga is enriched in late stage and low temperature sphalerite. Ore Geology Reviews, 166, 105928. |  | CHN | Guangdong
| Fankou |  | Basin hydrothermal | Mississippi Valley-type (MVT) | MVT zinc-lead | Zn, Pb | Ga | Zn, Pb, Ga | Wu et al., 2024 |  | 710-77-1-1-1 | 710-77-1-1-1 | underground mine |  |  |  |  | ore material | polished section | grab | mineral separate | [5 empty] | mineralisation | Sp1a, Sp1b, Sp2 | sphalerite |  | sphalerite | Sp1a (early replacement-infilling stage, core), Sp1b (early replacement-infilling stage, rim), Sp2 (late replacement-infilling stage) | euhedral-subhedral coarse-grained; anhedral grains | massive, banded, disseminated; core-rim texture; sector zoning; rhythm bands |  |  |  | pyrite, chalcopyrite, galena, dolomite, calcite, arsenopyrite, freibergite, pyrargyrite, argentite, goethite, ferrohydrite, anglesite, zincosite | polished into thin sections and polished mounts | LA-ICPMS | JEOL JXA-i SP100 electron probe micro-analyzer; NWR 193 nm Ar F Excimer laser-ablation system coupled to an iCAP RQ (ICPMS) | Laboratory of Marine Element and Isotope Facilities in Southern Marine Science and Engineering Guangdong Laboratory (Zhuhai, China); Guangzhou Tuoyan Analytical Technology Co., Ltd., Guangzhou, China | EPMA: accelerating voltage of 20 kV, a probe current of 20 nA, and a 5 μm beam. The peak counting time was 10 s for major elements (Zn, S, Fe), and 50 s for other minor elements (Cd, Ga, Ge, In, Au, and Ag). The background counting time was half of the peak counting time on the high- and low-energy background positions. Analytical results were reduced using the ZAF correction routines. LA-ICP-MS mapping: beam size of 15 μm and a repetition rate of 10 Hz. The depth of ablation during mapping was around 5 μm. | sphalerite for S and Zn, marcasite for Fe, cadmium for Cd, gallium phosphide for Ga, germanium for Ge, indium phosphide for In, gold for Au, and silver for Ag | 29.9361 | [19 empty] | 1008.9655 | [11 empty] | 3958.6383 | [9 empty] | 15231.091 |  | 0.31801 | [7 empty] | 132.1553 |  |  |  | 7.9841 | [13 empty] | 41.7664 | [15 empty] | 17.9127 | [15 empty] | 155568.4203 |  | 3.3658 | [42 empty] | 2024 | Wu, Y., Zheng, Y., Yu, P., Chen, X., Guo, L., Long, L., Hu, Z., Huang, Y., Chen, M., Lu, J., Ouyang, S., Chen, S. (2024). The world-class carbonate-hosted Fankou Zn-Pb deposit in China. Part III. Critical metal Ga is enriched in late stage and low temperature sphalerite. Ore Geology Reviews, 166, 105928. |  | CHN | Guangdong
| Fankou |  | Basin hydrothermal | Mississippi Valley-type (MVT) | MVT zinc-lead | Zn, Pb | Ga | Zn, Pb, Ga | Wu et al., 2024 |  | 710-77-1-1-2 | 710-77-1-1-2 | underground mine |  |  |  |  | ore material | polished section | grab | mineral separate | [5 empty] | mineralisation | Sp1a, Sp1b, Sp2 | sphalerite |  | sphalerite | Sp1a (early replacement-infilling stage, core), Sp1b (early replacement-infilling stage, rim), Sp2 (late replacement-infilling stage) | euhedral-subhedral coarse-grained; anhedral grains | massive, banded, disseminated; core-rim texture; sector zoning; rhythm bands |  |  |  | pyrite, chalcopyrite, galena, dolomite, calcite, arsenopyrite, freibergite, pyrargyrite, argentite, goethite, ferrohydrite, anglesite, zincosite | polished into thin sections and polished mounts | LA-ICPMS | JEOL JXA-i SP100 electron probe micro-analyzer; NWR 193 nm Ar F Excimer laser-ablation system coupled to an iCAP RQ (ICPMS) | Laboratory of Marine Element and Isotope Facilities in Southern Marine Science and Engineering Guangdong Laboratory (Zhuhai, China); Guangzhou Tuoyan Analytical Technology Co., Ltd., Guangzhou, China | EPMA: accelerating voltage of 20 kV, a probe current of 20 nA, and a 5 μm beam. The peak counting time was 10 s for major elements (Zn, S, Fe), and 50 s for other minor elements (Cd, Ga, Ge, In, Au, and Ag). The background counting time was half of the peak counting time on the high- and low-energy background positions. Analytical results were reduced using the ZAF correction routines. LA-ICP-MS mapping: beam size of 15 μm and a repetition rate of 10 Hz. The depth of ablation during mapping was around 5 μm. | sphalerite for S and Zn, marcasite for Fe, cadmium for Cd, gallium phosphide for Ga, germanium for Ge, indium phosphide for In, gold for Au, and silver for Ag | 31.65 | [19 empty] | 1016.2221 | [11 empty] | 5589.7029 | [9 empty] | 16895.4274 |  | 0.42535 | [7 empty] | 132.8704 |  |  |  | 5.0019 | [13 empty] | 39.2703 | [15 empty] | 21.6103 | [15 empty] | 156081.4148 |  | 7.7933 | [42 empty] | 2024 | Wu, Y., Zheng, Y., Yu, P., Chen, X., Guo, L., Long, L., Hu, Z., Huang, Y., Chen, M., Lu, J., Ouyang, S., Chen, S. (2024). The world-class carbonate-hosted Fankou Zn-Pb deposit in China. Part III. Critical metal Ga is enriched in late stage and low temperature sphalerite. Ore Geology Reviews, 166, 105928. |  | CHN | Guangdong
| Fankou |  | Basin hydrothermal | Mississippi Valley-type (MVT) | MVT zinc-lead | Zn, Pb | Ga | Zn, Pb, Ga | Wu et al., 2024 |  | 710-77-2-1-1 | 710-77-2-1-1 | underground mine |  |  |  |  | ore material | polished section | grab | mineral separate | [5 empty] | mineralisation | Sp1a, Sp1b, Sp2 | sphalerite |  | sphalerite | Sp1a (early replacement-infilling stage, core), Sp1b (early replacement-infilling stage, rim), Sp2 (late replacement-infilling stage) | euhedral-subhedral coarse-grained; anhedral grains | massive, banded, disseminated; core-rim texture; sector zoning; rhythm bands |  |  |  | pyrite, chalcopyrite, galena, dolomite, calcite, arsenopyrite, freibergite, pyrargyrite, argentite, goethite, ferrohydrite, anglesite, zincosite | polished into thin sections and polished mounts | LA-ICPMS | JEOL JXA-i SP100 electron probe micro-analyzer; NWR 193 nm Ar F Excimer laser-ablation system coupled to an iCAP RQ (ICPMS) | Laboratory of Marine Element and Isotope Facilities in Southern Marine Science and Engineering Guangdong Laboratory (Zhuhai, China); Guangzhou Tuoyan Analytical Technology Co., Ltd., Guangzhou, China | EPMA: accelerating voltage of 20 kV, a probe current of 20 nA, and a 5 μm beam. The peak counting time was 10 s for major elements (Zn, S, Fe), and 50 s for other minor elements (Cd, Ga, Ge, In, Au, and Ag). The background counting time was half of the peak counting time on the high- and low-energy background positions. Analytical results were reduced using the ZAF correction routines. LA-ICP-MS mapping: beam size of 15 μm and a repetition rate of 10 Hz. The depth of ablation during mapping was around 5 μm. | sphalerite for S and Zn, marcasite for Fe, cadmium for Cd, gallium phosphide for Ga, germanium for Ge, indium phosphide for In, gold for Au, and silver for Ag | 17.4837 | [19 empty] | 1581.009 | [11 empty] | 430.2335 | [9 empty] | 16508.4829 |  | 18.2533 |  |  |  | 225.0564 |  |  |  | 203.7469 | [17 empty] | 328.3438 | [15 empty] | 1.9553 | [15 empty] | 170634.4464 |  | 2.1063 | [42 empty] | 2024 | Wu, Y., Zheng, Y., Yu, P., Chen, X., Guo, L., Long, L., Hu, Z., Huang, Y., Chen, M., Lu, J., Ouyang, S., Chen, S. (2024). The world-class carbonate-hosted Fankou Zn-Pb deposit in China. Part III. Critical metal Ga is enriched in late stage and low temperature sphalerite. Ore Geology Reviews, 166, 105928. |  | CHN | Guangdong
| Fankou |  | Basin hydrothermal | Mississippi Valley-type (MVT) | MVT zinc-lead | Zn, Pb | Ga | Zn, Pb, Ga | Wu et al., 2024 |  | 710-77-2-1-2 | 710-77-2-1-2 | underground mine |  |  |  |  | ore material | polished section | grab | mineral separate | [5 empty] | mineralisation | Sp1a, Sp1b, Sp2 | sphalerite |  | sphalerite | Sp1a (early replacement-infilling stage, core), Sp1b (early replacement-infilling stage, rim), Sp2 (late replacement-infilling stage) | euhedral-subhedral coarse-grained; anhedral grains | massive, banded, disseminated; core-rim texture; sector zoning; rhythm bands |  |  |  | pyrite, chalcopyrite, galena, dolomite, calcite, arsenopyrite, freibergite, pyrargyrite, argentite, goethite, ferrohydrite, anglesite, zincosite | polished into thin sections and polished mounts | LA-ICPMS | JEOL JXA-i SP100 electron probe micro-analyzer; NWR 193 nm Ar F Excimer laser-ablation system coupled to an iCAP RQ (ICPMS) | Laboratory of Marine Element and Isotope Facilities in Southern Marine Science and Engineering Guangdong Laboratory (Zhuhai, China); Guangzhou Tuoyan Analytical Technology Co., Ltd., Guangzhou, China | EPMA: accelerating voltage of 20 kV, a probe current of 20 nA, and a 5 μm beam. The peak counting time was 10 s for major elements (Zn, S, Fe), and 50 s for other minor elements (Cd, Ga, Ge, In, Au, and Ag). The background counting time was half of the peak counting time on the high- and low-energy background positions. Analytical results were reduced using the ZAF correction routines. LA-ICP-MS mapping: beam size of 15 μm and a repetition rate of 10 Hz. The depth of ablation during mapping was around 5 μm. | sphalerite for S and Zn, marcasite for Fe, cadmium for Cd, gallium phosphide for Ga, germanium for Ge, indium phosphide for In, gold for Au, and silver for Ag | 60.0921 | [19 empty] | 1915.1024 | [11 empty] | 3559.4207 | [9 empty] | 49932.7798 |  | 45.1071 |  |  |  | 1995.1953 |  |  |  | 212.0006 |  |  |  | 0.15401 | [13 empty] | 199.663 | [15 empty] | 2.4259 | [15 empty] | 178765.2783 |  | 1.9737 | [42 empty] | 2024 | Wu, Y., Zheng, Y., Yu, P., Chen, X., Guo, L., Long, L., Hu, Z., Huang, Y., Chen, M., Lu, J., Ouyang, S., Chen, S. (2024). The world-class carbonate-hosted Fankou Zn-Pb deposit in China. Part III. Critical metal Ga is enriched in late stage and low temperature sphalerite. Ore Geology Reviews, 166, 105928. |  | CHN | Guangdong
| Fankou |  | Basin hydrothermal | Mississippi Valley-type (MVT) | MVT zinc-lead | Zn, Pb | Ga | Zn, Pb, Ga | Wu et al., 2024 |  | 710-77-2-1-3 | 710-77-2-1-3 | underground mine |  |  |  |  | ore material | polished section | grab | mineral separate | [5 empty] | mineralisation | Sp1a, Sp1b, Sp2 | sphalerite |  | sphalerite | Sp1a (early replacement-infilling stage, core), Sp1b (early replacement-infilling stage, rim), Sp2 (late replacement-infilling stage) | euhedral-subhedral coarse-grained; anhedral grains | massive, banded, disseminated; core-rim texture; sector zoning; rhythm bands |  |  |  | pyrite, chalcopyrite, galena, dolomite, calcite, arsenopyrite, freibergite, pyrargyrite, argentite, goethite, ferrohydrite, anglesite, zincosite | polished into thin sections and polished mounts | LA-ICPMS | JEOL JXA-i SP100 electron probe micro-analyzer; NWR 193 nm Ar F Excimer laser-ablation system coupled to an iCAP RQ (ICPMS) | Laboratory of Marine Element and Isotope Facilities in Southern Marine Science and Engineering Guangdong Laboratory (Zhuhai, China); Guangzhou Tuoyan Analytical Technology Co., Ltd., Guangzhou, China | EPMA: accelerating voltage of 20 kV, a probe current of 20 nA, and a 5 μm beam. The peak counting time was 10 s for major elements (Zn, S, Fe), and 50 s for other minor elements (Cd, Ga, Ge, In, Au, and Ag). The background counting time was half of the peak counting time on the high- and low-energy background positions. Analytical results were reduced using the ZAF correction routines. LA-ICP-MS mapping: beam size of 15 μm and a repetition rate of 10 Hz. The depth of ablation during mapping was around 5 μm. | sphalerite for S and Zn, marcasite for Fe, cadmium for Cd, gallium phosphide for Ga, germanium for Ge, indium phosphide for In, gold for Au, and silver for Ag | 89.6335 | [19 empty] | 2092.7526 | [11 empty] | 1145.3128 | [9 empty] | 54351.7075 |  | 58.497 |  |  |  | 645.5886 |  |  |  | 207.3058 |  |  |  | 0.31823 | [13 empty] | 159.0645 | [15 empty] | 16.7908 | [15 empty] | 177944.7862 |  | 3.757 | [42 empty] | 2024 | Wu, Y., Zheng, Y., Yu, P., Chen, X., Guo, L., Long, L., Hu, Z., Huang, Y., Chen, M., Lu, J., Ouyang, S., Chen, S. (2024). The world-class carbonate-hosted Fankou Zn-Pb deposit in China. Part III. Critical metal Ga is enriched in late stage and low temperature sphalerite. Ore Geology Reviews, 166, 105928. |  | CHN | Guangdong
| Fankou |  | Basin hydrothermal | Mississippi Valley-type (MVT) | MVT zinc-lead | Zn, Pb | Ga | Zn, Pb, Ga | Wu et al., 2024 |  | 710-77-2-2-1 | 710-77-2-2-1 | underground mine |  |  |  |  | ore material | polished section | grab | mineral separate | [5 empty] | mineralisation | Sp1a, Sp1b, Sp2 | sphalerite |  | sphalerite | Sp1a (early replacement-infilling stage, core), Sp1b (early replacement-infilling stage, rim), Sp2 (late replacement-infilling stage) | euhedral-subhedral coarse-grained; anhedral grains | massive, banded, disseminated; core-rim texture; sector zoning; rhythm bands |  |  |  | pyrite, chalcopyrite, galena, dolomite, calcite, arsenopyrite, freibergite, pyrargyrite, argentite, goethite, ferrohydrite, anglesite, zincosite | polished into thin sections and polished mounts | LA-ICPMS | JEOL JXA-i SP100 electron probe micro-analyzer; NWR 193 nm Ar F Excimer laser-ablation system coupled to an iCAP RQ (ICPMS) | Laboratory of Marine Element and Isotope Facilities in Southern Marine Science and Engineering Guangdong Laboratory (Zhuhai, China); Guangzhou Tuoyan Analytical Technology Co., Ltd., Guangzhou, China | EPMA: accelerating voltage of 20 kV, a probe current of 20 nA, and a 5 μm beam. The peak counting time was 10 s for major elements (Zn, S, Fe), and 50 s for other minor elements (Cd, Ga, Ge, In, Au, and Ag). The background counting time was half of the peak counting time on the high- and low-energy background positions. Analytical results were reduced using the ZAF correction routines. LA-ICP-MS mapping: beam size of 15 μm and a repetition rate of 10 Hz. The depth of ablation during mapping was around 5 μm. | sphalerite for S and Zn, marcasite for Fe, cadmium for Cd, gallium phosphide for Ga, germanium for Ge, indium phosphide for In, gold for Au, and silver for Ag | 60.2496 | [19 empty] | 1170.7521 | [11 empty] | 44.4618 | [9 empty] | 24390.2476 |  | 5.5083 | [7 empty] | 244.9464 |  |  |  | 21.6313 | [13 empty] | 46.8903 | [15 empty] | 33.6341 | [15 empty] | 171662.53 |  | 19.298 | [42 empty] | 2024 | Wu, Y., Zheng, Y., Yu, P., Chen, X., Guo, L., Long, L., Hu, Z., Huang, Y., Chen, M., Lu, J., Ouyang, S., Chen, S. (2024). The world-class carbonate-hosted Fankou Zn-Pb deposit in China. Part III. Critical metal Ga is enriched in late stage and low temperature sphalerite. Ore Geology Reviews, 166, 105928. |  | CHN | Guangdong
| Fankou |  | Basin hydrothermal | Mississippi Valley-type (MVT) | MVT zinc-lead | Zn, Pb | Ga | Zn, Pb, Ga | Wu et al., 2024 |  | 710-77-2-2-2 | 710-77-2-2-2 | underground mine |  |  |  |  | ore material | polished section | grab | mineral separate | [5 empty] | mineralisation | Sp1a, Sp1b, Sp2 | sphalerite |  | sphalerite | Sp1a (early replacement-infilling stage, core), Sp1b (early replacement-infilling stage, rim), Sp2 (late replacement-infilling stage) | euhedral-subhedral coarse-grained; anhedral grains | massive, banded, disseminated; core-rim texture; sector zoning; rhythm bands |  |  |  | pyrite, chalcopyrite, galena, dolomite, calcite, arsenopyrite, freibergite, pyrargyrite, argentite, goethite, ferrohydrite, anglesite, zincosite | polished into thin sections and polished mounts | LA-ICPMS | JEOL JXA-i SP100 electron probe micro-analyzer; NWR 193 nm Ar F Excimer laser-ablation system coupled to an iCAP RQ (ICPMS) | Laboratory of Marine Element and Isotope Facilities in Southern Marine Science and Engineering Guangdong Laboratory (Zhuhai, China); Guangzhou Tuoyan Analytical Technology Co., Ltd., Guangzhou, China | EPMA: accelerating voltage of 20 kV, a probe current of 20 nA, and a 5 μm beam. The peak counting time was 10 s for major elements (Zn, S, Fe), and 50 s for other minor elements (Cd, Ga, Ge, In, Au, and Ag). The background counting time was half of the peak counting time on the high- and low-energy background positions. Analytical results were reduced using the ZAF correction routines. LA-ICP-MS mapping: beam size of 15 μm and a repetition rate of 10 Hz. The depth of ablation during mapping was around 5 μm. | sphalerite for S and Zn, marcasite for Fe, cadmium for Cd, gallium phosphide for Ga, germanium for Ge, indium phosphide for In, gold for Au, and silver for Ag | 125.4719 | [19 empty] | 1723.9281 | [11 empty] | 4016.678 | [9 empty] | 41833.6231 |  | 15.894 |  |  |  | 246.9333 |  |  |  | 220.862 |  |  |  | 0.16648 | [13 empty] | 130.3859 | [15 empty] | 145.9795 | [15 empty] | 175738.8701 |  | 14.3691 | [42 empty] | 2024 | Wu, Y., Zheng, Y., Yu, P., Chen, X., Guo, L., Long, L., Hu, Z., Huang, Y., Chen, M., Lu, J., Ouyang, S., Chen, S. (2024). The world-class carbonate-hosted Fankou Zn-Pb deposit in China. Part III. Critical metal Ga is enriched in late stage and low temperature sphalerite. Ore Geology Reviews, 166, 105928. |  | CHN | Guangdong
| Fankou |  | Basin hydrothermal | Mississippi Valley-type (MVT) | MVT zinc-lead | Zn, Pb | Ga | Zn, Pb, Ga | Wu et al., 2024 |  | 710-77-2-2-3 | 710-77-2-2-3 | underground mine |  |  |  |  | ore material | polished section | grab | mineral separate | [5 empty] | mineralisation | Sp1a, Sp1b, Sp2 | sphalerite |  | sphalerite | Sp1a (early replacement-infilling stage, core), Sp1b (early replacement-infilling stage, rim), Sp2 (late replacement-infilling stage) | euhedral-subhedral coarse-grained; anhedral grains | massive, banded, disseminated; core-rim texture; sector zoning; rhythm bands |  |  |  | pyrite, chalcopyrite, galena, dolomite, calcite, arsenopyrite, freibergite, pyrargyrite, argentite, goethite, ferrohydrite, anglesite, zincosite | polished into thin sections and polished mounts | LA-ICPMS | JEOL JXA-i SP100 electron probe micro-analyzer; NWR 193 nm Ar F Excimer laser-ablation system coupled to an iCAP RQ (ICPMS) | Laboratory of Marine Element and Isotope Facilities in Southern Marine Science and Engineering Guangdong Laboratory (Zhuhai, China); Guangzhou Tuoyan Analytical Technology Co., Ltd., Guangzhou, China | EPMA: accelerating voltage of 20 kV, a probe current of 20 nA, and a 5 μm beam. The peak counting time was 10 s for major elements (Zn, S, Fe), and 50 s for other minor elements (Cd, Ga, Ge, In, Au, and Ag). The background counting time was half of the peak counting time on the high- and low-energy background positions. Analytical results were reduced using the ZAF correction routines. LA-ICP-MS mapping: beam size of 15 μm and a repetition rate of 10 Hz. The depth of ablation during mapping was around 5 μm. | sphalerite for S and Zn, marcasite for Fe, cadmium for Cd, gallium phosphide for Ga, germanium for Ge, indium phosphide for In, gold for Au, and silver for Ag | 221.6272 | [19 empty] | 1831.5932 | [11 empty] | 12337.2523 | [9 empty] | 42707.4504 |  | 41.2227 |  |  |  | 1360.5281 |  |  |  | 279.2712 |  |  |  | 0.96665 | [13 empty] | 105.5953 | [15 empty] | 139.7312 | [15 empty] | 171879.8171 |  | 17.3727 | [42 empty] | 2024 | Wu, Y., Zheng, Y., Yu, P., Chen, X., Guo, L., Long, L., Hu, Z., Huang, Y., Chen, M., Lu, J., Ouyang, S., Chen, S. (2024). The world-class carbonate-hosted Fankou Zn-Pb deposit in China. Part III. Critical metal Ga is enriched in late stage and low temperature sphalerite. Ore Geology Reviews, 166, 105928. |  | CHN | Guangdong
| Fankou |  | Basin hydrothermal | Mississippi Valley-type (MVT) | MVT zinc-lead | Zn, Pb | Ga | Zn, Pb, Ga | Wu et al., 2024 |  | 80-2-1-1-1 | 80-2-1-1-1 | underground mine |  |  |  |  | ore material | polished section | grab | mineral separate | [5 empty] | mineralisation | Sp1a, Sp1b, Sp2 | sphalerite |  | sphalerite | Sp1a (early replacement-infilling stage, core), Sp1b (early replacement-infilling stage, rim), Sp2 (late replacement-infilling stage) | euhedral-subhedral coarse-grained; anhedral grains | massive, banded, disseminated; core-rim texture; sector zoning; rhythm bands |  |  |  | pyrite, chalcopyrite, galena, dolomite, calcite, arsenopyrite, freibergite, pyrargyrite, argentite, goethite, ferrohydrite, anglesite, zincosite | polished into thin sections and polished mounts | LA-ICPMS | JEOL JXA-i SP100 electron probe micro-analyzer; NWR 193 nm Ar F Excimer laser-ablation system coupled to an iCAP RQ (ICPMS) | Laboratory of Marine Element and Isotope Facilities in Southern Marine Science and Engineering Guangdong Laboratory (Zhuhai, China); Guangzhou Tuoyan Analytical Technology Co., Ltd., Guangzhou, China | EPMA: accelerating voltage of 20 kV, a probe current of 20 nA, and a 5 μm beam. The peak counting time was 10 s for major elements (Zn, S, Fe), and 50 s for other minor elements (Cd, Ga, Ge, In, Au, and Ag). The background counting time was half of the peak counting time on the high- and low-energy background positions. Analytical results were reduced using the ZAF correction routines. LA-ICP-MS mapping: beam size of 15 μm and a repetition rate of 10 Hz. The depth of ablation during mapping was around 5 μm. | sphalerite for S and Zn, marcasite for Fe, cadmium for Cd, gallium phosphide for Ga, germanium for Ge, indium phosphide for In, gold for Au, and silver for Ag | 93.2572 | [19 empty] | 1728.4049 | [11 empty] | 1734.8094 | [9 empty] | 20527.7401 |  | 14.9855 |  |  |  | 730.0819 |  |  |  | 155.1399 |  |  |  | 0.028141 | [13 empty] | 257.5307 | [15 empty] | 62.8077 | [15 empty] | 144506.0877 |  | 14.0357 | [42 empty] | 2024 | Wu, Y., Zheng, Y., Yu, P., Chen, X., Guo, L., Long, L., Hu, Z., Huang, Y., Chen, M., Lu, J., Ouyang, S., Chen, S. (2024). The world-class carbonate-hosted Fankou Zn-Pb deposit in China. Part III. Critical metal Ga is enriched in late stage and low temperature sphalerite. Ore Geology Reviews, 166, 105928. |  | CHN | Guangdong
| Fankou |  | Basin hydrothermal | Mississippi Valley-type (MVT) | MVT zinc-lead | Zn, Pb | Ga | Zn, Pb, Ga | Wu et al., 2024 |  | 80-2-1-1-2 | 80-2-1-1-2 | underground mine |  |  |  |  | ore material | polished section | grab | mineral separate | [5 empty] | mineralisation | Sp1a, Sp1b, Sp2 | sphalerite |  | sphalerite | Sp1a (early replacement-infilling stage, core), Sp1b (early replacement-infilling stage, rim), Sp2 (late replacement-infilling stage) | euhedral-subhedral coarse-grained; anhedral grains | massive, banded, disseminated; core-rim texture; sector zoning; rhythm bands |  |  |  | pyrite, chalcopyrite, galena, dolomite, calcite, arsenopyrite, freibergite, pyrargyrite, argentite, goethite, ferrohydrite, anglesite, zincosite | polished into thin sections and polished mounts | LA-ICPMS | JEOL JXA-i SP100 electron probe micro-analyzer; NWR 193 nm Ar F Excimer laser-ablation system coupled to an iCAP RQ (ICPMS) | Laboratory of Marine Element and Isotope Facilities in Southern Marine Science and Engineering Guangdong Laboratory (Zhuhai, China); Guangzhou Tuoyan Analytical Technology Co., Ltd., Guangzhou, China | EPMA: accelerating voltage of 20 kV, a probe current of 20 nA, and a 5 μm beam. The peak counting time was 10 s for major elements (Zn, S, Fe), and 50 s for other minor elements (Cd, Ga, Ge, In, Au, and Ag). The background counting time was half of the peak counting time on the high- and low-energy background positions. Analytical results were reduced using the ZAF correction routines. LA-ICP-MS mapping: beam size of 15 μm and a repetition rate of 10 Hz. The depth of ablation during mapping was around 5 μm. | sphalerite for S and Zn, marcasite for Fe, cadmium for Cd, gallium phosphide for Ga, germanium for Ge, indium phosphide for In, gold for Au, and silver for Ag | 48.6162 | [19 empty] | 1676.9909 | [11 empty] | 162.6995 | [9 empty] | 22124.2151 |  | 11.0657 |  |  |  | 49.0375 |  |  |  | 159.1574 |  |  |  | 0.095594 | [13 empty] | 196.7223 | [15 empty] | 63.3452 | [15 empty] | 146766.1864 |  | 27.4535 | [42 empty] | 2024 | Wu, Y., Zheng, Y., Yu, P., Chen, X., Guo, L., Long, L., Hu, Z., Huang, Y., Chen, M., Lu, J., Ouyang, S., Chen, S. (2024). The world-class carbonate-hosted Fankou Zn-Pb deposit in China. Part III. Critical metal Ga is enriched in late stage and low temperature sphalerite. Ore Geology Reviews, 166, 105928. |  | CHN | Guangdong
| Fankou |  | Basin hydrothermal | Mississippi Valley-type (MVT) | MVT zinc-lead | Zn, Pb | Ga | Zn, Pb, Ga | Wu et al., 2024 |  | 80-2-1-1-3 | 80-2-1-1-3 | underground mine |  |  |  |  | ore material | polished section | grab | mineral separate | [5 empty] | mineralisation | Sp1a, Sp1b, Sp2 | sphalerite |  | sphalerite | Sp1a (early replacement-infilling stage, core), Sp1b (early replacement-infilling stage, rim), Sp2 (late replacement-infilling stage) | euhedral-subhedral coarse-grained; anhedral grains | massive, banded, disseminated; core-rim texture; sector zoning; rhythm bands |  |  |  | pyrite, chalcopyrite, galena, dolomite, calcite, arsenopyrite, freibergite, pyrargyrite, argentite, goethite, ferrohydrite, anglesite, zincosite | polished into thin sections and polished mounts | LA-ICPMS | JEOL JXA-i SP100 electron probe micro-analyzer; NWR 193 nm Ar F Excimer laser-ablation system coupled to an iCAP RQ (ICPMS) | Laboratory of Marine Element and Isotope Facilities in Southern Marine Science and Engineering Guangdong Laboratory (Zhuhai, China); Guangzhou Tuoyan Analytical Technology Co., Ltd., Guangzhou, China | EPMA: accelerating voltage of 20 kV, a probe current of 20 nA, and a 5 μm beam. The peak counting time was 10 s for major elements (Zn, S, Fe), and 50 s for other minor elements (Cd, Ga, Ge, In, Au, and Ag). The background counting time was half of the peak counting time on the high- and low-energy background positions. Analytical results were reduced using the ZAF correction routines. LA-ICP-MS mapping: beam size of 15 μm and a repetition rate of 10 Hz. The depth of ablation during mapping was around 5 μm. | sphalerite for S and Zn, marcasite for Fe, cadmium for Cd, gallium phosphide for Ga, germanium for Ge, indium phosphide for In, gold for Au, and silver for Ag | 68.1749 | [19 empty] | 1649.8229 | [11 empty] | 100.7719 | [9 empty] | 18224.8215 |  | 23.6337 |  |  |  | 15.9213 |  |  |  | 169.9318 |  |  |  | 0.20316 | [13 empty] | 137.917 | [15 empty] | 97.523 | [15 empty] | 147974.7978 |  | 59.7868 | [42 empty] | 2024 | Wu, Y., Zheng, Y., Yu, P., Chen, X., Guo, L., Long, L., Hu, Z., Huang, Y., Chen, M., Lu, J., Ouyang, S., Chen, S. (2024). The world-class carbonate-hosted Fankou Zn-Pb deposit in China. Part III. Critical metal Ga is enriched in late stage and low temperature sphalerite. Ore Geology Reviews, 166, 105928. |  | CHN | Guangdong
| Fankou |  | Basin hydrothermal | Mississippi Valley-type (MVT) | MVT zinc-lead | Zn, Pb | Ga | Zn, Pb, Ga | Wu et al., 2024 |  | 80-2-1-1-4 | 80-2-1-1-4 | underground mine |  |  |  |  | ore material | polished section | grab | mineral separate | [5 empty] | mineralisation | Sp1a, Sp1b, Sp2 | sphalerite |  | sphalerite | Sp1a (early replacement-infilling stage, core), Sp1b (early replacement-infilling stage, rim), Sp2 (late replacement-infilling stage) | euhedral-subhedral coarse-grained; anhedral grains | massive, banded, disseminated; core-rim texture; sector zoning; rhythm bands |  |  |  | pyrite, chalcopyrite, galena, dolomite, calcite, arsenopyrite, freibergite, pyrargyrite, argentite, goethite, ferrohydrite, anglesite, zincosite | polished into thin sections and polished mounts | LA-ICPMS | JEOL JXA-i SP100 electron probe micro-analyzer; NWR 193 nm Ar F Excimer laser-ablation system coupled to an iCAP RQ (ICPMS) | Laboratory of Marine Element and Isotope Facilities in Southern Marine Science and Engineering Guangdong Laboratory (Zhuhai, China); Guangzhou Tuoyan Analytical Technology Co., Ltd., Guangzhou, China | EPMA: accelerating voltage of 20 kV, a probe current of 20 nA, and a 5 μm beam. The peak counting time was 10 s for major elements (Zn, S, Fe), and 50 s for other minor elements (Cd, Ga, Ge, In, Au, and Ag). The background counting time was half of the peak counting time on the high- and low-energy background positions. Analytical results were reduced using the ZAF correction routines. LA-ICP-MS mapping: beam size of 15 μm and a repetition rate of 10 Hz. The depth of ablation during mapping was around 5 μm. | sphalerite for S and Zn, marcasite for Fe, cadmium for Cd, gallium phosphide for Ga, germanium for Ge, indium phosphide for In, gold for Au, and silver for Ag | 102.7042 | [19 empty] | 1727.4248 | [11 empty] | 2466.6431 | [9 empty] | 15123.1953 |  | 44.6585 |  |  |  | 1030.0049 |  |  |  | 151.0304 |  |  |  | 0.19464 | [13 empty] | 230.1022 | [15 empty] | 76.7283 | [15 empty] | 153198.0687 |  | 74.2723 | [42 empty] | 2024 | Wu, Y., Zheng, Y., Yu, P., Chen, X., Guo, L., Long, L., Hu, Z., Huang, Y., Chen, M., Lu, J., Ouyang, S., Chen, S. (2024). The world-class carbonate-hosted Fankou Zn-Pb deposit in China. Part III. Critical metal Ga is enriched in late stage and low temperature sphalerite. Ore Geology Reviews, 166, 105928. |  | CHN | Guangdong
| Fankou |  | Basin hydrothermal | Mississippi Valley-type (MVT) | MVT zinc-lead | Zn, Pb | Ga | Zn, Pb, Ga | Wu et al., 2024 |  | 80-2-1-2-1 | 80-2-1-2-1 | underground mine |  |  |  |  | ore material | polished section | grab | mineral separate | [5 empty] | mineralisation | Sp1a, Sp1b, Sp2 | sphalerite |  | sphalerite | Sp1a (early replacement-infilling stage, core), Sp1b (early replacement-infilling stage, rim), Sp2 (late replacement-infilling stage) | euhedral-subhedral coarse-grained; anhedral grains | massive, banded, disseminated; core-rim texture; sector zoning; rhythm bands |  |  |  | pyrite, chalcopyrite, galena, dolomite, calcite, arsenopyrite, freibergite, pyrargyrite, argentite, goethite, ferrohydrite, anglesite, zincosite | polished into thin sections and polished mounts | LA-ICPMS | JEOL JXA-i SP100 electron probe micro-analyzer; NWR 193 nm Ar F Excimer laser-ablation system coupled to an iCAP RQ (ICPMS) | Laboratory of Marine Element and Isotope Facilities in Southern Marine Science and Engineering Guangdong Laboratory (Zhuhai, China); Guangzhou Tuoyan Analytical Technology Co., Ltd., Guangzhou, China | EPMA: accelerating voltage of 20 kV, a probe current of 20 nA, and a 5 μm beam. The peak counting time was 10 s for major elements (Zn, S, Fe), and 50 s for other minor elements (Cd, Ga, Ge, In, Au, and Ag). The background counting time was half of the peak counting time on the high- and low-energy background positions. Analytical results were reduced using the ZAF correction routines. LA-ICP-MS mapping: beam size of 15 μm and a repetition rate of 10 Hz. The depth of ablation during mapping was around 5 μm. | sphalerite for S and Zn, marcasite for Fe, cadmium for Cd, gallium phosphide for Ga, germanium for Ge, indium phosphide for In, gold for Au, and silver for Ag | 81.1395 | [19 empty] | 1844.494 | [11 empty] | 642.313 | [9 empty] | 13825.3187 |  | 33.7896 |  |  |  | 267.8549 |  |  |  | 216.4024 |  |  |  | 0.088127 | [13 empty] | 289.2826 | [15 empty] | 109.5643 | [15 empty] | 156228.423 |  | 19.2028 | [42 empty] | 2024 | Wu, Y., Zheng, Y., Yu, P., Chen, X., Guo, L., Long, L., Hu, Z., Huang, Y., Chen, M., Lu, J., Ouyang, S., Chen, S. (2024). The world-class carbonate-hosted Fankou Zn-Pb deposit in China. Part III. Critical metal Ga is enriched in late stage and low temperature sphalerite. Ore Geology Reviews, 166, 105928. |  | CHN | Guangdong
| Fankou |  | Basin hydrothermal | Mississippi Valley-type (MVT) | MVT zinc-lead | Zn, Pb | Ga | Zn, Pb, Ga | Wu et al., 2024 |  | 80-2-1-2-2 | 80-2-1-2-2 | underground mine |  |  |  |  | ore material | polished section | grab | mineral separate | [5 empty] | mineralisation | Sp1a, Sp1b, Sp2 | sphalerite |  | sphalerite | Sp1a (early replacement-infilling stage, core), Sp1b (early replacement-infilling stage, rim), Sp2 (late replacement-infilling stage) | euhedral-subhedral coarse-grained; anhedral grains | massive, banded, disseminated; core-rim texture; sector zoning; rhythm bands |  |  |  | pyrite, chalcopyrite, galena, dolomite, calcite, arsenopyrite, freibergite, pyrargyrite, argentite, goethite, ferrohydrite, anglesite, zincosite | polished into thin sections and polished mounts | LA-ICPMS | JEOL JXA-i SP100 electron probe micro-analyzer; NWR 193 nm Ar F Excimer laser-ablation system coupled to an iCAP RQ (ICPMS) | Laboratory of Marine Element and Isotope Facilities in Southern Marine Science and Engineering Guangdong Laboratory (Zhuhai, China); Guangzhou Tuoyan Analytical Technology Co., Ltd., Guangzhou, China | EPMA: accelerating voltage of 20 kV, a probe current of 20 nA, and a 5 μm beam. The peak counting time was 10 s for major elements (Zn, S, Fe), and 50 s for other minor elements (Cd, Ga, Ge, In, Au, and Ag). The background counting time was half of the peak counting time on the high- and low-energy background positions. Analytical results were reduced using the ZAF correction routines. LA-ICP-MS mapping: beam size of 15 μm and a repetition rate of 10 Hz. The depth of ablation during mapping was around 5 μm. | sphalerite for S and Zn, marcasite for Fe, cadmium for Cd, gallium phosphide for Ga, germanium for Ge, indium phosphide for In, gold for Au, and silver for Ag | 101.2962 | [19 empty] | 1944.493 | [11 empty] | 1184.0955 | [9 empty] | 12645.113 |  | 11.3247 |  |  |  | 499.879 |  |  |  | 230.4747 |  |  |  | 0.10946 | [13 empty] | 228.329 | [15 empty] | 102.2337 | [15 empty] | 155577.9042 |  | 55.2342 | [42 empty] | 2024 | Wu, Y., Zheng, Y., Yu, P., Chen, X., Guo, L., Long, L., Hu, Z., Huang, Y., Chen, M., Lu, J., Ouyang, S., Chen, S. (2024). The world-class carbonate-hosted Fankou Zn-Pb deposit in China. Part III. Critical metal Ga is enriched in late stage and low temperature sphalerite. Ore Geology Reviews, 166, 105928. |  | CHN | Guangdong
| Fankou |  | Basin hydrothermal | Mississippi Valley-type (MVT) | MVT zinc-lead | Zn, Pb | Ga | Zn, Pb, Ga | Wu et al., 2024 |  | Sp1b n=108-1 | Sp1b n=108-1 | underground mine |  |  |  |  | ore material | polished section | grab | mineral separate | [5 empty] | mineralisation | Sp1a, Sp1b, Sp2 | sphalerite |  | sphalerite | Sp1a (early replacement-infilling stage, core), Sp1b (early replacement-infilling stage, rim), Sp2 (late replacement-infilling stage) | euhedral-subhedral coarse-grained; anhedral grains | massive, banded, disseminated; core-rim texture; sector zoning; rhythm bands |  |  |  | pyrite, chalcopyrite, galena, dolomite, calcite, arsenopyrite, freibergite, pyrargyrite, argentite, goethite, ferrohydrite, anglesite, zincosite | polished into thin sections and polished mounts | LA-ICPMS | JEOL JXA-i SP100 electron probe micro-analyzer; NWR 193 nm Ar F Excimer laser-ablation system coupled to an iCAP RQ (ICPMS) | Laboratory of Marine Element and Isotope Facilities in Southern Marine Science and Engineering Guangdong Laboratory (Zhuhai, China); Guangzhou Tuoyan Analytical Technology Co., Ltd., Guangzhou, China | EPMA: accelerating voltage of 20 kV, a probe current of 20 nA, and a 5 μm beam. The peak counting time was 10 s for major elements (Zn, S, Fe), and 50 s for other minor elements (Cd, Ga, Ge, In, Au, and Ag). The background counting time was half of the peak counting time on the high- and low-energy background positions. Analytical results were reduced using the ZAF correction routines. LA-ICP-MS mapping: beam size of 15 μm and a repetition rate of 10 Hz. The depth of ablation during mapping was around 5 μm. | sphalerite for S and Zn, marcasite for Fe, cadmium for Cd, gallium phosphide for Ga, germanium for Ge, indium phosphide for In, gold for Au, and silver for Ag | [147 empty] | 2024 | Wu, Y., Zheng, Y., Yu, P., Chen, X., Guo, L., Long, L., Hu, Z., Huang, Y., Chen, M., Lu, J., Ouyang, S., Chen, S. (2024). The world-class carbonate-hosted Fankou Zn-Pb deposit in China. Part III. Critical metal Ga is enriched in late stage and low temperature sphalerite. Ore Geology Reviews, 166, 105928. |  | CHN | Guangdong
| Fankou |  | Basin hydrothermal | Mississippi Valley-type (MVT) | MVT zinc-lead | Zn, Pb | Ga | Zn, Pb, Ga | Wu et al., 2024 |  | 160-115-1-1-1 | 160-115-1-1-1 | underground mine |  |  |  |  | ore material | polished section | grab | mineral separate | [5 empty] | mineralisation | Sp1a, Sp1b, Sp2 | sphalerite |  | sphalerite | Sp1a (early replacement-infilling stage, core), Sp1b (early replacement-infilling stage, rim), Sp2 (late replacement-infilling stage) | euhedral-subhedral coarse-grained; anhedral grains | massive, banded, disseminated; core-rim texture; sector zoning; rhythm bands |  |  |  | pyrite, chalcopyrite, galena, dolomite, calcite, arsenopyrite, freibergite, pyrargyrite, argentite, goethite, ferrohydrite, anglesite, zincosite | polished into thin sections and polished mounts | LA-ICPMS | JEOL JXA-i SP100 electron probe micro-analyzer; NWR 193 nm Ar F Excimer laser-ablation system coupled to an iCAP RQ (ICPMS) | Laboratory of Marine Element and Isotope Facilities in Southern Marine Science and Engineering Guangdong Laboratory (Zhuhai, China); Guangzhou Tuoyan Analytical Technology Co., Ltd., Guangzhou, China | EPMA: accelerating voltage of 20 kV, a probe current of 20 nA, and a 5 μm beam. The peak counting time was 10 s for major elements (Zn, S, Fe), and 50 s for other minor elements (Cd, Ga, Ge, In, Au, and Ag). The background counting time was half of the peak counting time on the high- and low-energy background positions. Analytical results were reduced using the ZAF correction routines. LA-ICP-MS mapping: beam size of 15 μm and a repetition rate of 10 Hz. The depth of ablation during mapping was around 5 μm. | sphalerite for S and Zn, marcasite for Fe, cadmium for Cd, gallium phosphide for Ga, germanium for Ge, indium phosphide for In, gold for Au, and silver for Ag | 63.7363 | [19 empty] | 1431.2961 | [11 empty] | 2061.5699 | [9 empty] | 18377.7615 |  | 1167.1388 |  |  |  | 85.0726 |  |  |  | 854.2784 |  |  |  | 5.2988 | [13 empty] | 85.1149 | [15 empty] | 22.2161 | [15 empty] | 147184.6799 |  | 25.3523 | [42 empty] | 2024 | Wu, Y., Zheng, Y., Yu, P., Chen, X., Guo, L., Long, L., Hu, Z., Huang, Y., Chen, M., Lu, J., Ouyang, S., Chen, S. (2024). The world-class carbonate-hosted Fankou Zn-Pb deposit in China. Part III. Critical metal Ga is enriched in late stage and low temperature sphalerite. Ore Geology Reviews, 166, 105928. |  | CHN | Guangdong
| Fankou |  | Basin hydrothermal | Mississippi Valley-type (MVT) | MVT zinc-lead | Zn, Pb | Ga | Zn, Pb, Ga | Wu et al., 2024 |  | 160-115-1-1-2 | 160-115-1-1-2 | underground mine |  |  |  |  | ore material | polished section | grab | mineral separate | [5 empty] | mineralisation | Sp1a, Sp1b, Sp2 | sphalerite |  | sphalerite | Sp1a (early replacement-infilling stage, core), Sp1b (early replacement-infilling stage, rim), Sp2 (late replacement-infilling stage) | euhedral-subhedral coarse-grained; anhedral grains | massive, banded, disseminated; core-rim texture; sector zoning; rhythm bands |  |  |  | pyrite, chalcopyrite, galena, dolomite, calcite, arsenopyrite, freibergite, pyrargyrite, argentite, goethite, ferrohydrite, anglesite, zincosite | polished into thin sections and polished mounts | LA-ICPMS | JEOL JXA-i SP100 electron probe micro-analyzer; NWR 193 nm Ar F Excimer laser-ablation system coupled to an iCAP RQ (ICPMS) | Laboratory of Marine Element and Isotope Facilities in Southern Marine Science and Engineering Guangdong Laboratory (Zhuhai, China); Guangzhou Tuoyan Analytical Technology Co., Ltd., Guangzhou, China | EPMA: accelerating voltage of 20 kV, a probe current of 20 nA, and a 5 μm beam. The peak counting time was 10 s for major elements (Zn, S, Fe), and 50 s for other minor elements (Cd, Ga, Ge, In, Au, and Ag). The background counting time was half of the peak counting time on the high- and low-energy background positions. Analytical results were reduced using the ZAF correction routines. LA-ICP-MS mapping: beam size of 15 μm and a repetition rate of 10 Hz. The depth of ablation during mapping was around 5 μm. | sphalerite for S and Zn, marcasite for Fe, cadmium for Cd, gallium phosphide for Ga, germanium for Ge, indium phosphide for In, gold for Au, and silver for Ag | 95.2348 | [19 empty] | 1470.619 | [11 empty] | 922.7328 | [9 empty] | 18143.8497 |  | 429.959 |  |  |  | 111.6301 |  |  |  | 849.3629 |  |  |  | 0.64209 | [13 empty] | 91.9 | [15 empty] | 26.1023 | [15 empty] | 148046.7276 |  | 75.7071 | [42 empty] | 2024 | Wu, Y., Zheng, Y., Yu, P., Chen, X., Guo, L., Long, L., Hu, Z., Huang, Y., Chen, M., Lu, J., Ouyang, S., Chen, S. (2024). The world-class carbonate-hosted Fankou Zn-Pb deposit in China. Part III. Critical metal Ga is enriched in late stage and low temperature sphalerite. Ore Geology Reviews, 166, 105928. |  | CHN | Guangdong
| Fankou |  | Basin hydrothermal | Mississippi Valley-type (MVT) | MVT zinc-lead | Zn, Pb | Ga | Zn, Pb, Ga | Wu et al., 2024 |  | 160-115-1-2-4 | 160-115-1-2-4 | underground mine |  |  |  |  | ore material | polished section | grab | mineral separate | [5 empty] | mineralisation | Sp1a, Sp1b, Sp2 | sphalerite |  | sphalerite | Sp1a (early replacement-infilling stage, core), Sp1b (early replacement-infilling stage, rim), Sp2 (late replacement-infilling stage) | euhedral-subhedral coarse-grained; anhedral grains | massive, banded, disseminated; core-rim texture; sector zoning; rhythm bands |  |  |  | pyrite, chalcopyrite, galena, dolomite, calcite, arsenopyrite, freibergite, pyrargyrite, argentite, goethite, ferrohydrite, anglesite, zincosite | polished into thin sections and polished mounts | LA-ICPMS | JEOL JXA-i SP100 electron probe micro-analyzer; NWR 193 nm Ar F Excimer laser-ablation system coupled to an iCAP RQ (ICPMS) | Laboratory of Marine Element and Isotope Facilities in Southern Marine Science and Engineering Guangdong Laboratory (Zhuhai, China); Guangzhou Tuoyan Analytical Technology Co., Ltd., Guangzhou, China | EPMA: accelerating voltage of 20 kV, a probe current of 20 nA, and a 5 μm beam. The peak counting time was 10 s for major elements (Zn, S, Fe), and 50 s for other minor elements (Cd, Ga, Ge, In, Au, and Ag). The background counting time was half of the peak counting time on the high- and low-energy background positions. Analytical results were reduced using the ZAF correction routines. LA-ICP-MS mapping: beam size of 15 μm and a repetition rate of 10 Hz. The depth of ablation during mapping was around 5 μm. | sphalerite for S and Zn, marcasite for Fe, cadmium for Cd, gallium phosphide for Ga, germanium for Ge, indium phosphide for In, gold for Au, and silver for Ag | 203.6915 | [19 empty] | 3860.7165 | [11 empty] | 7897.4767 | [9 empty] | 39161.6643 |  | 189.6815 |  |  |  | 73.0358 |  |  |  | 1048.2676 |  |  |  | 1.9961 | [13 empty] | 570.1531 | [15 empty] | 99.4446 | [15 empty] | 169228.4729 |  | 277.3902 | [42 empty] | 2024 | Wu, Y., Zheng, Y., Yu, P., Chen, X., Guo, L., Long, L., Hu, Z., Huang, Y., Chen, M., Lu, J., Ouyang, S., Chen, S. (2024). The world-class carbonate-hosted Fankou Zn-Pb deposit in China. Part III. Critical metal Ga is enriched in late stage and low temperature sphalerite. Ore Geology Reviews, 166, 105928. |  | CHN | Guangdong
| Fankou |  | Basin hydrothermal | Mississippi Valley-type (MVT) | MVT zinc-lead | Zn, Pb | Ga | Zn, Pb, Ga | Wu et al., 2024 |  | 160-117-1-2-1 | 160-117-1-2-1 | underground mine |  |  |  |  | ore material | polished section | grab | mineral separate | [5 empty] | mineralisation | Sp1a, Sp1b, Sp2 | sphalerite |  | sphalerite | Sp1a (early replacement-infilling stage, core), Sp1b (early replacement-infilling stage, rim), Sp2 (late replacement-infilling stage) | euhedral-subhedral coarse-grained; anhedral grains | massive, banded, disseminated; core-rim texture; sector zoning; rhythm bands |  |  |  | pyrite, chalcopyrite, galena, dolomite, calcite, arsenopyrite, freibergite, pyrargyrite, argentite, goethite, ferrohydrite, anglesite, zincosite | polished into thin sections and polished mounts | LA-ICPMS | JEOL JXA-i SP100 electron probe micro-analyzer; NWR 193 nm Ar F Excimer laser-ablation system coupled to an iCAP RQ (ICPMS) | Laboratory of Marine Element and Isotope Facilities in Southern Marine Science and Engineering Guangdong Laboratory (Zhuhai, China); Guangzhou Tuoyan Analytical Technology Co., Ltd., Guangzhou, China | EPMA: accelerating voltage of 20 kV, a probe current of 20 nA, and a 5 μm beam. The peak counting time was 10 s for major elements (Zn, S, Fe), and 50 s for other minor elements (Cd, Ga, Ge, In, Au, and Ag). The background counting time was half of the peak counting time on the high- and low-energy background positions. Analytical results were reduced using the ZAF correction routines. LA-ICP-MS mapping: beam size of 15 μm and a repetition rate of 10 Hz. The depth of ablation during mapping was around 5 μm. | sphalerite for S and Zn, marcasite for Fe, cadmium for Cd, gallium phosphide for Ga, germanium for Ge, indium phosphide for In, gold for Au, and silver for Ag | 120.2981 | [19 empty] | 1456.1111 | [11 empty] | 3750.9479 | [9 empty] | 11051.9632 |  | 810.1721 |  |  |  | 556.3517 |  |  |  | 808.7717 |  |  |  | 1.0478 | [13 empty] | 190.2504 | [15 empty] | 49.4639 | [15 empty] | 155614.7921 |  | 78.231 | [42 empty] | 2024 | Wu, Y., Zheng, Y., Yu, P., Chen, X., Guo, L., Long, L., Hu, Z., Huang, Y., Chen, M., Lu, J., Ouyang, S., Chen, S. (2024). The world-class carbonate-hosted Fankou Zn-Pb deposit in China. Part III. Critical metal Ga is enriched in late stage and low temperature sphalerite. Ore Geology Reviews, 166, 105928. |  | CHN | Guangdong
| Fankou |  | Basin hydrothermal | Mississippi Valley-type (MVT) | MVT zinc-lead | Zn, Pb | Ga | Zn, Pb, Ga | Wu et al., 2024 |  | 160-117-1-2-2 | 160-117-1-2-2 | underground mine |  |  |  |  | ore material | polished section | grab | mineral separate | [5 empty] | mineralisation | Sp1a, Sp1b, Sp2 | sphalerite |  | sphalerite | Sp1a (early replacement-infilling stage, core), Sp1b (early replacement-infilling stage, rim), Sp2 (late replacement-infilling stage) | euhedral-subhedral coarse-grained; anhedral grains | massive, banded, disseminated; core-rim texture; sector zoning; rhythm bands |  |  |  | pyrite, chalcopyrite, galena, dolomite, calcite, arsenopyrite, freibergite, pyrargyrite, argentite, goethite, ferrohydrite, anglesite, zincosite | polished into thin sections and polished mounts | LA-ICPMS | JEOL JXA-i SP100 electron probe micro-analyzer; NWR 193 nm Ar F Excimer laser-ablation system coupled to an iCAP RQ (ICPMS) | Laboratory of Marine Element and Isotope Facilities in Southern Marine Science and Engineering Guangdong Laboratory (Zhuhai, China); Guangzhou Tuoyan Analytical Technology Co., Ltd., Guangzhou, China | EPMA: accelerating voltage of 20 kV, a probe current of 20 nA, and a 5 μm beam. The peak counting time was 10 s for major elements (Zn, S, Fe), and 50 s for other minor elements (Cd, Ga, Ge, In, Au, and Ag). The background counting time was half of the peak counting time on the high- and low-energy background positions. Analytical results were reduced using the ZAF correction routines. LA-ICP-MS mapping: beam size of 15 μm and a repetition rate of 10 Hz. The depth of ablation during mapping was around 5 μm. | sphalerite for S and Zn, marcasite for Fe, cadmium for Cd, gallium phosphide for Ga, germanium for Ge, indium phosphide for In, gold for Au, and silver for Ag | 134.9139 | [19 empty] | 1827.1755 | [11 empty] | 2617.3935 | [9 empty] | 10511.216 |  | 105.0555 |  |  |  | 432.2421 |  |  |  | 859.5552 |  |  |  | 0.12362 | [13 empty] | 183.3476 | [15 empty] | 75.5134 | [15 empty] | 138455.2136 |  | 117.1069 | [42 empty] | 2024 | Wu, Y., Zheng, Y., Yu, P., Chen, X., Guo, L., Long, L., Hu, Z., Huang, Y., Chen, M., Lu, J., Ouyang, S., Chen, S. (2024). The world-class carbonate-hosted Fankou Zn-Pb deposit in China. Part III. Critical metal Ga is enriched in late stage and low temperature sphalerite. Ore Geology Reviews, 166, 105928. |  | CHN | Guangdong
| Fankou |  | Basin hydrothermal | Mississippi Valley-type (MVT) | MVT zinc-lead | Zn, Pb | Ga | Zn, Pb, Ga | Wu et al., 2024 |  | 160-117-1-2-3 | 160-117-1-2-3 | underground mine |  |  |  |  | ore material | polished section | grab | mineral separate | [5 empty] | mineralisation | Sp1a, Sp1b, Sp2 | sphalerite |  | sphalerite | Sp1a (early replacement-infilling stage, core), Sp1b (early replacement-infilling stage, rim), Sp2 (late replacement-infilling stage) | euhedral-subhedral coarse-grained; anhedral grains | massive, banded, disseminated; core-rim texture; sector zoning; rhythm bands |  |  |  | pyrite, chalcopyrite, galena, dolomite, calcite, arsenopyrite, freibergite, pyrargyrite, argentite, goethite, ferrohydrite, anglesite, zincosite | polished into thin sections and polished mounts | LA-ICPMS | JEOL JXA-i SP100 electron probe micro-analyzer; NWR 193 nm Ar F Excimer laser-ablation system coupled to an iCAP RQ (ICPMS) | Laboratory of Marine Element and Isotope Facilities in Southern Marine Science and Engineering Guangdong Laboratory (Zhuhai, China); Guangzhou Tuoyan Analytical Technology Co., Ltd., Guangzhou, China | EPMA: accelerating voltage of 20 kV, a probe current of 20 nA, and a 5 μm beam. The peak counting time was 10 s for major elements (Zn, S, Fe), and 50 s for other minor elements (Cd, Ga, Ge, In, Au, and Ag). The background counting time was half of the peak counting time on the high- and low-energy background positions. Analytical results were reduced using the ZAF correction routines. LA-ICP-MS mapping: beam size of 15 μm and a repetition rate of 10 Hz. The depth of ablation during mapping was around 5 μm. | sphalerite for S and Zn, marcasite for Fe, cadmium for Cd, gallium phosphide for Ga, germanium for Ge, indium phosphide for In, gold for Au, and silver for Ag | 175.1574 | [19 empty] | 1808.929 | [11 empty] | 8976.3698 | [9 empty] | 14738.8144 |  | 525.4324 |  |  |  | 1871.819 |  |  |  | 1023.9822 |  |  |  | 1.0594 | [13 empty] | 178.9361 | [15 empty] | 77.0938 | [15 empty] | 137635.244 |  | 90.8199 | [42 empty] | 2024 | Wu, Y., Zheng, Y., Yu, P., Chen, X., Guo, L., Long, L., Hu, Z., Huang, Y., Chen, M., Lu, J., Ouyang, S., Chen, S. (2024). The world-class carbonate-hosted Fankou Zn-Pb deposit in China. Part III. Critical metal Ga is enriched in late stage and low temperature sphalerite. Ore Geology Reviews, 166, 105928. |  | CHN | Guangdong
| Fankou |  | Basin hydrothermal | Mississippi Valley-type (MVT) | MVT zinc-lead | Zn, Pb | Ga | Zn, Pb, Ga | Wu et al., 2024 |  | 200-6-2-1-5 | 200-6-2-1-5 | underground mine |  |  |  |  | ore material | polished section | grab | mineral separate | [5 empty] | mineralisation | Sp1a, Sp1b, Sp2 | sphalerite |  | sphalerite | Sp1a (early replacement-infilling stage, core), Sp1b (early replacement-infilling stage, rim), Sp2 (late replacement-infilling stage) | euhedral-subhedral coarse-grained; anhedral grains | massive, banded, disseminated; core-rim texture; sector zoning; rhythm bands |  |  |  | pyrite, chalcopyrite, galena, dolomite, calcite, arsenopyrite, freibergite, pyrargyrite, argentite, goethite, ferrohydrite, anglesite, zincosite | polished into thin sections and polished mounts | LA-ICPMS | JEOL JXA-i SP100 electron probe micro-analyzer; NWR 193 nm Ar F Excimer laser-ablation system coupled to an iCAP RQ (ICPMS) | Laboratory of Marine Element and Isotope Facilities in Southern Marine Science and Engineering Guangdong Laboratory (Zhuhai, China); Guangzhou Tuoyan Analytical Technology Co., Ltd., Guangzhou, China | EPMA: accelerating voltage of 20 kV, a probe current of 20 nA, and a 5 μm beam. The peak counting time was 10 s for major elements (Zn, S, Fe), and 50 s for other minor elements (Cd, Ga, Ge, In, Au, and Ag). The background counting time was half of the peak counting time on the high- and low-energy background positions. Analytical results were reduced using the ZAF correction routines. LA-ICP-MS mapping: beam size of 15 μm and a repetition rate of 10 Hz. The depth of ablation during mapping was around 5 μm. | sphalerite for S and Zn, marcasite for Fe, cadmium for Cd, gallium phosphide for Ga, germanium for Ge, indium phosphide for In, gold for Au, and silver for Ag | 101.7536 | [19 empty] | 1616.0413 | [11 empty] | 161.5032 | [9 empty] | 43359.4503 |  | 102.4309 |  |  |  | 16.4906 |  |  |  | 95.3025 |  |  |  | 0.51634 | [13 empty] | 98.733 | [15 empty] | 56.3578 | [15 empty] | 170412.8883 |  | 35.2146 | [42 empty] | 2024 | Wu, Y., Zheng, Y., Yu, P., Chen, X., Guo, L., Long, L., Hu, Z., Huang, Y., Chen, M., Lu, J., Ouyang, S., Chen, S. (2024). The world-class carbonate-hosted Fankou Zn-Pb deposit in China. Part III. Critical metal Ga is enriched in late stage and low temperature sphalerite. Ore Geology Reviews, 166, 105928. |  | CHN | Guangdong
| Fankou |  | Basin hydrothermal | Mississippi Valley-type (MVT) | MVT zinc-lead | Zn, Pb | Ga | Zn, Pb, Ga | Wu et al., 2024 |  | 200-6-2-2-3 | 200-6-2-2-3 | underground mine |  |  |  |  | ore material | polished section | grab | mineral separate | [5 empty] | mineralisation | Sp1a, Sp1b, Sp2 | sphalerite |  | sphalerite | Sp1a (early replacement-infilling stage, core), Sp1b (early replacement-infilling stage, rim), Sp2 (late replacement-infilling stage) | euhedral-subhedral coarse-grained; anhedral grains | massive, banded, disseminated; core-rim texture; sector zoning; rhythm bands |  |  |  | pyrite, chalcopyrite, galena, dolomite, calcite, arsenopyrite, freibergite, pyrargyrite, argentite, goethite, ferrohydrite, anglesite, zincosite | polished into thin sections and polished mounts | LA-ICPMS | JEOL JXA-i SP100 electron probe micro-analyzer; NWR 193 nm Ar F Excimer laser-ablation system coupled to an iCAP RQ (ICPMS) | Laboratory of Marine Element and Isotope Facilities in Southern Marine Science and Engineering Guangdong Laboratory (Zhuhai, China); Guangzhou Tuoyan Analytical Technology Co., Ltd., Guangzhou, China | EPMA: accelerating voltage of 20 kV, a probe current of 20 nA, and a 5 μm beam. The peak counting time was 10 s for major elements (Zn, S, Fe), and 50 s for other minor elements (Cd, Ga, Ge, In, Au, and Ag). The background counting time was half of the peak counting time on the high- and low-energy background positions. Analytical results were reduced using the ZAF correction routines. LA-ICP-MS mapping: beam size of 15 μm and a repetition rate of 10 Hz. The depth of ablation during mapping was around 5 μm. | sphalerite for S and Zn, marcasite for Fe, cadmium for Cd, gallium phosphide for Ga, germanium for Ge, indium phosphide for In, gold for Au, and silver for Ag | 63.9258 | [19 empty] | 1428.7181 | [11 empty] | 178.0693 | [9 empty] | 41449.2441 |  | 118.4752 |  |  |  | 8.1966 |  |  |  | 90.7034 |  |  |  | 0.42102 | [13 empty] | 70.1131 | [15 empty] | 20.6879 | [15 empty] | 164863.6135 |  | 4.3117 | [42 empty] | 2024 | Wu, Y., Zheng, Y., Yu, P., Chen, X., Guo, L., Long, L., Hu, Z., Huang, Y., Chen, M., Lu, J., Ouyang, S., Chen, S. (2024). The world-class carbonate-hosted Fankou Zn-Pb deposit in China. Part III. Critical metal Ga is enriched in late stage and low temperature sphalerite. Ore Geology Reviews, 166, 105928. |  | CHN | Guangdong
| Fankou |  | Basin hydrothermal | Mississippi Valley-type (MVT) | MVT zinc-lead | Zn, Pb | Ga | Zn, Pb, Ga | Wu et al., 2024 |  | 200-6-2-2-4 | 200-6-2-2-4 | underground mine |  |  |  |  | ore material | polished section | grab | mineral separate | [5 empty] | mineralisation | Sp1a, Sp1b, Sp2 | sphalerite |  | sphalerite | Sp1a (early replacement-infilling stage, core), Sp1b (early replacement-infilling stage, rim), Sp2 (late replacement-infilling stage) | euhedral-subhedral coarse-grained; anhedral grains | massive, banded, disseminated; core-rim texture; sector zoning; rhythm bands |  |  |  | pyrite, chalcopyrite, galena, dolomite, calcite, arsenopyrite, freibergite, pyrargyrite, argentite, goethite, ferrohydrite, anglesite, zincosite | polished into thin sections and polished mounts | LA-ICPMS | JEOL JXA-i SP100 electron probe micro-analyzer; NWR 193 nm Ar F Excimer laser-ablation system coupled to an iCAP RQ (ICPMS) | Laboratory of Marine Element and Isotope Facilities in Southern Marine Science and Engineering Guangdong Laboratory (Zhuhai, China); Guangzhou Tuoyan Analytical Technology Co., Ltd., Guangzhou, China | EPMA: accelerating voltage of 20 kV, a probe current of 20 nA, and a 5 μm beam. The peak counting time was 10 s for major elements (Zn, S, Fe), and 50 s for other minor elements (Cd, Ga, Ge, In, Au, and Ag). The background counting time was half of the peak counting time on the high- and low-energy background positions. Analytical results were reduced using the ZAF correction routines. LA-ICP-MS mapping: beam size of 15 μm and a repetition rate of 10 Hz. The depth of ablation during mapping was around 5 μm. | sphalerite for S and Zn, marcasite for Fe, cadmium for Cd, gallium phosphide for Ga, germanium for Ge, indium phosphide for In, gold for Au, and silver for Ag | 235.1849 | [19 empty] | 1675.9155 | [11 empty] | 1524.0801 | [9 empty] | 54452.0988 |  | 267.1433 |  |  |  | 510.1315 |  |  |  | 100.3391 |  |  |  | 0.099061 | [13 empty] | 90.3047 | [15 empty] | 13.9602 | [15 empty] | 161948.6605 |  | 5.3707 | [42 empty] | 2024 | Wu, Y., Zheng, Y., Yu, P., Chen, X., Guo, L., Long, L., Hu, Z., Huang, Y., Chen, M., Lu, J., Ouyang, S., Chen, S. (2024). The world-class carbonate-hosted Fankou Zn-Pb deposit in China. Part III. Critical metal Ga is enriched in late stage and low temperature sphalerite. Ore Geology Reviews, 166, 105928. |  | CHN | Guangdong
| Fankou |  | Basin hydrothermal | Mississippi Valley-type (MVT) | MVT zinc-lead | Zn, Pb | Ga | Zn, Pb, Ga | Wu et al., 2024 |  | 200-6-2-2-5 | 200-6-2-2-5 | underground mine |  |  |  |  | ore material | polished section | grab | mineral separate | [5 empty] | mineralisation | Sp1a, Sp1b, Sp2 | sphalerite |  | sphalerite | Sp1a (early replacement-infilling stage, core), Sp1b (early replacement-infilling stage, rim), Sp2 (late replacement-infilling stage) | euhedral-subhedral coarse-grained; anhedral grains | massive, banded, disseminated; core-rim texture; sector zoning; rhythm bands |  |  |  | pyrite, chalcopyrite, galena, dolomite, calcite, arsenopyrite, freibergite, pyrargyrite, argentite, goethite, ferrohydrite, anglesite, zincosite | polished into thin sections and polished mounts | LA-ICPMS | JEOL JXA-i SP100 electron probe micro-analyzer; NWR 193 nm Ar F Excimer laser-ablation system coupled to an iCAP RQ (ICPMS) | Laboratory of Marine Element and Isotope Facilities in Southern Marine Science and Engineering Guangdong Laboratory (Zhuhai, China); Guangzhou Tuoyan Analytical Technology Co., Ltd., Guangzhou, China | EPMA: accelerating voltage of 20 kV, a probe current of 20 nA, and a 5 μm beam. The peak counting time was 10 s for major elements (Zn, S, Fe), and 50 s for other minor elements (Cd, Ga, Ge, In, Au, and Ag). The background counting time was half of the peak counting time on the high- and low-energy background positions. Analytical results were reduced using the ZAF correction routines. LA-ICP-MS mapping: beam size of 15 μm and a repetition rate of 10 Hz. The depth of ablation during mapping was around 5 μm. | sphalerite for S and Zn, marcasite for Fe, cadmium for Cd, gallium phosphide for Ga, germanium for Ge, indium phosphide for In, gold for Au, and silver for Ag | 176.5361 | [19 empty] | 1535.504 | [11 empty] | 1692.7505 | [9 empty] | 44411.6914 |  | 751.9066 |  |  |  | 256.0976 |  |  |  | 94.8405 |  |  |  | 0.67594 | [13 empty] | 73.8986 | [15 empty] | 2.9032 | [15 empty] | 158236.5011 |  | 0.80737 | [42 empty] | 2024 | Wu, Y., Zheng, Y., Yu, P., Chen, X., Guo, L., Long, L., Hu, Z., Huang, Y., Chen, M., Lu, J., Ouyang, S., Chen, S. (2024). The world-class carbonate-hosted Fankou Zn-Pb deposit in China. Part III. Critical metal Ga is enriched in late stage and low temperature sphalerite. Ore Geology Reviews, 166, 105928. |  | CHN | Guangdong
| Fankou |  | Basin hydrothermal | Mississippi Valley-type (MVT) | MVT zinc-lead | Zn, Pb | Ga | Zn, Pb, Ga | Wu et al., 2024 |  | 240-123-1-1-1 | 240-123-1-1-1 | underground mine |  |  |  |  | ore material | polished section | grab | mineral separate | [5 empty] | mineralisation | Sp1a, Sp1b, Sp2 | sphalerite |  | sphalerite | Sp1a (early replacement-infilling stage, core), Sp1b (early replacement-infilling stage, rim), Sp2 (late replacement-infilling stage) | euhedral-subhedral coarse-grained; anhedral grains | massive, banded, disseminated; core-rim texture; sector zoning; rhythm bands |  |  |  | pyrite, chalcopyrite, galena, dolomite, calcite, arsenopyrite, freibergite, pyrargyrite, argentite, goethite, ferrohydrite, anglesite, zincosite | polished into thin sections and polished mounts | LA-ICPMS | JEOL JXA-i SP100 electron probe micro-analyzer; NWR 193 nm Ar F Excimer laser-ablation system coupled to an iCAP RQ (ICPMS) | Laboratory of Marine Element and Isotope Facilities in Southern Marine Science and Engineering Guangdong Laboratory (Zhuhai, China); Guangzhou Tuoyan Analytical Technology Co., Ltd., Guangzhou, China | EPMA: accelerating voltage of 20 kV, a probe current of 20 nA, and a 5 μm beam. The peak counting time was 10 s for major elements (Zn, S, Fe), and 50 s for other minor elements (Cd, Ga, Ge, In, Au, and Ag). The background counting time was half of the peak counting time on the high- and low-energy background positions. Analytical results were reduced using the ZAF correction routines. LA-ICP-MS mapping: beam size of 15 μm and a repetition rate of 10 Hz. The depth of ablation during mapping was around 5 μm. | sphalerite for S and Zn, marcasite for Fe, cadmium for Cd, gallium phosphide for Ga, germanium for Ge, indium phosphide for In, gold for Au, and silver for Ag | 172.2636 | [19 empty] | 1426.5387 | [11 empty] | 1210.4513 | [9 empty] | 22598.7153 |  | 961.8804 |  |  |  | 84.8637 |  |  |  | 113.3837 |  |  |  | 0.37655 | [13 empty] | 269.4363 | [15 empty] | 39.5126 | [15 empty] | 143930.1388 |  | 0.35295 | [42 empty] | 2024 | Wu, Y., Zheng, Y., Yu, P., Chen, X., Guo, L., Long, L., Hu, Z., Huang, Y., Chen, M., Lu, J., Ouyang, S., Chen, S. (2024). The world-class carbonate-hosted Fankou Zn-Pb deposit in China. Part III. Critical metal Ga is enriched in late stage and low temperature sphalerite. Ore Geology Reviews, 166, 105928. |  | CHN | Guangdong
| Fankou |  | Basin hydrothermal | Mississippi Valley-type (MVT) | MVT zinc-lead | Zn, Pb | Ga | Zn, Pb, Ga | Wu et al., 2024 |  | 240-123-1-2-1 | 240-123-1-2-1 | underground mine |  |  |  |  | ore material | polished section | grab | mineral separate | [5 empty] | mineralisation | Sp1a, Sp1b, Sp2 | sphalerite |  | sphalerite | Sp1a (early replacement-infilling stage, core), Sp1b (early replacement-infilling stage, rim), Sp2 (late replacement-infilling stage) | euhedral-subhedral coarse-grained; anhedral grains | massive, banded, disseminated; core-rim texture; sector zoning; rhythm bands |  |  |  | pyrite, chalcopyrite, galena, dolomite, calcite, arsenopyrite, freibergite, pyrargyrite, argentite, goethite, ferrohydrite, anglesite, zincosite | polished into thin sections and polished mounts | LA-ICPMS | JEOL JXA-i SP100 electron probe micro-analyzer; NWR 193 nm Ar F Excimer laser-ablation system coupled to an iCAP RQ (ICPMS) | Laboratory of Marine Element and Isotope Facilities in Southern Marine Science and Engineering Guangdong Laboratory (Zhuhai, China); Guangzhou Tuoyan Analytical Technology Co., Ltd., Guangzhou, China | EPMA: accelerating voltage of 20 kV, a probe current of 20 nA, and a 5 μm beam. The peak counting time was 10 s for major elements (Zn, S, Fe), and 50 s for other minor elements (Cd, Ga, Ge, In, Au, and Ag). The background counting time was half of the peak counting time on the high- and low-energy background positions. Analytical results were reduced using the ZAF correction routines. LA-ICP-MS mapping: beam size of 15 μm and a repetition rate of 10 Hz. The depth of ablation during mapping was around 5 μm. | sphalerite for S and Zn, marcasite for Fe, cadmium for Cd, gallium phosphide for Ga, germanium for Ge, indium phosphide for In, gold for Au, and silver for Ag | 164.9471 | [19 empty] | 1685.5439 | [11 empty] | 1122.9354 | [9 empty] | 32704.8947 |  | 228.2877 |  |  |  | 471.7984 |  |  |  | 89.0101 |  |  |  | 0.04797 | [13 empty] | 246.7347 | [15 empty] | 18.3414 | [15 empty] | 151788.5313 | [44 empty] | 2024 | Wu, Y., Zheng, Y., Yu, P., Chen, X., Guo, L., Long, L., Hu, Z., Huang, Y., Chen, M., Lu, J., Ouyang, S., Chen, S. (2024). The world-class carbonate-hosted Fankou Zn-Pb deposit in China. Part III. Critical metal Ga is enriched in late stage and low temperature sphalerite. Ore Geology Reviews, 166, 105928. |  | CHN | Guangdong
| Fankou |  | Basin hydrothermal | Mississippi Valley-type (MVT) | MVT zinc-lead | Zn, Pb | Ga | Zn, Pb, Ga | Wu et al., 2024 |  | 240-123-1-2-2 | 240-123-1-2-2 | underground mine |  |  |  |  | ore material | polished section | grab | mineral separate | [5 empty] | mineralisation | Sp1a, Sp1b, Sp2 | sphalerite |  | sphalerite | Sp1a (early replacement-infilling stage, core), Sp1b (early replacement-infilling stage, rim), Sp2 (late replacement-infilling stage) | euhedral-subhedral coarse-grained; anhedral grains | massive, banded, disseminated; core-rim texture; sector zoning; rhythm bands |  |  |  | pyrite, chalcopyrite, galena, dolomite, calcite, arsenopyrite, freibergite, pyrargyrite, argentite, goethite, ferrohydrite, anglesite, zincosite | polished into thin sections and polished mounts | LA-ICPMS | JEOL JXA-i SP100 electron probe micro-analyzer; NWR 193 nm Ar F Excimer laser-ablation system coupled to an iCAP RQ (ICPMS) | Laboratory of Marine Element and Isotope Facilities in Southern Marine Science and Engineering Guangdong Laboratory (Zhuhai, China); Guangzhou Tuoyan Analytical Technology Co., Ltd., Guangzhou, China | EPMA: accelerating voltage of 20 kV, a probe current of 20 nA, and a 5 μm beam. The peak counting time was 10 s for major elements (Zn, S, Fe), and 50 s for other minor elements (Cd, Ga, Ge, In, Au, and Ag). The background counting time was half of the peak counting time on the high- and low-energy background positions. Analytical results were reduced using the ZAF correction routines. LA-ICP-MS mapping: beam size of 15 μm and a repetition rate of 10 Hz. The depth of ablation during mapping was around 5 μm. | sphalerite for S and Zn, marcasite for Fe, cadmium for Cd, gallium phosphide for Ga, germanium for Ge, indium phosphide for In, gold for Au, and silver for Ag | 123.8291 | [19 empty] | 1756.3255 | [11 empty] | 666.235 | [9 empty] | 49935.1081 |  | 274.5565 |  |  |  | 189.1146 |  |  |  | 88.6153 |  |  |  | 0.027721 | [13 empty] | 215.1622 | [15 empty] | 2.1405 | [15 empty] | 160477.171 | [44 empty] | 2024 | Wu, Y., Zheng, Y., Yu, P., Chen, X., Guo, L., Long, L., Hu, Z., Huang, Y., Chen, M., Lu, J., Ouyang, S., Chen, S. (2024). The world-class carbonate-hosted Fankou Zn-Pb deposit in China. Part III. Critical metal Ga is enriched in late stage and low temperature sphalerite. Ore Geology Reviews, 166, 105928. |  | CHN | Guangdong
| Fankou |  | Basin hydrothermal | Mississippi Valley-type (MVT) | MVT zinc-lead | Zn, Pb | Ga | Zn, Pb, Ga | Wu et al., 2024 |  | 240-123-1-1-2 | 240-123-1-1-2 | underground mine |  |  |  |  | ore material | polished section | grab | mineral separate | [5 empty] | mineralisation | Sp1a, Sp1b, Sp2 | sphalerite |  | sphalerite | Sp1a (early replacement-infilling stage, core), Sp1b (early replacement-infilling stage, rim), Sp2 (late replacement-infilling stage) | euhedral-subhedral coarse-grained; anhedral grains | massive, banded, disseminated; core-rim texture; sector zoning; rhythm bands |  |  |  | pyrite, chalcopyrite, galena, dolomite, calcite, arsenopyrite, freibergite, pyrargyrite, argentite, goethite, ferrohydrite, anglesite, zincosite | polished into thin sections and polished mounts | LA-ICPMS | JEOL JXA-i SP100 electron probe micro-analyzer; NWR 193 nm Ar F Excimer laser-ablation system coupled to an iCAP RQ (ICPMS) | Laboratory of Marine Element and Isotope Facilities in Southern Marine Science and Engineering Guangdong Laboratory (Zhuhai, China); Guangzhou Tuoyan Analytical Technology Co., Ltd., Guangzhou, China | EPMA: accelerating voltage of 20 kV, a probe current of 20 nA, and a 5 μm beam. The peak counting time was 10 s for major elements (Zn, S, Fe), and 50 s for other minor elements (Cd, Ga, Ge, In, Au, and Ag). The background counting time was half of the peak counting time on the high- and low-energy background positions. Analytical results were reduced using the ZAF correction routines. LA-ICP-MS mapping: beam size of 15 μm and a repetition rate of 10 Hz. The depth of ablation during mapping was around 5 μm. | sphalerite for S and Zn, marcasite for Fe, cadmium for Cd, gallium phosphide for Ga, germanium for Ge, indium phosphide for In, gold for Au, and silver for Ag | 83.4509 | [19 empty] | 1250.0773 | [11 empty] | 580.3077 | [9 empty] | 22221.6868 |  | 491.6976 |  |  |  | 1.9786 |  |  |  | 115.0568 |  |  |  | 4.2371 | [13 empty] | 55.5482 | [15 empty] | 15.0106 | [15 empty] | 143700.2177 |  | 0.25133 | [42 empty] | 2024 | Wu, Y., Zheng, Y., Yu, P., Chen, X., Guo, L., Long, L., Hu, Z., Huang, Y., Chen, M., Lu, J., Ouyang, S., Chen, S. (2024). The world-class carbonate-hosted Fankou Zn-Pb deposit in China. Part III. Critical metal Ga is enriched in late stage and low temperature sphalerite. Ore Geology Reviews, 166, 105928. |  | CHN | Guangdong
| Fankou |  | Basin hydrothermal | Mississippi Valley-type (MVT) | MVT zinc-lead | Zn, Pb | Ga | Zn, Pb, Ga | Wu et al., 2024 |  | 240-123-1-1-3 | 240-123-1-1-3 | underground mine |  |  |  |  | ore material | polished section | grab | mineral separate | [5 empty] | mineralisation | Sp1a, Sp1b, Sp2 | sphalerite |  | sphalerite | Sp1a (early replacement-infilling stage, core), Sp1b (early replacement-infilling stage, rim), Sp2 (late replacement-infilling stage) | euhedral-subhedral coarse-grained; anhedral grains | massive, banded, disseminated; core-rim texture; sector zoning; rhythm bands |  |  |  | pyrite, chalcopyrite, galena, dolomite, calcite, arsenopyrite, freibergite, pyrargyrite, argentite, goethite, ferrohydrite, anglesite, zincosite | polished into thin sections and polished mounts | LA-ICPMS | JEOL JXA-i SP100 electron probe micro-analyzer; NWR 193 nm Ar F Excimer laser-ablation system coupled to an iCAP RQ (ICPMS) | Laboratory of Marine Element and Isotope Facilities in Southern Marine Science and Engineering Guangdong Laboratory (Zhuhai, China); Guangzhou Tuoyan Analytical Technology Co., Ltd., Guangzhou, China | EPMA: accelerating voltage of 20 kV, a probe current of 20 nA, and a 5 μm beam. The peak counting time was 10 s for major elements (Zn, S, Fe), and 50 s for other minor elements (Cd, Ga, Ge, In, Au, and Ag). The background counting time was half of the peak counting time on the high- and low-energy background positions. Analytical results were reduced using the ZAF correction routines. LA-ICP-MS mapping: beam size of 15 μm and a repetition rate of 10 Hz. The depth of ablation during mapping was around 5 μm. | sphalerite for S and Zn, marcasite for Fe, cadmium for Cd, gallium phosphide for Ga, germanium for Ge, indium phosphide for In, gold for Au, and silver for Ag | 215.8921 | [19 empty] | 1625.4932 | [11 empty] | 1427.3702 | [9 empty] | 32014.6359 |  | 544.0018 |  |  |  | 472.9435 |  |  |  | 125.3885 |  |  |  | 0.45443 | [13 empty] | 244.6702 | [15 empty] | 25.1521 | [15 empty] | 146270.273 |  | 11.1657 | [42 empty] | 2024 | Wu, Y., Zheng, Y., Yu, P., Chen, X., Guo, L., Long, L., Hu, Z., Huang, Y., Chen, M., Lu, J., Ouyang, S., Chen, S. (2024). The world-class carbonate-hosted Fankou Zn-Pb deposit in China. Part III. Critical metal Ga is enriched in late stage and low temperature sphalerite. Ore Geology Reviews, 166, 105928. |  | CHN | Guangdong
| Fankou |  | Basin hydrothermal | Mississippi Valley-type (MVT) | MVT zinc-lead | Zn, Pb | Ga | Zn, Pb, Ga | Wu et al., 2024 |  | 240-123-1-1-4 | 240-123-1-1-4 | underground mine |  |  |  |  | ore material | polished section | grab | mineral separate | [5 empty] | mineralisation | Sp1a, Sp1b, Sp2 | sphalerite |  | sphalerite | Sp1a (early replacement-infilling stage, core), Sp1b (early replacement-infilling stage, rim), Sp2 (late replacement-infilling stage) | euhedral-subhedral coarse-grained; anhedral grains | massive, banded, disseminated; core-rim texture; sector zoning; rhythm bands |  |  |  | pyrite, chalcopyrite, galena, dolomite, calcite, arsenopyrite, freibergite, pyrargyrite, argentite, goethite, ferrohydrite, anglesite, zincosite | polished into thin sections and polished mounts | LA-ICPMS | JEOL JXA-i SP100 electron probe micro-analyzer; NWR 193 nm Ar F Excimer laser-ablation system coupled to an iCAP RQ (ICPMS) | Laboratory of Marine Element and Isotope Facilities in Southern Marine Science and Engineering Guangdong Laboratory (Zhuhai, China); Guangzhou Tuoyan Analytical Technology Co., Ltd., Guangzhou, China | EPMA: accelerating voltage of 20 kV, a probe current of 20 nA, and a 5 μm beam. The peak counting time was 10 s for major elements (Zn, S, Fe), and 50 s for other minor elements (Cd, Ga, Ge, In, Au, and Ag). The background counting time was half of the peak counting time on the high- and low-energy background positions. Analytical results were reduced using the ZAF correction routines. LA-ICP-MS mapping: beam size of 15 μm and a repetition rate of 10 Hz. The depth of ablation during mapping was around 5 μm. | sphalerite for S and Zn, marcasite for Fe, cadmium for Cd, gallium phosphide for Ga, germanium for Ge, indium phosphide for In, gold for Au, and silver for Ag | 169.0859 | [19 empty] | 1511.4796 | [11 empty] | 2826.9849 | [9 empty] | 31848.336 |  | 2501.6939 |  |  |  | 23.2594 |  |  |  | 101.1029 |  |  |  | 4.717 | [13 empty] | 166.6081 | [15 empty] | 14.6445 | [15 empty] | 146238.8052 |  | 1.1347 | [42 empty] | 2024 | Wu, Y., Zheng, Y., Yu, P., Chen, X., Guo, L., Long, L., Hu, Z., Huang, Y., Chen, M., Lu, J., Ouyang, S., Chen, S. (2024). The world-class carbonate-hosted Fankou Zn-Pb deposit in China. Part III. Critical metal Ga is enriched in late stage and low temperature sphalerite. Ore Geology Reviews, 166, 105928. |  | CHN | Guangdong
| Fankou |  | Basin hydrothermal | Mississippi Valley-type (MVT) | MVT zinc-lead | Zn, Pb | Ga | Zn, Pb, Ga | Wu et al., 2024 |  | 240-123-1-2-3 | 240-123-1-2-3 | underground mine |  |  |  |  | ore material | polished section | grab | mineral separate | [5 empty] | mineralisation | Sp1a, Sp1b, Sp2 | sphalerite |  | sphalerite | Sp1a (early replacement-infilling stage, core), Sp1b (early replacement-infilling stage, rim), Sp2 (late replacement-infilling stage) | euhedral-subhedral coarse-grained; anhedral grains | massive, banded, disseminated; core-rim texture; sector zoning; rhythm bands |  |  |  | pyrite, chalcopyrite, galena, dolomite, calcite, arsenopyrite, freibergite, pyrargyrite, argentite, goethite, ferrohydrite, anglesite, zincosite | polished into thin sections and polished mounts | LA-ICPMS | JEOL JXA-i SP100 electron probe micro-analyzer; NWR 193 nm Ar F Excimer laser-ablation system coupled to an iCAP RQ (ICPMS) | Laboratory of Marine Element and Isotope Facilities in Southern Marine Science and Engineering Guangdong Laboratory (Zhuhai, China); Guangzhou Tuoyan Analytical Technology Co., Ltd., Guangzhou, China | EPMA: accelerating voltage of 20 kV, a probe current of 20 nA, and a 5 μm beam. The peak counting time was 10 s for major elements (Zn, S, Fe), and 50 s for other minor elements (Cd, Ga, Ge, In, Au, and Ag). The background counting time was half of the peak counting time on the high- and low-energy background positions. Analytical results were reduced using the ZAF correction routines. LA-ICP-MS mapping: beam size of 15 μm and a repetition rate of 10 Hz. The depth of ablation during mapping was around 5 μm. | sphalerite for S and Zn, marcasite for Fe, cadmium for Cd, gallium phosphide for Ga, germanium for Ge, indium phosphide for In, gold for Au, and silver for Ag | 103.5958 | [19 empty] | 1157.4633 | [11 empty] | 1354.9221 | [9 empty] | 12747.3292 |  | 1258.7437 |  |  |  | 5.8895 |  |  |  | 81.7724 |  |  |  | 3.5511 | [13 empty] | 334.3331 | [15 empty] | 9.1021 | [15 empty] | 148668.8959 | [44 empty] | 2024 | Wu, Y., Zheng, Y., Yu, P., Chen, X., Guo, L., Long, L., Hu, Z., Huang, Y., Chen, M., Lu, J., Ouyang, S., Chen, S. (2024). The world-class carbonate-hosted Fankou Zn-Pb deposit in China. Part III. Critical metal Ga is enriched in late stage and low temperature sphalerite. Ore Geology Reviews, 166, 105928. |  | CHN | Guangdong
| Fankou |  | Basin hydrothermal | Mississippi Valley-type (MVT) | MVT zinc-lead | Zn, Pb | Ga | Zn, Pb, Ga | Wu et al., 2024 |  | 240-123-1-2-4 | 240-123-1-2-4 | underground mine |  |  |  |  | ore material | polished section | grab | mineral separate | [5 empty] | mineralisation | Sp1a, Sp1b, Sp2 | sphalerite |  | sphalerite | Sp1a (early replacement-infilling stage, core), Sp1b (early replacement-infilling stage, rim), Sp2 (late replacement-infilling stage) | euhedral-subhedral coarse-grained; anhedral grains | massive, banded, disseminated; core-rim texture; sector zoning; rhythm bands |  |  |  | pyrite, chalcopyrite, galena, dolomite, calcite, arsenopyrite, freibergite, pyrargyrite, argentite, goethite, ferrohydrite, anglesite, zincosite | polished into thin sections and polished mounts | LA-ICPMS | JEOL JXA-i SP100 electron probe micro-analyzer; NWR 193 nm Ar F Excimer laser-ablation system coupled to an iCAP RQ (ICPMS) | Laboratory of Marine Element and Isotope Facilities in Southern Marine Science and Engineering Guangdong Laboratory (Zhuhai, China); Guangzhou Tuoyan Analytical Technology Co., Ltd., Guangzhou, China | EPMA: accelerating voltage of 20 kV, a probe current of 20 nA, and a 5 μm beam. The peak counting time was 10 s for major elements (Zn, S, Fe), and 50 s for other minor elements (Cd, Ga, Ge, In, Au, and Ag). The background counting time was half of the peak counting time on the high- and low-energy background positions. Analytical results were reduced using the ZAF correction routines. LA-ICP-MS mapping: beam size of 15 μm and a repetition rate of 10 Hz. The depth of ablation during mapping was around 5 μm. | sphalerite for S and Zn, marcasite for Fe, cadmium for Cd, gallium phosphide for Ga, germanium for Ge, indium phosphide for In, gold for Au, and silver for Ag | 159.5014 | [19 empty] | 1529.4712 | [11 empty] | 2335.4656 | [9 empty] | 37011.0627 |  | 2193.3921 |  |  |  | 10.0848 |  |  |  | 76.0999 |  |  |  | 5.1547 | [13 empty] | 129.5304 | [15 empty] | 12.0806 | [15 empty] | 156762.4348 |  | 45.2228 | [42 empty] | 2024 | Wu, Y., Zheng, Y., Yu, P., Chen, X., Guo, L., Long, L., Hu, Z., Huang, Y., Chen, M., Lu, J., Ouyang, S., Chen, S. (2024). The world-class carbonate-hosted Fankou Zn-Pb deposit in China. Part III. Critical metal Ga is enriched in late stage and low temperature sphalerite. Ore Geology Reviews, 166, 105928. |  | CHN | Guangdong
| Fankou |  | Basin hydrothermal | Mississippi Valley-type (MVT) | MVT zinc-lead | Zn, Pb | Ga | Zn, Pb, Ga | Wu et al., 2024 |  | 240-123-1-2-5 | 240-123-1-2-5 | underground mine |  |  |  |  | ore material | polished section | grab | mineral separate | [5 empty] | mineralisation | Sp1a, Sp1b, Sp2 | sphalerite |  | sphalerite | Sp1a (early replacement-infilling stage, core), Sp1b (early replacement-infilling stage, rim), Sp2 (late replacement-infilling stage) | euhedral-subhedral coarse-grained; anhedral grains | massive, banded, disseminated; core-rim texture; sector zoning; rhythm bands |  |  |  | pyrite, chalcopyrite, galena, dolomite, calcite, arsenopyrite, freibergite, pyrargyrite, argentite, goethite, ferrohydrite, anglesite, zincosite | polished into thin sections and polished mounts | LA-ICPMS | JEOL JXA-i SP100 electron probe micro-analyzer; NWR 193 nm Ar F Excimer laser-ablation system coupled to an iCAP RQ (ICPMS) | Laboratory of Marine Element and Isotope Facilities in Southern Marine Science and Engineering Guangdong Laboratory (Zhuhai, China); Guangzhou Tuoyan Analytical Technology Co., Ltd., Guangzhou, China | EPMA: accelerating voltage of 20 kV, a probe current of 20 nA, and a 5 μm beam. The peak counting time was 10 s for major elements (Zn, S, Fe), and 50 s for other minor elements (Cd, Ga, Ge, In, Au, and Ag). The background counting time was half of the peak counting time on the high- and low-energy background positions. Analytical results were reduced using the ZAF correction routines. LA-ICP-MS mapping: beam size of 15 μm and a repetition rate of 10 Hz. The depth of ablation during mapping was around 5 μm. | sphalerite for S and Zn, marcasite for Fe, cadmium for Cd, gallium phosphide for Ga, germanium for Ge, indium phosphide for In, gold for Au, and silver for Ag | 94.6241 | [19 empty] | 1698.025 | [11 empty] | 743.7047 | [9 empty] | 64030.6937 |  | 58.8266 |  |  |  | 321.3338 |  |  |  | 109.7524 |  |  |  | 0.038204 | [13 empty] | 215.4799 | [15 empty] | 8.1412 | [15 empty] | 166617.6853 |  | 5.5294 | [42 empty] | 2024 | Wu, Y., Zheng, Y., Yu, P., Chen, X., Guo, L., Long, L., Hu, Z., Huang, Y., Chen, M., Lu, J., Ouyang, S., Chen, S. (2024). The world-class carbonate-hosted Fankou Zn-Pb deposit in China. Part III. Critical metal Ga is enriched in late stage and low temperature sphalerite. Ore Geology Reviews, 166, 105928. |  | CHN | Guangdong
| Fankou |  | Basin hydrothermal | Mississippi Valley-type (MVT) | MVT zinc-lead | Zn, Pb | Ga | Zn, Pb, Ga | Wu et al., 2024 |  | 240-131-1-2-2 | 240-131-1-2-2 | underground mine |  |  |  |  | ore material | polished section | grab | mineral separate | [5 empty] | mineralisation | Sp1a, Sp1b, Sp2 | sphalerite |  | sphalerite | Sp1a (early replacement-infilling stage, core), Sp1b (early replacement-infilling stage, rim), Sp2 (late replacement-infilling stage) | euhedral-subhedral coarse-grained; anhedral grains | massive, banded, disseminated; core-rim texture; sector zoning; rhythm bands |  |  |  | pyrite, chalcopyrite, galena, dolomite, calcite, arsenopyrite, freibergite, pyrargyrite, argentite, goethite, ferrohydrite, anglesite, zincosite | polished into thin sections and polished mounts | LA-ICPMS | JEOL JXA-i SP100 electron probe micro-analyzer; NWR 193 nm Ar F Excimer laser-ablation system coupled to an iCAP RQ (ICPMS) | Laboratory of Marine Element and Isotope Facilities in Southern Marine Science and Engineering Guangdong Laboratory (Zhuhai, China); Guangzhou Tuoyan Analytical Technology Co., Ltd., Guangzhou, China | EPMA: accelerating voltage of 20 kV, a probe current of 20 nA, and a 5 μm beam. The peak counting time was 10 s for major elements (Zn, S, Fe), and 50 s for other minor elements (Cd, Ga, Ge, In, Au, and Ag). The background counting time was half of the peak counting time on the high- and low-energy background positions. Analytical results were reduced using the ZAF correction routines. LA-ICP-MS mapping: beam size of 15 μm and a repetition rate of 10 Hz. The depth of ablation during mapping was around 5 μm. | sphalerite for S and Zn, marcasite for Fe, cadmium for Cd, gallium phosphide for Ga, germanium for Ge, indium phosphide for In, gold for Au, and silver for Ag | 180.876 | [19 empty] | 2198.1967 | [11 empty] | 2342.476 | [9 empty] | 32717.9045 |  | 398.3032 |  |  |  | 787.2359 |  |  |  | 263.0327 |  |  |  | 0.068939 | [13 empty] | 89.9368 | [15 empty] | 52.5975 | [15 empty] | 162999.3937 |  | 46.5859 | [42 empty] | 2024 | Wu, Y., Zheng, Y., Yu, P., Chen, X., Guo, L., Long, L., Hu, Z., Huang, Y., Chen, M., Lu, J., Ouyang, S., Chen, S. (2024). The world-class carbonate-hosted Fankou Zn-Pb deposit in China. Part III. Critical metal Ga is enriched in late stage and low temperature sphalerite. Ore Geology Reviews, 166, 105928. |  | CHN | Guangdong
| Fankou |  | Basin hydrothermal | Mississippi Valley-type (MVT) | MVT zinc-lead | Zn, Pb | Ga | Zn, Pb, Ga | Wu et al., 2024 |  | 280-56-1-6-3 | 280-56-1-6-3 | underground mine |  |  |  |  | ore material | polished section | grab | mineral separate | [5 empty] | mineralisation | Sp1a, Sp1b, Sp2 | sphalerite |  | sphalerite | Sp1a (early replacement-infilling stage, core), Sp1b (early replacement-infilling stage, rim), Sp2 (late replacement-infilling stage) | euhedral-subhedral coarse-grained; anhedral grains | massive, banded, disseminated; core-rim texture; sector zoning; rhythm bands |  |  |  | pyrite, chalcopyrite, galena, dolomite, calcite, arsenopyrite, freibergite, pyrargyrite, argentite, goethite, ferrohydrite, anglesite, zincosite | polished into thin sections and polished mounts | LA-ICPMS | JEOL JXA-i SP100 electron probe micro-analyzer; NWR 193 nm Ar F Excimer laser-ablation system coupled to an iCAP RQ (ICPMS) | Laboratory of Marine Element and Isotope Facilities in Southern Marine Science and Engineering Guangdong Laboratory (Zhuhai, China); Guangzhou Tuoyan Analytical Technology Co., Ltd., Guangzhou, China | EPMA: accelerating voltage of 20 kV, a probe current of 20 nA, and a 5 μm beam. The peak counting time was 10 s for major elements (Zn, S, Fe), and 50 s for other minor elements (Cd, Ga, Ge, In, Au, and Ag). The background counting time was half of the peak counting time on the high- and low-energy background positions. Analytical results were reduced using the ZAF correction routines. LA-ICP-MS mapping: beam size of 15 μm and a repetition rate of 10 Hz. The depth of ablation during mapping was around 5 μm. | sphalerite for S and Zn, marcasite for Fe, cadmium for Cd, gallium phosphide for Ga, germanium for Ge, indium phosphide for In, gold for Au, and silver for Ag | 92.3044 | [19 empty] | 1472.8145 | [11 empty] | 282.7354 | [9 empty] | 20146.5269 |  | 215.7173 |  |  |  | 1.4946 |  |  |  | 156.0404 |  |  |  | 1.6816 | [13 empty] | 138.0033 | [15 empty] | 30.9875 | [15 empty] | 158933.7434 |  | 1.5403 | [42 empty] | 2024 | Wu, Y., Zheng, Y., Yu, P., Chen, X., Guo, L., Long, L., Hu, Z., Huang, Y., Chen, M., Lu, J., Ouyang, S., Chen, S. (2024). The world-class carbonate-hosted Fankou Zn-Pb deposit in China. Part III. Critical metal Ga is enriched in late stage and low temperature sphalerite. Ore Geology Reviews, 166, 105928. |  | CHN | Guangdong
| Fankou |  | Basin hydrothermal | Mississippi Valley-type (MVT) | MVT zinc-lead | Zn, Pb | Ga | Zn, Pb, Ga | Wu et al., 2024 |  | 280-56-1-7-6 | 280-56-1-7-6 | underground mine |  |  |  |  | ore material | polished section | grab | mineral separate | [5 empty] | mineralisation | Sp1a, Sp1b, Sp2 | sphalerite |  | sphalerite | Sp1a (early replacement-infilling stage, core), Sp1b (early replacement-infilling stage, rim), Sp2 (late replacement-infilling stage) | euhedral-subhedral coarse-grained; anhedral grains | massive, banded, disseminated; core-rim texture; sector zoning; rhythm bands |  |  |  | pyrite, chalcopyrite, galena, dolomite, calcite, arsenopyrite, freibergite, pyrargyrite, argentite, goethite, ferrohydrite, anglesite, zincosite | polished into thin sections and polished mounts | LA-ICPMS | JEOL JXA-i SP100 electron probe micro-analyzer; NWR 193 nm Ar F Excimer laser-ablation system coupled to an iCAP RQ (ICPMS) | Laboratory of Marine Element and Isotope Facilities in Southern Marine Science and Engineering Guangdong Laboratory (Zhuhai, China); Guangzhou Tuoyan Analytical Technology Co., Ltd., Guangzhou, China | EPMA: accelerating voltage of 20 kV, a probe current of 20 nA, and a 5 μm beam. The peak counting time was 10 s for major elements (Zn, S, Fe), and 50 s for other minor elements (Cd, Ga, Ge, In, Au, and Ag). The background counting time was half of the peak counting time on the high- and low-energy background positions. Analytical results were reduced using the ZAF correction routines. LA-ICP-MS mapping: beam size of 15 μm and a repetition rate of 10 Hz. The depth of ablation during mapping was around 5 μm. | sphalerite for S and Zn, marcasite for Fe, cadmium for Cd, gallium phosphide for Ga, germanium for Ge, indium phosphide for In, gold for Au, and silver for Ag | 60.3619 | [19 empty] | 991.8502 | [11 empty] | 456.992 | [9 empty] | 32261.8059 |  | 285.1398 |  |  |  | 12.3615 |  |  |  | 106.0715 |  |  |  | 2.0612 | [13 empty] | 461.7518 | [15 empty] | 13.0608 | [15 empty] | 153965.2392 |  | 0.36717 | [42 empty] | 2024 | Wu, Y., Zheng, Y., Yu, P., Chen, X., Guo, L., Long, L., Hu, Z., Huang, Y., Chen, M., Lu, J., Ouyang, S., Chen, S. (2024). The world-class carbonate-hosted Fankou Zn-Pb deposit in China. Part III. Critical metal Ga is enriched in late stage and low temperature sphalerite. Ore Geology Reviews, 166, 105928. |  | CHN | Guangdong
| Fankou |  | Basin hydrothermal | Mississippi Valley-type (MVT) | MVT zinc-lead | Zn, Pb | Ga | Zn, Pb, Ga | Wu et al., 2024 |  | 320-157-1-1-3 | 320-157-1-1-3 | underground mine |  |  |  |  | ore material | polished section | grab | mineral separate | [5 empty] | mineralisation | Sp1a, Sp1b, Sp2 | sphalerite |  | sphalerite | Sp1a (early replacement-infilling stage, core), Sp1b (early replacement-infilling stage, rim), Sp2 (late replacement-infilling stage) | euhedral-subhedral coarse-grained; anhedral grains | massive, banded, disseminated; core-rim texture; sector zoning; rhythm bands |  |  |  | pyrite, chalcopyrite, galena, dolomite, calcite, arsenopyrite, freibergite, pyrargyrite, argentite, goethite, ferrohydrite, anglesite, zincosite | polished into thin sections and polished mounts | LA-ICPMS | JEOL JXA-i SP100 electron probe micro-analyzer; NWR 193 nm Ar F Excimer laser-ablation system coupled to an iCAP RQ (ICPMS) | Laboratory of Marine Element and Isotope Facilities in Southern Marine Science and Engineering Guangdong Laboratory (Zhuhai, China); Guangzhou Tuoyan Analytical Technology Co., Ltd., Guangzhou, China | EPMA: accelerating voltage of 20 kV, a probe current of 20 nA, and a 5 μm beam. The peak counting time was 10 s for major elements (Zn, S, Fe), and 50 s for other minor elements (Cd, Ga, Ge, In, Au, and Ag). The background counting time was half of the peak counting time on the high- and low-energy background positions. Analytical results were reduced using the ZAF correction routines. LA-ICP-MS mapping: beam size of 15 μm and a repetition rate of 10 Hz. The depth of ablation during mapping was around 5 μm. | sphalerite for S and Zn, marcasite for Fe, cadmium for Cd, gallium phosphide for Ga, germanium for Ge, indium phosphide for In, gold for Au, and silver for Ag | 197.9859 | [19 empty] | 1075.4421 | [11 empty] | 777.7098 | [9 empty] | 34487.117 |  | 423.2671 |  |  |  | 92.2726 |  |  |  | 124.4197 |  |  |  | 0.16653 | [13 empty] | 74.5992 | [15 empty] | 50.076 | [15 empty] | 150087.2911 |  | 1.1678 | [42 empty] | 2024 | Wu, Y., Zheng, Y., Yu, P., Chen, X., Guo, L., Long, L., Hu, Z., Huang, Y., Chen, M., Lu, J., Ouyang, S., Chen, S. (2024). The world-class carbonate-hosted Fankou Zn-Pb deposit in China. Part III. Critical metal Ga is enriched in late stage and low temperature sphalerite. Ore Geology Reviews, 166, 105928. |  | CHN | Guangdong
| Fankou |  | Basin hydrothermal | Mississippi Valley-type (MVT) | MVT zinc-lead | Zn, Pb | Ga | Zn, Pb, Ga | Wu et al., 2024 |  | 320-62-1-1-1 | 320-62-1-1-1 | underground mine |  |  |  |  | ore material | polished section | grab | mineral separate | [5 empty] | mineralisation | Sp1a, Sp1b, Sp2 | sphalerite |  | sphalerite | Sp1a (early replacement-infilling stage, core), Sp1b (early replacement-infilling stage, rim), Sp2 (late replacement-infilling stage) | euhedral-subhedral coarse-grained; anhedral grains | massive, banded, disseminated; core-rim texture; sector zoning; rhythm bands |  |  |  | pyrite, chalcopyrite, galena, dolomite, calcite, arsenopyrite, freibergite, pyrargyrite, argentite, goethite, ferrohydrite, anglesite, zincosite | polished into thin sections and polished mounts | LA-ICPMS | JEOL JXA-i SP100 electron probe micro-analyzer; NWR 193 nm Ar F Excimer laser-ablation system coupled to an iCAP RQ (ICPMS) | Laboratory of Marine Element and Isotope Facilities in Southern Marine Science and Engineering Guangdong Laboratory (Zhuhai, China); Guangzhou Tuoyan Analytical Technology Co., Ltd., Guangzhou, China | EPMA: accelerating voltage of 20 kV, a probe current of 20 nA, and a 5 μm beam. The peak counting time was 10 s for major elements (Zn, S, Fe), and 50 s for other minor elements (Cd, Ga, Ge, In, Au, and Ag). The background counting time was half of the peak counting time on the high- and low-energy background positions. Analytical results were reduced using the ZAF correction routines. LA-ICP-MS mapping: beam size of 15 μm and a repetition rate of 10 Hz. The depth of ablation during mapping was around 5 μm. | sphalerite for S and Zn, marcasite for Fe, cadmium for Cd, gallium phosphide for Ga, germanium for Ge, indium phosphide for In, gold for Au, and silver for Ag | 735.2285 | [19 empty] | 1441.3883 | [11 empty] | 821.1601 | [9 empty] | 22494.3134 |  | 255.3955 |  |  |  | 229.3948 |  |  |  | 285.3721 |  |  |  | 0.62029 | [13 empty] | 211.749 | [15 empty] | 46.4259 | [15 empty] | 139725.3675 |  | 11.987 | [42 empty] | 2024 | Wu, Y., Zheng, Y., Yu, P., Chen, X., Guo, L., Long, L., Hu, Z., Huang, Y., Chen, M., Lu, J., Ouyang, S., Chen, S. (2024). The world-class carbonate-hosted Fankou Zn-Pb deposit in China. Part III. Critical metal Ga is enriched in late stage and low temperature sphalerite. Ore Geology Reviews, 166, 105928. |  | CHN | Guangdong
| Fankou |  | Basin hydrothermal | Mississippi Valley-type (MVT) | MVT zinc-lead | Zn, Pb | Ga | Zn, Pb, Ga | Wu et al., 2024 |  | 320-62-1-1-2 | 320-62-1-1-2 | underground mine |  |  |  |  | ore material | polished section | grab | mineral separate | [5 empty] | mineralisation | Sp1a, Sp1b, Sp2 | sphalerite |  | sphalerite | Sp1a (early replacement-infilling stage, core), Sp1b (early replacement-infilling stage, rim), Sp2 (late replacement-infilling stage) | euhedral-subhedral coarse-grained; anhedral grains | massive, banded, disseminated; core-rim texture; sector zoning; rhythm bands |  |  |  | pyrite, chalcopyrite, galena, dolomite, calcite, arsenopyrite, freibergite, pyrargyrite, argentite, goethite, ferrohydrite, anglesite, zincosite | polished into thin sections and polished mounts | LA-ICPMS | JEOL JXA-i SP100 electron probe micro-analyzer; NWR 193 nm Ar F Excimer laser-ablation system coupled to an iCAP RQ (ICPMS) | Laboratory of Marine Element and Isotope Facilities in Southern Marine Science and Engineering Guangdong Laboratory (Zhuhai, China); Guangzhou Tuoyan Analytical Technology Co., Ltd., Guangzhou, China | EPMA: accelerating voltage of 20 kV, a probe current of 20 nA, and a 5 μm beam. The peak counting time was 10 s for major elements (Zn, S, Fe), and 50 s for other minor elements (Cd, Ga, Ge, In, Au, and Ag). The background counting time was half of the peak counting time on the high- and low-energy background positions. Analytical results were reduced using the ZAF correction routines. LA-ICP-MS mapping: beam size of 15 μm and a repetition rate of 10 Hz. The depth of ablation during mapping was around 5 μm. | sphalerite for S and Zn, marcasite for Fe, cadmium for Cd, gallium phosphide for Ga, germanium for Ge, indium phosphide for In, gold for Au, and silver for Ag | 737.725 | [19 empty] | 1483.3109 | [11 empty] | 874.8275 | [9 empty] | 22278.9937 |  | 18.7792 |  |  |  | 417.6695 |  |  |  | 290.1933 |  |  |  | 0.009276 | [13 empty] | 166.7744 | [15 empty] | 15.0659 | [15 empty] | 139206.9734 |  | 4.1912 | [42 empty] | 2024 | Wu, Y., Zheng, Y., Yu, P., Chen, X., Guo, L., Long, L., Hu, Z., Huang, Y., Chen, M., Lu, J., Ouyang, S., Chen, S. (2024). The world-class carbonate-hosted Fankou Zn-Pb deposit in China. Part III. Critical metal Ga is enriched in late stage and low temperature sphalerite. Ore Geology Reviews, 166, 105928. |  | CHN | Guangdong
| Fankou |  | Basin hydrothermal | Mississippi Valley-type (MVT) | MVT zinc-lead | Zn, Pb | Ga | Zn, Pb, Ga | Wu et al., 2024 |  | 320-62-1-1-3 | 320-62-1-1-3 | underground mine |  |  |  |  | ore material | polished section | grab | mineral separate | [5 empty] | mineralisation | Sp1a, Sp1b, Sp2 | sphalerite |  | sphalerite | Sp1a (early replacement-infilling stage, core), Sp1b (early replacement-infilling stage, rim), Sp2 (late replacement-infilling stage) | euhedral-subhedral coarse-grained; anhedral grains | massive, banded, disseminated; core-rim texture; sector zoning; rhythm bands |  |  |  | pyrite, chalcopyrite, galena, dolomite, calcite, arsenopyrite, freibergite, pyrargyrite, argentite, goethite, ferrohydrite, anglesite, zincosite | polished into thin sections and polished mounts | LA-ICPMS | JEOL JXA-i SP100 electron probe micro-analyzer; NWR 193 nm Ar F Excimer laser-ablation system coupled to an iCAP RQ (ICPMS) | Laboratory of Marine Element and Isotope Facilities in Southern Marine Science and Engineering Guangdong Laboratory (Zhuhai, China); Guangzhou Tuoyan Analytical Technology Co., Ltd., Guangzhou, China | EPMA: accelerating voltage of 20 kV, a probe current of 20 nA, and a 5 μm beam. The peak counting time was 10 s for major elements (Zn, S, Fe), and 50 s for other minor elements (Cd, Ga, Ge, In, Au, and Ag). The background counting time was half of the peak counting time on the high- and low-energy background positions. Analytical results were reduced using the ZAF correction routines. LA-ICP-MS mapping: beam size of 15 μm and a repetition rate of 10 Hz. The depth of ablation during mapping was around 5 μm. | sphalerite for S and Zn, marcasite for Fe, cadmium for Cd, gallium phosphide for Ga, germanium for Ge, indium phosphide for In, gold for Au, and silver for Ag | 1272.9091 | [19 empty] | 2266.8922 | [11 empty] | 1710.8906 | [9 empty] | 29166.8312 |  | 15.0246 |  |  |  | 834.1893 |  |  |  | 471.979 | [17 empty] | 166.7656 | [15 empty] | 6.5004 | [15 empty] | 141202.9422 |  | 1.2095 | [42 empty] | 2024 | Wu, Y., Zheng, Y., Yu, P., Chen, X., Guo, L., Long, L., Hu, Z., Huang, Y., Chen, M., Lu, J., Ouyang, S., Chen, S. (2024). The world-class carbonate-hosted Fankou Zn-Pb deposit in China. Part III. Critical metal Ga is enriched in late stage and low temperature sphalerite. Ore Geology Reviews, 166, 105928. |  | CHN | Guangdong
| Fankou |  | Basin hydrothermal | Mississippi Valley-type (MVT) | MVT zinc-lead | Zn, Pb | Ga | Zn, Pb, Ga | Wu et al., 2024 |  | 320-62-1-2-1 | 320-62-1-2-1 | underground mine |  |  |  |  | ore material | polished section | grab | mineral separate | [5 empty] | mineralisation | Sp1a, Sp1b, Sp2 | sphalerite |  | sphalerite | Sp1a (early replacement-infilling stage, core), Sp1b (early replacement-infilling stage, rim), Sp2 (late replacement-infilling stage) | euhedral-subhedral coarse-grained; anhedral grains | massive, banded, disseminated; core-rim texture; sector zoning; rhythm bands |  |  |  | pyrite, chalcopyrite, galena, dolomite, calcite, arsenopyrite, freibergite, pyrargyrite, argentite, goethite, ferrohydrite, anglesite, zincosite | polished into thin sections and polished mounts | LA-ICPMS | JEOL JXA-i SP100 electron probe micro-analyzer; NWR 193 nm Ar F Excimer laser-ablation system coupled to an iCAP RQ (ICPMS) | Laboratory of Marine Element and Isotope Facilities in Southern Marine Science and Engineering Guangdong Laboratory (Zhuhai, China); Guangzhou Tuoyan Analytical Technology Co., Ltd., Guangzhou, China | EPMA: accelerating voltage of 20 kV, a probe current of 20 nA, and a 5 μm beam. The peak counting time was 10 s for major elements (Zn, S, Fe), and 50 s for other minor elements (Cd, Ga, Ge, In, Au, and Ag). The background counting time was half of the peak counting time on the high- and low-energy background positions. Analytical results were reduced using the ZAF correction routines. LA-ICP-MS mapping: beam size of 15 μm and a repetition rate of 10 Hz. The depth of ablation during mapping was around 5 μm. | sphalerite for S and Zn, marcasite for Fe, cadmium for Cd, gallium phosphide for Ga, germanium for Ge, indium phosphide for In, gold for Au, and silver for Ag | 877.5941 | [19 empty] | 1840.446 | [11 empty] | 884.9271 | [9 empty] | 19489.0609 |  | 392.533 |  |  |  | 305.0306 |  |  |  | 320.942 |  |  |  | 0.62053 | [13 empty] | 177.4886 | [15 empty] | 4.5371 | [15 empty] | 145893.4529 | [44 empty] | 2024 | Wu, Y., Zheng, Y., Yu, P., Chen, X., Guo, L., Long, L., Hu, Z., Huang, Y., Chen, M., Lu, J., Ouyang, S., Chen, S. (2024). The world-class carbonate-hosted Fankou Zn-Pb deposit in China. Part III. Critical metal Ga is enriched in late stage and low temperature sphalerite. Ore Geology Reviews, 166, 105928. |  | CHN | Guangdong
| Fankou |  | Basin hydrothermal | Mississippi Valley-type (MVT) | MVT zinc-lead | Zn, Pb | Ga | Zn, Pb, Ga | Wu et al., 2024 |  | 320-62-1-2-2 | 320-62-1-2-2 | underground mine |  |  |  |  | ore material | polished section | grab | mineral separate | [5 empty] | mineralisation | Sp1a, Sp1b, Sp2 | sphalerite |  | sphalerite | Sp1a (early replacement-infilling stage, core), Sp1b (early replacement-infilling stage, rim), Sp2 (late replacement-infilling stage) | euhedral-subhedral coarse-grained; anhedral grains | massive, banded, disseminated; core-rim texture; sector zoning; rhythm bands |  |  |  | pyrite, chalcopyrite, galena, dolomite, calcite, arsenopyrite, freibergite, pyrargyrite, argentite, goethite, ferrohydrite, anglesite, zincosite | polished into thin sections and polished mounts | LA-ICPMS | JEOL JXA-i SP100 electron probe micro-analyzer; NWR 193 nm Ar F Excimer laser-ablation system coupled to an iCAP RQ (ICPMS) | Laboratory of Marine Element and Isotope Facilities in Southern Marine Science and Engineering Guangdong Laboratory (Zhuhai, China); Guangzhou Tuoyan Analytical Technology Co., Ltd., Guangzhou, China | EPMA: accelerating voltage of 20 kV, a probe current of 20 nA, and a 5 μm beam. The peak counting time was 10 s for major elements (Zn, S, Fe), and 50 s for other minor elements (Cd, Ga, Ge, In, Au, and Ag). The background counting time was half of the peak counting time on the high- and low-energy background positions. Analytical results were reduced using the ZAF correction routines. LA-ICP-MS mapping: beam size of 15 μm and a repetition rate of 10 Hz. The depth of ablation during mapping was around 5 μm. | sphalerite for S and Zn, marcasite for Fe, cadmium for Cd, gallium phosphide for Ga, germanium for Ge, indium phosphide for In, gold for Au, and silver for Ag | 314.3818 | [19 empty] | 1638.0767 | [11 empty] | 390.0442 | [9 empty] | 27579.1865 |  | 137.4933 |  |  |  | 140.5613 |  |  |  | 370.8206 |  |  |  | 1.0817 | [13 empty] | 257.7961 | [15 empty] | 27.4939 | [15 empty] | 152893.7968 |  | 1.3607 | [42 empty] | 2024 | Wu, Y., Zheng, Y., Yu, P., Chen, X., Guo, L., Long, L., Hu, Z., Huang, Y., Chen, M., Lu, J., Ouyang, S., Chen, S. (2024). The world-class carbonate-hosted Fankou Zn-Pb deposit in China. Part III. Critical metal Ga is enriched in late stage and low temperature sphalerite. Ore Geology Reviews, 166, 105928. |  | CHN | Guangdong
| Fankou |  | Basin hydrothermal | Mississippi Valley-type (MVT) | MVT zinc-lead | Zn, Pb | Ga | Zn, Pb, Ga | Wu et al., 2024 |  | 320-62-1-2-3 | 320-62-1-2-3 | underground mine |  |  |  |  | ore material | polished section | grab | mineral separate | [5 empty] | mineralisation | Sp1a, Sp1b, Sp2 | sphalerite |  | sphalerite | Sp1a (early replacement-infilling stage, core), Sp1b (early replacement-infilling stage, rim), Sp2 (late replacement-infilling stage) | euhedral-subhedral coarse-grained; anhedral grains | massive, banded, disseminated; core-rim texture; sector zoning; rhythm bands |  |  |  | pyrite, chalcopyrite, galena, dolomite, calcite, arsenopyrite, freibergite, pyrargyrite, argentite, goethite, ferrohydrite, anglesite, zincosite | polished into thin sections and polished mounts | LA-ICPMS | JEOL JXA-i SP100 electron probe micro-analyzer; NWR 193 nm Ar F Excimer laser-ablation system coupled to an iCAP RQ (ICPMS) | Laboratory of Marine Element and Isotope Facilities in Southern Marine Science and Engineering Guangdong Laboratory (Zhuhai, China); Guangzhou Tuoyan Analytical Technology Co., Ltd., Guangzhou, China | EPMA: accelerating voltage of 20 kV, a probe current of 20 nA, and a 5 μm beam. The peak counting time was 10 s for major elements (Zn, S, Fe), and 50 s for other minor elements (Cd, Ga, Ge, In, Au, and Ag). The background counting time was half of the peak counting time on the high- and low-energy background positions. Analytical results were reduced using the ZAF correction routines. LA-ICP-MS mapping: beam size of 15 μm and a repetition rate of 10 Hz. The depth of ablation during mapping was around 5 μm. | sphalerite for S and Zn, marcasite for Fe, cadmium for Cd, gallium phosphide for Ga, germanium for Ge, indium phosphide for In, gold for Au, and silver for Ag | 387.4244 | [19 empty] | 1564.5757 | [11 empty] | 575.4764 | [9 empty] | 24270.051 |  | 25.891 |  |  |  | 331.6905 |  |  |  | 378.9907 |  |  |  | 0.043102 | [13 empty] | 158.9133 | [15 empty] | 12.7507 | [15 empty] | 155211.3844 |  | 1.032 | [42 empty] | 2024 | Wu, Y., Zheng, Y., Yu, P., Chen, X., Guo, L., Long, L., Hu, Z., Huang, Y., Chen, M., Lu, J., Ouyang, S., Chen, S. (2024). The world-class carbonate-hosted Fankou Zn-Pb deposit in China. Part III. Critical metal Ga is enriched in late stage and low temperature sphalerite. Ore Geology Reviews, 166, 105928. |  | CHN | Guangdong
| Fankou |  | Basin hydrothermal | Mississippi Valley-type (MVT) | MVT zinc-lead | Zn, Pb | Ga | Zn, Pb, Ga | Wu et al., 2024 |  | 320-62-1-2-4 | 320-62-1-2-4 | underground mine |  |  |  |  | ore material | polished section | grab | mineral separate | [5 empty] | mineralisation | Sp1a, Sp1b, Sp2 | sphalerite |  | sphalerite | Sp1a (early replacement-infilling stage, core), Sp1b (early replacement-infilling stage, rim), Sp2 (late replacement-infilling stage) | euhedral-subhedral coarse-grained; anhedral grains | massive, banded, disseminated; core-rim texture; sector zoning; rhythm bands |  |  |  | pyrite, chalcopyrite, galena, dolomite, calcite, arsenopyrite, freibergite, pyrargyrite, argentite, goethite, ferrohydrite, anglesite, zincosite | polished into thin sections and polished mounts | LA-ICPMS | JEOL JXA-i SP100 electron probe micro-analyzer; NWR 193 nm Ar F Excimer laser-ablation system coupled to an iCAP RQ (ICPMS) | Laboratory of Marine Element and Isotope Facilities in Southern Marine Science and Engineering Guangdong Laboratory (Zhuhai, China); Guangzhou Tuoyan Analytical Technology Co., Ltd., Guangzhou, China | EPMA: accelerating voltage of 20 kV, a probe current of 20 nA, and a 5 μm beam. The peak counting time was 10 s for major elements (Zn, S, Fe), and 50 s for other minor elements (Cd, Ga, Ge, In, Au, and Ag). The background counting time was half of the peak counting time on the high- and low-energy background positions. Analytical results were reduced using the ZAF correction routines. LA-ICP-MS mapping: beam size of 15 μm and a repetition rate of 10 Hz. The depth of ablation during mapping was around 5 μm. | sphalerite for S and Zn, marcasite for Fe, cadmium for Cd, gallium phosphide for Ga, germanium for Ge, indium phosphide for In, gold for Au, and silver for Ag | 1639.5832 | [19 empty] | 2138.2841 | [11 empty] | 1412.9231 | [9 empty] | 23118.9493 |  | 77.2313 |  |  |  | 974.7868 |  |  |  | 544.4689 |  |  |  | 0.06591 | [13 empty] | 123.2188 | [15 empty] | 91.3535 | [15 empty] | 160937.4374 |  | 3.5555 | [42 empty] | 2024 | Wu, Y., Zheng, Y., Yu, P., Chen, X., Guo, L., Long, L., Hu, Z., Huang, Y., Chen, M., Lu, J., Ouyang, S., Chen, S. (2024). The world-class carbonate-hosted Fankou Zn-Pb deposit in China. Part III. Critical metal Ga is enriched in late stage and low temperature sphalerite. Ore Geology Reviews, 166, 105928. |  | CHN | Guangdong
| Fankou |  | Basin hydrothermal | Mississippi Valley-type (MVT) | MVT zinc-lead | Zn, Pb | Ga | Zn, Pb, Ga | Wu et al., 2024 |  | 360-22-1-6-1 | 360-22-1-6-1 | underground mine |  |  |  |  | ore material | polished section | grab | mineral separate | [5 empty] | mineralisation | Sp1a, Sp1b, Sp2 | sphalerite |  | sphalerite | Sp1a (early replacement-infilling stage, core), Sp1b (early replacement-infilling stage, rim), Sp2 (late replacement-infilling stage) | euhedral-subhedral coarse-grained; anhedral grains | massive, banded, disseminated; core-rim texture; sector zoning; rhythm bands |  |  |  | pyrite, chalcopyrite, galena, dolomite, calcite, arsenopyrite, freibergite, pyrargyrite, argentite, goethite, ferrohydrite, anglesite, zincosite | polished into thin sections and polished mounts | LA-ICPMS | JEOL JXA-i SP100 electron probe micro-analyzer; NWR 193 nm Ar F Excimer laser-ablation system coupled to an iCAP RQ (ICPMS) | Laboratory of Marine Element and Isotope Facilities in Southern Marine Science and Engineering Guangdong Laboratory (Zhuhai, China); Guangzhou Tuoyan Analytical Technology Co., Ltd., Guangzhou, China | EPMA: accelerating voltage of 20 kV, a probe current of 20 nA, and a 5 μm beam. The peak counting time was 10 s for major elements (Zn, S, Fe), and 50 s for other minor elements (Cd, Ga, Ge, In, Au, and Ag). The background counting time was half of the peak counting time on the high- and low-energy background positions. Analytical results were reduced using the ZAF correction routines. LA-ICP-MS mapping: beam size of 15 μm and a repetition rate of 10 Hz. The depth of ablation during mapping was around 5 μm. | sphalerite for S and Zn, marcasite for Fe, cadmium for Cd, gallium phosphide for Ga, germanium for Ge, indium phosphide for In, gold for Au, and silver for Ag | 119.7471 | [19 empty] | 2262.9724 | [11 empty] | 48.9668 | [9 empty] | 42648.8937 | [5 empty] | 66.0561 |  |  |  | 247.9803 | [17 empty] | 201.3191 | [15 empty] | 2.7324 | [15 empty] | 168705.5975 | [44 empty] | 2024 | Wu, Y., Zheng, Y., Yu, P., Chen, X., Guo, L., Long, L., Hu, Z., Huang, Y., Chen, M., Lu, J., Ouyang, S., Chen, S. (2024). The world-class carbonate-hosted Fankou Zn-Pb deposit in China. Part III. Critical metal Ga is enriched in late stage and low temperature sphalerite. Ore Geology Reviews, 166, 105928. |  | CHN | Guangdong
| Fankou |  | Basin hydrothermal | Mississippi Valley-type (MVT) | MVT zinc-lead | Zn, Pb | Ga | Zn, Pb, Ga | Wu et al., 2024 |  | 360-22-1-6-2 | 360-22-1-6-2 | underground mine |  |  |  |  | ore material | polished section | grab | mineral separate | [5 empty] | mineralisation | Sp1a, Sp1b, Sp2 | sphalerite |  | sphalerite | Sp1a (early replacement-infilling stage, core), Sp1b (early replacement-infilling stage, rim), Sp2 (late replacement-infilling stage) | euhedral-subhedral coarse-grained; anhedral grains | massive, banded, disseminated; core-rim texture; sector zoning; rhythm bands |  |  |  | pyrite, chalcopyrite, galena, dolomite, calcite, arsenopyrite, freibergite, pyrargyrite, argentite, goethite, ferrohydrite, anglesite, zincosite | polished into thin sections and polished mounts | LA-ICPMS | JEOL JXA-i SP100 electron probe micro-analyzer; NWR 193 nm Ar F Excimer laser-ablation system coupled to an iCAP RQ (ICPMS) | Laboratory of Marine Element and Isotope Facilities in Southern Marine Science and Engineering Guangdong Laboratory (Zhuhai, China); Guangzhou Tuoyan Analytical Technology Co., Ltd., Guangzhou, China | EPMA: accelerating voltage of 20 kV, a probe current of 20 nA, and a 5 μm beam. The peak counting time was 10 s for major elements (Zn, S, Fe), and 50 s for other minor elements (Cd, Ga, Ge, In, Au, and Ag). The background counting time was half of the peak counting time on the high- and low-energy background positions. Analytical results were reduced using the ZAF correction routines. LA-ICP-MS mapping: beam size of 15 μm and a repetition rate of 10 Hz. The depth of ablation during mapping was around 5 μm. | sphalerite for S and Zn, marcasite for Fe, cadmium for Cd, gallium phosphide for Ga, germanium for Ge, indium phosphide for In, gold for Au, and silver for Ag | 573.141 | [19 empty] | 1690.0938 | [11 empty] | 246.2264 | [9 empty] | 54011.8037 |  | 39.0889 |  |  |  | 310.4105 |  |  |  | 202.8943 |  |  |  | 0.052648 | [13 empty] | 228.6891 | [15 empty] | 0.61986 | [15 empty] | 172299.8785 | [44 empty] | 2024 | Wu, Y., Zheng, Y., Yu, P., Chen, X., Guo, L., Long, L., Hu, Z., Huang, Y., Chen, M., Lu, J., Ouyang, S., Chen, S. (2024). The world-class carbonate-hosted Fankou Zn-Pb deposit in China. Part III. Critical metal Ga is enriched in late stage and low temperature sphalerite. Ore Geology Reviews, 166, 105928. |  | CHN | Guangdong
| Fankou |  | Basin hydrothermal | Mississippi Valley-type (MVT) | MVT zinc-lead | Zn, Pb | Ga | Zn, Pb, Ga | Wu et al., 2024 |  | 360-22-1-6-3 | 360-22-1-6-3 | underground mine |  |  |  |  | ore material | polished section | grab | mineral separate | [5 empty] | mineralisation | Sp1a, Sp1b, Sp2 | sphalerite |  | sphalerite | Sp1a (early replacement-infilling stage, core), Sp1b (early replacement-infilling stage, rim), Sp2 (late replacement-infilling stage) | euhedral-subhedral coarse-grained; anhedral grains | massive, banded, disseminated; core-rim texture; sector zoning; rhythm bands |  |  |  | pyrite, chalcopyrite, galena, dolomite, calcite, arsenopyrite, freibergite, pyrargyrite, argentite, goethite, ferrohydrite, anglesite, zincosite | polished into thin sections and polished mounts | LA-ICPMS | JEOL JXA-i SP100 electron probe micro-analyzer; NWR 193 nm Ar F Excimer laser-ablation system coupled to an iCAP RQ (ICPMS) | Laboratory of Marine Element and Isotope Facilities in Southern Marine Science and Engineering Guangdong Laboratory (Zhuhai, China); Guangzhou Tuoyan Analytical Technology Co., Ltd., Guangzhou, China | EPMA: accelerating voltage of 20 kV, a probe current of 20 nA, and a 5 μm beam. The peak counting time was 10 s for major elements (Zn, S, Fe), and 50 s for other minor elements (Cd, Ga, Ge, In, Au, and Ag). The background counting time was half of the peak counting time on the high- and low-energy background positions. Analytical results were reduced using the ZAF correction routines. LA-ICP-MS mapping: beam size of 15 μm and a repetition rate of 10 Hz. The depth of ablation during mapping was around 5 μm. | sphalerite for S and Zn, marcasite for Fe, cadmium for Cd, gallium phosphide for Ga, germanium for Ge, indium phosphide for In, gold for Au, and silver for Ag | 959.5569 | [19 empty] | 1575.3295 | [11 empty] | 350.3946 | [9 empty] | 45597.0321 |  | 25.2417 |  |  |  | 528.3351 |  |  |  | 167.5579 |  |  |  | 0.09252 | [13 empty] | 215.2505 | [15 empty] | 2.0409 | [15 empty] | 170467.7039 | [44 empty] | 2024 | Wu, Y., Zheng, Y., Yu, P., Chen, X., Guo, L., Long, L., Hu, Z., Huang, Y., Chen, M., Lu, J., Ouyang, S., Chen, S. (2024). The world-class carbonate-hosted Fankou Zn-Pb deposit in China. Part III. Critical metal Ga is enriched in late stage and low temperature sphalerite. Ore Geology Reviews, 166, 105928. |  | CHN | Guangdong
| Fankou |  | Basin hydrothermal | Mississippi Valley-type (MVT) | MVT zinc-lead | Zn, Pb | Ga | Zn, Pb, Ga | Wu et al., 2024 |  | 400-11-1-1-1 | 400-11-1-1-1 | underground mine |  |  |  |  | ore material | polished section | grab | mineral separate | [5 empty] | mineralisation | Sp1a, Sp1b, Sp2 | sphalerite |  | sphalerite | Sp1a (early replacement-infilling stage, core), Sp1b (early replacement-infilling stage, rim), Sp2 (late replacement-infilling stage) | euhedral-subhedral coarse-grained; anhedral grains | massive, banded, disseminated; core-rim texture; sector zoning; rhythm bands |  |  |  | pyrite, chalcopyrite, galena, dolomite, calcite, arsenopyrite, freibergite, pyrargyrite, argentite, goethite, ferrohydrite, anglesite, zincosite | polished into thin sections and polished mounts | LA-ICPMS | JEOL JXA-i SP100 electron probe micro-analyzer; NWR 193 nm Ar F Excimer laser-ablation system coupled to an iCAP RQ (ICPMS) | Laboratory of Marine Element and Isotope Facilities in Southern Marine Science and Engineering Guangdong Laboratory (Zhuhai, China); Guangzhou Tuoyan Analytical Technology Co., Ltd., Guangzhou, China | EPMA: accelerating voltage of 20 kV, a probe current of 20 nA, and a 5 μm beam. The peak counting time was 10 s for major elements (Zn, S, Fe), and 50 s for other minor elements (Cd, Ga, Ge, In, Au, and Ag). The background counting time was half of the peak counting time on the high- and low-energy background positions. Analytical results were reduced using the ZAF correction routines. LA-ICP-MS mapping: beam size of 15 μm and a repetition rate of 10 Hz. The depth of ablation during mapping was around 5 μm. | sphalerite for S and Zn, marcasite for Fe, cadmium for Cd, gallium phosphide for Ga, germanium for Ge, indium phosphide for In, gold for Au, and silver for Ag | 6.6576 | [19 empty] | 1223.2031 | [11 empty] | 17.3001 | [9 empty] | 41309.1091 |  | 5.7696 |  |  |  | 3.3375 |  |  |  | 65.838 | [17 empty] | 122.7969 | [15 empty] | 2.7283 | [15 empty] | 136114.7384 | [44 empty] | 2024 | Wu, Y., Zheng, Y., Yu, P., Chen, X., Guo, L., Long, L., Hu, Z., Huang, Y., Chen, M., Lu, J., Ouyang, S., Chen, S. (2024). The world-class carbonate-hosted Fankou Zn-Pb deposit in China. Part III. Critical metal Ga is enriched in late stage and low temperature sphalerite. Ore Geology Reviews, 166, 105928. |  | CHN | Guangdong
| Fankou |  | Basin hydrothermal | Mississippi Valley-type (MVT) | MVT zinc-lead | Zn, Pb | Ga | Zn, Pb, Ga | Wu et al., 2024 |  | 400-11-1-1-2 | 400-11-1-1-2 | underground mine |  |  |  |  | ore material | polished section | grab | mineral separate | [5 empty] | mineralisation | Sp1a, Sp1b, Sp2 | sphalerite |  | sphalerite | Sp1a (early replacement-infilling stage, core), Sp1b (early replacement-infilling stage, rim), Sp2 (late replacement-infilling stage) | euhedral-subhedral coarse-grained; anhedral grains | massive, banded, disseminated; core-rim texture; sector zoning; rhythm bands |  |  |  | pyrite, chalcopyrite, galena, dolomite, calcite, arsenopyrite, freibergite, pyrargyrite, argentite, goethite, ferrohydrite, anglesite, zincosite | polished into thin sections and polished mounts | LA-ICPMS | JEOL JXA-i SP100 electron probe micro-analyzer; NWR 193 nm Ar F Excimer laser-ablation system coupled to an iCAP RQ (ICPMS) | Laboratory of Marine Element and Isotope Facilities in Southern Marine Science and Engineering Guangdong Laboratory (Zhuhai, China); Guangzhou Tuoyan Analytical Technology Co., Ltd., Guangzhou, China | EPMA: accelerating voltage of 20 kV, a probe current of 20 nA, and a 5 μm beam. The peak counting time was 10 s for major elements (Zn, S, Fe), and 50 s for other minor elements (Cd, Ga, Ge, In, Au, and Ag). The background counting time was half of the peak counting time on the high- and low-energy background positions. Analytical results were reduced using the ZAF correction routines. LA-ICP-MS mapping: beam size of 15 μm and a repetition rate of 10 Hz. The depth of ablation during mapping was around 5 μm. | sphalerite for S and Zn, marcasite for Fe, cadmium for Cd, gallium phosphide for Ga, germanium for Ge, indium phosphide for In, gold for Au, and silver for Ag | 5.224 | [19 empty] | 1121.379 | [11 empty] | 21.807 | [9 empty] | 29262.4447 |  | 14.4837 |  |  |  | 0.66212 |  |  |  | 87.4412 |  |  |  | 0.034544 | [13 empty] | 67.1142 | [15 empty] | 14.4264 | [15 empty] | 130993.3942 |  | 0.54148 | [42 empty] | 2024 | Wu, Y., Zheng, Y., Yu, P., Chen, X., Guo, L., Long, L., Hu, Z., Huang, Y., Chen, M., Lu, J., Ouyang, S., Chen, S. (2024). The world-class carbonate-hosted Fankou Zn-Pb deposit in China. Part III. Critical metal Ga is enriched in late stage and low temperature sphalerite. Ore Geology Reviews, 166, 105928. |  | CHN | Guangdong
| Fankou |  | Basin hydrothermal | Mississippi Valley-type (MVT) | MVT zinc-lead | Zn, Pb | Ga | Zn, Pb, Ga | Wu et al., 2024 |  | 400-11-1-1-3 | 400-11-1-1-3 | underground mine |  |  |  |  | ore material | polished section | grab | mineral separate | [5 empty] | mineralisation | Sp1a, Sp1b, Sp2 | sphalerite |  | sphalerite | Sp1a (early replacement-infilling stage, core), Sp1b (early replacement-infilling stage, rim), Sp2 (late replacement-infilling stage) | euhedral-subhedral coarse-grained; anhedral grains | massive, banded, disseminated; core-rim texture; sector zoning; rhythm bands |  |  |  | pyrite, chalcopyrite, galena, dolomite, calcite, arsenopyrite, freibergite, pyrargyrite, argentite, goethite, ferrohydrite, anglesite, zincosite | polished into thin sections and polished mounts | LA-ICPMS | JEOL JXA-i SP100 electron probe micro-analyzer; NWR 193 nm Ar F Excimer laser-ablation system coupled to an iCAP RQ (ICPMS) | Laboratory of Marine Element and Isotope Facilities in Southern Marine Science and Engineering Guangdong Laboratory (Zhuhai, China); Guangzhou Tuoyan Analytical Technology Co., Ltd., Guangzhou, China | EPMA: accelerating voltage of 20 kV, a probe current of 20 nA, and a 5 μm beam. The peak counting time was 10 s for major elements (Zn, S, Fe), and 50 s for other minor elements (Cd, Ga, Ge, In, Au, and Ag). The background counting time was half of the peak counting time on the high- and low-energy background positions. Analytical results were reduced using the ZAF correction routines. LA-ICP-MS mapping: beam size of 15 μm and a repetition rate of 10 Hz. The depth of ablation during mapping was around 5 μm. | sphalerite for S and Zn, marcasite for Fe, cadmium for Cd, gallium phosphide for Ga, germanium for Ge, indium phosphide for In, gold for Au, and silver for Ag | 18.1393 | [19 empty] | 1282.7893 | [11 empty] | 20.1129 | [9 empty] | 29096.8226 |  | 8.272 |  |  |  | 2.7686 |  |  |  | 59.091 | [17 empty] | 66.6383 | [15 empty] | 60.9179 | [15 empty] | 129742.7331 |  | 0.41722 | [42 empty] | 2024 | Wu, Y., Zheng, Y., Yu, P., Chen, X., Guo, L., Long, L., Hu, Z., Huang, Y., Chen, M., Lu, J., Ouyang, S., Chen, S. (2024). The world-class carbonate-hosted Fankou Zn-Pb deposit in China. Part III. Critical metal Ga is enriched in late stage and low temperature sphalerite. Ore Geology Reviews, 166, 105928. |  | CHN | Guangdong
| Fankou |  | Basin hydrothermal | Mississippi Valley-type (MVT) | MVT zinc-lead | Zn, Pb | Ga | Zn, Pb, Ga | Wu et al., 2024 |  | 400-11-1-2-2 | 400-11-1-2-2 | underground mine |  |  |  |  | ore material | polished section | grab | mineral separate | [5 empty] | mineralisation | Sp1a, Sp1b, Sp2 | sphalerite |  | sphalerite | Sp1a (early replacement-infilling stage, core), Sp1b (early replacement-infilling stage, rim), Sp2 (late replacement-infilling stage) | euhedral-subhedral coarse-grained; anhedral grains | massive, banded, disseminated; core-rim texture; sector zoning; rhythm bands |  |  |  | pyrite, chalcopyrite, galena, dolomite, calcite, arsenopyrite, freibergite, pyrargyrite, argentite, goethite, ferrohydrite, anglesite, zincosite | polished into thin sections and polished mounts | LA-ICPMS | JEOL JXA-i SP100 electron probe micro-analyzer; NWR 193 nm Ar F Excimer laser-ablation system coupled to an iCAP RQ (ICPMS) | Laboratory of Marine Element and Isotope Facilities in Southern Marine Science and Engineering Guangdong Laboratory (Zhuhai, China); Guangzhou Tuoyan Analytical Technology Co., Ltd., Guangzhou, China | EPMA: accelerating voltage of 20 kV, a probe current of 20 nA, and a 5 μm beam. The peak counting time was 10 s for major elements (Zn, S, Fe), and 50 s for other minor elements (Cd, Ga, Ge, In, Au, and Ag). The background counting time was half of the peak counting time on the high- and low-energy background positions. Analytical results were reduced using the ZAF correction routines. LA-ICP-MS mapping: beam size of 15 μm and a repetition rate of 10 Hz. The depth of ablation during mapping was around 5 μm. | sphalerite for S and Zn, marcasite for Fe, cadmium for Cd, gallium phosphide for Ga, germanium for Ge, indium phosphide for In, gold for Au, and silver for Ag | 11.431 | [19 empty] | 1105.0116 | [11 empty] | 24.202 | [9 empty] | 27261.5015 |  | 16.2333 | [7 empty] | 67.772 |  |  |  | 0.031121 | [13 empty] | 63.4428 | [15 empty] | 11.7299 | [15 empty] | 129031.9886 | [44 empty] | 2024 | Wu, Y., Zheng, Y., Yu, P., Chen, X., Guo, L., Long, L., Hu, Z., Huang, Y., Chen, M., Lu, J., Ouyang, S., Chen, S. (2024). The world-class carbonate-hosted Fankou Zn-Pb deposit in China. Part III. Critical metal Ga is enriched in late stage and low temperature sphalerite. Ore Geology Reviews, 166, 105928. |  | CHN | Guangdong
| Fankou |  | Basin hydrothermal | Mississippi Valley-type (MVT) | MVT zinc-lead | Zn, Pb | Ga | Zn, Pb, Ga | Wu et al., 2024 |  | 400-11-1-2-3 | 400-11-1-2-3 | underground mine |  |  |  |  | ore material | polished section | grab | mineral separate | [5 empty] | mineralisation | Sp1a, Sp1b, Sp2 | sphalerite |  | sphalerite | Sp1a (early replacement-infilling stage, core), Sp1b (early replacement-infilling stage, rim), Sp2 (late replacement-infilling stage) | euhedral-subhedral coarse-grained; anhedral grains | massive, banded, disseminated; core-rim texture; sector zoning; rhythm bands |  |  |  | pyrite, chalcopyrite, galena, dolomite, calcite, arsenopyrite, freibergite, pyrargyrite, argentite, goethite, ferrohydrite, anglesite, zincosite | polished into thin sections and polished mounts | LA-ICPMS | JEOL JXA-i SP100 electron probe micro-analyzer; NWR 193 nm Ar F Excimer laser-ablation system coupled to an iCAP RQ (ICPMS) | Laboratory of Marine Element and Isotope Facilities in Southern Marine Science and Engineering Guangdong Laboratory (Zhuhai, China); Guangzhou Tuoyan Analytical Technology Co., Ltd., Guangzhou, China | EPMA: accelerating voltage of 20 kV, a probe current of 20 nA, and a 5 μm beam. The peak counting time was 10 s for major elements (Zn, S, Fe), and 50 s for other minor elements (Cd, Ga, Ge, In, Au, and Ag). The background counting time was half of the peak counting time on the high- and low-energy background positions. Analytical results were reduced using the ZAF correction routines. LA-ICP-MS mapping: beam size of 15 μm and a repetition rate of 10 Hz. The depth of ablation during mapping was around 5 μm. | sphalerite for S and Zn, marcasite for Fe, cadmium for Cd, gallium phosphide for Ga, germanium for Ge, indium phosphide for In, gold for Au, and silver for Ag | 13.3155 | [19 empty] | 1186.9427 | [11 empty] | 33.2902 | [9 empty] | 28081.7013 |  | 22.9951 |  |  |  | 0.93244 |  |  |  | 108.0756 |  |  |  | 0.044425 | [13 empty] | 60.4438 | [15 empty] | 13.6259 | [15 empty] | 129162.209 | [44 empty] | 2024 | Wu, Y., Zheng, Y., Yu, P., Chen, X., Guo, L., Long, L., Hu, Z., Huang, Y., Chen, M., Lu, J., Ouyang, S., Chen, S. (2024). The world-class carbonate-hosted Fankou Zn-Pb deposit in China. Part III. Critical metal Ga is enriched in late stage and low temperature sphalerite. Ore Geology Reviews, 166, 105928. |  | CHN | Guangdong
| Fankou |  | Basin hydrothermal | Mississippi Valley-type (MVT) | MVT zinc-lead | Zn, Pb | Ga | Zn, Pb, Ga | Wu et al., 2024 |  | 400-12-1-1-3 | 400-12-1-1-3 | underground mine |  |  |  |  | ore material | polished section | grab | mineral separate | [5 empty] | mineralisation | Sp1a, Sp1b, Sp2 | sphalerite |  | sphalerite | Sp1a (early replacement-infilling stage, core), Sp1b (early replacement-infilling stage, rim), Sp2 (late replacement-infilling stage) | euhedral-subhedral coarse-grained; anhedral grains | massive, banded, disseminated; core-rim texture; sector zoning; rhythm bands |  |  |  | pyrite, chalcopyrite, galena, dolomite, calcite, arsenopyrite, freibergite, pyrargyrite, argentite, goethite, ferrohydrite, anglesite, zincosite | polished into thin sections and polished mounts | LA-ICPMS | JEOL JXA-i SP100 electron probe micro-analyzer; NWR 193 nm Ar F Excimer laser-ablation system coupled to an iCAP RQ (ICPMS) | Laboratory of Marine Element and Isotope Facilities in Southern Marine Science and Engineering Guangdong Laboratory (Zhuhai, China); Guangzhou Tuoyan Analytical Technology Co., Ltd., Guangzhou, China | EPMA: accelerating voltage of 20 kV, a probe current of 20 nA, and a 5 μm beam. The peak counting time was 10 s for major elements (Zn, S, Fe), and 50 s for other minor elements (Cd, Ga, Ge, In, Au, and Ag). The background counting time was half of the peak counting time on the high- and low-energy background positions. Analytical results were reduced using the ZAF correction routines. LA-ICP-MS mapping: beam size of 15 μm and a repetition rate of 10 Hz. The depth of ablation during mapping was around 5 μm. | sphalerite for S and Zn, marcasite for Fe, cadmium for Cd, gallium phosphide for Ga, germanium for Ge, indium phosphide for In, gold for Au, and silver for Ag | 45.1299 | [19 empty] | 1341.5228 | [11 empty] | 94.1078 | [9 empty] | 45597.2995 |  | 2.3501 |  |  |  | 51.1474 |  |  |  | 46.6093 | [17 empty] | 111.4002 | [15 empty] | 61.9983 | [15 empty] | 135868.9291 |  | 3.751 | [42 empty] | 2024 | Wu, Y., Zheng, Y., Yu, P., Chen, X., Guo, L., Long, L., Hu, Z., Huang, Y., Chen, M., Lu, J., Ouyang, S., Chen, S. (2024). The world-class carbonate-hosted Fankou Zn-Pb deposit in China. Part III. Critical metal Ga is enriched in late stage and low temperature sphalerite. Ore Geology Reviews, 166, 105928. |  | CHN | Guangdong
| Fankou |  | Basin hydrothermal | Mississippi Valley-type (MVT) | MVT zinc-lead | Zn, Pb | Ga | Zn, Pb, Ga | Wu et al., 2024 |  | 400-12-1-2-3 | 400-12-1-2-3 | underground mine |  |  |  |  | ore material | polished section | grab | mineral separate | [5 empty] | mineralisation | Sp1a, Sp1b, Sp2 | sphalerite |  | sphalerite | Sp1a (early replacement-infilling stage, core), Sp1b (early replacement-infilling stage, rim), Sp2 (late replacement-infilling stage) | euhedral-subhedral coarse-grained; anhedral grains | massive, banded, disseminated; core-rim texture; sector zoning; rhythm bands |  |  |  | pyrite, chalcopyrite, galena, dolomite, calcite, arsenopyrite, freibergite, pyrargyrite, argentite, goethite, ferrohydrite, anglesite, zincosite | polished into thin sections and polished mounts | LA-ICPMS | JEOL JXA-i SP100 electron probe micro-analyzer; NWR 193 nm Ar F Excimer laser-ablation system coupled to an iCAP RQ (ICPMS) | Laboratory of Marine Element and Isotope Facilities in Southern Marine Science and Engineering Guangdong Laboratory (Zhuhai, China); Guangzhou Tuoyan Analytical Technology Co., Ltd., Guangzhou, China | EPMA: accelerating voltage of 20 kV, a probe current of 20 nA, and a 5 μm beam. The peak counting time was 10 s for major elements (Zn, S, Fe), and 50 s for other minor elements (Cd, Ga, Ge, In, Au, and Ag). The background counting time was half of the peak counting time on the high- and low-energy background positions. Analytical results were reduced using the ZAF correction routines. LA-ICP-MS mapping: beam size of 15 μm and a repetition rate of 10 Hz. The depth of ablation during mapping was around 5 μm. | sphalerite for S and Zn, marcasite for Fe, cadmium for Cd, gallium phosphide for Ga, germanium for Ge, indium phosphide for In, gold for Au, and silver for Ag | 36.632 | [19 empty] | 1414.0462 | [11 empty] | 406.8239 | [9 empty] | 42239.8871 |  | 3.6744 |  |  |  | 183.9531 |  |  |  | 80.9676 | [17 empty] | 107.4376 | [15 empty] | 8.1344 | [15 empty] | 134653.578 | [44 empty] | 2024 | Wu, Y., Zheng, Y., Yu, P., Chen, X., Guo, L., Long, L., Hu, Z., Huang, Y., Chen, M., Lu, J., Ouyang, S., Chen, S. (2024). The world-class carbonate-hosted Fankou Zn-Pb deposit in China. Part III. Critical metal Ga is enriched in late stage and low temperature sphalerite. Ore Geology Reviews, 166, 105928. |  | CHN | Guangdong
| Fankou |  | Basin hydrothermal | Mississippi Valley-type (MVT) | MVT zinc-lead | Zn, Pb | Ga | Zn, Pb, Ga | Wu et al., 2024 |  | 400-138-1-1-2 | 400-138-1-1-2 | underground mine |  |  |  |  | ore material | polished section | grab | mineral separate | [5 empty] | mineralisation | Sp1a, Sp1b, Sp2 | sphalerite |  | sphalerite | Sp1a (early replacement-infilling stage, core), Sp1b (early replacement-infilling stage, rim), Sp2 (late replacement-infilling stage) | euhedral-subhedral coarse-grained; anhedral grains | massive, banded, disseminated; core-rim texture; sector zoning; rhythm bands |  |  |  | pyrite, chalcopyrite, galena, dolomite, calcite, arsenopyrite, freibergite, pyrargyrite, argentite, goethite, ferrohydrite, anglesite, zincosite | polished into thin sections and polished mounts | LA-ICPMS | JEOL JXA-i SP100 electron probe micro-analyzer; NWR 193 nm Ar F Excimer laser-ablation system coupled to an iCAP RQ (ICPMS) | Laboratory of Marine Element and Isotope Facilities in Southern Marine Science and Engineering Guangdong Laboratory (Zhuhai, China); Guangzhou Tuoyan Analytical Technology Co., Ltd., Guangzhou, China | EPMA: accelerating voltage of 20 kV, a probe current of 20 nA, and a 5 μm beam. The peak counting time was 10 s for major elements (Zn, S, Fe), and 50 s for other minor elements (Cd, Ga, Ge, In, Au, and Ag). The background counting time was half of the peak counting time on the high- and low-energy background positions. Analytical results were reduced using the ZAF correction routines. LA-ICP-MS mapping: beam size of 15 μm and a repetition rate of 10 Hz. The depth of ablation during mapping was around 5 μm. | sphalerite for S and Zn, marcasite for Fe, cadmium for Cd, gallium phosphide for Ga, germanium for Ge, indium phosphide for In, gold for Au, and silver for Ag | 58.3319 | [19 empty] | 1355.4319 | [11 empty] | 62.8434 | [9 empty] | 28236.6972 |  | 48.6307 | [7 empty] | 125.4274 |  |  |  | 0.87926 | [13 empty] | 75.9244 | [15 empty] | 23.9139 | [15 empty] | 137058.2315 |  | 0.5368 | [42 empty] | 2024 | Wu, Y., Zheng, Y., Yu, P., Chen, X., Guo, L., Long, L., Hu, Z., Huang, Y., Chen, M., Lu, J., Ouyang, S., Chen, S. (2024). The world-class carbonate-hosted Fankou Zn-Pb deposit in China. Part III. Critical metal Ga is enriched in late stage and low temperature sphalerite. Ore Geology Reviews, 166, 105928. |  | CHN | Guangdong
| Fankou |  | Basin hydrothermal | Mississippi Valley-type (MVT) | MVT zinc-lead | Zn, Pb | Ga | Zn, Pb, Ga | Wu et al., 2024 |  | 400-138-1-2-2 | 400-138-1-2-2 | underground mine |  |  |  |  | ore material | polished section | grab | mineral separate | [5 empty] | mineralisation | Sp1a, Sp1b, Sp2 | sphalerite |  | sphalerite | Sp1a (early replacement-infilling stage, core), Sp1b (early replacement-infilling stage, rim), Sp2 (late replacement-infilling stage) | euhedral-subhedral coarse-grained; anhedral grains | massive, banded, disseminated; core-rim texture; sector zoning; rhythm bands |  |  |  | pyrite, chalcopyrite, galena, dolomite, calcite, arsenopyrite, freibergite, pyrargyrite, argentite, goethite, ferrohydrite, anglesite, zincosite | polished into thin sections and polished mounts | LA-ICPMS | JEOL JXA-i SP100 electron probe micro-analyzer; NWR 193 nm Ar F Excimer laser-ablation system coupled to an iCAP RQ (ICPMS) | Laboratory of Marine Element and Isotope Facilities in Southern Marine Science and Engineering Guangdong Laboratory (Zhuhai, China); Guangzhou Tuoyan Analytical Technology Co., Ltd., Guangzhou, China | EPMA: accelerating voltage of 20 kV, a probe current of 20 nA, and a 5 μm beam. The peak counting time was 10 s for major elements (Zn, S, Fe), and 50 s for other minor elements (Cd, Ga, Ge, In, Au, and Ag). The background counting time was half of the peak counting time on the high- and low-energy background positions. Analytical results were reduced using the ZAF correction routines. LA-ICP-MS mapping: beam size of 15 μm and a repetition rate of 10 Hz. The depth of ablation during mapping was around 5 μm. | sphalerite for S and Zn, marcasite for Fe, cadmium for Cd, gallium phosphide for Ga, germanium for Ge, indium phosphide for In, gold for Au, and silver for Ag | 95.5094 | [19 empty] | 1575.4139 | [11 empty] | 281.6978 | [9 empty] | 34201.7818 |  | 265.3446 | [7 empty] | 159.0829 |  |  |  | 0.93592 | [13 empty] | 96.2507 | [15 empty] | 79.8879 | [15 empty] | 146098.2617 | [44 empty] | 2024 | Wu, Y., Zheng, Y., Yu, P., Chen, X., Guo, L., Long, L., Hu, Z., Huang, Y., Chen, M., Lu, J., Ouyang, S., Chen, S. (2024). The world-class carbonate-hosted Fankou Zn-Pb deposit in China. Part III. Critical metal Ga is enriched in late stage and low temperature sphalerite. Ore Geology Reviews, 166, 105928. |  | CHN | Guangdong
| Fankou |  | Basin hydrothermal | Mississippi Valley-type (MVT) | MVT zinc-lead | Zn, Pb | Ga | Zn, Pb, Ga | Wu et al., 2024 |  | 400-138-1-2-3 | 400-138-1-2-3 | underground mine |  |  |  |  | ore material | polished section | grab | mineral separate | [5 empty] | mineralisation | Sp1a, Sp1b, Sp2 | sphalerite |  | sphalerite | Sp1a (early replacement-infilling stage, core), Sp1b (early replacement-infilling stage, rim), Sp2 (late replacement-infilling stage) | euhedral-subhedral coarse-grained; anhedral grains | massive, banded, disseminated; core-rim texture; sector zoning; rhythm bands |  |  |  | pyrite, chalcopyrite, galena, dolomite, calcite, arsenopyrite, freibergite, pyrargyrite, argentite, goethite, ferrohydrite, anglesite, zincosite | polished into thin sections and polished mounts | LA-ICPMS | JEOL JXA-i SP100 electron probe micro-analyzer; NWR 193 nm Ar F Excimer laser-ablation system coupled to an iCAP RQ (ICPMS) | Laboratory of Marine Element and Isotope Facilities in Southern Marine Science and Engineering Guangdong Laboratory (Zhuhai, China); Guangzhou Tuoyan Analytical Technology Co., Ltd., Guangzhou, China | EPMA: accelerating voltage of 20 kV, a probe current of 20 nA, and a 5 μm beam. The peak counting time was 10 s for major elements (Zn, S, Fe), and 50 s for other minor elements (Cd, Ga, Ge, In, Au, and Ag). The background counting time was half of the peak counting time on the high- and low-energy background positions. Analytical results were reduced using the ZAF correction routines. LA-ICP-MS mapping: beam size of 15 μm and a repetition rate of 10 Hz. The depth of ablation during mapping was around 5 μm. | sphalerite for S and Zn, marcasite for Fe, cadmium for Cd, gallium phosphide for Ga, germanium for Ge, indium phosphide for In, gold for Au, and silver for Ag | 158.6706 | [19 empty] | 1785.4348 | [11 empty] | 427.812 | [9 empty] | 44765.6288 |  | 446.7335 |  |  |  | 0.87853 |  |  |  | 145.0648 |  |  |  | 0.20903 | [13 empty] | 125.4511 | [15 empty] | 57.029 | [15 empty] | 150987.2428 |  | 2.0295 | [42 empty] | 2024 | Wu, Y., Zheng, Y., Yu, P., Chen, X., Guo, L., Long, L., Hu, Z., Huang, Y., Chen, M., Lu, J., Ouyang, S., Chen, S. (2024). The world-class carbonate-hosted Fankou Zn-Pb deposit in China. Part III. Critical metal Ga is enriched in late stage and low temperature sphalerite. Ore Geology Reviews, 166, 105928. |  | CHN | Guangdong
| Fankou |  | Basin hydrothermal | Mississippi Valley-type (MVT) | MVT zinc-lead | Zn, Pb | Ga | Zn, Pb, Ga | Wu et al., 2024 |  | 400-138-1-2-4 | 400-138-1-2-4 | underground mine |  |  |  |  | ore material | polished section | grab | mineral separate | [5 empty] | mineralisation | Sp1a, Sp1b, Sp2 | sphalerite |  | sphalerite | Sp1a (early replacement-infilling stage, core), Sp1b (early replacement-infilling stage, rim), Sp2 (late replacement-infilling stage) | euhedral-subhedral coarse-grained; anhedral grains | massive, banded, disseminated; core-rim texture; sector zoning; rhythm bands |  |  |  | pyrite, chalcopyrite, galena, dolomite, calcite, arsenopyrite, freibergite, pyrargyrite, argentite, goethite, ferrohydrite, anglesite, zincosite | polished into thin sections and polished mounts | LA-ICPMS | JEOL JXA-i SP100 electron probe micro-analyzer; NWR 193 nm Ar F Excimer laser-ablation system coupled to an iCAP RQ (ICPMS) | Laboratory of Marine Element and Isotope Facilities in Southern Marine Science and Engineering Guangdong Laboratory (Zhuhai, China); Guangzhou Tuoyan Analytical Technology Co., Ltd., Guangzhou, China | EPMA: accelerating voltage of 20 kV, a probe current of 20 nA, and a 5 μm beam. The peak counting time was 10 s for major elements (Zn, S, Fe), and 50 s for other minor elements (Cd, Ga, Ge, In, Au, and Ag). The background counting time was half of the peak counting time on the high- and low-energy background positions. Analytical results were reduced using the ZAF correction routines. LA-ICP-MS mapping: beam size of 15 μm and a repetition rate of 10 Hz. The depth of ablation during mapping was around 5 μm. | sphalerite for S and Zn, marcasite for Fe, cadmium for Cd, gallium phosphide for Ga, germanium for Ge, indium phosphide for In, gold for Au, and silver for Ag | 153.8104 | [19 empty] | 1730.7922 | [11 empty] | 689.5446 | [9 empty] | 32172.7781 |  | 694.4956 | [7 empty] | 134.0668 |  |  |  | 3.2182 | [13 empty] | 95.39 | [15 empty] | 14.6285 | [15 empty] | 149513.7 |  | 1.0776 | [42 empty] | 2024 | Wu, Y., Zheng, Y., Yu, P., Chen, X., Guo, L., Long, L., Hu, Z., Huang, Y., Chen, M., Lu, J., Ouyang, S., Chen, S. (2024). The world-class carbonate-hosted Fankou Zn-Pb deposit in China. Part III. Critical metal Ga is enriched in late stage and low temperature sphalerite. Ore Geology Reviews, 166, 105928. |  | CHN | Guangdong
| Fankou |  | Basin hydrothermal | Mississippi Valley-type (MVT) | MVT zinc-lead | Zn, Pb | Ga | Zn, Pb, Ga | Wu et al., 2024 |  | 455-17-1-1-2 | 455-17-1-1-2 | underground mine |  |  |  |  | ore material | polished section | grab | mineral separate | [5 empty] | mineralisation | Sp1a, Sp1b, Sp2 | sphalerite |  | sphalerite | Sp1a (early replacement-infilling stage, core), Sp1b (early replacement-infilling stage, rim), Sp2 (late replacement-infilling stage) | euhedral-subhedral coarse-grained; anhedral grains | massive, banded, disseminated; core-rim texture; sector zoning; rhythm bands |  |  |  | pyrite, chalcopyrite, galena, dolomite, calcite, arsenopyrite, freibergite, pyrargyrite, argentite, goethite, ferrohydrite, anglesite, zincosite | polished into thin sections and polished mounts | LA-ICPMS | JEOL JXA-i SP100 electron probe micro-analyzer; NWR 193 nm Ar F Excimer laser-ablation system coupled to an iCAP RQ (ICPMS) | Laboratory of Marine Element and Isotope Facilities in Southern Marine Science and Engineering Guangdong Laboratory (Zhuhai, China); Guangzhou Tuoyan Analytical Technology Co., Ltd., Guangzhou, China | EPMA: accelerating voltage of 20 kV, a probe current of 20 nA, and a 5 μm beam. The peak counting time was 10 s for major elements (Zn, S, Fe), and 50 s for other minor elements (Cd, Ga, Ge, In, Au, and Ag). The background counting time was half of the peak counting time on the high- and low-energy background positions. Analytical results were reduced using the ZAF correction routines. LA-ICP-MS mapping: beam size of 15 μm and a repetition rate of 10 Hz. The depth of ablation during mapping was around 5 μm. | sphalerite for S and Zn, marcasite for Fe, cadmium for Cd, gallium phosphide for Ga, germanium for Ge, indium phosphide for In, gold for Au, and silver for Ag | 26.1023 | [19 empty] | 1064.1097 | [11 empty] | 13.1248 | [9 empty] | 20846.2782 |  | 0.54018 | [7 empty] | 86.9877 |  |  |  | 0.060202 | [13 empty] | 64.811 | [15 empty] | 64.0944 | [15 empty] | 150262.3911 |  | 0.22965 | [42 empty] | 2024 | Wu, Y., Zheng, Y., Yu, P., Chen, X., Guo, L., Long, L., Hu, Z., Huang, Y., Chen, M., Lu, J., Ouyang, S., Chen, S. (2024). The world-class carbonate-hosted Fankou Zn-Pb deposit in China. Part III. Critical metal Ga is enriched in late stage and low temperature sphalerite. Ore Geology Reviews, 166, 105928. |  | CHN | Guangdong
| Fankou |  | Basin hydrothermal | Mississippi Valley-type (MVT) | MVT zinc-lead | Zn, Pb | Ga | Zn, Pb, Ga | Wu et al., 2024 |  | 455-17-1-1-3 | 455-17-1-1-3 | underground mine |  |  |  |  | ore material | polished section | grab | mineral separate | [5 empty] | mineralisation | Sp1a, Sp1b, Sp2 | sphalerite |  | sphalerite | Sp1a (early replacement-infilling stage, core), Sp1b (early replacement-infilling stage, rim), Sp2 (late replacement-infilling stage) | euhedral-subhedral coarse-grained; anhedral grains | massive, banded, disseminated; core-rim texture; sector zoning; rhythm bands |  |  |  | pyrite, chalcopyrite, galena, dolomite, calcite, arsenopyrite, freibergite, pyrargyrite, argentite, goethite, ferrohydrite, anglesite, zincosite | polished into thin sections and polished mounts | LA-ICPMS | JEOL JXA-i SP100 electron probe micro-analyzer; NWR 193 nm Ar F Excimer laser-ablation system coupled to an iCAP RQ (ICPMS) | Laboratory of Marine Element and Isotope Facilities in Southern Marine Science and Engineering Guangdong Laboratory (Zhuhai, China); Guangzhou Tuoyan Analytical Technology Co., Ltd., Guangzhou, China | EPMA: accelerating voltage of 20 kV, a probe current of 20 nA, and a 5 μm beam. The peak counting time was 10 s for major elements (Zn, S, Fe), and 50 s for other minor elements (Cd, Ga, Ge, In, Au, and Ag). The background counting time was half of the peak counting time on the high- and low-energy background positions. Analytical results were reduced using the ZAF correction routines. LA-ICP-MS mapping: beam size of 15 μm and a repetition rate of 10 Hz. The depth of ablation during mapping was around 5 μm. | sphalerite for S and Zn, marcasite for Fe, cadmium for Cd, gallium phosphide for Ga, germanium for Ge, indium phosphide for In, gold for Au, and silver for Ag | 16.4829 | [19 empty] | 1435.3164 | [11 empty] | 10.4728 | [9 empty] | 36492.2644 |  | 0.13062 | [7 empty] | 33.8764 | [17 empty] | 87.6655 | [15 empty] | 34.3238 | [15 empty] | 154039.2721 |  | 0.59244 | [42 empty] | 2024 | Wu, Y., Zheng, Y., Yu, P., Chen, X., Guo, L., Long, L., Hu, Z., Huang, Y., Chen, M., Lu, J., Ouyang, S., Chen, S. (2024). The world-class carbonate-hosted Fankou Zn-Pb deposit in China. Part III. Critical metal Ga is enriched in late stage and low temperature sphalerite. Ore Geology Reviews, 166, 105928. |  | CHN | Guangdong
| Fankou |  | Basin hydrothermal | Mississippi Valley-type (MVT) | MVT zinc-lead | Zn, Pb | Ga | Zn, Pb, Ga | Wu et al., 2024 |  | 455-17-1-1-4 | 455-17-1-1-4 | underground mine |  |  |  |  | ore material | polished section | grab | mineral separate | [5 empty] | mineralisation | Sp1a, Sp1b, Sp2 | sphalerite |  | sphalerite | Sp1a (early replacement-infilling stage, core), Sp1b (early replacement-infilling stage, rim), Sp2 (late replacement-infilling stage) | euhedral-subhedral coarse-grained; anhedral grains | massive, banded, disseminated; core-rim texture; sector zoning; rhythm bands |  |  |  | pyrite, chalcopyrite, galena, dolomite, calcite, arsenopyrite, freibergite, pyrargyrite, argentite, goethite, ferrohydrite, anglesite, zincosite | polished into thin sections and polished mounts | LA-ICPMS | JEOL JXA-i SP100 electron probe micro-analyzer; NWR 193 nm Ar F Excimer laser-ablation system coupled to an iCAP RQ (ICPMS) | Laboratory of Marine Element and Isotope Facilities in Southern Marine Science and Engineering Guangdong Laboratory (Zhuhai, China); Guangzhou Tuoyan Analytical Technology Co., Ltd., Guangzhou, China | EPMA: accelerating voltage of 20 kV, a probe current of 20 nA, and a 5 μm beam. The peak counting time was 10 s for major elements (Zn, S, Fe), and 50 s for other minor elements (Cd, Ga, Ge, In, Au, and Ag). The background counting time was half of the peak counting time on the high- and low-energy background positions. Analytical results were reduced using the ZAF correction routines. LA-ICP-MS mapping: beam size of 15 μm and a repetition rate of 10 Hz. The depth of ablation during mapping was around 5 μm. | sphalerite for S and Zn, marcasite for Fe, cadmium for Cd, gallium phosphide for Ga, germanium for Ge, indium phosphide for In, gold for Au, and silver for Ag | 20.5436 | [19 empty] | 1294.2225 | [11 empty] | 45.5691 | [9 empty] | 27989.7825 |  | 0.9719 |  |  |  | 15.3786 |  |  |  | 35.0723 |  |  |  | 0.031195 | [13 empty] | 68.5826 | [15 empty] | 35.9244 | [15 empty] | 150516.5857 |  | 0.6256 | [42 empty] | 2024 | Wu, Y., Zheng, Y., Yu, P., Chen, X., Guo, L., Long, L., Hu, Z., Huang, Y., Chen, M., Lu, J., Ouyang, S., Chen, S. (2024). The world-class carbonate-hosted Fankou Zn-Pb deposit in China. Part III. Critical metal Ga is enriched in late stage and low temperature sphalerite. Ore Geology Reviews, 166, 105928. |  | CHN | Guangdong
| Fankou |  | Basin hydrothermal | Mississippi Valley-type (MVT) | MVT zinc-lead | Zn, Pb | Ga | Zn, Pb, Ga | Wu et al., 2024 |  | 455-17-1-2-3 | 455-17-1-2-3 | underground mine |  |  |  |  | ore material | polished section | grab | mineral separate | [5 empty] | mineralisation | Sp1a, Sp1b, Sp2 | sphalerite |  | sphalerite | Sp1a (early replacement-infilling stage, core), Sp1b (early replacement-infilling stage, rim), Sp2 (late replacement-infilling stage) | euhedral-subhedral coarse-grained; anhedral grains | massive, banded, disseminated; core-rim texture; sector zoning; rhythm bands |  |  |  | pyrite, chalcopyrite, galena, dolomite, calcite, arsenopyrite, freibergite, pyrargyrite, argentite, goethite, ferrohydrite, anglesite, zincosite | polished into thin sections and polished mounts | LA-ICPMS | JEOL JXA-i SP100 electron probe micro-analyzer; NWR 193 nm Ar F Excimer laser-ablation system coupled to an iCAP RQ (ICPMS) | Laboratory of Marine Element and Isotope Facilities in Southern Marine Science and Engineering Guangdong Laboratory (Zhuhai, China); Guangzhou Tuoyan Analytical Technology Co., Ltd., Guangzhou, China | EPMA: accelerating voltage of 20 kV, a probe current of 20 nA, and a 5 μm beam. The peak counting time was 10 s for major elements (Zn, S, Fe), and 50 s for other minor elements (Cd, Ga, Ge, In, Au, and Ag). The background counting time was half of the peak counting time on the high- and low-energy background positions. Analytical results were reduced using the ZAF correction routines. LA-ICP-MS mapping: beam size of 15 μm and a repetition rate of 10 Hz. The depth of ablation during mapping was around 5 μm. | sphalerite for S and Zn, marcasite for Fe, cadmium for Cd, gallium phosphide for Ga, germanium for Ge, indium phosphide for In, gold for Au, and silver for Ag | 36.5775 | [19 empty] | 1961.0159 | [11 empty] | 31.546 | [9 empty] | 42021.9815 |  | 1.1392 |  |  |  | 2.5636 |  |  |  | 58.6192 |  |  |  | 0.016524 | [13 empty] | 166.1556 | [15 empty] | 57.5127 | [15 empty] | 156082.04 |  | 9.7138 | [42 empty] | 2024 | Wu, Y., Zheng, Y., Yu, P., Chen, X., Guo, L., Long, L., Hu, Z., Huang, Y., Chen, M., Lu, J., Ouyang, S., Chen, S. (2024). The world-class carbonate-hosted Fankou Zn-Pb deposit in China. Part III. Critical metal Ga is enriched in late stage and low temperature sphalerite. Ore Geology Reviews, 166, 105928. |  | CHN | Guangdong
| Fankou |  | Basin hydrothermal | Mississippi Valley-type (MVT) | MVT zinc-lead | Zn, Pb | Ga | Zn, Pb, Ga | Wu et al., 2024 |  | 455-17-1-2-4 | 455-17-1-2-4 | underground mine |  |  |  |  | ore material | polished section | grab | mineral separate | [5 empty] | mineralisation | Sp1a, Sp1b, Sp2 | sphalerite |  | sphalerite | Sp1a (early replacement-infilling stage, core), Sp1b (early replacement-infilling stage, rim), Sp2 (late replacement-infilling stage) | euhedral-subhedral coarse-grained; anhedral grains | massive, banded, disseminated; core-rim texture; sector zoning; rhythm bands |  |  |  | pyrite, chalcopyrite, galena, dolomite, calcite, arsenopyrite, freibergite, pyrargyrite, argentite, goethite, ferrohydrite, anglesite, zincosite | polished into thin sections and polished mounts | LA-ICPMS | JEOL JXA-i SP100 electron probe micro-analyzer; NWR 193 nm Ar F Excimer laser-ablation system coupled to an iCAP RQ (ICPMS) | Laboratory of Marine Element and Isotope Facilities in Southern Marine Science and Engineering Guangdong Laboratory (Zhuhai, China); Guangzhou Tuoyan Analytical Technology Co., Ltd., Guangzhou, China | EPMA: accelerating voltage of 20 kV, a probe current of 20 nA, and a 5 μm beam. The peak counting time was 10 s for major elements (Zn, S, Fe), and 50 s for other minor elements (Cd, Ga, Ge, In, Au, and Ag). The background counting time was half of the peak counting time on the high- and low-energy background positions. Analytical results were reduced using the ZAF correction routines. LA-ICP-MS mapping: beam size of 15 μm and a repetition rate of 10 Hz. The depth of ablation during mapping was around 5 μm. | sphalerite for S and Zn, marcasite for Fe, cadmium for Cd, gallium phosphide for Ga, germanium for Ge, indium phosphide for In, gold for Au, and silver for Ag | 16.5346 | [19 empty] | 1615.6625 | [11 empty] | 20.1346 | [9 empty] | 41665.6703 |  | 0.099432 |  |  |  | 3.1497 |  |  |  | 20.6367 |  |  |  | 0.022259 | [13 empty] | 91.4715 | [15 empty] | 0.35039 | [15 empty] | 153224.5351 | [44 empty] | 2024 | Wu, Y., Zheng, Y., Yu, P., Chen, X., Guo, L., Long, L., Hu, Z., Huang, Y., Chen, M., Lu, J., Ouyang, S., Chen, S. (2024). The world-class carbonate-hosted Fankou Zn-Pb deposit in China. Part III. Critical metal Ga is enriched in late stage and low temperature sphalerite. Ore Geology Reviews, 166, 105928. |  | CHN | Guangdong
| Fankou |  | Basin hydrothermal | Mississippi Valley-type (MVT) | MVT zinc-lead | Zn, Pb | Ga | Zn, Pb, Ga | Wu et al., 2024 |  | 455-17-1-2-5 | 455-17-1-2-5 | underground mine |  |  |  |  | ore material | polished section | grab | mineral separate | [5 empty] | mineralisation | Sp1a, Sp1b, Sp2 | sphalerite |  | sphalerite | Sp1a (early replacement-infilling stage, core), Sp1b (early replacement-infilling stage, rim), Sp2 (late replacement-infilling stage) | euhedral-subhedral coarse-grained; anhedral grains | massive, banded, disseminated; core-rim texture; sector zoning; rhythm bands |  |  |  | pyrite, chalcopyrite, galena, dolomite, calcite, arsenopyrite, freibergite, pyrargyrite, argentite, goethite, ferrohydrite, anglesite, zincosite | polished into thin sections and polished mounts | LA-ICPMS | JEOL JXA-i SP100 electron probe micro-analyzer; NWR 193 nm Ar F Excimer laser-ablation system coupled to an iCAP RQ (ICPMS) | Laboratory of Marine Element and Isotope Facilities in Southern Marine Science and Engineering Guangdong Laboratory (Zhuhai, China); Guangzhou Tuoyan Analytical Technology Co., Ltd., Guangzhou, China | EPMA: accelerating voltage of 20 kV, a probe current of 20 nA, and a 5 μm beam. The peak counting time was 10 s for major elements (Zn, S, Fe), and 50 s for other minor elements (Cd, Ga, Ge, In, Au, and Ag). The background counting time was half of the peak counting time on the high- and low-energy background positions. Analytical results were reduced using the ZAF correction routines. LA-ICP-MS mapping: beam size of 15 μm and a repetition rate of 10 Hz. The depth of ablation during mapping was around 5 μm. | sphalerite for S and Zn, marcasite for Fe, cadmium for Cd, gallium phosphide for Ga, germanium for Ge, indium phosphide for In, gold for Au, and silver for Ag | 31.2372 | [19 empty] | 1404.4287 | [11 empty] | 24.1549 | [9 empty] | 29373.3994 |  | 0.61182 |  |  |  | 2.3962 |  |  |  | 70.4894 |  |  |  | 0.043059 | [13 empty] | 57.9516 | [15 empty] | 32.4098 | [15 empty] | 150221.6629 |  | 2.5028 | [42 empty] | 2024 | Wu, Y., Zheng, Y., Yu, P., Chen, X., Guo, L., Long, L., Hu, Z., Huang, Y., Chen, M., Lu, J., Ouyang, S., Chen, S. (2024). The world-class carbonate-hosted Fankou Zn-Pb deposit in China. Part III. Critical metal Ga is enriched in late stage and low temperature sphalerite. Ore Geology Reviews, 166, 105928. |  | CHN | Guangdong
| Fankou |  | Basin hydrothermal | Mississippi Valley-type (MVT) | MVT zinc-lead | Zn, Pb | Ga | Zn, Pb, Ga | Wu et al., 2024 |  | 455-23-1-1-1 | 455-23-1-1-1 | underground mine |  |  |  |  | ore material | polished section | grab | mineral separate | [5 empty] | mineralisation | Sp1a, Sp1b, Sp2 | sphalerite |  | sphalerite | Sp1a (early replacement-infilling stage, core), Sp1b (early replacement-infilling stage, rim), Sp2 (late replacement-infilling stage) | euhedral-subhedral coarse-grained; anhedral grains | massive, banded, disseminated; core-rim texture; sector zoning; rhythm bands |  |  |  | pyrite, chalcopyrite, galena, dolomite, calcite, arsenopyrite, freibergite, pyrargyrite, argentite, goethite, ferrohydrite, anglesite, zincosite | polished into thin sections and polished mounts | LA-ICPMS | JEOL JXA-i SP100 electron probe micro-analyzer; NWR 193 nm Ar F Excimer laser-ablation system coupled to an iCAP RQ (ICPMS) | Laboratory of Marine Element and Isotope Facilities in Southern Marine Science and Engineering Guangdong Laboratory (Zhuhai, China); Guangzhou Tuoyan Analytical Technology Co., Ltd., Guangzhou, China | EPMA: accelerating voltage of 20 kV, a probe current of 20 nA, and a 5 μm beam. The peak counting time was 10 s for major elements (Zn, S, Fe), and 50 s for other minor elements (Cd, Ga, Ge, In, Au, and Ag). The background counting time was half of the peak counting time on the high- and low-energy background positions. Analytical results were reduced using the ZAF correction routines. LA-ICP-MS mapping: beam size of 15 μm and a repetition rate of 10 Hz. The depth of ablation during mapping was around 5 μm. | sphalerite for S and Zn, marcasite for Fe, cadmium for Cd, gallium phosphide for Ga, germanium for Ge, indium phosphide for In, gold for Au, and silver for Ag | 49.3617 | [19 empty] | 2259.0056 | [11 empty] | 741.1047 | [9 empty] | 61286.1277 |  | 73.9194 |  |  |  | 289.1668 |  |  |  | 112.4994 |  |  |  | 0.056186 | [13 empty] | 480.752 | [15 empty] | 114.3402 | [15 empty] | 162403.5451 |  | 2.3043 | [42 empty] | 2024 | Wu, Y., Zheng, Y., Yu, P., Chen, X., Guo, L., Long, L., Hu, Z., Huang, Y., Chen, M., Lu, J., Ouyang, S., Chen, S. (2024). The world-class carbonate-hosted Fankou Zn-Pb deposit in China. Part III. Critical metal Ga is enriched in late stage and low temperature sphalerite. Ore Geology Reviews, 166, 105928. |  | CHN | Guangdong
| Fankou |  | Basin hydrothermal | Mississippi Valley-type (MVT) | MVT zinc-lead | Zn, Pb | Ga | Zn, Pb, Ga | Wu et al., 2024 |  | 455-23-1-1-2 | 455-23-1-1-2 | underground mine |  |  |  |  | ore material | polished section | grab | mineral separate | [5 empty] | mineralisation | Sp1a, Sp1b, Sp2 | sphalerite |  | sphalerite | Sp1a (early replacement-infilling stage, core), Sp1b (early replacement-infilling stage, rim), Sp2 (late replacement-infilling stage) | euhedral-subhedral coarse-grained; anhedral grains | massive, banded, disseminated; core-rim texture; sector zoning; rhythm bands |  |  |  | pyrite, chalcopyrite, galena, dolomite, calcite, arsenopyrite, freibergite, pyrargyrite, argentite, goethite, ferrohydrite, anglesite, zincosite | polished into thin sections and polished mounts | LA-ICPMS | JEOL JXA-i SP100 electron probe micro-analyzer; NWR 193 nm Ar F Excimer laser-ablation system coupled to an iCAP RQ (ICPMS) | Laboratory of Marine Element and Isotope Facilities in Southern Marine Science and Engineering Guangdong Laboratory (Zhuhai, China); Guangzhou Tuoyan Analytical Technology Co., Ltd., Guangzhou, China | EPMA: accelerating voltage of 20 kV, a probe current of 20 nA, and a 5 μm beam. The peak counting time was 10 s for major elements (Zn, S, Fe), and 50 s for other minor elements (Cd, Ga, Ge, In, Au, and Ag). The background counting time was half of the peak counting time on the high- and low-energy background positions. Analytical results were reduced using the ZAF correction routines. LA-ICP-MS mapping: beam size of 15 μm and a repetition rate of 10 Hz. The depth of ablation during mapping was around 5 μm. | sphalerite for S and Zn, marcasite for Fe, cadmium for Cd, gallium phosphide for Ga, germanium for Ge, indium phosphide for In, gold for Au, and silver for Ag | 26.6788 | [19 empty] | 2150.7566 | [11 empty] | 1514.145 | [9 empty] | 78632.1346 |  | 88.4095 |  |  |  | 7.9912 |  |  |  | 134.4247 |  |  |  | 0.7437 | [13 empty] | 498.816 | [15 empty] | 36.3893 | [15 empty] | 164960.6319 |  | 2.9254 | [42 empty] | 2024 | Wu, Y., Zheng, Y., Yu, P., Chen, X., Guo, L., Long, L., Hu, Z., Huang, Y., Chen, M., Lu, J., Ouyang, S., Chen, S. (2024). The world-class carbonate-hosted Fankou Zn-Pb deposit in China. Part III. Critical metal Ga is enriched in late stage and low temperature sphalerite. Ore Geology Reviews, 166, 105928. |  | CHN | Guangdong
| Fankou |  | Basin hydrothermal | Mississippi Valley-type (MVT) | MVT zinc-lead | Zn, Pb | Ga | Zn, Pb, Ga | Wu et al., 2024 |  | 500-180-2-2-3 | 500-180-2-2-3 | underground mine |  |  |  |  | ore material | polished section | grab | mineral separate | [5 empty] | mineralisation | Sp1a, Sp1b, Sp2 | sphalerite |  | sphalerite | Sp1a (early replacement-infilling stage, core), Sp1b (early replacement-infilling stage, rim), Sp2 (late replacement-infilling stage) | euhedral-subhedral coarse-grained; anhedral grains | massive, banded, disseminated; core-rim texture; sector zoning; rhythm bands |  |  |  | pyrite, chalcopyrite, galena, dolomite, calcite, arsenopyrite, freibergite, pyrargyrite, argentite, goethite, ferrohydrite, anglesite, zincosite | polished into thin sections and polished mounts | LA-ICPMS | JEOL JXA-i SP100 electron probe micro-analyzer; NWR 193 nm Ar F Excimer laser-ablation system coupled to an iCAP RQ (ICPMS) | Laboratory of Marine Element and Isotope Facilities in Southern Marine Science and Engineering Guangdong Laboratory (Zhuhai, China); Guangzhou Tuoyan Analytical Technology Co., Ltd., Guangzhou, China | EPMA: accelerating voltage of 20 kV, a probe current of 20 nA, and a 5 μm beam. The peak counting time was 10 s for major elements (Zn, S, Fe), and 50 s for other minor elements (Cd, Ga, Ge, In, Au, and Ag). The background counting time was half of the peak counting time on the high- and low-energy background positions. Analytical results were reduced using the ZAF correction routines. LA-ICP-MS mapping: beam size of 15 μm and a repetition rate of 10 Hz. The depth of ablation during mapping was around 5 μm. | sphalerite for S and Zn, marcasite for Fe, cadmium for Cd, gallium phosphide for Ga, germanium for Ge, indium phosphide for In, gold for Au, and silver for Ag | 22.2289 | [19 empty] | 1366.7075 | [11 empty] | 123.5802 | [9 empty] | 28414.442 |  | 86.9722 |  |  |  | 1.9195 |  |  |  | 85.2733 |  |  |  | 0.73242 | [13 empty] | 66.596 | [15 empty] | 1.2881 | [15 empty] | 182513.064 |  | 0.33036 | [42 empty] | 2024 | Wu, Y., Zheng, Y., Yu, P., Chen, X., Guo, L., Long, L., Hu, Z., Huang, Y., Chen, M., Lu, J., Ouyang, S., Chen, S. (2024). The world-class carbonate-hosted Fankou Zn-Pb deposit in China. Part III. Critical metal Ga is enriched in late stage and low temperature sphalerite. Ore Geology Reviews, 166, 105928. |  | CHN | Guangdong
| Fankou |  | Basin hydrothermal | Mississippi Valley-type (MVT) | MVT zinc-lead | Zn, Pb | Ga | Zn, Pb, Ga | Wu et al., 2024 |  | 500-180-2-2-4 | 500-180-2-2-4 | underground mine |  |  |  |  | ore material | polished section | grab | mineral separate | [5 empty] | mineralisation | Sp1a, Sp1b, Sp2 | sphalerite |  | sphalerite | Sp1a (early replacement-infilling stage, core), Sp1b (early replacement-infilling stage, rim), Sp2 (late replacement-infilling stage) | euhedral-subhedral coarse-grained; anhedral grains | massive, banded, disseminated; core-rim texture; sector zoning; rhythm bands |  |  |  | pyrite, chalcopyrite, galena, dolomite, calcite, arsenopyrite, freibergite, pyrargyrite, argentite, goethite, ferrohydrite, anglesite, zincosite | polished into thin sections and polished mounts | LA-ICPMS | JEOL JXA-i SP100 electron probe micro-analyzer; NWR 193 nm Ar F Excimer laser-ablation system coupled to an iCAP RQ (ICPMS) | Laboratory of Marine Element and Isotope Facilities in Southern Marine Science and Engineering Guangdong Laboratory (Zhuhai, China); Guangzhou Tuoyan Analytical Technology Co., Ltd., Guangzhou, China | EPMA: accelerating voltage of 20 kV, a probe current of 20 nA, and a 5 μm beam. The peak counting time was 10 s for major elements (Zn, S, Fe), and 50 s for other minor elements (Cd, Ga, Ge, In, Au, and Ag). The background counting time was half of the peak counting time on the high- and low-energy background positions. Analytical results were reduced using the ZAF correction routines. LA-ICP-MS mapping: beam size of 15 μm and a repetition rate of 10 Hz. The depth of ablation during mapping was around 5 μm. | sphalerite for S and Zn, marcasite for Fe, cadmium for Cd, gallium phosphide for Ga, germanium for Ge, indium phosphide for In, gold for Au, and silver for Ag | 38.1262 | [19 empty] | 1468.7468 | [11 empty] | 428.2897 | [9 empty] | 37853.4754 |  | 260.4854 |  |  |  | 29.9221 |  |  |  | 86.4836 |  |  |  | 0.056681 | [13 empty] | 80.0048 | [15 empty] | 3.4119 | [15 empty] | 185639.3486 | [44 empty] | 2024 | Wu, Y., Zheng, Y., Yu, P., Chen, X., Guo, L., Long, L., Hu, Z., Huang, Y., Chen, M., Lu, J., Ouyang, S., Chen, S. (2024). The world-class carbonate-hosted Fankou Zn-Pb deposit in China. Part III. Critical metal Ga is enriched in late stage and low temperature sphalerite. Ore Geology Reviews, 166, 105928. |  | CHN | Guangdong
| Fankou |  | Basin hydrothermal | Mississippi Valley-type (MVT) | MVT zinc-lead | Zn, Pb | Ga | Zn, Pb, Ga | Wu et al., 2024 |  | 500-30-1-1-3 | 500-30-1-1-3 | underground mine |  |  |  |  | ore material | polished section | grab | mineral separate | [5 empty] | mineralisation | Sp1a, Sp1b, Sp2 | sphalerite |  | sphalerite | Sp1a (early replacement-infilling stage, core), Sp1b (early replacement-infilling stage, rim), Sp2 (late replacement-infilling stage) | euhedral-subhedral coarse-grained; anhedral grains | massive, banded, disseminated; core-rim texture; sector zoning; rhythm bands |  |  |  | pyrite, chalcopyrite, galena, dolomite, calcite, arsenopyrite, freibergite, pyrargyrite, argentite, goethite, ferrohydrite, anglesite, zincosite | polished into thin sections and polished mounts | LA-ICPMS | JEOL JXA-i SP100 electron probe micro-analyzer; NWR 193 nm Ar F Excimer laser-ablation system coupled to an iCAP RQ (ICPMS) | Laboratory of Marine Element and Isotope Facilities in Southern Marine Science and Engineering Guangdong Laboratory (Zhuhai, China); Guangzhou Tuoyan Analytical Technology Co., Ltd., Guangzhou, China | EPMA: accelerating voltage of 20 kV, a probe current of 20 nA, and a 5 μm beam. The peak counting time was 10 s for major elements (Zn, S, Fe), and 50 s for other minor elements (Cd, Ga, Ge, In, Au, and Ag). The background counting time was half of the peak counting time on the high- and low-energy background positions. Analytical results were reduced using the ZAF correction routines. LA-ICP-MS mapping: beam size of 15 μm and a repetition rate of 10 Hz. The depth of ablation during mapping was around 5 μm. | sphalerite for S and Zn, marcasite for Fe, cadmium for Cd, gallium phosphide for Ga, germanium for Ge, indium phosphide for In, gold for Au, and silver for Ag | 131.2853 | [19 empty] | 1600.0864 | [11 empty] | 1735.6406 | [9 empty] | 46098.1277 |  | 1227.4773 |  |  |  | 296.9762 |  |  |  | 288.6432 |  |  |  | 14.2089 | [13 empty] | 108.9838 | [15 empty] | 29.0338 | [15 empty] | 181894.8649 |  | 30.8331 | [42 empty] | 2024 | Wu, Y., Zheng, Y., Yu, P., Chen, X., Guo, L., Long, L., Hu, Z., Huang, Y., Chen, M., Lu, J., Ouyang, S., Chen, S. (2024). The world-class carbonate-hosted Fankou Zn-Pb deposit in China. Part III. Critical metal Ga is enriched in late stage and low temperature sphalerite. Ore Geology Reviews, 166, 105928. |  | CHN | Guangdong
| Fankou |  | Basin hydrothermal | Mississippi Valley-type (MVT) | MVT zinc-lead | Zn, Pb | Ga | Zn, Pb, Ga | Wu et al., 2024 |  | 500-30-1-1-4 | 500-30-1-1-4 | underground mine |  |  |  |  | ore material | polished section | grab | mineral separate | [5 empty] | mineralisation | Sp1a, Sp1b, Sp2 | sphalerite |  | sphalerite | Sp1a (early replacement-infilling stage, core), Sp1b (early replacement-infilling stage, rim), Sp2 (late replacement-infilling stage) | euhedral-subhedral coarse-grained; anhedral grains | massive, banded, disseminated; core-rim texture; sector zoning; rhythm bands |  |  |  | pyrite, chalcopyrite, galena, dolomite, calcite, arsenopyrite, freibergite, pyrargyrite, argentite, goethite, ferrohydrite, anglesite, zincosite | polished into thin sections and polished mounts | LA-ICPMS | JEOL JXA-i SP100 electron probe micro-analyzer; NWR 193 nm Ar F Excimer laser-ablation system coupled to an iCAP RQ (ICPMS) | Laboratory of Marine Element and Isotope Facilities in Southern Marine Science and Engineering Guangdong Laboratory (Zhuhai, China); Guangzhou Tuoyan Analytical Technology Co., Ltd., Guangzhou, China | EPMA: accelerating voltage of 20 kV, a probe current of 20 nA, and a 5 μm beam. The peak counting time was 10 s for major elements (Zn, S, Fe), and 50 s for other minor elements (Cd, Ga, Ge, In, Au, and Ag). The background counting time was half of the peak counting time on the high- and low-energy background positions. Analytical results were reduced using the ZAF correction routines. LA-ICP-MS mapping: beam size of 15 μm and a repetition rate of 10 Hz. The depth of ablation during mapping was around 5 μm. | sphalerite for S and Zn, marcasite for Fe, cadmium for Cd, gallium phosphide for Ga, germanium for Ge, indium phosphide for In, gold for Au, and silver for Ag | 85.2091 | [19 empty] | 1684.4793 | [11 empty] | 346.0976 | [9 empty] | 40565.9368 |  | 295.5774 |  |  |  | 31.6535 |  |  |  | 303.8801 |  |  |  | 7.121 | [13 empty] | 101.3044 | [15 empty] | 36.4593 | [15 empty] | 179041.9692 |  | 10.9449 | [42 empty] | 2024 | Wu, Y., Zheng, Y., Yu, P., Chen, X., Guo, L., Long, L., Hu, Z., Huang, Y., Chen, M., Lu, J., Ouyang, S., Chen, S. (2024). The world-class carbonate-hosted Fankou Zn-Pb deposit in China. Part III. Critical metal Ga is enriched in late stage and low temperature sphalerite. Ore Geology Reviews, 166, 105928. |  | CHN | Guangdong
| Fankou |  | Basin hydrothermal | Mississippi Valley-type (MVT) | MVT zinc-lead | Zn, Pb | Ga | Zn, Pb, Ga | Wu et al., 2024 |  | 500-30-1-2-3 | 500-30-1-2-3 | underground mine |  |  |  |  | ore material | polished section | grab | mineral separate | [5 empty] | mineralisation | Sp1a, Sp1b, Sp2 | sphalerite |  | sphalerite | Sp1a (early replacement-infilling stage, core), Sp1b (early replacement-infilling stage, rim), Sp2 (late replacement-infilling stage) | euhedral-subhedral coarse-grained; anhedral grains | massive, banded, disseminated; core-rim texture; sector zoning; rhythm bands |  |  |  | pyrite, chalcopyrite, galena, dolomite, calcite, arsenopyrite, freibergite, pyrargyrite, argentite, goethite, ferrohydrite, anglesite, zincosite | polished into thin sections and polished mounts | LA-ICPMS | JEOL JXA-i SP100 electron probe micro-analyzer; NWR 193 nm Ar F Excimer laser-ablation system coupled to an iCAP RQ (ICPMS) | Laboratory of Marine Element and Isotope Facilities in Southern Marine Science and Engineering Guangdong Laboratory (Zhuhai, China); Guangzhou Tuoyan Analytical Technology Co., Ltd., Guangzhou, China | EPMA: accelerating voltage of 20 kV, a probe current of 20 nA, and a 5 μm beam. The peak counting time was 10 s for major elements (Zn, S, Fe), and 50 s for other minor elements (Cd, Ga, Ge, In, Au, and Ag). The background counting time was half of the peak counting time on the high- and low-energy background positions. Analytical results were reduced using the ZAF correction routines. LA-ICP-MS mapping: beam size of 15 μm and a repetition rate of 10 Hz. The depth of ablation during mapping was around 5 μm. | sphalerite for S and Zn, marcasite for Fe, cadmium for Cd, gallium phosphide for Ga, germanium for Ge, indium phosphide for In, gold for Au, and silver for Ag | 73.7158 | [19 empty] | 1335.0248 | [11 empty] | 307.9582 | [9 empty] | 39226.5798 |  | 173.028 |  |  |  | 78.9253 |  |  |  | 311.3142 |  |  |  | 2.7441 | [13 empty] | 88.0169 | [15 empty] | 21.8983 | [15 empty] | 178886.7891 |  | 5.2082 | [42 empty] | 2024 | Wu, Y., Zheng, Y., Yu, P., Chen, X., Guo, L., Long, L., Hu, Z., Huang, Y., Chen, M., Lu, J., Ouyang, S., Chen, S. (2024). The world-class carbonate-hosted Fankou Zn-Pb deposit in China. Part III. Critical metal Ga is enriched in late stage and low temperature sphalerite. Ore Geology Reviews, 166, 105928. |  | CHN | Guangdong
| Fankou |  | Basin hydrothermal | Mississippi Valley-type (MVT) | MVT zinc-lead | Zn, Pb | Ga | Zn, Pb, Ga | Wu et al., 2024 |  | 500-30-1-2-4 | 500-30-1-2-4 | underground mine |  |  |  |  | ore material | polished section | grab | mineral separate | [5 empty] | mineralisation | Sp1a, Sp1b, Sp2 | sphalerite |  | sphalerite | Sp1a (early replacement-infilling stage, core), Sp1b (early replacement-infilling stage, rim), Sp2 (late replacement-infilling stage) | euhedral-subhedral coarse-grained; anhedral grains | massive, banded, disseminated; core-rim texture; sector zoning; rhythm bands |  |  |  | pyrite, chalcopyrite, galena, dolomite, calcite, arsenopyrite, freibergite, pyrargyrite, argentite, goethite, ferrohydrite, anglesite, zincosite | polished into thin sections and polished mounts | LA-ICPMS | JEOL JXA-i SP100 electron probe micro-analyzer; NWR 193 nm Ar F Excimer laser-ablation system coupled to an iCAP RQ (ICPMS) | Laboratory of Marine Element and Isotope Facilities in Southern Marine Science and Engineering Guangdong Laboratory (Zhuhai, China); Guangzhou Tuoyan Analytical Technology Co., Ltd., Guangzhou, China | EPMA: accelerating voltage of 20 kV, a probe current of 20 nA, and a 5 μm beam. The peak counting time was 10 s for major elements (Zn, S, Fe), and 50 s for other minor elements (Cd, Ga, Ge, In, Au, and Ag). The background counting time was half of the peak counting time on the high- and low-energy background positions. Analytical results were reduced using the ZAF correction routines. LA-ICP-MS mapping: beam size of 15 μm and a repetition rate of 10 Hz. The depth of ablation during mapping was around 5 μm. | sphalerite for S and Zn, marcasite for Fe, cadmium for Cd, gallium phosphide for Ga, germanium for Ge, indium phosphide for In, gold for Au, and silver for Ag | 86.6968 | [19 empty] | 1390.6522 | [11 empty] | 393.6092 | [9 empty] | 49059.6313 |  | 93.4038 |  |  |  | 165.0658 |  |  |  | 271.5058 |  |  |  | 6.5091 | [13 empty] | 163.8915 | [15 empty] | 50.2458 | [15 empty] | 177877.9547 |  | 3.8676 | [42 empty] | 2024 | Wu, Y., Zheng, Y., Yu, P., Chen, X., Guo, L., Long, L., Hu, Z., Huang, Y., Chen, M., Lu, J., Ouyang, S., Chen, S. (2024). The world-class carbonate-hosted Fankou Zn-Pb deposit in China. Part III. Critical metal Ga is enriched in late stage and low temperature sphalerite. Ore Geology Reviews, 166, 105928. |  | CHN | Guangdong
| Fankou |  | Basin hydrothermal | Mississippi Valley-type (MVT) | MVT zinc-lead | Zn, Pb | Ga | Zn, Pb, Ga | Wu et al., 2024 |  | 500-42-1-1-1 | 500-42-1-1-1 | underground mine |  |  |  |  | ore material | polished section | grab | mineral separate | [5 empty] | mineralisation | Sp1a, Sp1b, Sp2 | sphalerite |  | sphalerite | Sp1a (early replacement-infilling stage, core), Sp1b (early replacement-infilling stage, rim), Sp2 (late replacement-infilling stage) | euhedral-subhedral coarse-grained; anhedral grains | massive, banded, disseminated; core-rim texture; sector zoning; rhythm bands |  |  |  | pyrite, chalcopyrite, galena, dolomite, calcite, arsenopyrite, freibergite, pyrargyrite, argentite, goethite, ferrohydrite, anglesite, zincosite | polished into thin sections and polished mounts | LA-ICPMS | JEOL JXA-i SP100 electron probe micro-analyzer; NWR 193 nm Ar F Excimer laser-ablation system coupled to an iCAP RQ (ICPMS) | Laboratory of Marine Element and Isotope Facilities in Southern Marine Science and Engineering Guangdong Laboratory (Zhuhai, China); Guangzhou Tuoyan Analytical Technology Co., Ltd., Guangzhou, China | EPMA: accelerating voltage of 20 kV, a probe current of 20 nA, and a 5 μm beam. The peak counting time was 10 s for major elements (Zn, S, Fe), and 50 s for other minor elements (Cd, Ga, Ge, In, Au, and Ag). The background counting time was half of the peak counting time on the high- and low-energy background positions. Analytical results were reduced using the ZAF correction routines. LA-ICP-MS mapping: beam size of 15 μm and a repetition rate of 10 Hz. The depth of ablation during mapping was around 5 μm. | sphalerite for S and Zn, marcasite for Fe, cadmium for Cd, gallium phosphide for Ga, germanium for Ge, indium phosphide for In, gold for Au, and silver for Ag | 163.7111 | [19 empty] | 1637.9675 | [11 empty] | 383.2317 | [9 empty] | 48653.9022 |  | 61.8681 |  |  |  | 65.7889 |  |  |  | 449.5745 |  |  |  | 1.1792 | [13 empty] | 143.1057 | [15 empty] | 78.9014 | [15 empty] | 142734.1054 |  | 50.5772 | [42 empty] | 2024 | Wu, Y., Zheng, Y., Yu, P., Chen, X., Guo, L., Long, L., Hu, Z., Huang, Y., Chen, M., Lu, J., Ouyang, S., Chen, S. (2024). The world-class carbonate-hosted Fankou Zn-Pb deposit in China. Part III. Critical metal Ga is enriched in late stage and low temperature sphalerite. Ore Geology Reviews, 166, 105928. |  | CHN | Guangdong
| Fankou |  | Basin hydrothermal | Mississippi Valley-type (MVT) | MVT zinc-lead | Zn, Pb | Ga | Zn, Pb, Ga | Wu et al., 2024 |  | 500-42-1-1-2 | 500-42-1-1-2 | underground mine |  |  |  |  | ore material | polished section | grab | mineral separate | [5 empty] | mineralisation | Sp1a, Sp1b, Sp2 | sphalerite |  | sphalerite | Sp1a (early replacement-infilling stage, core), Sp1b (early replacement-infilling stage, rim), Sp2 (late replacement-infilling stage) | euhedral-subhedral coarse-grained; anhedral grains | massive, banded, disseminated; core-rim texture; sector zoning; rhythm bands |  |  |  | pyrite, chalcopyrite, galena, dolomite, calcite, arsenopyrite, freibergite, pyrargyrite, argentite, goethite, ferrohydrite, anglesite, zincosite | polished into thin sections and polished mounts | LA-ICPMS | JEOL JXA-i SP100 electron probe micro-analyzer; NWR 193 nm Ar F Excimer laser-ablation system coupled to an iCAP RQ (ICPMS) | Laboratory of Marine Element and Isotope Facilities in Southern Marine Science and Engineering Guangdong Laboratory (Zhuhai, China); Guangzhou Tuoyan Analytical Technology Co., Ltd., Guangzhou, China | EPMA: accelerating voltage of 20 kV, a probe current of 20 nA, and a 5 μm beam. The peak counting time was 10 s for major elements (Zn, S, Fe), and 50 s for other minor elements (Cd, Ga, Ge, In, Au, and Ag). The background counting time was half of the peak counting time on the high- and low-energy background positions. Analytical results were reduced using the ZAF correction routines. LA-ICP-MS mapping: beam size of 15 μm and a repetition rate of 10 Hz. The depth of ablation during mapping was around 5 μm. | sphalerite for S and Zn, marcasite for Fe, cadmium for Cd, gallium phosphide for Ga, germanium for Ge, indium phosphide for In, gold for Au, and silver for Ag | 453.1374 | [19 empty] | 2020.3836 | [11 empty] | 16971.2343 | [9 empty] | 66368.5678 |  | 37.0434 |  |  |  | 1457.8106 |  |  |  | 468.6119 |  |  |  | 0.54595 | [13 empty] | 218.685 | [15 empty] | 265.6755 | [15 empty] | 149927.0435 |  | 124.9986 | [42 empty] | 2024 | Wu, Y., Zheng, Y., Yu, P., Chen, X., Guo, L., Long, L., Hu, Z., Huang, Y., Chen, M., Lu, J., Ouyang, S., Chen, S. (2024). The world-class carbonate-hosted Fankou Zn-Pb deposit in China. Part III. Critical metal Ga is enriched in late stage and low temperature sphalerite. Ore Geology Reviews, 166, 105928. |  | CHN | Guangdong
| Fankou |  | Basin hydrothermal | Mississippi Valley-type (MVT) | MVT zinc-lead | Zn, Pb | Ga | Zn, Pb, Ga | Wu et al., 2024 |  | 500-42-1-2-1 | 500-42-1-2-1 | underground mine |  |  |  |  | ore material | polished section | grab | mineral separate | [5 empty] | mineralisation | Sp1a, Sp1b, Sp2 | sphalerite |  | sphalerite | Sp1a (early replacement-infilling stage, core), Sp1b (early replacement-infilling stage, rim), Sp2 (late replacement-infilling stage) | euhedral-subhedral coarse-grained; anhedral grains | massive, banded, disseminated; core-rim texture; sector zoning; rhythm bands |  |  |  | pyrite, chalcopyrite, galena, dolomite, calcite, arsenopyrite, freibergite, pyrargyrite, argentite, goethite, ferrohydrite, anglesite, zincosite | polished into thin sections and polished mounts | LA-ICPMS | JEOL JXA-i SP100 electron probe micro-analyzer; NWR 193 nm Ar F Excimer laser-ablation system coupled to an iCAP RQ (ICPMS) | Laboratory of Marine Element and Isotope Facilities in Southern Marine Science and Engineering Guangdong Laboratory (Zhuhai, China); Guangzhou Tuoyan Analytical Technology Co., Ltd., Guangzhou, China | EPMA: accelerating voltage of 20 kV, a probe current of 20 nA, and a 5 μm beam. The peak counting time was 10 s for major elements (Zn, S, Fe), and 50 s for other minor elements (Cd, Ga, Ge, In, Au, and Ag). The background counting time was half of the peak counting time on the high- and low-energy background positions. Analytical results were reduced using the ZAF correction routines. LA-ICP-MS mapping: beam size of 15 μm and a repetition rate of 10 Hz. The depth of ablation during mapping was around 5 μm. | sphalerite for S and Zn, marcasite for Fe, cadmium for Cd, gallium phosphide for Ga, germanium for Ge, indium phosphide for In, gold for Au, and silver for Ag | 105.0134 | [19 empty] | 1363.5021 | [11 empty] | 636.4887 | [9 empty] | 41546.5263 |  | 154.1157 |  |  |  | 56.342 |  |  |  | 305.2911 |  |  |  | 1.7582 | [13 empty] | 195.6733 | [15 empty] | 60.1751 | [15 empty] | 143704.2942 |  | 9.6972 | [42 empty] | 2024 | Wu, Y., Zheng, Y., Yu, P., Chen, X., Guo, L., Long, L., Hu, Z., Huang, Y., Chen, M., Lu, J., Ouyang, S., Chen, S. (2024). The world-class carbonate-hosted Fankou Zn-Pb deposit in China. Part III. Critical metal Ga is enriched in late stage and low temperature sphalerite. Ore Geology Reviews, 166, 105928. |  | CHN | Guangdong
| Fankou |  | Basin hydrothermal | Mississippi Valley-type (MVT) | MVT zinc-lead | Zn, Pb | Ga | Zn, Pb, Ga | Wu et al., 2024 |  | 500-42-1-2-2 | 500-42-1-2-2 | underground mine |  |  |  |  | ore material | polished section | grab | mineral separate | [5 empty] | mineralisation | Sp1a, Sp1b, Sp2 | sphalerite |  | sphalerite | Sp1a (early replacement-infilling stage, core), Sp1b (early replacement-infilling stage, rim), Sp2 (late replacement-infilling stage) | euhedral-subhedral coarse-grained; anhedral grains | massive, banded, disseminated; core-rim texture; sector zoning; rhythm bands |  |  |  | pyrite, chalcopyrite, galena, dolomite, calcite, arsenopyrite, freibergite, pyrargyrite, argentite, goethite, ferrohydrite, anglesite, zincosite | polished into thin sections and polished mounts | LA-ICPMS | JEOL JXA-i SP100 electron probe micro-analyzer; NWR 193 nm Ar F Excimer laser-ablation system coupled to an iCAP RQ (ICPMS) | Laboratory of Marine Element and Isotope Facilities in Southern Marine Science and Engineering Guangdong Laboratory (Zhuhai, China); Guangzhou Tuoyan Analytical Technology Co., Ltd., Guangzhou, China | EPMA: accelerating voltage of 20 kV, a probe current of 20 nA, and a 5 μm beam. The peak counting time was 10 s for major elements (Zn, S, Fe), and 50 s for other minor elements (Cd, Ga, Ge, In, Au, and Ag). The background counting time was half of the peak counting time on the high- and low-energy background positions. Analytical results were reduced using the ZAF correction routines. LA-ICP-MS mapping: beam size of 15 μm and a repetition rate of 10 Hz. The depth of ablation during mapping was around 5 μm. | sphalerite for S and Zn, marcasite for Fe, cadmium for Cd, gallium phosphide for Ga, germanium for Ge, indium phosphide for In, gold for Au, and silver for Ag | 137.3263 | [19 empty] | 2474.8792 | [11 empty] | 483.8009 | [9 empty] | 72849.9168 |  | 59.1723 |  |  |  | 153.34 |  |  |  | 589.3528 |  |  |  | 0.36104 | [13 empty] | 123.2536 | [15 empty] | 2078.7039 | [15 empty] | 155412.4077 |  | 127.719 | [42 empty] | 2024 | Wu, Y., Zheng, Y., Yu, P., Chen, X., Guo, L., Long, L., Hu, Z., Huang, Y., Chen, M., Lu, J., Ouyang, S., Chen, S. (2024). The world-class carbonate-hosted Fankou Zn-Pb deposit in China. Part III. Critical metal Ga is enriched in late stage and low temperature sphalerite. Ore Geology Reviews, 166, 105928. |  | CHN | Guangdong
| Fankou |  | Basin hydrothermal | Mississippi Valley-type (MVT) | MVT zinc-lead | Zn, Pb | Ga | Zn, Pb, Ga | Wu et al., 2024 |  | 500-44-1-2-1 | 500-44-1-2-1 | underground mine |  |  |  |  | ore material | polished section | grab | mineral separate | [5 empty] | mineralisation | Sp1a, Sp1b, Sp2 | sphalerite |  | sphalerite | Sp1a (early replacement-infilling stage, core), Sp1b (early replacement-infilling stage, rim), Sp2 (late replacement-infilling stage) | euhedral-subhedral coarse-grained; anhedral grains | massive, banded, disseminated; core-rim texture; sector zoning; rhythm bands |  |  |  | pyrite, chalcopyrite, galena, dolomite, calcite, arsenopyrite, freibergite, pyrargyrite, argentite, goethite, ferrohydrite, anglesite, zincosite | polished into thin sections and polished mounts | LA-ICPMS | JEOL JXA-i SP100 electron probe micro-analyzer; NWR 193 nm Ar F Excimer laser-ablation system coupled to an iCAP RQ (ICPMS) | Laboratory of Marine Element and Isotope Facilities in Southern Marine Science and Engineering Guangdong Laboratory (Zhuhai, China); Guangzhou Tuoyan Analytical Technology Co., Ltd., Guangzhou, China | EPMA: accelerating voltage of 20 kV, a probe current of 20 nA, and a 5 μm beam. The peak counting time was 10 s for major elements (Zn, S, Fe), and 50 s for other minor elements (Cd, Ga, Ge, In, Au, and Ag). The background counting time was half of the peak counting time on the high- and low-energy background positions. Analytical results were reduced using the ZAF correction routines. LA-ICP-MS mapping: beam size of 15 μm and a repetition rate of 10 Hz. The depth of ablation during mapping was around 5 μm. | sphalerite for S and Zn, marcasite for Fe, cadmium for Cd, gallium phosphide for Ga, germanium for Ge, indium phosphide for In, gold for Au, and silver for Ag | 67.8161 | [19 empty] | 1462.9989 | [11 empty] | 86.1233 | [9 empty] | 45569.8598 |  | 22.4724 |  |  |  | 37.4464 |  |  |  | 158.7879 |  |  |  | 0.008258 | [13 empty] | 105.0751 | [15 empty] | 43.1176 | [15 empty] | 158570.0354 |  | 7.129 | [42 empty] | 2024 | Wu, Y., Zheng, Y., Yu, P., Chen, X., Guo, L., Long, L., Hu, Z., Huang, Y., Chen, M., Lu, J., Ouyang, S., Chen, S. (2024). The world-class carbonate-hosted Fankou Zn-Pb deposit in China. Part III. Critical metal Ga is enriched in late stage and low temperature sphalerite. Ore Geology Reviews, 166, 105928. |  | CHN | Guangdong
| Fankou |  | Basin hydrothermal | Mississippi Valley-type (MVT) | MVT zinc-lead | Zn, Pb | Ga | Zn, Pb, Ga | Wu et al., 2024 |  | 500-44-1-2-2 | 500-44-1-2-2 | underground mine |  |  |  |  | ore material | polished section | grab | mineral separate | [5 empty] | mineralisation | Sp1a, Sp1b, Sp2 | sphalerite |  | sphalerite | Sp1a (early replacement-infilling stage, core), Sp1b (early replacement-infilling stage, rim), Sp2 (late replacement-infilling stage) | euhedral-subhedral coarse-grained; anhedral grains | massive, banded, disseminated; core-rim texture; sector zoning; rhythm bands |  |  |  | pyrite, chalcopyrite, galena, dolomite, calcite, arsenopyrite, freibergite, pyrargyrite, argentite, goethite, ferrohydrite, anglesite, zincosite | polished into thin sections and polished mounts | LA-ICPMS | JEOL JXA-i SP100 electron probe micro-analyzer; NWR 193 nm Ar F Excimer laser-ablation system coupled to an iCAP RQ (ICPMS) | Laboratory of Marine Element and Isotope Facilities in Southern Marine Science and Engineering Guangdong Laboratory (Zhuhai, China); Guangzhou Tuoyan Analytical Technology Co., Ltd., Guangzhou, China | EPMA: accelerating voltage of 20 kV, a probe current of 20 nA, and a 5 μm beam. The peak counting time was 10 s for major elements (Zn, S, Fe), and 50 s for other minor elements (Cd, Ga, Ge, In, Au, and Ag). The background counting time was half of the peak counting time on the high- and low-energy background positions. Analytical results were reduced using the ZAF correction routines. LA-ICP-MS mapping: beam size of 15 μm and a repetition rate of 10 Hz. The depth of ablation during mapping was around 5 μm. | sphalerite for S and Zn, marcasite for Fe, cadmium for Cd, gallium phosphide for Ga, germanium for Ge, indium phosphide for In, gold for Au, and silver for Ag | 111.1827 | [19 empty] | 1961.0842 | [11 empty] | 155.8719 | [9 empty] | 64137.2273 |  | 18.0799 |  |  |  | 127.0408 |  |  |  | 186.7114 |  |  |  | 0.050545 | [13 empty] | 180.1028 | [15 empty] | 67.5599 | [15 empty] | 163125.5139 |  | 23.9704 | [42 empty] | 2024 | Wu, Y., Zheng, Y., Yu, P., Chen, X., Guo, L., Long, L., Hu, Z., Huang, Y., Chen, M., Lu, J., Ouyang, S., Chen, S. (2024). The world-class carbonate-hosted Fankou Zn-Pb deposit in China. Part III. Critical metal Ga is enriched in late stage and low temperature sphalerite. Ore Geology Reviews, 166, 105928. |  | CHN | Guangdong
| Fankou |  | Basin hydrothermal | Mississippi Valley-type (MVT) | MVT zinc-lead | Zn, Pb | Ga | Zn, Pb, Ga | Wu et al., 2024 |  | 500-50-1-1-3 | 500-50-1-1-3 | underground mine |  |  |  |  | ore material | polished section | grab | mineral separate | [5 empty] | mineralisation | Sp1a, Sp1b, Sp2 | sphalerite |  | sphalerite | Sp1a (early replacement-infilling stage, core), Sp1b (early replacement-infilling stage, rim), Sp2 (late replacement-infilling stage) | euhedral-subhedral coarse-grained; anhedral grains | massive, banded, disseminated; core-rim texture; sector zoning; rhythm bands |  |  |  | pyrite, chalcopyrite, galena, dolomite, calcite, arsenopyrite, freibergite, pyrargyrite, argentite, goethite, ferrohydrite, anglesite, zincosite | polished into thin sections and polished mounts | LA-ICPMS | JEOL JXA-i SP100 electron probe micro-analyzer; NWR 193 nm Ar F Excimer laser-ablation system coupled to an iCAP RQ (ICPMS) | Laboratory of Marine Element and Isotope Facilities in Southern Marine Science and Engineering Guangdong Laboratory (Zhuhai, China); Guangzhou Tuoyan Analytical Technology Co., Ltd., Guangzhou, China | EPMA: accelerating voltage of 20 kV, a probe current of 20 nA, and a 5 μm beam. The peak counting time was 10 s for major elements (Zn, S, Fe), and 50 s for other minor elements (Cd, Ga, Ge, In, Au, and Ag). The background counting time was half of the peak counting time on the high- and low-energy background positions. Analytical results were reduced using the ZAF correction routines. LA-ICP-MS mapping: beam size of 15 μm and a repetition rate of 10 Hz. The depth of ablation during mapping was around 5 μm. | sphalerite for S and Zn, marcasite for Fe, cadmium for Cd, gallium phosphide for Ga, germanium for Ge, indium phosphide for In, gold for Au, and silver for Ag | 3762.6864 | [19 empty] | 1788.1076 | [11 empty] | 1336.5122 | [9 empty] | 30324.4701 |  | 3205.962 |  |  |  | 21.3492 |  |  |  | 199.996 |  |  |  | 10.3483 | [13 empty] | 114.9509 | [15 empty] | 0.38144 | [15 empty] | 155344.7702 | [44 empty] | 2024 | Wu, Y., Zheng, Y., Yu, P., Chen, X., Guo, L., Long, L., Hu, Z., Huang, Y., Chen, M., Lu, J., Ouyang, S., Chen, S. (2024). The world-class carbonate-hosted Fankou Zn-Pb deposit in China. Part III. Critical metal Ga is enriched in late stage and low temperature sphalerite. Ore Geology Reviews, 166, 105928. |  | CHN | Guangdong
| Fankou |  | Basin hydrothermal | Mississippi Valley-type (MVT) | MVT zinc-lead | Zn, Pb | Ga | Zn, Pb, Ga | Wu et al., 2024 |  | 500-50-1-2-2 | 500-50-1-2-2 | underground mine |  |  |  |  | ore material | polished section | grab | mineral separate | [5 empty] | mineralisation | Sp1a, Sp1b, Sp2 | sphalerite |  | sphalerite | Sp1a (early replacement-infilling stage, core), Sp1b (early replacement-infilling stage, rim), Sp2 (late replacement-infilling stage) | euhedral-subhedral coarse-grained; anhedral grains | massive, banded, disseminated; core-rim texture; sector zoning; rhythm bands |  |  |  | pyrite, chalcopyrite, galena, dolomite, calcite, arsenopyrite, freibergite, pyrargyrite, argentite, goethite, ferrohydrite, anglesite, zincosite | polished into thin sections and polished mounts | LA-ICPMS | JEOL JXA-i SP100 electron probe micro-analyzer; NWR 193 nm Ar F Excimer laser-ablation system coupled to an iCAP RQ (ICPMS) | Laboratory of Marine Element and Isotope Facilities in Southern Marine Science and Engineering Guangdong Laboratory (Zhuhai, China); Guangzhou Tuoyan Analytical Technology Co., Ltd., Guangzhou, China | EPMA: accelerating voltage of 20 kV, a probe current of 20 nA, and a 5 μm beam. The peak counting time was 10 s for major elements (Zn, S, Fe), and 50 s for other minor elements (Cd, Ga, Ge, In, Au, and Ag). The background counting time was half of the peak counting time on the high- and low-energy background positions. Analytical results were reduced using the ZAF correction routines. LA-ICP-MS mapping: beam size of 15 μm and a repetition rate of 10 Hz. The depth of ablation during mapping was around 5 μm. | sphalerite for S and Zn, marcasite for Fe, cadmium for Cd, gallium phosphide for Ga, germanium for Ge, indium phosphide for In, gold for Au, and silver for Ag | 1030.0952 | [19 empty] | 2079.4339 | [11 empty] | 1474.8158 | [9 empty] | 32429.7086 |  | 1710.1026 |  |  |  | 107.6913 |  |  |  | 201.4262 |  |  |  | 5.5339 | [13 empty] | 139.0976 | [15 empty] | 53.9529 | [15 empty] | 167612.8711 |  | 2.7338 | [42 empty] | 2024 | Wu, Y., Zheng, Y., Yu, P., Chen, X., Guo, L., Long, L., Hu, Z., Huang, Y., Chen, M., Lu, J., Ouyang, S., Chen, S. (2024). The world-class carbonate-hosted Fankou Zn-Pb deposit in China. Part III. Critical metal Ga is enriched in late stage and low temperature sphalerite. Ore Geology Reviews, 166, 105928. |  | CHN | Guangdong
| Fankou |  | Basin hydrothermal | Mississippi Valley-type (MVT) | MVT zinc-lead | Zn, Pb | Ga | Zn, Pb, Ga | Wu et al., 2024 |  | 500-85-1-2-8 | 500-85-1-2-8 | underground mine |  |  |  |  | ore material | polished section | grab | mineral separate | [5 empty] | mineralisation | Sp1a, Sp1b, Sp2 | sphalerite |  | sphalerite | Sp1a (early replacement-infilling stage, core), Sp1b (early replacement-infilling stage, rim), Sp2 (late replacement-infilling stage) | euhedral-subhedral coarse-grained; anhedral grains | massive, banded, disseminated; core-rim texture; sector zoning; rhythm bands |  |  |  | pyrite, chalcopyrite, galena, dolomite, calcite, arsenopyrite, freibergite, pyrargyrite, argentite, goethite, ferrohydrite, anglesite, zincosite | polished into thin sections and polished mounts | LA-ICPMS | JEOL JXA-i SP100 electron probe micro-analyzer; NWR 193 nm Ar F Excimer laser-ablation system coupled to an iCAP RQ (ICPMS) | Laboratory of Marine Element and Isotope Facilities in Southern Marine Science and Engineering Guangdong Laboratory (Zhuhai, China); Guangzhou Tuoyan Analytical Technology Co., Ltd., Guangzhou, China | EPMA: accelerating voltage of 20 kV, a probe current of 20 nA, and a 5 μm beam. The peak counting time was 10 s for major elements (Zn, S, Fe), and 50 s for other minor elements (Cd, Ga, Ge, In, Au, and Ag). The background counting time was half of the peak counting time on the high- and low-energy background positions. Analytical results were reduced using the ZAF correction routines. LA-ICP-MS mapping: beam size of 15 μm and a repetition rate of 10 Hz. The depth of ablation during mapping was around 5 μm. | sphalerite for S and Zn, marcasite for Fe, cadmium for Cd, gallium phosphide for Ga, germanium for Ge, indium phosphide for In, gold for Au, and silver for Ag | 103.3454 | [19 empty] | 1135.4538 | [11 empty] | 500.4913 | [9 empty] | 20723.8886 |  | 312.4731 |  |  |  | 9.5933 |  |  |  | 216.2362 |  |  |  | 0.87186 | [13 empty] | 596.5604 | [15 empty] | 1.9661 | [15 empty] | 118586.6028 |  | 0.33692 | [42 empty] | 2024 | Wu, Y., Zheng, Y., Yu, P., Chen, X., Guo, L., Long, L., Hu, Z., Huang, Y., Chen, M., Lu, J., Ouyang, S., Chen, S. (2024). The world-class carbonate-hosted Fankou Zn-Pb deposit in China. Part III. Critical metal Ga is enriched in late stage and low temperature sphalerite. Ore Geology Reviews, 166, 105928. |  | CHN | Guangdong
| Fankou |  | Basin hydrothermal | Mississippi Valley-type (MVT) | MVT zinc-lead | Zn, Pb | Ga | Zn, Pb, Ga | Wu et al., 2024 |  | 550-87-1-1-2 | 550-87-1-1-2 | underground mine |  |  |  |  | ore material | polished section | grab | mineral separate | [5 empty] | mineralisation | Sp1a, Sp1b, Sp2 | sphalerite |  | sphalerite | Sp1a (early replacement-infilling stage, core), Sp1b (early replacement-infilling stage, rim), Sp2 (late replacement-infilling stage) | euhedral-subhedral coarse-grained; anhedral grains | massive, banded, disseminated; core-rim texture; sector zoning; rhythm bands |  |  |  | pyrite, chalcopyrite, galena, dolomite, calcite, arsenopyrite, freibergite, pyrargyrite, argentite, goethite, ferrohydrite, anglesite, zincosite | polished into thin sections and polished mounts | LA-ICPMS | JEOL JXA-i SP100 electron probe micro-analyzer; NWR 193 nm Ar F Excimer laser-ablation system coupled to an iCAP RQ (ICPMS) | Laboratory of Marine Element and Isotope Facilities in Southern Marine Science and Engineering Guangdong Laboratory (Zhuhai, China); Guangzhou Tuoyan Analytical Technology Co., Ltd., Guangzhou, China | EPMA: accelerating voltage of 20 kV, a probe current of 20 nA, and a 5 μm beam. The peak counting time was 10 s for major elements (Zn, S, Fe), and 50 s for other minor elements (Cd, Ga, Ge, In, Au, and Ag). The background counting time was half of the peak counting time on the high- and low-energy background positions. Analytical results were reduced using the ZAF correction routines. LA-ICP-MS mapping: beam size of 15 μm and a repetition rate of 10 Hz. The depth of ablation during mapping was around 5 μm. | sphalerite for S and Zn, marcasite for Fe, cadmium for Cd, gallium phosphide for Ga, germanium for Ge, indium phosphide for In, gold for Au, and silver for Ag | 273.1708 | [19 empty] | 1384.2255 | [11 empty] | 665.0942 | [9 empty] | 67569.7532 |  | 1.5942 |  |  |  | 293.0745 |  |  |  | 171.4651 |  |  |  | 0.05485 | [13 empty] | 117.4141 | [15 empty] | 81.3508 | [15 empty] | 131037.1061 |  | 9.4675 | [42 empty] | 2024 | Wu, Y., Zheng, Y., Yu, P., Chen, X., Guo, L., Long, L., Hu, Z., Huang, Y., Chen, M., Lu, J., Ouyang, S., Chen, S. (2024). The world-class carbonate-hosted Fankou Zn-Pb deposit in China. Part III. Critical metal Ga is enriched in late stage and low temperature sphalerite. Ore Geology Reviews, 166, 105928. |  | CHN | Guangdong
| Fankou |  | Basin hydrothermal | Mississippi Valley-type (MVT) | MVT zinc-lead | Zn, Pb | Ga | Zn, Pb, Ga | Wu et al., 2024 |  | 550-87-1-1-3 | 550-87-1-1-3 | underground mine |  |  |  |  | ore material | polished section | grab | mineral separate | [5 empty] | mineralisation | Sp1a, Sp1b, Sp2 | sphalerite |  | sphalerite | Sp1a (early replacement-infilling stage, core), Sp1b (early replacement-infilling stage, rim), Sp2 (late replacement-infilling stage) | euhedral-subhedral coarse-grained; anhedral grains | massive, banded, disseminated; core-rim texture; sector zoning; rhythm bands |  |  |  | pyrite, chalcopyrite, galena, dolomite, calcite, arsenopyrite, freibergite, pyrargyrite, argentite, goethite, ferrohydrite, anglesite, zincosite | polished into thin sections and polished mounts | LA-ICPMS | JEOL JXA-i SP100 electron probe micro-analyzer; NWR 193 nm Ar F Excimer laser-ablation system coupled to an iCAP RQ (ICPMS) | Laboratory of Marine Element and Isotope Facilities in Southern Marine Science and Engineering Guangdong Laboratory (Zhuhai, China); Guangzhou Tuoyan Analytical Technology Co., Ltd., Guangzhou, China | EPMA: accelerating voltage of 20 kV, a probe current of 20 nA, and a 5 μm beam. The peak counting time was 10 s for major elements (Zn, S, Fe), and 50 s for other minor elements (Cd, Ga, Ge, In, Au, and Ag). The background counting time was half of the peak counting time on the high- and low-energy background positions. Analytical results were reduced using the ZAF correction routines. LA-ICP-MS mapping: beam size of 15 μm and a repetition rate of 10 Hz. The depth of ablation during mapping was around 5 μm. | sphalerite for S and Zn, marcasite for Fe, cadmium for Cd, gallium phosphide for Ga, germanium for Ge, indium phosphide for In, gold for Au, and silver for Ag | 77.5875 | [19 empty] | 1247.9157 | [11 empty] | 28.6798 | [9 empty] | 53326.3212 |  | 7.1971 |  |  |  | 8.247 |  |  |  | 132.1411 |  |  |  | 0.007569 | [13 empty] | 83.4401 | [15 empty] | 68.8589 | [15 empty] | 131803.0381 |  | 7.6134 | [42 empty] | 2024 | Wu, Y., Zheng, Y., Yu, P., Chen, X., Guo, L., Long, L., Hu, Z., Huang, Y., Chen, M., Lu, J., Ouyang, S., Chen, S. (2024). The world-class carbonate-hosted Fankou Zn-Pb deposit in China. Part III. Critical metal Ga is enriched in late stage and low temperature sphalerite. Ore Geology Reviews, 166, 105928. |  | CHN | Guangdong
| Fankou |  | Basin hydrothermal | Mississippi Valley-type (MVT) | MVT zinc-lead | Zn, Pb | Ga | Zn, Pb, Ga | Wu et al., 2024 |  | 550-87-1-1-4 | 550-87-1-1-4 | underground mine |  |  |  |  | ore material | polished section | grab | mineral separate | [5 empty] | mineralisation | Sp1a, Sp1b, Sp2 | sphalerite |  | sphalerite | Sp1a (early replacement-infilling stage, core), Sp1b (early replacement-infilling stage, rim), Sp2 (late replacement-infilling stage) | euhedral-subhedral coarse-grained; anhedral grains | massive, banded, disseminated; core-rim texture; sector zoning; rhythm bands |  |  |  | pyrite, chalcopyrite, galena, dolomite, calcite, arsenopyrite, freibergite, pyrargyrite, argentite, goethite, ferrohydrite, anglesite, zincosite | polished into thin sections and polished mounts | LA-ICPMS | JEOL JXA-i SP100 electron probe micro-analyzer; NWR 193 nm Ar F Excimer laser-ablation system coupled to an iCAP RQ (ICPMS) | Laboratory of Marine Element and Isotope Facilities in Southern Marine Science and Engineering Guangdong Laboratory (Zhuhai, China); Guangzhou Tuoyan Analytical Technology Co., Ltd., Guangzhou, China | EPMA: accelerating voltage of 20 kV, a probe current of 20 nA, and a 5 μm beam. The peak counting time was 10 s for major elements (Zn, S, Fe), and 50 s for other minor elements (Cd, Ga, Ge, In, Au, and Ag). The background counting time was half of the peak counting time on the high- and low-energy background positions. Analytical results were reduced using the ZAF correction routines. LA-ICP-MS mapping: beam size of 15 μm and a repetition rate of 10 Hz. The depth of ablation during mapping was around 5 μm. | sphalerite for S and Zn, marcasite for Fe, cadmium for Cd, gallium phosphide for Ga, germanium for Ge, indium phosphide for In, gold for Au, and silver for Ag | 43.2127 | [19 empty] | 1633.0211 | [11 empty] | 60.4444 | [9 empty] | 74054.2247 |  | 10.638 |  |  |  | 19.1165 |  |  |  | 171.6786 | [17 empty] | 149.3194 | [15 empty] | 24.8216 | [15 empty] | 132767.9476 |  | 0.4954 | [42 empty] | 2024 | Wu, Y., Zheng, Y., Yu, P., Chen, X., Guo, L., Long, L., Hu, Z., Huang, Y., Chen, M., Lu, J., Ouyang, S., Chen, S. (2024). The world-class carbonate-hosted Fankou Zn-Pb deposit in China. Part III. Critical metal Ga is enriched in late stage and low temperature sphalerite. Ore Geology Reviews, 166, 105928. |  | CHN | Guangdong
| Fankou |  | Basin hydrothermal | Mississippi Valley-type (MVT) | MVT zinc-lead | Zn, Pb | Ga | Zn, Pb, Ga | Wu et al., 2024 |  | 550-87-1-2-2 | 550-87-1-2-2 | underground mine |  |  |  |  | ore material | polished section | grab | mineral separate | [5 empty] | mineralisation | Sp1a, Sp1b, Sp2 | sphalerite |  | sphalerite | Sp1a (early replacement-infilling stage, core), Sp1b (early replacement-infilling stage, rim), Sp2 (late replacement-infilling stage) | euhedral-subhedral coarse-grained; anhedral grains | massive, banded, disseminated; core-rim texture; sector zoning; rhythm bands |  |  |  | pyrite, chalcopyrite, galena, dolomite, calcite, arsenopyrite, freibergite, pyrargyrite, argentite, goethite, ferrohydrite, anglesite, zincosite | polished into thin sections and polished mounts | LA-ICPMS | JEOL JXA-i SP100 electron probe micro-analyzer; NWR 193 nm Ar F Excimer laser-ablation system coupled to an iCAP RQ (ICPMS) | Laboratory of Marine Element and Isotope Facilities in Southern Marine Science and Engineering Guangdong Laboratory (Zhuhai, China); Guangzhou Tuoyan Analytical Technology Co., Ltd., Guangzhou, China | EPMA: accelerating voltage of 20 kV, a probe current of 20 nA, and a 5 μm beam. The peak counting time was 10 s for major elements (Zn, S, Fe), and 50 s for other minor elements (Cd, Ga, Ge, In, Au, and Ag). The background counting time was half of the peak counting time on the high- and low-energy background positions. Analytical results were reduced using the ZAF correction routines. LA-ICP-MS mapping: beam size of 15 μm and a repetition rate of 10 Hz. The depth of ablation during mapping was around 5 μm. | sphalerite for S and Zn, marcasite for Fe, cadmium for Cd, gallium phosphide for Ga, germanium for Ge, indium phosphide for In, gold for Au, and silver for Ag | 100.2079 | [19 empty] | 1212.8073 | [11 empty] | 259.3664 | [9 empty] | 42972.8604 |  | 122.9618 |  |  |  | 40.98 |  |  |  | 122.2129 |  |  |  | 0.033989 | [13 empty] | 78.057 | [15 empty] | 35.9032 | [15 empty] | 126847.5472 |  | 27.7056 | [42 empty] | 2024 | Wu, Y., Zheng, Y., Yu, P., Chen, X., Guo, L., Long, L., Hu, Z., Huang, Y., Chen, M., Lu, J., Ouyang, S., Chen, S. (2024). The world-class carbonate-hosted Fankou Zn-Pb deposit in China. Part III. Critical metal Ga is enriched in late stage and low temperature sphalerite. Ore Geology Reviews, 166, 105928. |  | CHN | Guangdong
| Fankou |  | Basin hydrothermal | Mississippi Valley-type (MVT) | MVT zinc-lead | Zn, Pb | Ga | Zn, Pb, Ga | Wu et al., 2024 |  | 550-87-1-2-3 | 550-87-1-2-3 | underground mine |  |  |  |  | ore material | polished section | grab | mineral separate | [5 empty] | mineralisation | Sp1a, Sp1b, Sp2 | sphalerite |  | sphalerite | Sp1a (early replacement-infilling stage, core), Sp1b (early replacement-infilling stage, rim), Sp2 (late replacement-infilling stage) | euhedral-subhedral coarse-grained; anhedral grains | massive, banded, disseminated; core-rim texture; sector zoning; rhythm bands |  |  |  | pyrite, chalcopyrite, galena, dolomite, calcite, arsenopyrite, freibergite, pyrargyrite, argentite, goethite, ferrohydrite, anglesite, zincosite | polished into thin sections and polished mounts | LA-ICPMS | JEOL JXA-i SP100 electron probe micro-analyzer; NWR 193 nm Ar F Excimer laser-ablation system coupled to an iCAP RQ (ICPMS) | Laboratory of Marine Element and Isotope Facilities in Southern Marine Science and Engineering Guangdong Laboratory (Zhuhai, China); Guangzhou Tuoyan Analytical Technology Co., Ltd., Guangzhou, China | EPMA: accelerating voltage of 20 kV, a probe current of 20 nA, and a 5 μm beam. The peak counting time was 10 s for major elements (Zn, S, Fe), and 50 s for other minor elements (Cd, Ga, Ge, In, Au, and Ag). The background counting time was half of the peak counting time on the high- and low-energy background positions. Analytical results were reduced using the ZAF correction routines. LA-ICP-MS mapping: beam size of 15 μm and a repetition rate of 10 Hz. The depth of ablation during mapping was around 5 μm. | sphalerite for S and Zn, marcasite for Fe, cadmium for Cd, gallium phosphide for Ga, germanium for Ge, indium phosphide for In, gold for Au, and silver for Ag | 73.9378 | [19 empty] | 1154.759 | [11 empty] | 195.3393 | [9 empty] | 52576.266 |  | 11.8761 |  |  |  | 77.2992 |  |  |  | 117.0568 |  |  |  | 0.002709 | [13 empty] | 117.4402 | [15 empty] | 18.0036 | [15 empty] | 127770.3723 |  | 6.1992 | [42 empty] | 2024 | Wu, Y., Zheng, Y., Yu, P., Chen, X., Guo, L., Long, L., Hu, Z., Huang, Y., Chen, M., Lu, J., Ouyang, S., Chen, S. (2024). The world-class carbonate-hosted Fankou Zn-Pb deposit in China. Part III. Critical metal Ga is enriched in late stage and low temperature sphalerite. Ore Geology Reviews, 166, 105928. |  | CHN | Guangdong
| Fankou |  | Basin hydrothermal | Mississippi Valley-type (MVT) | MVT zinc-lead | Zn, Pb | Ga | Zn, Pb, Ga | Wu et al., 2024 |  | 550-54-1-1-2 | 550-54-1-1-2 | underground mine |  |  |  |  | ore material | polished section | grab | mineral separate | [5 empty] | mineralisation | Sp1a, Sp1b, Sp2 | sphalerite |  | sphalerite | Sp1a (early replacement-infilling stage, core), Sp1b (early replacement-infilling stage, rim), Sp2 (late replacement-infilling stage) | euhedral-subhedral coarse-grained; anhedral grains | massive, banded, disseminated; core-rim texture; sector zoning; rhythm bands |  |  |  | pyrite, chalcopyrite, galena, dolomite, calcite, arsenopyrite, freibergite, pyrargyrite, argentite, goethite, ferrohydrite, anglesite, zincosite | polished into thin sections and polished mounts | LA-ICPMS | JEOL JXA-i SP100 electron probe micro-analyzer; NWR 193 nm Ar F Excimer laser-ablation system coupled to an iCAP RQ (ICPMS) | Laboratory of Marine Element and Isotope Facilities in Southern Marine Science and Engineering Guangdong Laboratory (Zhuhai, China); Guangzhou Tuoyan Analytical Technology Co., Ltd., Guangzhou, China | EPMA: accelerating voltage of 20 kV, a probe current of 20 nA, and a 5 μm beam. The peak counting time was 10 s for major elements (Zn, S, Fe), and 50 s for other minor elements (Cd, Ga, Ge, In, Au, and Ag). The background counting time was half of the peak counting time on the high- and low-energy background positions. Analytical results were reduced using the ZAF correction routines. LA-ICP-MS mapping: beam size of 15 μm and a repetition rate of 10 Hz. The depth of ablation during mapping was around 5 μm. | sphalerite for S and Zn, marcasite for Fe, cadmium for Cd, gallium phosphide for Ga, germanium for Ge, indium phosphide for In, gold for Au, and silver for Ag | 99.7151 | [19 empty] | 1736.9089 | [11 empty] | 3140.643 | [9 empty] | 5096.7844 |  | 2108.7237 |  |  |  | 552.8157 |  |  |  | 481.2599 |  |  |  | 1.3835 | [13 empty] | 838.3443 | [15 empty] | 15.1694 | [15 empty] | 194905.0386 |  | 0.38088 | [42 empty] | 2024 | Wu, Y., Zheng, Y., Yu, P., Chen, X., Guo, L., Long, L., Hu, Z., Huang, Y., Chen, M., Lu, J., Ouyang, S., Chen, S. (2024). The world-class carbonate-hosted Fankou Zn-Pb deposit in China. Part III. Critical metal Ga is enriched in late stage and low temperature sphalerite. Ore Geology Reviews, 166, 105928. |  | CHN | Guangdong
| Fankou |  | Basin hydrothermal | Mississippi Valley-type (MVT) | MVT zinc-lead | Zn, Pb | Ga | Zn, Pb, Ga | Wu et al., 2024 |  | 550-54-1-1-3 | 550-54-1-1-3 | underground mine |  |  |  |  | ore material | polished section | grab | mineral separate | [5 empty] | mineralisation | Sp1a, Sp1b, Sp2 | sphalerite |  | sphalerite | Sp1a (early replacement-infilling stage, core), Sp1b (early replacement-infilling stage, rim), Sp2 (late replacement-infilling stage) | euhedral-subhedral coarse-grained; anhedral grains | massive, banded, disseminated; core-rim texture; sector zoning; rhythm bands |  |  |  | pyrite, chalcopyrite, galena, dolomite, calcite, arsenopyrite, freibergite, pyrargyrite, argentite, goethite, ferrohydrite, anglesite, zincosite | polished into thin sections and polished mounts | LA-ICPMS | JEOL JXA-i SP100 electron probe micro-analyzer; NWR 193 nm Ar F Excimer laser-ablation system coupled to an iCAP RQ (ICPMS) | Laboratory of Marine Element and Isotope Facilities in Southern Marine Science and Engineering Guangdong Laboratory (Zhuhai, China); Guangzhou Tuoyan Analytical Technology Co., Ltd., Guangzhou, China | EPMA: accelerating voltage of 20 kV, a probe current of 20 nA, and a 5 μm beam. The peak counting time was 10 s for major elements (Zn, S, Fe), and 50 s for other minor elements (Cd, Ga, Ge, In, Au, and Ag). The background counting time was half of the peak counting time on the high- and low-energy background positions. Analytical results were reduced using the ZAF correction routines. LA-ICP-MS mapping: beam size of 15 μm and a repetition rate of 10 Hz. The depth of ablation during mapping was around 5 μm. | sphalerite for S and Zn, marcasite for Fe, cadmium for Cd, gallium phosphide for Ga, germanium for Ge, indium phosphide for In, gold for Au, and silver for Ag | 36.997 | [19 empty] | 1657.348 | [11 empty] | 1601.2836 | [9 empty] | 4357.7088 |  | 1510.9332 |  |  |  | 104.6393 |  |  |  | 470.8505 |  |  |  | 2.0937 | [13 empty] | 883.8477 | [15 empty] | 7.6833 | [15 empty] | 199715.3496 |  | 0.15031 | [42 empty] | 2024 | Wu, Y., Zheng, Y., Yu, P., Chen, X., Guo, L., Long, L., Hu, Z., Huang, Y., Chen, M., Lu, J., Ouyang, S., Chen, S. (2024). The world-class carbonate-hosted Fankou Zn-Pb deposit in China. Part III. Critical metal Ga is enriched in late stage and low temperature sphalerite. Ore Geology Reviews, 166, 105928. |  | CHN | Guangdong
| Fankou |  | Basin hydrothermal | Mississippi Valley-type (MVT) | MVT zinc-lead | Zn, Pb | Ga | Zn, Pb, Ga | Wu et al., 2024 |  | 550-54-1-2-1 | 550-54-1-2-1 | underground mine |  |  |  |  | ore material | polished section | grab | mineral separate | [5 empty] | mineralisation | Sp1a, Sp1b, Sp2 | sphalerite |  | sphalerite | Sp1a (early replacement-infilling stage, core), Sp1b (early replacement-infilling stage, rim), Sp2 (late replacement-infilling stage) | euhedral-subhedral coarse-grained; anhedral grains | massive, banded, disseminated; core-rim texture; sector zoning; rhythm bands |  |  |  | pyrite, chalcopyrite, galena, dolomite, calcite, arsenopyrite, freibergite, pyrargyrite, argentite, goethite, ferrohydrite, anglesite, zincosite | polished into thin sections and polished mounts | LA-ICPMS | JEOL JXA-i SP100 electron probe micro-analyzer; NWR 193 nm Ar F Excimer laser-ablation system coupled to an iCAP RQ (ICPMS) | Laboratory of Marine Element and Isotope Facilities in Southern Marine Science and Engineering Guangdong Laboratory (Zhuhai, China); Guangzhou Tuoyan Analytical Technology Co., Ltd., Guangzhou, China | EPMA: accelerating voltage of 20 kV, a probe current of 20 nA, and a 5 μm beam. The peak counting time was 10 s for major elements (Zn, S, Fe), and 50 s for other minor elements (Cd, Ga, Ge, In, Au, and Ag). The background counting time was half of the peak counting time on the high- and low-energy background positions. Analytical results were reduced using the ZAF correction routines. LA-ICP-MS mapping: beam size of 15 μm and a repetition rate of 10 Hz. The depth of ablation during mapping was around 5 μm. | sphalerite for S and Zn, marcasite for Fe, cadmium for Cd, gallium phosphide for Ga, germanium for Ge, indium phosphide for In, gold for Au, and silver for Ag | 102.4545 | [19 empty] | 1712.2606 | [11 empty] | 4036.0938 | [9 empty] | 5314.2317 |  | 2836.0462 |  |  |  | 687.8041 |  |  |  | 501.2693 |  |  |  | 1.5344 | [13 empty] | 503.4326 | [15 empty] | 21.3461 | [15 empty] | 207562.391 |  | 3.525 | [42 empty] | 2024 | Wu, Y., Zheng, Y., Yu, P., Chen, X., Guo, L., Long, L., Hu, Z., Huang, Y., Chen, M., Lu, J., Ouyang, S., Chen, S. (2024). The world-class carbonate-hosted Fankou Zn-Pb deposit in China. Part III. Critical metal Ga is enriched in late stage and low temperature sphalerite. Ore Geology Reviews, 166, 105928. |  | CHN | Guangdong
| Fankou |  | Basin hydrothermal | Mississippi Valley-type (MVT) | MVT zinc-lead | Zn, Pb | Ga | Zn, Pb, Ga | Wu et al., 2024 |  | 55054-1-2-1 | 55054-1-2-1 | underground mine |  |  |  |  | ore material | polished section | grab | mineral separate | [5 empty] | mineralisation | Sp1a, Sp1b, Sp2 | sphalerite |  | sphalerite | Sp1a (early replacement-infilling stage, core), Sp1b (early replacement-infilling stage, rim), Sp2 (late replacement-infilling stage) | euhedral-subhedral coarse-grained; anhedral grains | massive, banded, disseminated; core-rim texture; sector zoning; rhythm bands |  |  |  | pyrite, chalcopyrite, galena, dolomite, calcite, arsenopyrite, freibergite, pyrargyrite, argentite, goethite, ferrohydrite, anglesite, zincosite | polished into thin sections and polished mounts | LA-ICPMS | JEOL JXA-i SP100 electron probe micro-analyzer; NWR 193 nm Ar F Excimer laser-ablation system coupled to an iCAP RQ (ICPMS) | Laboratory of Marine Element and Isotope Facilities in Southern Marine Science and Engineering Guangdong Laboratory (Zhuhai, China); Guangzhou Tuoyan Analytical Technology Co., Ltd., Guangzhou, China | EPMA: accelerating voltage of 20 kV, a probe current of 20 nA, and a 5 μm beam. The peak counting time was 10 s for major elements (Zn, S, Fe), and 50 s for other minor elements (Cd, Ga, Ge, In, Au, and Ag). The background counting time was half of the peak counting time on the high- and low-energy background positions. Analytical results were reduced using the ZAF correction routines. LA-ICP-MS mapping: beam size of 15 μm and a repetition rate of 10 Hz. The depth of ablation during mapping was around 5 μm. | sphalerite for S and Zn, marcasite for Fe, cadmium for Cd, gallium phosphide for Ga, germanium for Ge, indium phosphide for In, gold for Au, and silver for Ag | 95.0283 | [19 empty] | 1779.5436 | [11 empty] | 2239.8781 | [9 empty] | 4582.7422 |  | 1306.0836 |  |  |  | 502.2315 |  |  |  | 504.2872 |  |  |  | 0.53204 | [13 empty] | 851.1946 | [15 empty] | 76.3203 | [15 empty] | 208540.1609 |  | 3.4306 | [42 empty] | 2024 | Wu, Y., Zheng, Y., Yu, P., Chen, X., Guo, L., Long, L., Hu, Z., Huang, Y., Chen, M., Lu, J., Ouyang, S., Chen, S. (2024). The world-class carbonate-hosted Fankou Zn-Pb deposit in China. Part III. Critical metal Ga is enriched in late stage and low temperature sphalerite. Ore Geology Reviews, 166, 105928. |  | CHN | Guangdong
| Fankou |  | Basin hydrothermal | Mississippi Valley-type (MVT) | MVT zinc-lead | Zn, Pb | Ga | Zn, Pb, Ga | Wu et al., 2024 |  | 550-54-1-2-2 | 550-54-1-2-2 | underground mine |  |  |  |  | ore material | polished section | grab | mineral separate | [5 empty] | mineralisation | Sp1a, Sp1b, Sp2 | sphalerite |  | sphalerite | Sp1a (early replacement-infilling stage, core), Sp1b (early replacement-infilling stage, rim), Sp2 (late replacement-infilling stage) | euhedral-subhedral coarse-grained; anhedral grains | massive, banded, disseminated; core-rim texture; sector zoning; rhythm bands |  |  |  | pyrite, chalcopyrite, galena, dolomite, calcite, arsenopyrite, freibergite, pyrargyrite, argentite, goethite, ferrohydrite, anglesite, zincosite | polished into thin sections and polished mounts | LA-ICPMS | JEOL JXA-i SP100 electron probe micro-analyzer; NWR 193 nm Ar F Excimer laser-ablation system coupled to an iCAP RQ (ICPMS) | Laboratory of Marine Element and Isotope Facilities in Southern Marine Science and Engineering Guangdong Laboratory (Zhuhai, China); Guangzhou Tuoyan Analytical Technology Co., Ltd., Guangzhou, China | EPMA: accelerating voltage of 20 kV, a probe current of 20 nA, and a 5 μm beam. The peak counting time was 10 s for major elements (Zn, S, Fe), and 50 s for other minor elements (Cd, Ga, Ge, In, Au, and Ag). The background counting time was half of the peak counting time on the high- and low-energy background positions. Analytical results were reduced using the ZAF correction routines. LA-ICP-MS mapping: beam size of 15 μm and a repetition rate of 10 Hz. The depth of ablation during mapping was around 5 μm. | sphalerite for S and Zn, marcasite for Fe, cadmium for Cd, gallium phosphide for Ga, germanium for Ge, indium phosphide for In, gold for Au, and silver for Ag | 85.5522 | [19 empty] | 1820.16 | [11 empty] | 2438.2535 | [9 empty] | 5458.309 |  | 884.2633 |  |  |  | 805.5677 |  |  |  | 517.0336 |  |  |  | 0.84117 | [13 empty] | 804.9643 | [15 empty] | 13.8136 | [15 empty] | 210667.8462 |  | 6.2621 | [42 empty] | 2024 | Wu, Y., Zheng, Y., Yu, P., Chen, X., Guo, L., Long, L., Hu, Z., Huang, Y., Chen, M., Lu, J., Ouyang, S., Chen, S. (2024). The world-class carbonate-hosted Fankou Zn-Pb deposit in China. Part III. Critical metal Ga is enriched in late stage and low temperature sphalerite. Ore Geology Reviews, 166, 105928. |  | CHN | Guangdong
| Fankou |  | Basin hydrothermal | Mississippi Valley-type (MVT) | MVT zinc-lead | Zn, Pb | Ga | Zn, Pb, Ga | Wu et al., 2024 |  | 550-52-1-1-1 | 550-52-1-1-1 | underground mine |  |  |  |  | ore material | polished section | grab | mineral separate | [5 empty] | mineralisation | Sp1a, Sp1b, Sp2 | sphalerite |  | sphalerite | Sp1a (early replacement-infilling stage, core), Sp1b (early replacement-infilling stage, rim), Sp2 (late replacement-infilling stage) | euhedral-subhedral coarse-grained; anhedral grains | massive, banded, disseminated; core-rim texture; sector zoning; rhythm bands |  |  |  | pyrite, chalcopyrite, galena, dolomite, calcite, arsenopyrite, freibergite, pyrargyrite, argentite, goethite, ferrohydrite, anglesite, zincosite | polished into thin sections and polished mounts | LA-ICPMS | JEOL JXA-i SP100 electron probe micro-analyzer; NWR 193 nm Ar F Excimer laser-ablation system coupled to an iCAP RQ (ICPMS) | Laboratory of Marine Element and Isotope Facilities in Southern Marine Science and Engineering Guangdong Laboratory (Zhuhai, China); Guangzhou Tuoyan Analytical Technology Co., Ltd., Guangzhou, China | EPMA: accelerating voltage of 20 kV, a probe current of 20 nA, and a 5 μm beam. The peak counting time was 10 s for major elements (Zn, S, Fe), and 50 s for other minor elements (Cd, Ga, Ge, In, Au, and Ag). The background counting time was half of the peak counting time on the high- and low-energy background positions. Analytical results were reduced using the ZAF correction routines. LA-ICP-MS mapping: beam size of 15 μm and a repetition rate of 10 Hz. The depth of ablation during mapping was around 5 μm. | sphalerite for S and Zn, marcasite for Fe, cadmium for Cd, gallium phosphide for Ga, germanium for Ge, indium phosphide for In, gold for Au, and silver for Ag | 95.8178 | [19 empty] | 1522.6724 | [11 empty] | 382.0274 | [9 empty] | 28282.8256 |  | 313.3819 |  |  |  | 2.2065 |  |  |  | 267.6845 |  |  |  | 5.1885 | [13 empty] | 300.3558 | [15 empty] | 125.1447 | [15 empty] | 194439.2622 |  | 31.7034 | [42 empty] | 2024 | Wu, Y., Zheng, Y., Yu, P., Chen, X., Guo, L., Long, L., Hu, Z., Huang, Y., Chen, M., Lu, J., Ouyang, S., Chen, S. (2024). The world-class carbonate-hosted Fankou Zn-Pb deposit in China. Part III. Critical metal Ga is enriched in late stage and low temperature sphalerite. Ore Geology Reviews, 166, 105928. |  | CHN | Guangdong
| Fankou |  | Basin hydrothermal | Mississippi Valley-type (MVT) | MVT zinc-lead | Zn, Pb | Ga | Zn, Pb, Ga | Wu et al., 2024 |  | 550-52-1-1-2 | 550-52-1-1-2 | underground mine |  |  |  |  | ore material | polished section | grab | mineral separate | [5 empty] | mineralisation | Sp1a, Sp1b, Sp2 | sphalerite |  | sphalerite | Sp1a (early replacement-infilling stage, core), Sp1b (early replacement-infilling stage, rim), Sp2 (late replacement-infilling stage) | euhedral-subhedral coarse-grained; anhedral grains | massive, banded, disseminated; core-rim texture; sector zoning; rhythm bands |  |  |  | pyrite, chalcopyrite, galena, dolomite, calcite, arsenopyrite, freibergite, pyrargyrite, argentite, goethite, ferrohydrite, anglesite, zincosite | polished into thin sections and polished mounts | LA-ICPMS | JEOL JXA-i SP100 electron probe micro-analyzer; NWR 193 nm Ar F Excimer laser-ablation system coupled to an iCAP RQ (ICPMS) | Laboratory of Marine Element and Isotope Facilities in Southern Marine Science and Engineering Guangdong Laboratory (Zhuhai, China); Guangzhou Tuoyan Analytical Technology Co., Ltd., Guangzhou, China | EPMA: accelerating voltage of 20 kV, a probe current of 20 nA, and a 5 μm beam. The peak counting time was 10 s for major elements (Zn, S, Fe), and 50 s for other minor elements (Cd, Ga, Ge, In, Au, and Ag). The background counting time was half of the peak counting time on the high- and low-energy background positions. Analytical results were reduced using the ZAF correction routines. LA-ICP-MS mapping: beam size of 15 μm and a repetition rate of 10 Hz. The depth of ablation during mapping was around 5 μm. | sphalerite for S and Zn, marcasite for Fe, cadmium for Cd, gallium phosphide for Ga, germanium for Ge, indium phosphide for In, gold for Au, and silver for Ag | 149.7903 | [19 empty] | 1387.487 | [11 empty] | 1455.545 | [9 empty] | 4835.0497 |  | 475.1364 |  |  |  | 401.2286 |  |  |  | 291.2076 |  |  |  | 3.8182 | [13 empty] | 661.7327 | [15 empty] | 105.995 | [15 empty] | 180339.4503 |  | 8.1155 | [42 empty] | 2024 | Wu, Y., Zheng, Y., Yu, P., Chen, X., Guo, L., Long, L., Hu, Z., Huang, Y., Chen, M., Lu, J., Ouyang, S., Chen, S. (2024). The world-class carbonate-hosted Fankou Zn-Pb deposit in China. Part III. Critical metal Ga is enriched in late stage and low temperature sphalerite. Ore Geology Reviews, 166, 105928. |  | CHN | Guangdong
| Fankou |  | Basin hydrothermal | Mississippi Valley-type (MVT) | MVT zinc-lead | Zn, Pb | Ga | Zn, Pb, Ga | Wu et al., 2024 |  | 550-52-1-1-3 | 550-52-1-1-3 | underground mine |  |  |  |  | ore material | polished section | grab | mineral separate | [5 empty] | mineralisation | Sp1a, Sp1b, Sp2 | sphalerite |  | sphalerite | Sp1a (early replacement-infilling stage, core), Sp1b (early replacement-infilling stage, rim), Sp2 (late replacement-infilling stage) | euhedral-subhedral coarse-grained; anhedral grains | massive, banded, disseminated; core-rim texture; sector zoning; rhythm bands |  |  |  | pyrite, chalcopyrite, galena, dolomite, calcite, arsenopyrite, freibergite, pyrargyrite, argentite, goethite, ferrohydrite, anglesite, zincosite | polished into thin sections and polished mounts | LA-ICPMS | JEOL JXA-i SP100 electron probe micro-analyzer; NWR 193 nm Ar F Excimer laser-ablation system coupled to an iCAP RQ (ICPMS) | Laboratory of Marine Element and Isotope Facilities in Southern Marine Science and Engineering Guangdong Laboratory (Zhuhai, China); Guangzhou Tuoyan Analytical Technology Co., Ltd., Guangzhou, China | EPMA: accelerating voltage of 20 kV, a probe current of 20 nA, and a 5 μm beam. The peak counting time was 10 s for major elements (Zn, S, Fe), and 50 s for other minor elements (Cd, Ga, Ge, In, Au, and Ag). The background counting time was half of the peak counting time on the high- and low-energy background positions. Analytical results were reduced using the ZAF correction routines. LA-ICP-MS mapping: beam size of 15 μm and a repetition rate of 10 Hz. The depth of ablation during mapping was around 5 μm. | sphalerite for S and Zn, marcasite for Fe, cadmium for Cd, gallium phosphide for Ga, germanium for Ge, indium phosphide for In, gold for Au, and silver for Ag | 147.4861 | [19 empty] | 1620.4889 | [11 empty] | 1870.3476 | [9 empty] | 44314.7846 |  | 570.9124 |  |  |  | 551.1049 |  |  |  | 301.889 |  |  |  | 3.3434 | [13 empty] | 636.0431 | [15 empty] | 95.936 | [15 empty] | 234200.8595 |  | 10.7878 | [42 empty] | 2024 | Wu, Y., Zheng, Y., Yu, P., Chen, X., Guo, L., Long, L., Hu, Z., Huang, Y., Chen, M., Lu, J., Ouyang, S., Chen, S. (2024). The world-class carbonate-hosted Fankou Zn-Pb deposit in China. Part III. Critical metal Ga is enriched in late stage and low temperature sphalerite. Ore Geology Reviews, 166, 105928. |  | CHN | Guangdong
| Fankou |  | Basin hydrothermal | Mississippi Valley-type (MVT) | MVT zinc-lead | Zn, Pb | Ga | Zn, Pb, Ga | Wu et al., 2024 |  | 550-52-1-2-1 | 550-52-1-2-1 | underground mine |  |  |  |  | ore material | polished section | grab | mineral separate | [5 empty] | mineralisation | Sp1a, Sp1b, Sp2 | sphalerite |  | sphalerite | Sp1a (early replacement-infilling stage, core), Sp1b (early replacement-infilling stage, rim), Sp2 (late replacement-infilling stage) | euhedral-subhedral coarse-grained; anhedral grains | massive, banded, disseminated; core-rim texture; sector zoning; rhythm bands |  |  |  | pyrite, chalcopyrite, galena, dolomite, calcite, arsenopyrite, freibergite, pyrargyrite, argentite, goethite, ferrohydrite, anglesite, zincosite | polished into thin sections and polished mounts | LA-ICPMS | JEOL JXA-i SP100 electron probe micro-analyzer; NWR 193 nm Ar F Excimer laser-ablation system coupled to an iCAP RQ (ICPMS) | Laboratory of Marine Element and Isotope Facilities in Southern Marine Science and Engineering Guangdong Laboratory (Zhuhai, China); Guangzhou Tuoyan Analytical Technology Co., Ltd., Guangzhou, China | EPMA: accelerating voltage of 20 kV, a probe current of 20 nA, and a 5 μm beam. The peak counting time was 10 s for major elements (Zn, S, Fe), and 50 s for other minor elements (Cd, Ga, Ge, In, Au, and Ag). The background counting time was half of the peak counting time on the high- and low-energy background positions. Analytical results were reduced using the ZAF correction routines. LA-ICP-MS mapping: beam size of 15 μm and a repetition rate of 10 Hz. The depth of ablation during mapping was around 5 μm. | sphalerite for S and Zn, marcasite for Fe, cadmium for Cd, gallium phosphide for Ga, germanium for Ge, indium phosphide for In, gold for Au, and silver for Ag | 66.2968 | [19 empty] | 1938.8839 | [11 empty] | 4072.6261 | [9 empty] | 37513.2397 |  | 1175.3502 |  |  |  | 72.6626 |  |  |  | 185.1936 |  |  |  | 69.0013 | [13 empty] | 286.5986 | [15 empty] | 86.3117 | [15 empty] | 204811.5237 |  | 21.4987 | [42 empty] | 2024 | Wu, Y., Zheng, Y., Yu, P., Chen, X., Guo, L., Long, L., Hu, Z., Huang, Y., Chen, M., Lu, J., Ouyang, S., Chen, S. (2024). The world-class carbonate-hosted Fankou Zn-Pb deposit in China. Part III. Critical metal Ga is enriched in late stage and low temperature sphalerite. Ore Geology Reviews, 166, 105928. |  | CHN | Guangdong
| Fankou |  | Basin hydrothermal | Mississippi Valley-type (MVT) | MVT zinc-lead | Zn, Pb | Ga | Zn, Pb, Ga | Wu et al., 2024 |  | 550-52-1-2-2 | 550-52-1-2-2 | underground mine |  |  |  |  | ore material | polished section | grab | mineral separate | [5 empty] | mineralisation | Sp1a, Sp1b, Sp2 | sphalerite |  | sphalerite | Sp1a (early replacement-infilling stage, core), Sp1b (early replacement-infilling stage, rim), Sp2 (late replacement-infilling stage) | euhedral-subhedral coarse-grained; anhedral grains | massive, banded, disseminated; core-rim texture; sector zoning; rhythm bands |  |  |  | pyrite, chalcopyrite, galena, dolomite, calcite, arsenopyrite, freibergite, pyrargyrite, argentite, goethite, ferrohydrite, anglesite, zincosite | polished into thin sections and polished mounts | LA-ICPMS | JEOL JXA-i SP100 electron probe micro-analyzer; NWR 193 nm Ar F Excimer laser-ablation system coupled to an iCAP RQ (ICPMS) | Laboratory of Marine Element and Isotope Facilities in Southern Marine Science and Engineering Guangdong Laboratory (Zhuhai, China); Guangzhou Tuoyan Analytical Technology Co., Ltd., Guangzhou, China | EPMA: accelerating voltage of 20 kV, a probe current of 20 nA, and a 5 μm beam. The peak counting time was 10 s for major elements (Zn, S, Fe), and 50 s for other minor elements (Cd, Ga, Ge, In, Au, and Ag). The background counting time was half of the peak counting time on the high- and low-energy background positions. Analytical results were reduced using the ZAF correction routines. LA-ICP-MS mapping: beam size of 15 μm and a repetition rate of 10 Hz. The depth of ablation during mapping was around 5 μm. | sphalerite for S and Zn, marcasite for Fe, cadmium for Cd, gallium phosphide for Ga, germanium for Ge, indium phosphide for In, gold for Au, and silver for Ag | 110.9791 | [19 empty] | 1515.9422 | [11 empty] | 1542.4421 | [9 empty] | 3494.8573 |  | 706.0412 |  |  |  | 368.6651 |  |  |  | 241.7017 |  |  |  | 0.84337 | [13 empty] | 920.8235 | [15 empty] | 53.3592 | [15 empty] | 183733.9304 |  | 1.2324 | [42 empty] | 2024 | Wu, Y., Zheng, Y., Yu, P., Chen, X., Guo, L., Long, L., Hu, Z., Huang, Y., Chen, M., Lu, J., Ouyang, S., Chen, S. (2024). The world-class carbonate-hosted Fankou Zn-Pb deposit in China. Part III. Critical metal Ga is enriched in late stage and low temperature sphalerite. Ore Geology Reviews, 166, 105928. |  | CHN | Guangdong
| Fankou |  | Basin hydrothermal | Mississippi Valley-type (MVT) | MVT zinc-lead | Zn, Pb | Ga | Zn, Pb, Ga | Wu et al., 2024 |  | 550-52-1-2-3 | 550-52-1-2-3 | underground mine |  |  |  |  | ore material | polished section | grab | mineral separate | [5 empty] | mineralisation | Sp1a, Sp1b, Sp2 | sphalerite |  | sphalerite | Sp1a (early replacement-infilling stage, core), Sp1b (early replacement-infilling stage, rim), Sp2 (late replacement-infilling stage) | euhedral-subhedral coarse-grained; anhedral grains | massive, banded, disseminated; core-rim texture; sector zoning; rhythm bands |  |  |  | pyrite, chalcopyrite, galena, dolomite, calcite, arsenopyrite, freibergite, pyrargyrite, argentite, goethite, ferrohydrite, anglesite, zincosite | polished into thin sections and polished mounts | LA-ICPMS | JEOL JXA-i SP100 electron probe micro-analyzer; NWR 193 nm Ar F Excimer laser-ablation system coupled to an iCAP RQ (ICPMS) | Laboratory of Marine Element and Isotope Facilities in Southern Marine Science and Engineering Guangdong Laboratory (Zhuhai, China); Guangzhou Tuoyan Analytical Technology Co., Ltd., Guangzhou, China | EPMA: accelerating voltage of 20 kV, a probe current of 20 nA, and a 5 μm beam. The peak counting time was 10 s for major elements (Zn, S, Fe), and 50 s for other minor elements (Cd, Ga, Ge, In, Au, and Ag). The background counting time was half of the peak counting time on the high- and low-energy background positions. Analytical results were reduced using the ZAF correction routines. LA-ICP-MS mapping: beam size of 15 μm and a repetition rate of 10 Hz. The depth of ablation during mapping was around 5 μm. | sphalerite for S and Zn, marcasite for Fe, cadmium for Cd, gallium phosphide for Ga, germanium for Ge, indium phosphide for In, gold for Au, and silver for Ag | 152.5526 | [19 empty] | 1727.8531 | [11 empty] | 2859.4461 | [9 empty] | 4276.6592 |  | 2345.1073 |  |  |  | 235.9867 |  |  |  | 401.8549 |  |  |  | 2.4422 | [13 empty] | 781.3382 | [15 empty] | 76.603 | [15 empty] | 187888.1256 |  | 5.789 | [42 empty] | 2024 | Wu, Y., Zheng, Y., Yu, P., Chen, X., Guo, L., Long, L., Hu, Z., Huang, Y., Chen, M., Lu, J., Ouyang, S., Chen, S. (2024). The world-class carbonate-hosted Fankou Zn-Pb deposit in China. Part III. Critical metal Ga is enriched in late stage and low temperature sphalerite. Ore Geology Reviews, 166, 105928. |  | CHN | Guangdong
| Fankou |  | Basin hydrothermal | Mississippi Valley-type (MVT) | MVT zinc-lead | Zn, Pb | Ga | Zn, Pb, Ga | Wu et al., 2024 |  | 600-163-1-1-3 | 600-163-1-1-3 | underground mine |  |  |  |  | ore material | polished section | grab | mineral separate | [5 empty] | mineralisation | Sp1a, Sp1b, Sp2 | sphalerite |  | sphalerite | Sp1a (early replacement-infilling stage, core), Sp1b (early replacement-infilling stage, rim), Sp2 (late replacement-infilling stage) | euhedral-subhedral coarse-grained; anhedral grains | massive, banded, disseminated; core-rim texture; sector zoning; rhythm bands |  |  |  | pyrite, chalcopyrite, galena, dolomite, calcite, arsenopyrite, freibergite, pyrargyrite, argentite, goethite, ferrohydrite, anglesite, zincosite | polished into thin sections and polished mounts | LA-ICPMS | JEOL JXA-i SP100 electron probe micro-analyzer; NWR 193 nm Ar F Excimer laser-ablation system coupled to an iCAP RQ (ICPMS) | Laboratory of Marine Element and Isotope Facilities in Southern Marine Science and Engineering Guangdong Laboratory (Zhuhai, China); Guangzhou Tuoyan Analytical Technology Co., Ltd., Guangzhou, China | EPMA: accelerating voltage of 20 kV, a probe current of 20 nA, and a 5 μm beam. The peak counting time was 10 s for major elements (Zn, S, Fe), and 50 s for other minor elements (Cd, Ga, Ge, In, Au, and Ag). The background counting time was half of the peak counting time on the high- and low-energy background positions. Analytical results were reduced using the ZAF correction routines. LA-ICP-MS mapping: beam size of 15 μm and a repetition rate of 10 Hz. The depth of ablation during mapping was around 5 μm. | sphalerite for S and Zn, marcasite for Fe, cadmium for Cd, gallium phosphide for Ga, germanium for Ge, indium phosphide for In, gold for Au, and silver for Ag | 81.188 | [19 empty] | 1054.2607 | [11 empty] | 167.9079 | [9 empty] | 26473.7302 |  | 31.5113 |  |  |  | 3.1771 |  |  |  | 151.03 |  |  |  | 1.2424 | [13 empty] | 38.1349 | [15 empty] | 51.7096 | [15 empty] | 174257.8678 |  | 21.8612 | [42 empty] | 2024 | Wu, Y., Zheng, Y., Yu, P., Chen, X., Guo, L., Long, L., Hu, Z., Huang, Y., Chen, M., Lu, J., Ouyang, S., Chen, S. (2024). The world-class carbonate-hosted Fankou Zn-Pb deposit in China. Part III. Critical metal Ga is enriched in late stage and low temperature sphalerite. Ore Geology Reviews, 166, 105928. |  | CHN | Guangdong
| Fankou |  | Basin hydrothermal | Mississippi Valley-type (MVT) | MVT zinc-lead | Zn, Pb | Ga | Zn, Pb, Ga | Wu et al., 2024 |  | 600-163-1-1-4 | 600-163-1-1-4 | underground mine |  |  |  |  | ore material | polished section | grab | mineral separate | [5 empty] | mineralisation | Sp1a, Sp1b, Sp2 | sphalerite |  | sphalerite | Sp1a (early replacement-infilling stage, core), Sp1b (early replacement-infilling stage, rim), Sp2 (late replacement-infilling stage) | euhedral-subhedral coarse-grained; anhedral grains | massive, banded, disseminated; core-rim texture; sector zoning; rhythm bands |  |  |  | pyrite, chalcopyrite, galena, dolomite, calcite, arsenopyrite, freibergite, pyrargyrite, argentite, goethite, ferrohydrite, anglesite, zincosite | polished into thin sections and polished mounts | LA-ICPMS | JEOL JXA-i SP100 electron probe micro-analyzer; NWR 193 nm Ar F Excimer laser-ablation system coupled to an iCAP RQ (ICPMS) | Laboratory of Marine Element and Isotope Facilities in Southern Marine Science and Engineering Guangdong Laboratory (Zhuhai, China); Guangzhou Tuoyan Analytical Technology Co., Ltd., Guangzhou, China | EPMA: accelerating voltage of 20 kV, a probe current of 20 nA, and a 5 μm beam. The peak counting time was 10 s for major elements (Zn, S, Fe), and 50 s for other minor elements (Cd, Ga, Ge, In, Au, and Ag). The background counting time was half of the peak counting time on the high- and low-energy background positions. Analytical results were reduced using the ZAF correction routines. LA-ICP-MS mapping: beam size of 15 μm and a repetition rate of 10 Hz. The depth of ablation during mapping was around 5 μm. | sphalerite for S and Zn, marcasite for Fe, cadmium for Cd, gallium phosphide for Ga, germanium for Ge, indium phosphide for In, gold for Au, and silver for Ag | 63.3709 | [19 empty] | 956.4454 | [11 empty] | 91.4671 | [9 empty] | 27550.5461 |  | 22.7228 | [7 empty] | 132.7721 |  |  |  | 1.0089 | [13 empty] | 44.4217 | [15 empty] | 42.7007 | [15 empty] | 168619.581 |  | 19.8562 | [42 empty] | 2024 | Wu, Y., Zheng, Y., Yu, P., Chen, X., Guo, L., Long, L., Hu, Z., Huang, Y., Chen, M., Lu, J., Ouyang, S., Chen, S. (2024). The world-class carbonate-hosted Fankou Zn-Pb deposit in China. Part III. Critical metal Ga is enriched in late stage and low temperature sphalerite. Ore Geology Reviews, 166, 105928. |  | CHN | Guangdong
| Fankou |  | Basin hydrothermal | Mississippi Valley-type (MVT) | MVT zinc-lead | Zn, Pb | Ga | Zn, Pb, Ga | Wu et al., 2024 |  | 600-163-1-2-1 | 600-163-1-2-1 | underground mine |  |  |  |  | ore material | polished section | grab | mineral separate | [5 empty] | mineralisation | Sp1a, Sp1b, Sp2 | sphalerite |  | sphalerite | Sp1a (early replacement-infilling stage, core), Sp1b (early replacement-infilling stage, rim), Sp2 (late replacement-infilling stage) | euhedral-subhedral coarse-grained; anhedral grains | massive, banded, disseminated; core-rim texture; sector zoning; rhythm bands |  |  |  | pyrite, chalcopyrite, galena, dolomite, calcite, arsenopyrite, freibergite, pyrargyrite, argentite, goethite, ferrohydrite, anglesite, zincosite | polished into thin sections and polished mounts | LA-ICPMS | JEOL JXA-i SP100 electron probe micro-analyzer; NWR 193 nm Ar F Excimer laser-ablation system coupled to an iCAP RQ (ICPMS) | Laboratory of Marine Element and Isotope Facilities in Southern Marine Science and Engineering Guangdong Laboratory (Zhuhai, China); Guangzhou Tuoyan Analytical Technology Co., Ltd., Guangzhou, China | EPMA: accelerating voltage of 20 kV, a probe current of 20 nA, and a 5 μm beam. The peak counting time was 10 s for major elements (Zn, S, Fe), and 50 s for other minor elements (Cd, Ga, Ge, In, Au, and Ag). The background counting time was half of the peak counting time on the high- and low-energy background positions. Analytical results were reduced using the ZAF correction routines. LA-ICP-MS mapping: beam size of 15 μm and a repetition rate of 10 Hz. The depth of ablation during mapping was around 5 μm. | sphalerite for S and Zn, marcasite for Fe, cadmium for Cd, gallium phosphide for Ga, germanium for Ge, indium phosphide for In, gold for Au, and silver for Ag | 79.7089 | [19 empty] | 1154.317 | [11 empty] | 169.3307 | [9 empty] | 33758.7231 |  | 13.2457 |  |  |  | 13.1901 |  |  |  | 102.3757 |  |  |  | 0.12648 | [13 empty] | 37.9387 | [15 empty] | 63.9599 | [15 empty] | 168834.6356 |  | 13.3509 | [42 empty] | 2024 | Wu, Y., Zheng, Y., Yu, P., Chen, X., Guo, L., Long, L., Hu, Z., Huang, Y., Chen, M., Lu, J., Ouyang, S., Chen, S. (2024). The world-class carbonate-hosted Fankou Zn-Pb deposit in China. Part III. Critical metal Ga is enriched in late stage and low temperature sphalerite. Ore Geology Reviews, 166, 105928. |  | CHN | Guangdong
| Fankou |  | Basin hydrothermal | Mississippi Valley-type (MVT) | MVT zinc-lead | Zn, Pb | Ga | Zn, Pb, Ga | Wu et al., 2024 |  | 600-163-1-2-2 | 600-163-1-2-2 | underground mine |  |  |  |  | ore material | polished section | grab | mineral separate | [5 empty] | mineralisation | Sp1a, Sp1b, Sp2 | sphalerite |  | sphalerite | Sp1a (early replacement-infilling stage, core), Sp1b (early replacement-infilling stage, rim), Sp2 (late replacement-infilling stage) | euhedral-subhedral coarse-grained; anhedral grains | massive, banded, disseminated; core-rim texture; sector zoning; rhythm bands |  |  |  | pyrite, chalcopyrite, galena, dolomite, calcite, arsenopyrite, freibergite, pyrargyrite, argentite, goethite, ferrohydrite, anglesite, zincosite | polished into thin sections and polished mounts | LA-ICPMS | JEOL JXA-i SP100 electron probe micro-analyzer; NWR 193 nm Ar F Excimer laser-ablation system coupled to an iCAP RQ (ICPMS) | Laboratory of Marine Element and Isotope Facilities in Southern Marine Science and Engineering Guangdong Laboratory (Zhuhai, China); Guangzhou Tuoyan Analytical Technology Co., Ltd., Guangzhou, China | EPMA: accelerating voltage of 20 kV, a probe current of 20 nA, and a 5 μm beam. The peak counting time was 10 s for major elements (Zn, S, Fe), and 50 s for other minor elements (Cd, Ga, Ge, In, Au, and Ag). The background counting time was half of the peak counting time on the high- and low-energy background positions. Analytical results were reduced using the ZAF correction routines. LA-ICP-MS mapping: beam size of 15 μm and a repetition rate of 10 Hz. The depth of ablation during mapping was around 5 μm. | sphalerite for S and Zn, marcasite for Fe, cadmium for Cd, gallium phosphide for Ga, germanium for Ge, indium phosphide for In, gold for Au, and silver for Ag | 54.7253 | [19 empty] | 1270.2922 | [11 empty] | 58.6979 | [9 empty] | 42114.0539 |  | 14.1274 | [7 empty] | 95.4183 |  |  |  | 0.023231 | [13 empty] | 42.1705 | [15 empty] | 34.5489 | [15 empty] | 175237.6737 |  | 13.5414 | [42 empty] | 2024 | Wu, Y., Zheng, Y., Yu, P., Chen, X., Guo, L., Long, L., Hu, Z., Huang, Y., Chen, M., Lu, J., Ouyang, S., Chen, S. (2024). The world-class carbonate-hosted Fankou Zn-Pb deposit in China. Part III. Critical metal Ga is enriched in late stage and low temperature sphalerite. Ore Geology Reviews, 166, 105928. |  | CHN | Guangdong
| Fankou |  | Basin hydrothermal | Mississippi Valley-type (MVT) | MVT zinc-lead | Zn, Pb | Ga | Zn, Pb, Ga | Wu et al., 2024 |  | 600-163-1-2-3 | 600-163-1-2-3 | underground mine |  |  |  |  | ore material | polished section | grab | mineral separate | [5 empty] | mineralisation | Sp1a, Sp1b, Sp2 | sphalerite |  | sphalerite | Sp1a (early replacement-infilling stage, core), Sp1b (early replacement-infilling stage, rim), Sp2 (late replacement-infilling stage) | euhedral-subhedral coarse-grained; anhedral grains | massive, banded, disseminated; core-rim texture; sector zoning; rhythm bands |  |  |  | pyrite, chalcopyrite, galena, dolomite, calcite, arsenopyrite, freibergite, pyrargyrite, argentite, goethite, ferrohydrite, anglesite, zincosite | polished into thin sections and polished mounts | LA-ICPMS | JEOL JXA-i SP100 electron probe micro-analyzer; NWR 193 nm Ar F Excimer laser-ablation system coupled to an iCAP RQ (ICPMS) | Laboratory of Marine Element and Isotope Facilities in Southern Marine Science and Engineering Guangdong Laboratory (Zhuhai, China); Guangzhou Tuoyan Analytical Technology Co., Ltd., Guangzhou, China | EPMA: accelerating voltage of 20 kV, a probe current of 20 nA, and a 5 μm beam. The peak counting time was 10 s for major elements (Zn, S, Fe), and 50 s for other minor elements (Cd, Ga, Ge, In, Au, and Ag). The background counting time was half of the peak counting time on the high- and low-energy background positions. Analytical results were reduced using the ZAF correction routines. LA-ICP-MS mapping: beam size of 15 μm and a repetition rate of 10 Hz. The depth of ablation during mapping was around 5 μm. | sphalerite for S and Zn, marcasite for Fe, cadmium for Cd, gallium phosphide for Ga, germanium for Ge, indium phosphide for In, gold for Au, and silver for Ag | 47.1353 | [19 empty] | 1446.3002 | [11 empty] | 368.8291 | [9 empty] | 50357.4521 |  | 13.0915 |  |  |  | 22.2857 |  |  |  | 99.628 | [17 empty] | 56.5979 | [15 empty] | 30.4168 | [15 empty] | 181398.2647 |  | 6.6045 | [42 empty] | 2024 | Wu, Y., Zheng, Y., Yu, P., Chen, X., Guo, L., Long, L., Hu, Z., Huang, Y., Chen, M., Lu, J., Ouyang, S., Chen, S. (2024). The world-class carbonate-hosted Fankou Zn-Pb deposit in China. Part III. Critical metal Ga is enriched in late stage and low temperature sphalerite. Ore Geology Reviews, 166, 105928. |  | CHN | Guangdong
| Fankou |  | Basin hydrothermal | Mississippi Valley-type (MVT) | MVT zinc-lead | Zn, Pb | Ga | Zn, Pb, Ga | Wu et al., 2024 |  | 600-163-1-2-4 | 600-163-1-2-4 | underground mine |  |  |  |  | ore material | polished section | grab | mineral separate | [5 empty] | mineralisation | Sp1a, Sp1b, Sp2 | sphalerite |  | sphalerite | Sp1a (early replacement-infilling stage, core), Sp1b (early replacement-infilling stage, rim), Sp2 (late replacement-infilling stage) | euhedral-subhedral coarse-grained; anhedral grains | massive, banded, disseminated; core-rim texture; sector zoning; rhythm bands |  |  |  | pyrite, chalcopyrite, galena, dolomite, calcite, arsenopyrite, freibergite, pyrargyrite, argentite, goethite, ferrohydrite, anglesite, zincosite | polished into thin sections and polished mounts | LA-ICPMS | JEOL JXA-i SP100 electron probe micro-analyzer; NWR 193 nm Ar F Excimer laser-ablation system coupled to an iCAP RQ (ICPMS) | Laboratory of Marine Element and Isotope Facilities in Southern Marine Science and Engineering Guangdong Laboratory (Zhuhai, China); Guangzhou Tuoyan Analytical Technology Co., Ltd., Guangzhou, China | EPMA: accelerating voltage of 20 kV, a probe current of 20 nA, and a 5 μm beam. The peak counting time was 10 s for major elements (Zn, S, Fe), and 50 s for other minor elements (Cd, Ga, Ge, In, Au, and Ag). The background counting time was half of the peak counting time on the high- and low-energy background positions. Analytical results were reduced using the ZAF correction routines. LA-ICP-MS mapping: beam size of 15 μm and a repetition rate of 10 Hz. The depth of ablation during mapping was around 5 μm. | sphalerite for S and Zn, marcasite for Fe, cadmium for Cd, gallium phosphide for Ga, germanium for Ge, indium phosphide for In, gold for Au, and silver for Ag | 59.6898 | [19 empty] | 1474.3261 | [11 empty] | 4988.8282 | [9 empty] | 53783.3026 |  | 14.1464 |  |  |  | 31.0801 |  |  |  | 106.2382 | [17 empty] | 56.9009 | [15 empty] | 43.1093 | [15 empty] | 189843.0044 |  | 10.2787 | [42 empty] | 2024 | Wu, Y., Zheng, Y., Yu, P., Chen, X., Guo, L., Long, L., Hu, Z., Huang, Y., Chen, M., Lu, J., Ouyang, S., Chen, S. (2024). The world-class carbonate-hosted Fankou Zn-Pb deposit in China. Part III. Critical metal Ga is enriched in late stage and low temperature sphalerite. Ore Geology Reviews, 166, 105928. |  | CHN | Guangdong
| Fankou |  | Basin hydrothermal | Mississippi Valley-type (MVT) | MVT zinc-lead | Zn, Pb | Ga | Zn, Pb, Ga | Wu et al., 2024 |  | 600-2-1-1-1 | 600-2-1-1-1 | underground mine |  |  |  |  | ore material | polished section | grab | mineral separate | [5 empty] | mineralisation | Sp1a, Sp1b, Sp2 | sphalerite |  | sphalerite | Sp1a (early replacement-infilling stage, core), Sp1b (early replacement-infilling stage, rim), Sp2 (late replacement-infilling stage) | euhedral-subhedral coarse-grained; anhedral grains | massive, banded, disseminated; core-rim texture; sector zoning; rhythm bands |  |  |  | pyrite, chalcopyrite, galena, dolomite, calcite, arsenopyrite, freibergite, pyrargyrite, argentite, goethite, ferrohydrite, anglesite, zincosite | polished into thin sections and polished mounts | LA-ICPMS | JEOL JXA-i SP100 electron probe micro-analyzer; NWR 193 nm Ar F Excimer laser-ablation system coupled to an iCAP RQ (ICPMS) | Laboratory of Marine Element and Isotope Facilities in Southern Marine Science and Engineering Guangdong Laboratory (Zhuhai, China); Guangzhou Tuoyan Analytical Technology Co., Ltd., Guangzhou, China | EPMA: accelerating voltage of 20 kV, a probe current of 20 nA, and a 5 μm beam. The peak counting time was 10 s for major elements (Zn, S, Fe), and 50 s for other minor elements (Cd, Ga, Ge, In, Au, and Ag). The background counting time was half of the peak counting time on the high- and low-energy background positions. Analytical results were reduced using the ZAF correction routines. LA-ICP-MS mapping: beam size of 15 μm and a repetition rate of 10 Hz. The depth of ablation during mapping was around 5 μm. | sphalerite for S and Zn, marcasite for Fe, cadmium for Cd, gallium phosphide for Ga, germanium for Ge, indium phosphide for In, gold for Au, and silver for Ag | 185.8643 | [19 empty] | 1454.6575 | [11 empty] | 8800.1242 | [9 empty] | 21050.9997 |  | 10.5882 |  |  |  | 1.3594 |  |  |  | 116.4207 |  |  |  | 0.11477 | [13 empty] | 16.0808 | [15 empty] | 74.1274 | [15 empty] | 160514.0629 |  | 118.0989 | [42 empty] | 2024 | Wu, Y., Zheng, Y., Yu, P., Chen, X., Guo, L., Long, L., Hu, Z., Huang, Y., Chen, M., Lu, J., Ouyang, S., Chen, S. (2024). The world-class carbonate-hosted Fankou Zn-Pb deposit in China. Part III. Critical metal Ga is enriched in late stage and low temperature sphalerite. Ore Geology Reviews, 166, 105928. |  | CHN | Guangdong
| Fankou |  | Basin hydrothermal | Mississippi Valley-type (MVT) | MVT zinc-lead | Zn, Pb | Ga | Zn, Pb, Ga | Wu et al., 2024 |  | 600-2-1-1-2 | 600-2-1-1-2 | underground mine |  |  |  |  | ore material | polished section | grab | mineral separate | [5 empty] | mineralisation | Sp1a, Sp1b, Sp2 | sphalerite |  | sphalerite | Sp1a (early replacement-infilling stage, core), Sp1b (early replacement-infilling stage, rim), Sp2 (late replacement-infilling stage) | euhedral-subhedral coarse-grained; anhedral grains | massive, banded, disseminated; core-rim texture; sector zoning; rhythm bands |  |  |  | pyrite, chalcopyrite, galena, dolomite, calcite, arsenopyrite, freibergite, pyrargyrite, argentite, goethite, ferrohydrite, anglesite, zincosite | polished into thin sections and polished mounts | LA-ICPMS | JEOL JXA-i SP100 electron probe micro-analyzer; NWR 193 nm Ar F Excimer laser-ablation system coupled to an iCAP RQ (ICPMS) | Laboratory of Marine Element and Isotope Facilities in Southern Marine Science and Engineering Guangdong Laboratory (Zhuhai, China); Guangzhou Tuoyan Analytical Technology Co., Ltd., Guangzhou, China | EPMA: accelerating voltage of 20 kV, a probe current of 20 nA, and a 5 μm beam. The peak counting time was 10 s for major elements (Zn, S, Fe), and 50 s for other minor elements (Cd, Ga, Ge, In, Au, and Ag). The background counting time was half of the peak counting time on the high- and low-energy background positions. Analytical results were reduced using the ZAF correction routines. LA-ICP-MS mapping: beam size of 15 μm and a repetition rate of 10 Hz. The depth of ablation during mapping was around 5 μm. | sphalerite for S and Zn, marcasite for Fe, cadmium for Cd, gallium phosphide for Ga, germanium for Ge, indium phosphide for In, gold for Au, and silver for Ag | 53.9874 | [19 empty] | 1455.7214 | [11 empty] | 4754.2149 | [9 empty] | 25769.6495 |  | 4.1836 |  |  |  | 1.1106 |  |  |  | 128.4893 |  |  |  | 0.12101 | [13 empty] | 57.8856 | [15 empty] | 23.416 | [15 empty] | 159706.3217 |  | 24.5697 | [42 empty] | 2024 | Wu, Y., Zheng, Y., Yu, P., Chen, X., Guo, L., Long, L., Hu, Z., Huang, Y., Chen, M., Lu, J., Ouyang, S., Chen, S. (2024). The world-class carbonate-hosted Fankou Zn-Pb deposit in China. Part III. Critical metal Ga is enriched in late stage and low temperature sphalerite. Ore Geology Reviews, 166, 105928. |  | CHN | Guangdong
| Fankou |  | Basin hydrothermal | Mississippi Valley-type (MVT) | MVT zinc-lead | Zn, Pb | Ga | Zn, Pb, Ga | Wu et al., 2024 |  | 600-2-1-1-3 | 600-2-1-1-3 | underground mine |  |  |  |  | ore material | polished section | grab | mineral separate | [5 empty] | mineralisation | Sp1a, Sp1b, Sp2 | sphalerite |  | sphalerite | Sp1a (early replacement-infilling stage, core), Sp1b (early replacement-infilling stage, rim), Sp2 (late replacement-infilling stage) | euhedral-subhedral coarse-grained; anhedral grains | massive, banded, disseminated; core-rim texture; sector zoning; rhythm bands |  |  |  | pyrite, chalcopyrite, galena, dolomite, calcite, arsenopyrite, freibergite, pyrargyrite, argentite, goethite, ferrohydrite, anglesite, zincosite | polished into thin sections and polished mounts | LA-ICPMS | JEOL JXA-i SP100 electron probe micro-analyzer; NWR 193 nm Ar F Excimer laser-ablation system coupled to an iCAP RQ (ICPMS) | Laboratory of Marine Element and Isotope Facilities in Southern Marine Science and Engineering Guangdong Laboratory (Zhuhai, China); Guangzhou Tuoyan Analytical Technology Co., Ltd., Guangzhou, China | EPMA: accelerating voltage of 20 kV, a probe current of 20 nA, and a 5 μm beam. The peak counting time was 10 s for major elements (Zn, S, Fe), and 50 s for other minor elements (Cd, Ga, Ge, In, Au, and Ag). The background counting time was half of the peak counting time on the high- and low-energy background positions. Analytical results were reduced using the ZAF correction routines. LA-ICP-MS mapping: beam size of 15 μm and a repetition rate of 10 Hz. The depth of ablation during mapping was around 5 μm. | sphalerite for S and Zn, marcasite for Fe, cadmium for Cd, gallium phosphide for Ga, germanium for Ge, indium phosphide for In, gold for Au, and silver for Ag | 163.0001 | [19 empty] | 1297.721 | [11 empty] | 2414.3214 | [9 empty] | 24216.8687 |  | 22.6798 |  |  |  | 1.6502 |  |  |  | 89.4202 |  |  |  | 0.29447 | [13 empty] | 54.5624 | [15 empty] | 65.9108 | [15 empty] | 156813.1145 |  | 108.5719 | [42 empty] | 2024 | Wu, Y., Zheng, Y., Yu, P., Chen, X., Guo, L., Long, L., Hu, Z., Huang, Y., Chen, M., Lu, J., Ouyang, S., Chen, S. (2024). The world-class carbonate-hosted Fankou Zn-Pb deposit in China. Part III. Critical metal Ga is enriched in late stage and low temperature sphalerite. Ore Geology Reviews, 166, 105928. |  | CHN | Guangdong
| Fankou |  | Basin hydrothermal | Mississippi Valley-type (MVT) | MVT zinc-lead | Zn, Pb | Ga | Zn, Pb, Ga | Wu et al., 2024 |  | 600-2-1-1-4 | 600-2-1-1-4 | underground mine |  |  |  |  | ore material | polished section | grab | mineral separate | [5 empty] | mineralisation | Sp1a, Sp1b, Sp2 | sphalerite |  | sphalerite | Sp1a (early replacement-infilling stage, core), Sp1b (early replacement-infilling stage, rim), Sp2 (late replacement-infilling stage) | euhedral-subhedral coarse-grained; anhedral grains | massive, banded, disseminated; core-rim texture; sector zoning; rhythm bands |  |  |  | pyrite, chalcopyrite, galena, dolomite, calcite, arsenopyrite, freibergite, pyrargyrite, argentite, goethite, ferrohydrite, anglesite, zincosite | polished into thin sections and polished mounts | LA-ICPMS | JEOL JXA-i SP100 electron probe micro-analyzer; NWR 193 nm Ar F Excimer laser-ablation system coupled to an iCAP RQ (ICPMS) | Laboratory of Marine Element and Isotope Facilities in Southern Marine Science and Engineering Guangdong Laboratory (Zhuhai, China); Guangzhou Tuoyan Analytical Technology Co., Ltd., Guangzhou, China | EPMA: accelerating voltage of 20 kV, a probe current of 20 nA, and a 5 μm beam. The peak counting time was 10 s for major elements (Zn, S, Fe), and 50 s for other minor elements (Cd, Ga, Ge, In, Au, and Ag). The background counting time was half of the peak counting time on the high- and low-energy background positions. Analytical results were reduced using the ZAF correction routines. LA-ICP-MS mapping: beam size of 15 μm and a repetition rate of 10 Hz. The depth of ablation during mapping was around 5 μm. | sphalerite for S and Zn, marcasite for Fe, cadmium for Cd, gallium phosphide for Ga, germanium for Ge, indium phosphide for In, gold for Au, and silver for Ag | 147.5849 | [19 empty] | 1302.2205 | [11 empty] | 7340.539 | [9 empty] | 24207.5881 |  | 6.1075 |  |  |  | 0.81156 |  |  |  | 97.5874 |  |  |  | 0.69241 | [13 empty] | 39.4915 | [15 empty] | 69.6678 | [15 empty] | 159240.4152 |  | 81.5829 | [42 empty] | 2024 | Wu, Y., Zheng, Y., Yu, P., Chen, X., Guo, L., Long, L., Hu, Z., Huang, Y., Chen, M., Lu, J., Ouyang, S., Chen, S. (2024). The world-class carbonate-hosted Fankou Zn-Pb deposit in China. Part III. Critical metal Ga is enriched in late stage and low temperature sphalerite. Ore Geology Reviews, 166, 105928. |  | CHN | Guangdong
| Fankou |  | Basin hydrothermal | Mississippi Valley-type (MVT) | MVT zinc-lead | Zn, Pb | Ga | Zn, Pb, Ga | Wu et al., 2024 |  | 600-2-1-2-1 | 600-2-1-2-1 | underground mine |  |  |  |  | ore material | polished section | grab | mineral separate | [5 empty] | mineralisation | Sp1a, Sp1b, Sp2 | sphalerite |  | sphalerite | Sp1a (early replacement-infilling stage, core), Sp1b (early replacement-infilling stage, rim), Sp2 (late replacement-infilling stage) | euhedral-subhedral coarse-grained; anhedral grains | massive, banded, disseminated; core-rim texture; sector zoning; rhythm bands |  |  |  | pyrite, chalcopyrite, galena, dolomite, calcite, arsenopyrite, freibergite, pyrargyrite, argentite, goethite, ferrohydrite, anglesite, zincosite | polished into thin sections and polished mounts | LA-ICPMS | JEOL JXA-i SP100 electron probe micro-analyzer; NWR 193 nm Ar F Excimer laser-ablation system coupled to an iCAP RQ (ICPMS) | Laboratory of Marine Element and Isotope Facilities in Southern Marine Science and Engineering Guangdong Laboratory (Zhuhai, China); Guangzhou Tuoyan Analytical Technology Co., Ltd., Guangzhou, China | EPMA: accelerating voltage of 20 kV, a probe current of 20 nA, and a 5 μm beam. The peak counting time was 10 s for major elements (Zn, S, Fe), and 50 s for other minor elements (Cd, Ga, Ge, In, Au, and Ag). The background counting time was half of the peak counting time on the high- and low-energy background positions. Analytical results were reduced using the ZAF correction routines. LA-ICP-MS mapping: beam size of 15 μm and a repetition rate of 10 Hz. The depth of ablation during mapping was around 5 μm. | sphalerite for S and Zn, marcasite for Fe, cadmium for Cd, gallium phosphide for Ga, germanium for Ge, indium phosphide for In, gold for Au, and silver for Ag | 103.6735 | [19 empty] | 1380.8195 | [11 empty] | 25478.41 | [9 empty] | 36553.2252 |  | 14.3001 | [7 empty] | 136.9409 |  |  |  | 0.09099 | [13 empty] | 22.8902 | [15 empty] | 36.5564 | [15 empty] | 159497.3883 |  | 58.8856 | [42 empty] | 2024 | Wu, Y., Zheng, Y., Yu, P., Chen, X., Guo, L., Long, L., Hu, Z., Huang, Y., Chen, M., Lu, J., Ouyang, S., Chen, S. (2024). The world-class carbonate-hosted Fankou Zn-Pb deposit in China. Part III. Critical metal Ga is enriched in late stage and low temperature sphalerite. Ore Geology Reviews, 166, 105928. |  | CHN | Guangdong
| Fankou |  | Basin hydrothermal | Mississippi Valley-type (MVT) | MVT zinc-lead | Zn, Pb | Ga | Zn, Pb, Ga | Wu et al., 2024 |  | 600-2-1-2-2 | 600-2-1-2-2 | underground mine |  |  |  |  | ore material | polished section | grab | mineral separate | [5 empty] | mineralisation | Sp1a, Sp1b, Sp2 | sphalerite |  | sphalerite | Sp1a (early replacement-infilling stage, core), Sp1b (early replacement-infilling stage, rim), Sp2 (late replacement-infilling stage) | euhedral-subhedral coarse-grained; anhedral grains | massive, banded, disseminated; core-rim texture; sector zoning; rhythm bands |  |  |  | pyrite, chalcopyrite, galena, dolomite, calcite, arsenopyrite, freibergite, pyrargyrite, argentite, goethite, ferrohydrite, anglesite, zincosite | polished into thin sections and polished mounts | LA-ICPMS | JEOL JXA-i SP100 electron probe micro-analyzer; NWR 193 nm Ar F Excimer laser-ablation system coupled to an iCAP RQ (ICPMS) | Laboratory of Marine Element and Isotope Facilities in Southern Marine Science and Engineering Guangdong Laboratory (Zhuhai, China); Guangzhou Tuoyan Analytical Technology Co., Ltd., Guangzhou, China | EPMA: accelerating voltage of 20 kV, a probe current of 20 nA, and a 5 μm beam. The peak counting time was 10 s for major elements (Zn, S, Fe), and 50 s for other minor elements (Cd, Ga, Ge, In, Au, and Ag). The background counting time was half of the peak counting time on the high- and low-energy background positions. Analytical results were reduced using the ZAF correction routines. LA-ICP-MS mapping: beam size of 15 μm and a repetition rate of 10 Hz. The depth of ablation during mapping was around 5 μm. | sphalerite for S and Zn, marcasite for Fe, cadmium for Cd, gallium phosphide for Ga, germanium for Ge, indium phosphide for In, gold for Au, and silver for Ag | 67.8512 | [19 empty] | 1373.1919 | [11 empty] | 28760.4008 | [9 empty] | 40909.5473 |  | 21.3978 | [7 empty] | 143.4126 |  |  |  | 0.076032 | [13 empty] | 40.1409 | [15 empty] | 21.8269 | [15 empty] | 160428.5948 |  | 31.4289 | [42 empty] | 2024 | Wu, Y., Zheng, Y., Yu, P., Chen, X., Guo, L., Long, L., Hu, Z., Huang, Y., Chen, M., Lu, J., Ouyang, S., Chen, S. (2024). The world-class carbonate-hosted Fankou Zn-Pb deposit in China. Part III. Critical metal Ga is enriched in late stage and low temperature sphalerite. Ore Geology Reviews, 166, 105928. |  | CHN | Guangdong
| Fankou |  | Basin hydrothermal | Mississippi Valley-type (MVT) | MVT zinc-lead | Zn, Pb | Ga | Zn, Pb, Ga | Wu et al., 2024 |  | 600-2-1-2-3 | 600-2-1-2-3 | underground mine |  |  |  |  | ore material | polished section | grab | mineral separate | [5 empty] | mineralisation | Sp1a, Sp1b, Sp2 | sphalerite |  | sphalerite | Sp1a (early replacement-infilling stage, core), Sp1b (early replacement-infilling stage, rim), Sp2 (late replacement-infilling stage) | euhedral-subhedral coarse-grained; anhedral grains | massive, banded, disseminated; core-rim texture; sector zoning; rhythm bands |  |  |  | pyrite, chalcopyrite, galena, dolomite, calcite, arsenopyrite, freibergite, pyrargyrite, argentite, goethite, ferrohydrite, anglesite, zincosite | polished into thin sections and polished mounts | LA-ICPMS | JEOL JXA-i SP100 electron probe micro-analyzer; NWR 193 nm Ar F Excimer laser-ablation system coupled to an iCAP RQ (ICPMS) | Laboratory of Marine Element and Isotope Facilities in Southern Marine Science and Engineering Guangdong Laboratory (Zhuhai, China); Guangzhou Tuoyan Analytical Technology Co., Ltd., Guangzhou, China | EPMA: accelerating voltage of 20 kV, a probe current of 20 nA, and a 5 μm beam. The peak counting time was 10 s for major elements (Zn, S, Fe), and 50 s for other minor elements (Cd, Ga, Ge, In, Au, and Ag). The background counting time was half of the peak counting time on the high- and low-energy background positions. Analytical results were reduced using the ZAF correction routines. LA-ICP-MS mapping: beam size of 15 μm and a repetition rate of 10 Hz. The depth of ablation during mapping was around 5 μm. | sphalerite for S and Zn, marcasite for Fe, cadmium for Cd, gallium phosphide for Ga, germanium for Ge, indium phosphide for In, gold for Au, and silver for Ag | 25.2175 | [19 empty] | 1273.8152 | [11 empty] | 4727.9753 | [9 empty] | 26181.4928 |  | 5.0265 | [7 empty] | 149.5709 |  |  |  | 0.27341 | [13 empty] | 67.7013 | [15 empty] | 11.635 | [15 empty] | 154752.2591 |  | 5.8632 | [42 empty] | 2024 | Wu, Y., Zheng, Y., Yu, P., Chen, X., Guo, L., Long, L., Hu, Z., Huang, Y., Chen, M., Lu, J., Ouyang, S., Chen, S. (2024). The world-class carbonate-hosted Fankou Zn-Pb deposit in China. Part III. Critical metal Ga is enriched in late stage and low temperature sphalerite. Ore Geology Reviews, 166, 105928. |  | CHN | Guangdong
| Fankou |  | Basin hydrothermal | Mississippi Valley-type (MVT) | MVT zinc-lead | Zn, Pb | Ga | Zn, Pb, Ga | Wu et al., 2024 |  | 600-2-1-2-4 | 600-2-1-2-4 | underground mine |  |  |  |  | ore material | polished section | grab | mineral separate | [5 empty] | mineralisation | Sp1a, Sp1b, Sp2 | sphalerite |  | sphalerite | Sp1a (early replacement-infilling stage, core), Sp1b (early replacement-infilling stage, rim), Sp2 (late replacement-infilling stage) | euhedral-subhedral coarse-grained; anhedral grains | massive, banded, disseminated; core-rim texture; sector zoning; rhythm bands |  |  |  | pyrite, chalcopyrite, galena, dolomite, calcite, arsenopyrite, freibergite, pyrargyrite, argentite, goethite, ferrohydrite, anglesite, zincosite | polished into thin sections and polished mounts | LA-ICPMS | JEOL JXA-i SP100 electron probe micro-analyzer; NWR 193 nm Ar F Excimer laser-ablation system coupled to an iCAP RQ (ICPMS) | Laboratory of Marine Element and Isotope Facilities in Southern Marine Science and Engineering Guangdong Laboratory (Zhuhai, China); Guangzhou Tuoyan Analytical Technology Co., Ltd., Guangzhou, China | EPMA: accelerating voltage of 20 kV, a probe current of 20 nA, and a 5 μm beam. The peak counting time was 10 s for major elements (Zn, S, Fe), and 50 s for other minor elements (Cd, Ga, Ge, In, Au, and Ag). The background counting time was half of the peak counting time on the high- and low-energy background positions. Analytical results were reduced using the ZAF correction routines. LA-ICP-MS mapping: beam size of 15 μm and a repetition rate of 10 Hz. The depth of ablation during mapping was around 5 μm. | sphalerite for S and Zn, marcasite for Fe, cadmium for Cd, gallium phosphide for Ga, germanium for Ge, indium phosphide for In, gold for Au, and silver for Ag | 37.4999 | [19 empty] | 1152.2197 | [11 empty] | 854.2243 | [9 empty] | 21766.6063 |  | 9.8289 | [7 empty] | 151.7466 |  |  |  | 0.36081 | [13 empty] | 50.6977 | [15 empty] | 19.7875 | [15 empty] | 153869.611 |  | 14.1686 | [42 empty] | 2024 | Wu, Y., Zheng, Y., Yu, P., Chen, X., Guo, L., Long, L., Hu, Z., Huang, Y., Chen, M., Lu, J., Ouyang, S., Chen, S. (2024). The world-class carbonate-hosted Fankou Zn-Pb deposit in China. Part III. Critical metal Ga is enriched in late stage and low temperature sphalerite. Ore Geology Reviews, 166, 105928. |  | CHN | Guangdong
| Fankou |  | Basin hydrothermal | Mississippi Valley-type (MVT) | MVT zinc-lead | Zn, Pb | Ga | Zn, Pb, Ga | Wu et al., 2024 |  | 625-18-2-1-1 | 625-18-2-1-1 | underground mine |  |  |  |  | ore material | polished section | grab | mineral separate | [5 empty] | mineralisation | Sp1a, Sp1b, Sp2 | sphalerite |  | sphalerite | Sp1a (early replacement-infilling stage, core), Sp1b (early replacement-infilling stage, rim), Sp2 (late replacement-infilling stage) | euhedral-subhedral coarse-grained; anhedral grains | massive, banded, disseminated; core-rim texture; sector zoning; rhythm bands |  |  |  | pyrite, chalcopyrite, galena, dolomite, calcite, arsenopyrite, freibergite, pyrargyrite, argentite, goethite, ferrohydrite, anglesite, zincosite | polished into thin sections and polished mounts | LA-ICPMS | JEOL JXA-i SP100 electron probe micro-analyzer; NWR 193 nm Ar F Excimer laser-ablation system coupled to an iCAP RQ (ICPMS) | Laboratory of Marine Element and Isotope Facilities in Southern Marine Science and Engineering Guangdong Laboratory (Zhuhai, China); Guangzhou Tuoyan Analytical Technology Co., Ltd., Guangzhou, China | EPMA: accelerating voltage of 20 kV, a probe current of 20 nA, and a 5 μm beam. The peak counting time was 10 s for major elements (Zn, S, Fe), and 50 s for other minor elements (Cd, Ga, Ge, In, Au, and Ag). The background counting time was half of the peak counting time on the high- and low-energy background positions. Analytical results were reduced using the ZAF correction routines. LA-ICP-MS mapping: beam size of 15 μm and a repetition rate of 10 Hz. The depth of ablation during mapping was around 5 μm. | sphalerite for S and Zn, marcasite for Fe, cadmium for Cd, gallium phosphide for Ga, germanium for Ge, indium phosphide for In, gold for Au, and silver for Ag | 38.5278 | [19 empty] | 2036.7781 | [11 empty] | 327.4104 | [9 empty] | 75648.515 |  | 5.5561 |  |  |  | 0.80414 |  |  |  | 88.9298 |  |  |  | 0.032946 | [13 empty] | 331.9717 | [15 empty] | 23.2065 | [15 empty] | 164716.7084 |  | 12.1887 | [42 empty] | 2024 | Wu, Y., Zheng, Y., Yu, P., Chen, X., Guo, L., Long, L., Hu, Z., Huang, Y., Chen, M., Lu, J., Ouyang, S., Chen, S. (2024). The world-class carbonate-hosted Fankou Zn-Pb deposit in China. Part III. Critical metal Ga is enriched in late stage and low temperature sphalerite. Ore Geology Reviews, 166, 105928. |  | CHN | Guangdong
| Fankou |  | Basin hydrothermal | Mississippi Valley-type (MVT) | MVT zinc-lead | Zn, Pb | Ga | Zn, Pb, Ga | Wu et al., 2024 |  | 625-18-2-2-1 | 625-18-2-2-1 | underground mine |  |  |  |  | ore material | polished section | grab | mineral separate | [5 empty] | mineralisation | Sp1a, Sp1b, Sp2 | sphalerite |  | sphalerite | Sp1a (early replacement-infilling stage, core), Sp1b (early replacement-infilling stage, rim), Sp2 (late replacement-infilling stage) | euhedral-subhedral coarse-grained; anhedral grains | massive, banded, disseminated; core-rim texture; sector zoning; rhythm bands |  |  |  | pyrite, chalcopyrite, galena, dolomite, calcite, arsenopyrite, freibergite, pyrargyrite, argentite, goethite, ferrohydrite, anglesite, zincosite | polished into thin sections and polished mounts | LA-ICPMS | JEOL JXA-i SP100 electron probe micro-analyzer; NWR 193 nm Ar F Excimer laser-ablation system coupled to an iCAP RQ (ICPMS) | Laboratory of Marine Element and Isotope Facilities in Southern Marine Science and Engineering Guangdong Laboratory (Zhuhai, China); Guangzhou Tuoyan Analytical Technology Co., Ltd., Guangzhou, China | EPMA: accelerating voltage of 20 kV, a probe current of 20 nA, and a 5 μm beam. The peak counting time was 10 s for major elements (Zn, S, Fe), and 50 s for other minor elements (Cd, Ga, Ge, In, Au, and Ag). The background counting time was half of the peak counting time on the high- and low-energy background positions. Analytical results were reduced using the ZAF correction routines. LA-ICP-MS mapping: beam size of 15 μm and a repetition rate of 10 Hz. The depth of ablation during mapping was around 5 μm. | sphalerite for S and Zn, marcasite for Fe, cadmium for Cd, gallium phosphide for Ga, germanium for Ge, indium phosphide for In, gold for Au, and silver for Ag | 106.3611 | [19 empty] | 1201.4545 | [11 empty] | 942.5654 | [9 empty] | 10307.2462 |  | 647.2219 |  |  |  | 3.5356 |  |  |  | 183.9157 |  |  |  | 9.063 | [13 empty] | 364.34 | [15 empty] | 81.5151 | [15 empty] | 151137.4302 |  | 20.0071 | [42 empty] | 2024 | Wu, Y., Zheng, Y., Yu, P., Chen, X., Guo, L., Long, L., Hu, Z., Huang, Y., Chen, M., Lu, J., Ouyang, S., Chen, S. (2024). The world-class carbonate-hosted Fankou Zn-Pb deposit in China. Part III. Critical metal Ga is enriched in late stage and low temperature sphalerite. Ore Geology Reviews, 166, 105928. |  | CHN | Guangdong
| Fankou |  | Basin hydrothermal | Mississippi Valley-type (MVT) | MVT zinc-lead | Zn, Pb | Ga | Zn, Pb, Ga | Wu et al., 2024 |  | 710-77-1-1-3 | 710-77-1-1-3 | underground mine |  |  |  |  | ore material | polished section | grab | mineral separate | [5 empty] | mineralisation | Sp1a, Sp1b, Sp2 | sphalerite |  | sphalerite | Sp1a (early replacement-infilling stage, core), Sp1b (early replacement-infilling stage, rim), Sp2 (late replacement-infilling stage) | euhedral-subhedral coarse-grained; anhedral grains | massive, banded, disseminated; core-rim texture; sector zoning; rhythm bands |  |  |  | pyrite, chalcopyrite, galena, dolomite, calcite, arsenopyrite, freibergite, pyrargyrite, argentite, goethite, ferrohydrite, anglesite, zincosite | polished into thin sections and polished mounts | LA-ICPMS | JEOL JXA-i SP100 electron probe micro-analyzer; NWR 193 nm Ar F Excimer laser-ablation system coupled to an iCAP RQ (ICPMS) | Laboratory of Marine Element and Isotope Facilities in Southern Marine Science and Engineering Guangdong Laboratory (Zhuhai, China); Guangzhou Tuoyan Analytical Technology Co., Ltd., Guangzhou, China | EPMA: accelerating voltage of 20 kV, a probe current of 20 nA, and a 5 μm beam. The peak counting time was 10 s for major elements (Zn, S, Fe), and 50 s for other minor elements (Cd, Ga, Ge, In, Au, and Ag). The background counting time was half of the peak counting time on the high- and low-energy background positions. Analytical results were reduced using the ZAF correction routines. LA-ICP-MS mapping: beam size of 15 μm and a repetition rate of 10 Hz. The depth of ablation during mapping was around 5 μm. | sphalerite for S and Zn, marcasite for Fe, cadmium for Cd, gallium phosphide for Ga, germanium for Ge, indium phosphide for In, gold for Au, and silver for Ag | 42.2836 | [19 empty] | 1086.7269 | [11 empty] | 7442.6364 | [9 empty] | 16339.6824 |  | 1.3048 | [7 empty] | 148.2446 |  |  |  | 10.4056 | [13 empty] | 48.164 | [15 empty] | 35.1932 | [15 empty] | 156710.1843 |  | 13.421 | [42 empty] | 2024 | Wu, Y., Zheng, Y., Yu, P., Chen, X., Guo, L., Long, L., Hu, Z., Huang, Y., Chen, M., Lu, J., Ouyang, S., Chen, S. (2024). The world-class carbonate-hosted Fankou Zn-Pb deposit in China. Part III. Critical metal Ga is enriched in late stage and low temperature sphalerite. Ore Geology Reviews, 166, 105928. |  | CHN | Guangdong
| Fankou |  | Basin hydrothermal | Mississippi Valley-type (MVT) | MVT zinc-lead | Zn, Pb | Ga | Zn, Pb, Ga | Wu et al., 2024 |  | 710-77-1-2-1 | 710-77-1-2-1 | underground mine |  |  |  |  | ore material | polished section | grab | mineral separate | [5 empty] | mineralisation | Sp1a, Sp1b, Sp2 | sphalerite |  | sphalerite | Sp1a (early replacement-infilling stage, core), Sp1b (early replacement-infilling stage, rim), Sp2 (late replacement-infilling stage) | euhedral-subhedral coarse-grained; anhedral grains | massive, banded, disseminated; core-rim texture; sector zoning; rhythm bands |  |  |  | pyrite, chalcopyrite, galena, dolomite, calcite, arsenopyrite, freibergite, pyrargyrite, argentite, goethite, ferrohydrite, anglesite, zincosite | polished into thin sections and polished mounts | LA-ICPMS | JEOL JXA-i SP100 electron probe micro-analyzer; NWR 193 nm Ar F Excimer laser-ablation system coupled to an iCAP RQ (ICPMS) | Laboratory of Marine Element and Isotope Facilities in Southern Marine Science and Engineering Guangdong Laboratory (Zhuhai, China); Guangzhou Tuoyan Analytical Technology Co., Ltd., Guangzhou, China | EPMA: accelerating voltage of 20 kV, a probe current of 20 nA, and a 5 μm beam. The peak counting time was 10 s for major elements (Zn, S, Fe), and 50 s for other minor elements (Cd, Ga, Ge, In, Au, and Ag). The background counting time was half of the peak counting time on the high- and low-energy background positions. Analytical results were reduced using the ZAF correction routines. LA-ICP-MS mapping: beam size of 15 μm and a repetition rate of 10 Hz. The depth of ablation during mapping was around 5 μm. | sphalerite for S and Zn, marcasite for Fe, cadmium for Cd, gallium phosphide for Ga, germanium for Ge, indium phosphide for In, gold for Au, and silver for Ag | 23.3895 | [19 empty] | 1180.6502 | [11 empty] | 1773.4604 | [9 empty] | 21829.2243 |  | 0.11139 | [7 empty] | 148.0671 |  |  |  | 0.027817 | [13 empty] | 46.5275 | [15 empty] | 18.7642 | [15 empty] | 155840.2167 |  | 3.8545 | [42 empty] | 2024 | Wu, Y., Zheng, Y., Yu, P., Chen, X., Guo, L., Long, L., Hu, Z., Huang, Y., Chen, M., Lu, J., Ouyang, S., Chen, S. (2024). The world-class carbonate-hosted Fankou Zn-Pb deposit in China. Part III. Critical metal Ga is enriched in late stage and low temperature sphalerite. Ore Geology Reviews, 166, 105928. |  | CHN | Guangdong
| Fankou |  | Basin hydrothermal | Mississippi Valley-type (MVT) | MVT zinc-lead | Zn, Pb | Ga | Zn, Pb, Ga | Wu et al., 2024 |  | 710-77-1-2-2 | 710-77-1-2-2 | underground mine |  |  |  |  | ore material | polished section | grab | mineral separate | [5 empty] | mineralisation | Sp1a, Sp1b, Sp2 | sphalerite |  | sphalerite | Sp1a (early replacement-infilling stage, core), Sp1b (early replacement-infilling stage, rim), Sp2 (late replacement-infilling stage) | euhedral-subhedral coarse-grained; anhedral grains | massive, banded, disseminated; core-rim texture; sector zoning; rhythm bands |  |  |  | pyrite, chalcopyrite, galena, dolomite, calcite, arsenopyrite, freibergite, pyrargyrite, argentite, goethite, ferrohydrite, anglesite, zincosite | polished into thin sections and polished mounts | LA-ICPMS | JEOL JXA-i SP100 electron probe micro-analyzer; NWR 193 nm Ar F Excimer laser-ablation system coupled to an iCAP RQ (ICPMS) | Laboratory of Marine Element and Isotope Facilities in Southern Marine Science and Engineering Guangdong Laboratory (Zhuhai, China); Guangzhou Tuoyan Analytical Technology Co., Ltd., Guangzhou, China | EPMA: accelerating voltage of 20 kV, a probe current of 20 nA, and a 5 μm beam. The peak counting time was 10 s for major elements (Zn, S, Fe), and 50 s for other minor elements (Cd, Ga, Ge, In, Au, and Ag). The background counting time was half of the peak counting time on the high- and low-energy background positions. Analytical results were reduced using the ZAF correction routines. LA-ICP-MS mapping: beam size of 15 μm and a repetition rate of 10 Hz. The depth of ablation during mapping was around 5 μm. | sphalerite for S and Zn, marcasite for Fe, cadmium for Cd, gallium phosphide for Ga, germanium for Ge, indium phosphide for In, gold for Au, and silver for Ag | 18.5205 | [19 empty] | 1190.7413 | [11 empty] | 54.1119 | [9 empty] | 21764.2311 |  | 0.18061 | [7 empty] | 146.6192 |  |  |  | 0.024022 | [13 empty] | 44.5215 | [15 empty] | 11.2647 | [15 empty] | 154786.6415 |  | 3.4841 | [42 empty] | 2024 | Wu, Y., Zheng, Y., Yu, P., Chen, X., Guo, L., Long, L., Hu, Z., Huang, Y., Chen, M., Lu, J., Ouyang, S., Chen, S. (2024). The world-class carbonate-hosted Fankou Zn-Pb deposit in China. Part III. Critical metal Ga is enriched in late stage and low temperature sphalerite. Ore Geology Reviews, 166, 105928. |  | CHN | Guangdong
| Fankou |  | Basin hydrothermal | Mississippi Valley-type (MVT) | MVT zinc-lead | Zn, Pb | Ga | Zn, Pb, Ga | Wu et al., 2024 |  | 710-77-2-1-4 | 710-77-2-1-4 | underground mine |  |  |  |  | ore material | polished section | grab | mineral separate | [5 empty] | mineralisation | Sp1a, Sp1b, Sp2 | sphalerite |  | sphalerite | Sp1a (early replacement-infilling stage, core), Sp1b (early replacement-infilling stage, rim), Sp2 (late replacement-infilling stage) | euhedral-subhedral coarse-grained; anhedral grains | massive, banded, disseminated; core-rim texture; sector zoning; rhythm bands |  |  |  | pyrite, chalcopyrite, galena, dolomite, calcite, arsenopyrite, freibergite, pyrargyrite, argentite, goethite, ferrohydrite, anglesite, zincosite | polished into thin sections and polished mounts | LA-ICPMS | JEOL JXA-i SP100 electron probe micro-analyzer; NWR 193 nm Ar F Excimer laser-ablation system coupled to an iCAP RQ (ICPMS) | Laboratory of Marine Element and Isotope Facilities in Southern Marine Science and Engineering Guangdong Laboratory (Zhuhai, China); Guangzhou Tuoyan Analytical Technology Co., Ltd., Guangzhou, China | EPMA: accelerating voltage of 20 kV, a probe current of 20 nA, and a 5 μm beam. The peak counting time was 10 s for major elements (Zn, S, Fe), and 50 s for other minor elements (Cd, Ga, Ge, In, Au, and Ag). The background counting time was half of the peak counting time on the high- and low-energy background positions. Analytical results were reduced using the ZAF correction routines. LA-ICP-MS mapping: beam size of 15 μm and a repetition rate of 10 Hz. The depth of ablation during mapping was around 5 μm. | sphalerite for S and Zn, marcasite for Fe, cadmium for Cd, gallium phosphide for Ga, germanium for Ge, indium phosphide for In, gold for Au, and silver for Ag | 38.8066 | [19 empty] | 2266.8498 | [11 empty] | 448.5667 | [9 empty] | 4492.9275 |  | 447.4139 |  |  |  | 4.0215 |  |  |  | 401.7449 |  |  |  | 0.38754 | [13 empty] | 590.6324 | [15 empty] | 24.2317 | [15 empty] | 169708.5493 |  | 9.1962 | [42 empty] | 2024 | Wu, Y., Zheng, Y., Yu, P., Chen, X., Guo, L., Long, L., Hu, Z., Huang, Y., Chen, M., Lu, J., Ouyang, S., Chen, S. (2024). The world-class carbonate-hosted Fankou Zn-Pb deposit in China. Part III. Critical metal Ga is enriched in late stage and low temperature sphalerite. Ore Geology Reviews, 166, 105928. |  | CHN | Guangdong
| Fankou |  | Basin hydrothermal | Mississippi Valley-type (MVT) | MVT zinc-lead | Zn, Pb | Ga | Zn, Pb, Ga | Wu et al., 2024 |  | 710-77-2-2-4 | 710-77-2-2-4 | underground mine |  |  |  |  | ore material | polished section | grab | mineral separate | [5 empty] | mineralisation | Sp1a, Sp1b, Sp2 | sphalerite |  | sphalerite | Sp1a (early replacement-infilling stage, core), Sp1b (early replacement-infilling stage, rim), Sp2 (late replacement-infilling stage) | euhedral-subhedral coarse-grained; anhedral grains | massive, banded, disseminated; core-rim texture; sector zoning; rhythm bands |  |  |  | pyrite, chalcopyrite, galena, dolomite, calcite, arsenopyrite, freibergite, pyrargyrite, argentite, goethite, ferrohydrite, anglesite, zincosite | polished into thin sections and polished mounts | LA-ICPMS | JEOL JXA-i SP100 electron probe micro-analyzer; NWR 193 nm Ar F Excimer laser-ablation system coupled to an iCAP RQ (ICPMS) | Laboratory of Marine Element and Isotope Facilities in Southern Marine Science and Engineering Guangdong Laboratory (Zhuhai, China); Guangzhou Tuoyan Analytical Technology Co., Ltd., Guangzhou, China | EPMA: accelerating voltage of 20 kV, a probe current of 20 nA, and a 5 μm beam. The peak counting time was 10 s for major elements (Zn, S, Fe), and 50 s for other minor elements (Cd, Ga, Ge, In, Au, and Ag). The background counting time was half of the peak counting time on the high- and low-energy background positions. Analytical results were reduced using the ZAF correction routines. LA-ICP-MS mapping: beam size of 15 μm and a repetition rate of 10 Hz. The depth of ablation during mapping was around 5 μm. | sphalerite for S and Zn, marcasite for Fe, cadmium for Cd, gallium phosphide for Ga, germanium for Ge, indium phosphide for In, gold for Au, and silver for Ag | 85.9438 | [19 empty] | 1491.9128 | [11 empty] | 266.7294 | [9 empty] | 33601.4166 |  | 234.8503 |  |  |  | 1.3141 |  |  |  | 206.1233 |  |  |  | 20.0116 | [13 empty] | 102.7793 | [15 empty] | 79.0283 | [15 empty] | 167189.4401 |  | 4.0293 | [42 empty] | 2024 | Wu, Y., Zheng, Y., Yu, P., Chen, X., Guo, L., Long, L., Hu, Z., Huang, Y., Chen, M., Lu, J., Ouyang, S., Chen, S. (2024). The world-class carbonate-hosted Fankou Zn-Pb deposit in China. Part III. Critical metal Ga is enriched in late stage and low temperature sphalerite. Ore Geology Reviews, 166, 105928. |  | CHN | Guangdong
| Fankou |  | Basin hydrothermal | Mississippi Valley-type (MVT) | MVT zinc-lead | Zn, Pb | Ga | Zn, Pb, Ga | Wu et al., 2024 |  | 80-2-1-1-5 | 80-2-1-1-5 | underground mine |  |  |  |  | ore material | polished section | grab | mineral separate | [5 empty] | mineralisation | Sp1a, Sp1b, Sp2 | sphalerite |  | sphalerite | Sp1a (early replacement-infilling stage, core), Sp1b (early replacement-infilling stage, rim), Sp2 (late replacement-infilling stage) | euhedral-subhedral coarse-grained; anhedral grains | massive, banded, disseminated; core-rim texture; sector zoning; rhythm bands |  |  |  | pyrite, chalcopyrite, galena, dolomite, calcite, arsenopyrite, freibergite, pyrargyrite, argentite, goethite, ferrohydrite, anglesite, zincosite | polished into thin sections and polished mounts | LA-ICPMS | JEOL JXA-i SP100 electron probe micro-analyzer; NWR 193 nm Ar F Excimer laser-ablation system coupled to an iCAP RQ (ICPMS) | Laboratory of Marine Element and Isotope Facilities in Southern Marine Science and Engineering Guangdong Laboratory (Zhuhai, China); Guangzhou Tuoyan Analytical Technology Co., Ltd., Guangzhou, China | EPMA: accelerating voltage of 20 kV, a probe current of 20 nA, and a 5 μm beam. The peak counting time was 10 s for major elements (Zn, S, Fe), and 50 s for other minor elements (Cd, Ga, Ge, In, Au, and Ag). The background counting time was half of the peak counting time on the high- and low-energy background positions. Analytical results were reduced using the ZAF correction routines. LA-ICP-MS mapping: beam size of 15 μm and a repetition rate of 10 Hz. The depth of ablation during mapping was around 5 μm. | sphalerite for S and Zn, marcasite for Fe, cadmium for Cd, gallium phosphide for Ga, germanium for Ge, indium phosphide for In, gold for Au, and silver for Ag | 120.7805 | [19 empty] | 1738.6632 | [11 empty] | 2027.5112 | [9 empty] | 12629.7607 |  | 130.2678 |  |  |  | 777.3928 |  |  |  | 162.4651 |  |  |  | 0.22855 | [13 empty] | 189.4113 | [15 empty] | 100.8382 | [15 empty] | 149623.5117 |  | 72.4509 | [42 empty] | 2024 | Wu, Y., Zheng, Y., Yu, P., Chen, X., Guo, L., Long, L., Hu, Z., Huang, Y., Chen, M., Lu, J., Ouyang, S., Chen, S. (2024). The world-class carbonate-hosted Fankou Zn-Pb deposit in China. Part III. Critical metal Ga is enriched in late stage and low temperature sphalerite. Ore Geology Reviews, 166, 105928. |  | CHN | Guangdong
| Fankou |  | Basin hydrothermal | Mississippi Valley-type (MVT) | MVT zinc-lead | Zn, Pb | Ga | Zn, Pb, Ga | Wu et al., 2024 |  | 80-2-1-2-3 | 80-2-1-2-3 | underground mine |  |  |  |  | ore material | polished section | grab | mineral separate | [5 empty] | mineralisation | Sp1a, Sp1b, Sp2 | sphalerite |  | sphalerite | Sp1a (early replacement-infilling stage, core), Sp1b (early replacement-infilling stage, rim), Sp2 (late replacement-infilling stage) | euhedral-subhedral coarse-grained; anhedral grains | massive, banded, disseminated; core-rim texture; sector zoning; rhythm bands |  |  |  | pyrite, chalcopyrite, galena, dolomite, calcite, arsenopyrite, freibergite, pyrargyrite, argentite, goethite, ferrohydrite, anglesite, zincosite | polished into thin sections and polished mounts | LA-ICPMS | JEOL JXA-i SP100 electron probe micro-analyzer; NWR 193 nm Ar F Excimer laser-ablation system coupled to an iCAP RQ (ICPMS) | Laboratory of Marine Element and Isotope Facilities in Southern Marine Science and Engineering Guangdong Laboratory (Zhuhai, China); Guangzhou Tuoyan Analytical Technology Co., Ltd., Guangzhou, China | EPMA: accelerating voltage of 20 kV, a probe current of 20 nA, and a 5 μm beam. The peak counting time was 10 s for major elements (Zn, S, Fe), and 50 s for other minor elements (Cd, Ga, Ge, In, Au, and Ag). The background counting time was half of the peak counting time on the high- and low-energy background positions. Analytical results were reduced using the ZAF correction routines. LA-ICP-MS mapping: beam size of 15 μm and a repetition rate of 10 Hz. The depth of ablation during mapping was around 5 μm. | sphalerite for S and Zn, marcasite for Fe, cadmium for Cd, gallium phosphide for Ga, germanium for Ge, indium phosphide for In, gold for Au, and silver for Ag | 44.5917 | [19 empty] | 1509.3805 | [11 empty] | 489.6816 | [9 empty] | 13076.6679 |  | 61.6421 |  |  |  | 169.2798 |  |  |  | 153.9473 |  |  |  | 0.22566 | [13 empty] | 131.4931 | [15 empty] | 50.9087 | [15 empty] | 153828.987 |  | 8.3427 | [42 empty] | 2024 | Wu, Y., Zheng, Y., Yu, P., Chen, X., Guo, L., Long, L., Hu, Z., Huang, Y., Chen, M., Lu, J., Ouyang, S., Chen, S. (2024). The world-class carbonate-hosted Fankou Zn-Pb deposit in China. Part III. Critical metal Ga is enriched in late stage and low temperature sphalerite. Ore Geology Reviews, 166, 105928. |  | CHN | Guangdong
| Fankou |  | Basin hydrothermal | Mississippi Valley-type (MVT) | MVT zinc-lead | Zn, Pb | Ga | Zn, Pb, Ga | Wu et al., 2024 |  | 80-2-1-2-4 | 80-2-1-2-4 | underground mine |  |  |  |  | ore material | polished section | grab | mineral separate | [5 empty] | mineralisation | Sp1a, Sp1b, Sp2 | sphalerite |  | sphalerite | Sp1a (early replacement-infilling stage, core), Sp1b (early replacement-infilling stage, rim), Sp2 (late replacement-infilling stage) | euhedral-subhedral coarse-grained; anhedral grains | massive, banded, disseminated; core-rim texture; sector zoning; rhythm bands |  |  |  | pyrite, chalcopyrite, galena, dolomite, calcite, arsenopyrite, freibergite, pyrargyrite, argentite, goethite, ferrohydrite, anglesite, zincosite | polished into thin sections and polished mounts | LA-ICPMS | JEOL JXA-i SP100 electron probe micro-analyzer; NWR 193 nm Ar F Excimer laser-ablation system coupled to an iCAP RQ (ICPMS) | Laboratory of Marine Element and Isotope Facilities in Southern Marine Science and Engineering Guangdong Laboratory (Zhuhai, China); Guangzhou Tuoyan Analytical Technology Co., Ltd., Guangzhou, China | EPMA: accelerating voltage of 20 kV, a probe current of 20 nA, and a 5 μm beam. The peak counting time was 10 s for major elements (Zn, S, Fe), and 50 s for other minor elements (Cd, Ga, Ge, In, Au, and Ag). The background counting time was half of the peak counting time on the high- and low-energy background positions. Analytical results were reduced using the ZAF correction routines. LA-ICP-MS mapping: beam size of 15 μm and a repetition rate of 10 Hz. The depth of ablation during mapping was around 5 μm. | sphalerite for S and Zn, marcasite for Fe, cadmium for Cd, gallium phosphide for Ga, germanium for Ge, indium phosphide for In, gold for Au, and silver for Ag | 54.2338 | [19 empty] | 1432.6305 | [11 empty] | 90.8804 | [9 empty] | 16235.6713 |  | 41.2618 |  |  |  | 6.3392 |  |  |  | 160.9356 |  |  |  | 0.38565 | [13 empty] | 134.4621 | [15 empty] | 76.7136 | [15 empty] | 156512.348 |  | 23.9389 | [42 empty] | 2024 | Wu, Y., Zheng, Y., Yu, P., Chen, X., Guo, L., Long, L., Hu, Z., Huang, Y., Chen, M., Lu, J., Ouyang, S., Chen, S. (2024). The world-class carbonate-hosted Fankou Zn-Pb deposit in China. Part III. Critical metal Ga is enriched in late stage and low temperature sphalerite. Ore Geology Reviews, 166, 105928. |  | CHN | Guangdong
| Fankou |  | Basin hydrothermal | Mississippi Valley-type (MVT) | MVT zinc-lead | Zn, Pb | Ga | Zn, Pb, Ga | Wu et al., 2024 |  | 80-2-1-2-5 | 80-2-1-2-5 | underground mine |  |  |  |  | ore material | polished section | grab | mineral separate | [5 empty] | mineralisation | Sp1a, Sp1b, Sp2 | sphalerite |  | sphalerite | Sp1a (early replacement-infilling stage, core), Sp1b (early replacement-infilling stage, rim), Sp2 (late replacement-infilling stage) | euhedral-subhedral coarse-grained; anhedral grains | massive, banded, disseminated; core-rim texture; sector zoning; rhythm bands |  |  |  | pyrite, chalcopyrite, galena, dolomite, calcite, arsenopyrite, freibergite, pyrargyrite, argentite, goethite, ferrohydrite, anglesite, zincosite | polished into thin sections and polished mounts | LA-ICPMS | JEOL JXA-i SP100 electron probe micro-analyzer; NWR 193 nm Ar F Excimer laser-ablation system coupled to an iCAP RQ (ICPMS) | Laboratory of Marine Element and Isotope Facilities in Southern Marine Science and Engineering Guangdong Laboratory (Zhuhai, China); Guangzhou Tuoyan Analytical Technology Co., Ltd., Guangzhou, China | EPMA: accelerating voltage of 20 kV, a probe current of 20 nA, and a 5 μm beam. The peak counting time was 10 s for major elements (Zn, S, Fe), and 50 s for other minor elements (Cd, Ga, Ge, In, Au, and Ag). The background counting time was half of the peak counting time on the high- and low-energy background positions. Analytical results were reduced using the ZAF correction routines. LA-ICP-MS mapping: beam size of 15 μm and a repetition rate of 10 Hz. The depth of ablation during mapping was around 5 μm. | sphalerite for S and Zn, marcasite for Fe, cadmium for Cd, gallium phosphide for Ga, germanium for Ge, indium phosphide for In, gold for Au, and silver for Ag | 51.1563 | [19 empty] | 1639.395 | [11 empty] | 807.2023 | [9 empty] | 22233.5853 |  | 127.3721 |  |  |  | 295.4762 |  |  |  | 172.588 |  |  |  | 0.13977 | [13 empty] | 159.0664 | [15 empty] | 82.7529 | [15 empty] | 158931.6811 |  | 24.1926 | [42 empty] | 2024 | Wu, Y., Zheng, Y., Yu, P., Chen, X., Guo, L., Long, L., Hu, Z., Huang, Y., Chen, M., Lu, J., Ouyang, S., Chen, S. (2024). The world-class carbonate-hosted Fankou Zn-Pb deposit in China. Part III. Critical metal Ga is enriched in late stage and low temperature sphalerite. Ore Geology Reviews, 166, 105928. |  | CHN | Guangdong
| Fankou |  | Basin hydrothermal | Mississippi Valley-type (MVT) | MVT zinc-lead | Zn, Pb | Ga | Zn, Pb, Ga | Wu et al., 2024 |  | Sp2 n=32-1 | Sp2 n=32-1 | underground mine |  |  |  |  | ore material | polished section | grab | mineral separate | [5 empty] | mineralisation | Sp1a, Sp1b, Sp2 | sphalerite |  | sphalerite | Sp1a (early replacement-infilling stage, core), Sp1b (early replacement-infilling stage, rim), Sp2 (late replacement-infilling stage) | euhedral-subhedral coarse-grained; anhedral grains | massive, banded, disseminated; core-rim texture; sector zoning; rhythm bands |  |  |  | pyrite, chalcopyrite, galena, dolomite, calcite, arsenopyrite, freibergite, pyrargyrite, argentite, goethite, ferrohydrite, anglesite, zincosite | polished into thin sections and polished mounts | LA-ICPMS | JEOL JXA-i SP100 electron probe micro-analyzer; NWR 193 nm Ar F Excimer laser-ablation system coupled to an iCAP RQ (ICPMS) | Laboratory of Marine Element and Isotope Facilities in Southern Marine Science and Engineering Guangdong Laboratory (Zhuhai, China); Guangzhou Tuoyan Analytical Technology Co., Ltd., Guangzhou, China | EPMA: accelerating voltage of 20 kV, a probe current of 20 nA, and a 5 μm beam. The peak counting time was 10 s for major elements (Zn, S, Fe), and 50 s for other minor elements (Cd, Ga, Ge, In, Au, and Ag). The background counting time was half of the peak counting time on the high- and low-energy background positions. Analytical results were reduced using the ZAF correction routines. LA-ICP-MS mapping: beam size of 15 μm and a repetition rate of 10 Hz. The depth of ablation during mapping was around 5 μm. | sphalerite for S and Zn, marcasite for Fe, cadmium for Cd, gallium phosphide for Ga, germanium for Ge, indium phosphide for In, gold for Au, and silver for Ag | [147 empty] | 2024 | Wu, Y., Zheng, Y., Yu, P., Chen, X., Guo, L., Long, L., Hu, Z., Huang, Y., Chen, M., Lu, J., Ouyang, S., Chen, S. (2024). The world-class carbonate-hosted Fankou Zn-Pb deposit in China. Part III. Critical metal Ga is enriched in late stage and low temperature sphalerite. Ore Geology Reviews, 166, 105928. |  | CHN | Guangdong
| Fankou |  | Basin hydrothermal | Mississippi Valley-type (MVT) | MVT zinc-lead | Zn, Pb | Ga | Zn, Pb, Ga | Wu et al., 2024 |  | 160-115-1-1-3 | 160-115-1-1-3 | underground mine |  |  |  |  | ore material | polished section | grab | mineral separate | [5 empty] | mineralisation | Sp1a, Sp1b, Sp2 | sphalerite |  | sphalerite | Sp1a (early replacement-infilling stage, core), Sp1b (early replacement-infilling stage, rim), Sp2 (late replacement-infilling stage) | euhedral-subhedral coarse-grained; anhedral grains | massive, banded, disseminated; core-rim texture; sector zoning; rhythm bands |  |  |  | pyrite, chalcopyrite, galena, dolomite, calcite, arsenopyrite, freibergite, pyrargyrite, argentite, goethite, ferrohydrite, anglesite, zincosite | polished into thin sections and polished mounts | LA-ICPMS | JEOL JXA-i SP100 electron probe micro-analyzer; NWR 193 nm Ar F Excimer laser-ablation system coupled to an iCAP RQ (ICPMS) | Laboratory of Marine Element and Isotope Facilities in Southern Marine Science and Engineering Guangdong Laboratory (Zhuhai, China); Guangzhou Tuoyan Analytical Technology Co., Ltd., Guangzhou, China | EPMA: accelerating voltage of 20 kV, a probe current of 20 nA, and a 5 μm beam. The peak counting time was 10 s for major elements (Zn, S, Fe), and 50 s for other minor elements (Cd, Ga, Ge, In, Au, and Ag). The background counting time was half of the peak counting time on the high- and low-energy background positions. Analytical results were reduced using the ZAF correction routines. LA-ICP-MS mapping: beam size of 15 μm and a repetition rate of 10 Hz. The depth of ablation during mapping was around 5 μm. | sphalerite for S and Zn, marcasite for Fe, cadmium for Cd, gallium phosphide for Ga, germanium for Ge, indium phosphide for In, gold for Au, and silver for Ag | 59.8366 | [19 empty] | 1364.0746 | [11 empty] | 657.1485 | [9 empty] | 10274.5454 |  | 463.8124 | [7 empty] | 748.7449 |  |  |  | 9.9841 | [13 empty] | 148.7658 | [15 empty] | 12.6846 | [15 empty] | 141582.1215 |  | 1.9268 | [42 empty] | 2024 | Wu, Y., Zheng, Y., Yu, P., Chen, X., Guo, L., Long, L., Hu, Z., Huang, Y., Chen, M., Lu, J., Ouyang, S., Chen, S. (2024). The world-class carbonate-hosted Fankou Zn-Pb deposit in China. Part III. Critical metal Ga is enriched in late stage and low temperature sphalerite. Ore Geology Reviews, 166, 105928. |  | CHN | Guangdong
| Fankou |  | Basin hydrothermal | Mississippi Valley-type (MVT) | MVT zinc-lead | Zn, Pb | Ga | Zn, Pb, Ga | Wu et al., 2024 |  | 160-117-1-1-4 | 160-117-1-1-4 | underground mine |  |  |  |  | ore material | polished section | grab | mineral separate | [5 empty] | mineralisation | Sp1a, Sp1b, Sp2 | sphalerite |  | sphalerite | Sp1a (early replacement-infilling stage, core), Sp1b (early replacement-infilling stage, rim), Sp2 (late replacement-infilling stage) | euhedral-subhedral coarse-grained; anhedral grains | massive, banded, disseminated; core-rim texture; sector zoning; rhythm bands |  |  |  | pyrite, chalcopyrite, galena, dolomite, calcite, arsenopyrite, freibergite, pyrargyrite, argentite, goethite, ferrohydrite, anglesite, zincosite | polished into thin sections and polished mounts | LA-ICPMS | JEOL JXA-i SP100 electron probe micro-analyzer; NWR 193 nm Ar F Excimer laser-ablation system coupled to an iCAP RQ (ICPMS) | Laboratory of Marine Element and Isotope Facilities in Southern Marine Science and Engineering Guangdong Laboratory (Zhuhai, China); Guangzhou Tuoyan Analytical Technology Co., Ltd., Guangzhou, China | EPMA: accelerating voltage of 20 kV, a probe current of 20 nA, and a 5 μm beam. The peak counting time was 10 s for major elements (Zn, S, Fe), and 50 s for other minor elements (Cd, Ga, Ge, In, Au, and Ag). The background counting time was half of the peak counting time on the high- and low-energy background positions. Analytical results were reduced using the ZAF correction routines. LA-ICP-MS mapping: beam size of 15 μm and a repetition rate of 10 Hz. The depth of ablation during mapping was around 5 μm. | sphalerite for S and Zn, marcasite for Fe, cadmium for Cd, gallium phosphide for Ga, germanium for Ge, indium phosphide for In, gold for Au, and silver for Ag | 77.7716 | [19 empty] | 1211.4824 | [11 empty] | 425.3864 | [9 empty] | 8235.2762 |  | 196.3296 |  |  |  | 7.9842 |  |  |  | 433.7114 |  |  |  | 1.497 | [13 empty] | 116.3466 | [15 empty] | 72.0434 | [15 empty] | 185416.0273 |  | 26.4368 | [42 empty] | 2024 | Wu, Y., Zheng, Y., Yu, P., Chen, X., Guo, L., Long, L., Hu, Z., Huang, Y., Chen, M., Lu, J., Ouyang, S., Chen, S. (2024). The world-class carbonate-hosted Fankou Zn-Pb deposit in China. Part III. Critical metal Ga is enriched in late stage and low temperature sphalerite. Ore Geology Reviews, 166, 105928. |  | CHN | Guangdong
| Fankou |  | Basin hydrothermal | Mississippi Valley-type (MVT) | MVT zinc-lead | Zn, Pb | Ga | Zn, Pb, Ga | Wu et al., 2024 |  | 160-117-1-1-5 | 160-117-1-1-5 | underground mine |  |  |  |  | ore material | polished section | grab | mineral separate | [5 empty] | mineralisation | Sp1a, Sp1b, Sp2 | sphalerite |  | sphalerite | Sp1a (early replacement-infilling stage, core), Sp1b (early replacement-infilling stage, rim), Sp2 (late replacement-infilling stage) | euhedral-subhedral coarse-grained; anhedral grains | massive, banded, disseminated; core-rim texture; sector zoning; rhythm bands |  |  |  | pyrite, chalcopyrite, galena, dolomite, calcite, arsenopyrite, freibergite, pyrargyrite, argentite, goethite, ferrohydrite, anglesite, zincosite | polished into thin sections and polished mounts | LA-ICPMS | JEOL JXA-i SP100 electron probe micro-analyzer; NWR 193 nm Ar F Excimer laser-ablation system coupled to an iCAP RQ (ICPMS) | Laboratory of Marine Element and Isotope Facilities in Southern Marine Science and Engineering Guangdong Laboratory (Zhuhai, China); Guangzhou Tuoyan Analytical Technology Co., Ltd., Guangzhou, China | EPMA: accelerating voltage of 20 kV, a probe current of 20 nA, and a 5 μm beam. The peak counting time was 10 s for major elements (Zn, S, Fe), and 50 s for other minor elements (Cd, Ga, Ge, In, Au, and Ag). The background counting time was half of the peak counting time on the high- and low-energy background positions. Analytical results were reduced using the ZAF correction routines. LA-ICP-MS mapping: beam size of 15 μm and a repetition rate of 10 Hz. The depth of ablation during mapping was around 5 μm. | sphalerite for S and Zn, marcasite for Fe, cadmium for Cd, gallium phosphide for Ga, germanium for Ge, indium phosphide for In, gold for Au, and silver for Ag | 65.0232 | [19 empty] | 1598.0564 | [11 empty] | 417.3811 | [9 empty] | 27595.6165 |  | 23.7017 |  |  |  | 44.426 |  |  |  | 365.5052 |  |  |  | 0.73531 | [13 empty] | 141.2236 | [15 empty] | 74.0957 | [15 empty] | 175445.079 |  | 63.9772 | [42 empty] | 2024 | Wu, Y., Zheng, Y., Yu, P., Chen, X., Guo, L., Long, L., Hu, Z., Huang, Y., Chen, M., Lu, J., Ouyang, S., Chen, S. (2024). The world-class carbonate-hosted Fankou Zn-Pb deposit in China. Part III. Critical metal Ga is enriched in late stage and low temperature sphalerite. Ore Geology Reviews, 166, 105928. |  | CHN | Guangdong
| Fankou |  | Basin hydrothermal | Mississippi Valley-type (MVT) | MVT zinc-lead | Zn, Pb | Ga | Zn, Pb, Ga | Wu et al., 2024 |  | 160-117-1-2-4 | 160-117-1-2-4 | underground mine |  |  |  |  | ore material | polished section | grab | mineral separate | [5 empty] | mineralisation | Sp1a, Sp1b, Sp2 | sphalerite |  | sphalerite | Sp1a (early replacement-infilling stage, core), Sp1b (early replacement-infilling stage, rim), Sp2 (late replacement-infilling stage) | euhedral-subhedral coarse-grained; anhedral grains | massive, banded, disseminated; core-rim texture; sector zoning; rhythm bands |  |  |  | pyrite, chalcopyrite, galena, dolomite, calcite, arsenopyrite, freibergite, pyrargyrite, argentite, goethite, ferrohydrite, anglesite, zincosite | polished into thin sections and polished mounts | LA-ICPMS | JEOL JXA-i SP100 electron probe micro-analyzer; NWR 193 nm Ar F Excimer laser-ablation system coupled to an iCAP RQ (ICPMS) | Laboratory of Marine Element and Isotope Facilities in Southern Marine Science and Engineering Guangdong Laboratory (Zhuhai, China); Guangzhou Tuoyan Analytical Technology Co., Ltd., Guangzhou, China | EPMA: accelerating voltage of 20 kV, a probe current of 20 nA, and a 5 μm beam. The peak counting time was 10 s for major elements (Zn, S, Fe), and 50 s for other minor elements (Cd, Ga, Ge, In, Au, and Ag). The background counting time was half of the peak counting time on the high- and low-energy background positions. Analytical results were reduced using the ZAF correction routines. LA-ICP-MS mapping: beam size of 15 μm and a repetition rate of 10 Hz. The depth of ablation during mapping was around 5 μm. | sphalerite for S and Zn, marcasite for Fe, cadmium for Cd, gallium phosphide for Ga, germanium for Ge, indium phosphide for In, gold for Au, and silver for Ag | 83.9554 | [19 empty] | 1162.7479 | [11 empty] | 651.3631 | [9 empty] | 6088.1805 |  | 401.2833 | [7 empty] | 565.8629 |  |  |  | 1.5604 | [13 empty] | 94.329 | [15 empty] | 70.1569 | [15 empty] | 164956.1404 |  | 14.6033 | [42 empty] | 2024 | Wu, Y., Zheng, Y., Yu, P., Chen, X., Guo, L., Long, L., Hu, Z., Huang, Y., Chen, M., Lu, J., Ouyang, S., Chen, S. (2024). The world-class carbonate-hosted Fankou Zn-Pb deposit in China. Part III. Critical metal Ga is enriched in late stage and low temperature sphalerite. Ore Geology Reviews, 166, 105928. |  | CHN | Guangdong
| Fankou |  | Basin hydrothermal | Mississippi Valley-type (MVT) | MVT zinc-lead | Zn, Pb | Ga | Zn, Pb, Ga | Wu et al., 2024 |  | 160-117-1-2-5 | 160-117-1-2-5 | underground mine |  |  |  |  | ore material | polished section | grab | mineral separate | [5 empty] | mineralisation | Sp1a, Sp1b, Sp2 | sphalerite |  | sphalerite | Sp1a (early replacement-infilling stage, core), Sp1b (early replacement-infilling stage, rim), Sp2 (late replacement-infilling stage) | euhedral-subhedral coarse-grained; anhedral grains | massive, banded, disseminated; core-rim texture; sector zoning; rhythm bands |  |  |  | pyrite, chalcopyrite, galena, dolomite, calcite, arsenopyrite, freibergite, pyrargyrite, argentite, goethite, ferrohydrite, anglesite, zincosite | polished into thin sections and polished mounts | LA-ICPMS | JEOL JXA-i SP100 electron probe micro-analyzer; NWR 193 nm Ar F Excimer laser-ablation system coupled to an iCAP RQ (ICPMS) | Laboratory of Marine Element and Isotope Facilities in Southern Marine Science and Engineering Guangdong Laboratory (Zhuhai, China); Guangzhou Tuoyan Analytical Technology Co., Ltd., Guangzhou, China | EPMA: accelerating voltage of 20 kV, a probe current of 20 nA, and a 5 μm beam. The peak counting time was 10 s for major elements (Zn, S, Fe), and 50 s for other minor elements (Cd, Ga, Ge, In, Au, and Ag). The background counting time was half of the peak counting time on the high- and low-energy background positions. Analytical results were reduced using the ZAF correction routines. LA-ICP-MS mapping: beam size of 15 μm and a repetition rate of 10 Hz. The depth of ablation during mapping was around 5 μm. | sphalerite for S and Zn, marcasite for Fe, cadmium for Cd, gallium phosphide for Ga, germanium for Ge, indium phosphide for In, gold for Au, and silver for Ag | 104.7478 | [19 empty] | 1304.8773 | [11 empty] | 415.4013 | [9 empty] | 8351.4463 |  | 160.9639 | [7 empty] | 681.1082 |  |  |  | 2.6636 | [13 empty] | 129.5755 | [15 empty] | 122.089 | [15 empty] | 160285.2836 |  | 59.4485 | [42 empty] | 2024 | Wu, Y., Zheng, Y., Yu, P., Chen, X., Guo, L., Long, L., Hu, Z., Huang, Y., Chen, M., Lu, J., Ouyang, S., Chen, S. (2024). The world-class carbonate-hosted Fankou Zn-Pb deposit in China. Part III. Critical metal Ga is enriched in late stage and low temperature sphalerite. Ore Geology Reviews, 166, 105928. |  | CHN | Guangdong
| Fankou |  | Basin hydrothermal | Mississippi Valley-type (MVT) | MVT zinc-lead | Zn, Pb | Ga | Zn, Pb, Ga | Wu et al., 2024 |  | 240-131-1-1-4 | 240-131-1-1-4 | underground mine |  |  |  |  | ore material | polished section | grab | mineral separate | [5 empty] | mineralisation | Sp1a, Sp1b, Sp2 | sphalerite |  | sphalerite | Sp1a (early replacement-infilling stage, core), Sp1b (early replacement-infilling stage, rim), Sp2 (late replacement-infilling stage) | euhedral-subhedral coarse-grained; anhedral grains | massive, banded, disseminated; core-rim texture; sector zoning; rhythm bands |  |  |  | pyrite, chalcopyrite, galena, dolomite, calcite, arsenopyrite, freibergite, pyrargyrite, argentite, goethite, ferrohydrite, anglesite, zincosite | polished into thin sections and polished mounts | LA-ICPMS | JEOL JXA-i SP100 electron probe micro-analyzer; NWR 193 nm Ar F Excimer laser-ablation system coupled to an iCAP RQ (ICPMS) | Laboratory of Marine Element and Isotope Facilities in Southern Marine Science and Engineering Guangdong Laboratory (Zhuhai, China); Guangzhou Tuoyan Analytical Technology Co., Ltd., Guangzhou, China | EPMA: accelerating voltage of 20 kV, a probe current of 20 nA, and a 5 μm beam. The peak counting time was 10 s for major elements (Zn, S, Fe), and 50 s for other minor elements (Cd, Ga, Ge, In, Au, and Ag). The background counting time was half of the peak counting time on the high- and low-energy background positions. Analytical results were reduced using the ZAF correction routines. LA-ICP-MS mapping: beam size of 15 μm and a repetition rate of 10 Hz. The depth of ablation during mapping was around 5 μm. | sphalerite for S and Zn, marcasite for Fe, cadmium for Cd, gallium phosphide for Ga, germanium for Ge, indium phosphide for In, gold for Au, and silver for Ag | 108.0327 | [19 empty] | 1463.6367 | [11 empty] | 100.6072 | [9 empty] | 5805.2321 |  | 80.7048 |  |  |  | 6.5048 |  |  |  | 205.8732 |  |  |  | 0.81527 | [13 empty] | 179.1363 | [15 empty] | 69.8459 | [15 empty] | 154500.6323 |  | 13.079 | [42 empty] | 2024 | Wu, Y., Zheng, Y., Yu, P., Chen, X., Guo, L., Long, L., Hu, Z., Huang, Y., Chen, M., Lu, J., Ouyang, S., Chen, S. (2024). The world-class carbonate-hosted Fankou Zn-Pb deposit in China. Part III. Critical metal Ga is enriched in late stage and low temperature sphalerite. Ore Geology Reviews, 166, 105928. |  | CHN | Guangdong
| Fankou |  | Basin hydrothermal | Mississippi Valley-type (MVT) | MVT zinc-lead | Zn, Pb | Ga | Zn, Pb, Ga | Wu et al., 2024 |  | 240-131-1-1-5 | 240-131-1-1-5 | underground mine |  |  |  |  | ore material | polished section | grab | mineral separate | [5 empty] | mineralisation | Sp1a, Sp1b, Sp2 | sphalerite |  | sphalerite | Sp1a (early replacement-infilling stage, core), Sp1b (early replacement-infilling stage, rim), Sp2 (late replacement-infilling stage) | euhedral-subhedral coarse-grained; anhedral grains | massive, banded, disseminated; core-rim texture; sector zoning; rhythm bands |  |  |  | pyrite, chalcopyrite, galena, dolomite, calcite, arsenopyrite, freibergite, pyrargyrite, argentite, goethite, ferrohydrite, anglesite, zincosite | polished into thin sections and polished mounts | LA-ICPMS | JEOL JXA-i SP100 electron probe micro-analyzer; NWR 193 nm Ar F Excimer laser-ablation system coupled to an iCAP RQ (ICPMS) | Laboratory of Marine Element and Isotope Facilities in Southern Marine Science and Engineering Guangdong Laboratory (Zhuhai, China); Guangzhou Tuoyan Analytical Technology Co., Ltd., Guangzhou, China | EPMA: accelerating voltage of 20 kV, a probe current of 20 nA, and a 5 μm beam. The peak counting time was 10 s for major elements (Zn, S, Fe), and 50 s for other minor elements (Cd, Ga, Ge, In, Au, and Ag). The background counting time was half of the peak counting time on the high- and low-energy background positions. Analytical results were reduced using the ZAF correction routines. LA-ICP-MS mapping: beam size of 15 μm and a repetition rate of 10 Hz. The depth of ablation during mapping was around 5 μm. | sphalerite for S and Zn, marcasite for Fe, cadmium for Cd, gallium phosphide for Ga, germanium for Ge, indium phosphide for In, gold for Au, and silver for Ag | 189.1814 | [19 empty] | 1500.018 | [11 empty] | 670.1517 | [9 empty] | 4315.8809 |  | 610.0003 |  |  |  | 4.0965 |  |  |  | 183.7589 |  |  |  | 4.4726 | [13 empty] | 279.7632 | [15 empty] | 92.4887 | [15 empty] | 154833.2062 |  | 9.0522 | [42 empty] | 2024 | Wu, Y., Zheng, Y., Yu, P., Chen, X., Guo, L., Long, L., Hu, Z., Huang, Y., Chen, M., Lu, J., Ouyang, S., Chen, S. (2024). The world-class carbonate-hosted Fankou Zn-Pb deposit in China. Part III. Critical metal Ga is enriched in late stage and low temperature sphalerite. Ore Geology Reviews, 166, 105928. |  | CHN | Guangdong
| Fankou |  | Basin hydrothermal | Mississippi Valley-type (MVT) | MVT zinc-lead | Zn, Pb | Ga | Zn, Pb, Ga | Wu et al., 2024 |  | 240-131-1-2-3 | 240-131-1-2-3 | underground mine |  |  |  |  | ore material | polished section | grab | mineral separate | [5 empty] | mineralisation | Sp1a, Sp1b, Sp2 | sphalerite |  | sphalerite | Sp1a (early replacement-infilling stage, core), Sp1b (early replacement-infilling stage, rim), Sp2 (late replacement-infilling stage) | euhedral-subhedral coarse-grained; anhedral grains | massive, banded, disseminated; core-rim texture; sector zoning; rhythm bands |  |  |  | pyrite, chalcopyrite, galena, dolomite, calcite, arsenopyrite, freibergite, pyrargyrite, argentite, goethite, ferrohydrite, anglesite, zincosite | polished into thin sections and polished mounts | LA-ICPMS | JEOL JXA-i SP100 electron probe micro-analyzer; NWR 193 nm Ar F Excimer laser-ablation system coupled to an iCAP RQ (ICPMS) | Laboratory of Marine Element and Isotope Facilities in Southern Marine Science and Engineering Guangdong Laboratory (Zhuhai, China); Guangzhou Tuoyan Analytical Technology Co., Ltd., Guangzhou, China | EPMA: accelerating voltage of 20 kV, a probe current of 20 nA, and a 5 μm beam. The peak counting time was 10 s for major elements (Zn, S, Fe), and 50 s for other minor elements (Cd, Ga, Ge, In, Au, and Ag). The background counting time was half of the peak counting time on the high- and low-energy background positions. Analytical results were reduced using the ZAF correction routines. LA-ICP-MS mapping: beam size of 15 μm and a repetition rate of 10 Hz. The depth of ablation during mapping was around 5 μm. | sphalerite for S and Zn, marcasite for Fe, cadmium for Cd, gallium phosphide for Ga, germanium for Ge, indium phosphide for In, gold for Au, and silver for Ag | 129.3354 | [19 empty] | 1366.1381 | [11 empty] | 348.4016 | [9 empty] | 5172.3082 |  | 291.8616 |  |  |  | 14.0247 |  |  |  | 183.5846 |  |  |  | 1.0932 | [13 empty] | 194.6475 | [15 empty] | 65.6802 | [15 empty] | 156478.9096 |  | 9.2888 | [42 empty] | 2024 | Wu, Y., Zheng, Y., Yu, P., Chen, X., Guo, L., Long, L., Hu, Z., Huang, Y., Chen, M., Lu, J., Ouyang, S., Chen, S. (2024). The world-class carbonate-hosted Fankou Zn-Pb deposit in China. Part III. Critical metal Ga is enriched in late stage and low temperature sphalerite. Ore Geology Reviews, 166, 105928. |  | CHN | Guangdong
| Fankou |  | Basin hydrothermal | Mississippi Valley-type (MVT) | MVT zinc-lead | Zn, Pb | Ga | Zn, Pb, Ga | Wu et al., 2024 |  | 240-131-1-2-4 | 240-131-1-2-4 | underground mine |  |  |  |  | ore material | polished section | grab | mineral separate | [5 empty] | mineralisation | Sp1a, Sp1b, Sp2 | sphalerite |  | sphalerite | Sp1a (early replacement-infilling stage, core), Sp1b (early replacement-infilling stage, rim), Sp2 (late replacement-infilling stage) | euhedral-subhedral coarse-grained; anhedral grains | massive, banded, disseminated; core-rim texture; sector zoning; rhythm bands |  |  |  | pyrite, chalcopyrite, galena, dolomite, calcite, arsenopyrite, freibergite, pyrargyrite, argentite, goethite, ferrohydrite, anglesite, zincosite | polished into thin sections and polished mounts | LA-ICPMS | JEOL JXA-i SP100 electron probe micro-analyzer; NWR 193 nm Ar F Excimer laser-ablation system coupled to an iCAP RQ (ICPMS) | Laboratory of Marine Element and Isotope Facilities in Southern Marine Science and Engineering Guangdong Laboratory (Zhuhai, China); Guangzhou Tuoyan Analytical Technology Co., Ltd., Guangzhou, China | EPMA: accelerating voltage of 20 kV, a probe current of 20 nA, and a 5 μm beam. The peak counting time was 10 s for major elements (Zn, S, Fe), and 50 s for other minor elements (Cd, Ga, Ge, In, Au, and Ag). The background counting time was half of the peak counting time on the high- and low-energy background positions. Analytical results were reduced using the ZAF correction routines. LA-ICP-MS mapping: beam size of 15 μm and a repetition rate of 10 Hz. The depth of ablation during mapping was around 5 μm. | sphalerite for S and Zn, marcasite for Fe, cadmium for Cd, gallium phosphide for Ga, germanium for Ge, indium phosphide for In, gold for Au, and silver for Ag | 31.3506 | [19 empty] | 1692.8462 | [11 empty] | 582.5906 | [9 empty] | 38009.714 |  | 30.3563 |  |  |  | 11.0057 |  |  |  | 104.9535 |  |  |  | 0.26973 | [13 empty] | 315.9332 | [15 empty] | 59.5538 | [15 empty] | 153565.0362 |  | 15.6076 | [42 empty] | 2024 | Wu, Y., Zheng, Y., Yu, P., Chen, X., Guo, L., Long, L., Hu, Z., Huang, Y., Chen, M., Lu, J., Ouyang, S., Chen, S. (2024). The world-class carbonate-hosted Fankou Zn-Pb deposit in China. Part III. Critical metal Ga is enriched in late stage and low temperature sphalerite. Ore Geology Reviews, 166, 105928. |  | CHN | Guangdong
| Fankou |  | Basin hydrothermal | Mississippi Valley-type (MVT) | MVT zinc-lead | Zn, Pb | Ga | Zn, Pb, Ga | Wu et al., 2024 |  | 240-131-1-2-5 | 240-131-1-2-5 | underground mine |  |  |  |  | ore material | polished section | grab | mineral separate | [5 empty] | mineralisation | Sp1a, Sp1b, Sp2 | sphalerite |  | sphalerite | Sp1a (early replacement-infilling stage, core), Sp1b (early replacement-infilling stage, rim), Sp2 (late replacement-infilling stage) | euhedral-subhedral coarse-grained; anhedral grains | massive, banded, disseminated; core-rim texture; sector zoning; rhythm bands |  |  |  | pyrite, chalcopyrite, galena, dolomite, calcite, arsenopyrite, freibergite, pyrargyrite, argentite, goethite, ferrohydrite, anglesite, zincosite | polished into thin sections and polished mounts | LA-ICPMS | JEOL JXA-i SP100 electron probe micro-analyzer; NWR 193 nm Ar F Excimer laser-ablation system coupled to an iCAP RQ (ICPMS) | Laboratory of Marine Element and Isotope Facilities in Southern Marine Science and Engineering Guangdong Laboratory (Zhuhai, China); Guangzhou Tuoyan Analytical Technology Co., Ltd., Guangzhou, China | EPMA: accelerating voltage of 20 kV, a probe current of 20 nA, and a 5 μm beam. The peak counting time was 10 s for major elements (Zn, S, Fe), and 50 s for other minor elements (Cd, Ga, Ge, In, Au, and Ag). The background counting time was half of the peak counting time on the high- and low-energy background positions. Analytical results were reduced using the ZAF correction routines. LA-ICP-MS mapping: beam size of 15 μm and a repetition rate of 10 Hz. The depth of ablation during mapping was around 5 μm. | sphalerite for S and Zn, marcasite for Fe, cadmium for Cd, gallium phosphide for Ga, germanium for Ge, indium phosphide for In, gold for Au, and silver for Ag | 135.3157 | [19 empty] | 2463.9727 | [11 empty] | 15710.0861 | [9 empty] | 97535.555 |  | 94.1499 |  |  |  | 704.9179 |  |  |  | 109.5432 |  |  |  | 0.011197 | [13 empty] | 492.7214 | [15 empty] | 413.3281 | [15 empty] | 176794.6758 |  | 2.733 | [42 empty] | 2024 | Wu, Y., Zheng, Y., Yu, P., Chen, X., Guo, L., Long, L., Hu, Z., Huang, Y., Chen, M., Lu, J., Ouyang, S., Chen, S. (2024). The world-class carbonate-hosted Fankou Zn-Pb deposit in China. Part III. Critical metal Ga is enriched in late stage and low temperature sphalerite. Ore Geology Reviews, 166, 105928. |  | CHN | Guangdong
| Fankou |  | Basin hydrothermal | Mississippi Valley-type (MVT) | MVT zinc-lead | Zn, Pb | Ga | Zn, Pb, Ga | Wu et al., 2024 |  | 280-56-1-6-4 | 280-56-1-6-4 | underground mine |  |  |  |  | ore material | polished section | grab | mineral separate | [5 empty] | mineralisation | Sp1a, Sp1b, Sp2 | sphalerite |  | sphalerite | Sp1a (early replacement-infilling stage, core), Sp1b (early replacement-infilling stage, rim), Sp2 (late replacement-infilling stage) | euhedral-subhedral coarse-grained; anhedral grains | massive, banded, disseminated; core-rim texture; sector zoning; rhythm bands |  |  |  | pyrite, chalcopyrite, galena, dolomite, calcite, arsenopyrite, freibergite, pyrargyrite, argentite, goethite, ferrohydrite, anglesite, zincosite | polished into thin sections and polished mounts | LA-ICPMS | JEOL JXA-i SP100 electron probe micro-analyzer; NWR 193 nm Ar F Excimer laser-ablation system coupled to an iCAP RQ (ICPMS) | Laboratory of Marine Element and Isotope Facilities in Southern Marine Science and Engineering Guangdong Laboratory (Zhuhai, China); Guangzhou Tuoyan Analytical Technology Co., Ltd., Guangzhou, China | EPMA: accelerating voltage of 20 kV, a probe current of 20 nA, and a 5 μm beam. The peak counting time was 10 s for major elements (Zn, S, Fe), and 50 s for other minor elements (Cd, Ga, Ge, In, Au, and Ag). The background counting time was half of the peak counting time on the high- and low-energy background positions. Analytical results were reduced using the ZAF correction routines. LA-ICP-MS mapping: beam size of 15 μm and a repetition rate of 10 Hz. The depth of ablation during mapping was around 5 μm. | sphalerite for S and Zn, marcasite for Fe, cadmium for Cd, gallium phosphide for Ga, germanium for Ge, indium phosphide for In, gold for Au, and silver for Ag | 130.2661 | [19 empty] | 1430.4061 | [11 empty] | 1185.3824 | [9 empty] | 8021.838 |  | 867.2647 |  |  |  | 26.9263 |  |  |  | 181.6905 |  |  |  | 3.2971 | [13 empty] | 281.2967 | [15 empty] | 30.5747 | [15 empty] | 157063.1253 |  | 1.4256 | [42 empty] | 2024 | Wu, Y., Zheng, Y., Yu, P., Chen, X., Guo, L., Long, L., Hu, Z., Huang, Y., Chen, M., Lu, J., Ouyang, S., Chen, S. (2024). The world-class carbonate-hosted Fankou Zn-Pb deposit in China. Part III. Critical metal Ga is enriched in late stage and low temperature sphalerite. Ore Geology Reviews, 166, 105928. |  | CHN | Guangdong
| Fankou |  | Basin hydrothermal | Mississippi Valley-type (MVT) | MVT zinc-lead | Zn, Pb | Ga | Zn, Pb, Ga | Wu et al., 2024 |  | 320-62-1-1-4 | 320-62-1-1-4 | underground mine |  |  |  |  | ore material | polished section | grab | mineral separate | [5 empty] | mineralisation | Sp1a, Sp1b, Sp2 | sphalerite |  | sphalerite | Sp1a (early replacement-infilling stage, core), Sp1b (early replacement-infilling stage, rim), Sp2 (late replacement-infilling stage) | euhedral-subhedral coarse-grained; anhedral grains | massive, banded, disseminated; core-rim texture; sector zoning; rhythm bands |  |  |  | pyrite, chalcopyrite, galena, dolomite, calcite, arsenopyrite, freibergite, pyrargyrite, argentite, goethite, ferrohydrite, anglesite, zincosite | polished into thin sections and polished mounts | LA-ICPMS | JEOL JXA-i SP100 electron probe micro-analyzer; NWR 193 nm Ar F Excimer laser-ablation system coupled to an iCAP RQ (ICPMS) | Laboratory of Marine Element and Isotope Facilities in Southern Marine Science and Engineering Guangdong Laboratory (Zhuhai, China); Guangzhou Tuoyan Analytical Technology Co., Ltd., Guangzhou, China | EPMA: accelerating voltage of 20 kV, a probe current of 20 nA, and a 5 μm beam. The peak counting time was 10 s for major elements (Zn, S, Fe), and 50 s for other minor elements (Cd, Ga, Ge, In, Au, and Ag). The background counting time was half of the peak counting time on the high- and low-energy background positions. Analytical results were reduced using the ZAF correction routines. LA-ICP-MS mapping: beam size of 15 μm and a repetition rate of 10 Hz. The depth of ablation during mapping was around 5 μm. | sphalerite for S and Zn, marcasite for Fe, cadmium for Cd, gallium phosphide for Ga, germanium for Ge, indium phosphide for In, gold for Au, and silver for Ag | 211.247 | [19 empty] | 1146.0023 | [11 empty] | 110.0246 | [9 empty] | 4320.6526 |  | 69.4504 |  |  |  | 0.67292 |  |  |  | 273.5243 |  |  |  | 1.0441 | [13 empty] | 105.2125 | [15 empty] | 98.0613 | [15 empty] | 138481.9316 |  | 10.9738 | [42 empty] | 2024 | Wu, Y., Zheng, Y., Yu, P., Chen, X., Guo, L., Long, L., Hu, Z., Huang, Y., Chen, M., Lu, J., Ouyang, S., Chen, S. (2024). The world-class carbonate-hosted Fankou Zn-Pb deposit in China. Part III. Critical metal Ga is enriched in late stage and low temperature sphalerite. Ore Geology Reviews, 166, 105928. |  | CHN | Guangdong
| Fankou |  | Basin hydrothermal | Mississippi Valley-type (MVT) | MVT zinc-lead | Zn, Pb | Ga | Zn, Pb, Ga | Wu et al., 2024 |  | 320-62-1-2-5 | 320-62-1-2-5 | underground mine |  |  |  |  | ore material | polished section | grab | mineral separate | [5 empty] | mineralisation | Sp1a, Sp1b, Sp2 | sphalerite |  | sphalerite | Sp1a (early replacement-infilling stage, core), Sp1b (early replacement-infilling stage, rim), Sp2 (late replacement-infilling stage) | euhedral-subhedral coarse-grained; anhedral grains | massive, banded, disseminated; core-rim texture; sector zoning; rhythm bands |  |  |  | pyrite, chalcopyrite, galena, dolomite, calcite, arsenopyrite, freibergite, pyrargyrite, argentite, goethite, ferrohydrite, anglesite, zincosite | polished into thin sections and polished mounts | LA-ICPMS | JEOL JXA-i SP100 electron probe micro-analyzer; NWR 193 nm Ar F Excimer laser-ablation system coupled to an iCAP RQ (ICPMS) | Laboratory of Marine Element and Isotope Facilities in Southern Marine Science and Engineering Guangdong Laboratory (Zhuhai, China); Guangzhou Tuoyan Analytical Technology Co., Ltd., Guangzhou, China | EPMA: accelerating voltage of 20 kV, a probe current of 20 nA, and a 5 μm beam. The peak counting time was 10 s for major elements (Zn, S, Fe), and 50 s for other minor elements (Cd, Ga, Ge, In, Au, and Ag). The background counting time was half of the peak counting time on the high- and low-energy background positions. Analytical results were reduced using the ZAF correction routines. LA-ICP-MS mapping: beam size of 15 μm and a repetition rate of 10 Hz. The depth of ablation during mapping was around 5 μm. | sphalerite for S and Zn, marcasite for Fe, cadmium for Cd, gallium phosphide for Ga, germanium for Ge, indium phosphide for In, gold for Au, and silver for Ag | 191.8386 | [19 empty] | 1294.52 | [11 empty] | 266.8774 | [9 empty] | 2998.0485 |  | 185.0577 |  |  |  | 3.6217 |  |  |  | 433.6468 |  |  |  | 0.89356 | [13 empty] | 176.7228 | [15 empty] | 1.2985 | [15 empty] | 136529.3187 |  | 0.25327 | [42 empty] | 2024 | Wu, Y., Zheng, Y., Yu, P., Chen, X., Guo, L., Long, L., Hu, Z., Huang, Y., Chen, M., Lu, J., Ouyang, S., Chen, S. (2024). The world-class carbonate-hosted Fankou Zn-Pb deposit in China. Part III. Critical metal Ga is enriched in late stage and low temperature sphalerite. Ore Geology Reviews, 166, 105928. |  | CHN | Guangdong
| Fankou |  | Basin hydrothermal | Mississippi Valley-type (MVT) | MVT zinc-lead | Zn, Pb | Ga | Zn, Pb, Ga | Wu et al., 2024 |  | 360-22-1-5-4 | 360-22-1-5-4 | underground mine |  |  |  |  | ore material | polished section | grab | mineral separate | [5 empty] | mineralisation | Sp1a, Sp1b, Sp2 | sphalerite |  | sphalerite | Sp1a (early replacement-infilling stage, core), Sp1b (early replacement-infilling stage, rim), Sp2 (late replacement-infilling stage) | euhedral-subhedral coarse-grained; anhedral grains | massive, banded, disseminated; core-rim texture; sector zoning; rhythm bands |  |  |  | pyrite, chalcopyrite, galena, dolomite, calcite, arsenopyrite, freibergite, pyrargyrite, argentite, goethite, ferrohydrite, anglesite, zincosite | polished into thin sections and polished mounts | LA-ICPMS | JEOL JXA-i SP100 electron probe micro-analyzer; NWR 193 nm Ar F Excimer laser-ablation system coupled to an iCAP RQ (ICPMS) | Laboratory of Marine Element and Isotope Facilities in Southern Marine Science and Engineering Guangdong Laboratory (Zhuhai, China); Guangzhou Tuoyan Analytical Technology Co., Ltd., Guangzhou, China | EPMA: accelerating voltage of 20 kV, a probe current of 20 nA, and a 5 μm beam. The peak counting time was 10 s for major elements (Zn, S, Fe), and 50 s for other minor elements (Cd, Ga, Ge, In, Au, and Ag). The background counting time was half of the peak counting time on the high- and low-energy background positions. Analytical results were reduced using the ZAF correction routines. LA-ICP-MS mapping: beam size of 15 μm and a repetition rate of 10 Hz. The depth of ablation during mapping was around 5 μm. | sphalerite for S and Zn, marcasite for Fe, cadmium for Cd, gallium phosphide for Ga, germanium for Ge, indium phosphide for In, gold for Au, and silver for Ag | 124.6985 | [19 empty] | 1076.1849 | [11 empty] | 330.368 | [9 empty] | 7263.6879 |  | 353.737 |  |  |  | 7.0371 |  |  |  | 189.5554 |  |  |  | 1.2342 | [13 empty] | 305.3183 | [15 empty] | 29.4306 | [15 empty] | 154058.0689 |  | 0.5562 | [42 empty] | 2024 | Wu, Y., Zheng, Y., Yu, P., Chen, X., Guo, L., Long, L., Hu, Z., Huang, Y., Chen, M., Lu, J., Ouyang, S., Chen, S. (2024). The world-class carbonate-hosted Fankou Zn-Pb deposit in China. Part III. Critical metal Ga is enriched in late stage and low temperature sphalerite. Ore Geology Reviews, 166, 105928. |  | CHN | Guangdong
| Fankou |  | Basin hydrothermal | Mississippi Valley-type (MVT) | MVT zinc-lead | Zn, Pb | Ga | Zn, Pb, Ga | Wu et al., 2024 |  | 360-22-1-6-4 | 360-22-1-6-4 | underground mine |  |  |  |  | ore material | polished section | grab | mineral separate | [5 empty] | mineralisation | Sp1a, Sp1b, Sp2 | sphalerite |  | sphalerite | Sp1a (early replacement-infilling stage, core), Sp1b (early replacement-infilling stage, rim), Sp2 (late replacement-infilling stage) | euhedral-subhedral coarse-grained; anhedral grains | massive, banded, disseminated; core-rim texture; sector zoning; rhythm bands |  |  |  | pyrite, chalcopyrite, galena, dolomite, calcite, arsenopyrite, freibergite, pyrargyrite, argentite, goethite, ferrohydrite, anglesite, zincosite | polished into thin sections and polished mounts | LA-ICPMS | JEOL JXA-i SP100 electron probe micro-analyzer; NWR 193 nm Ar F Excimer laser-ablation system coupled to an iCAP RQ (ICPMS) | Laboratory of Marine Element and Isotope Facilities in Southern Marine Science and Engineering Guangdong Laboratory (Zhuhai, China); Guangzhou Tuoyan Analytical Technology Co., Ltd., Guangzhou, China | EPMA: accelerating voltage of 20 kV, a probe current of 20 nA, and a 5 μm beam. The peak counting time was 10 s for major elements (Zn, S, Fe), and 50 s for other minor elements (Cd, Ga, Ge, In, Au, and Ag). The background counting time was half of the peak counting time on the high- and low-energy background positions. Analytical results were reduced using the ZAF correction routines. LA-ICP-MS mapping: beam size of 15 μm and a repetition rate of 10 Hz. The depth of ablation during mapping was around 5 μm. | sphalerite for S and Zn, marcasite for Fe, cadmium for Cd, gallium phosphide for Ga, germanium for Ge, indium phosphide for In, gold for Au, and silver for Ag | 113.9571 | [19 empty] | 1222.4021 | [11 empty] | 388.1037 | [9 empty] | 6194.9763 |  | 399.3793 |  |  |  | 22.6752 |  |  |  | 232.0143 |  |  |  | 1.8077 | [13 empty] | 369.5724 | [15 empty] | 1.9822 | [15 empty] | 157947.0932 | [44 empty] | 2024 | Wu, Y., Zheng, Y., Yu, P., Chen, X., Guo, L., Long, L., Hu, Z., Huang, Y., Chen, M., Lu, J., Ouyang, S., Chen, S. (2024). The world-class carbonate-hosted Fankou Zn-Pb deposit in China. Part III. Critical metal Ga is enriched in late stage and low temperature sphalerite. Ore Geology Reviews, 166, 105928. |  | CHN | Guangdong
| Fankou |  | Basin hydrothermal | Mississippi Valley-type (MVT) | MVT zinc-lead | Zn, Pb | Ga | Zn, Pb, Ga | Wu et al., 2024 |  | 400-12-1-1-4 | 400-12-1-1-4 | underground mine |  |  |  |  | ore material | polished section | grab | mineral separate | [5 empty] | mineralisation | Sp1a, Sp1b, Sp2 | sphalerite |  | sphalerite | Sp1a (early replacement-infilling stage, core), Sp1b (early replacement-infilling stage, rim), Sp2 (late replacement-infilling stage) | euhedral-subhedral coarse-grained; anhedral grains | massive, banded, disseminated; core-rim texture; sector zoning; rhythm bands |  |  |  | pyrite, chalcopyrite, galena, dolomite, calcite, arsenopyrite, freibergite, pyrargyrite, argentite, goethite, ferrohydrite, anglesite, zincosite | polished into thin sections and polished mounts | LA-ICPMS | JEOL JXA-i SP100 electron probe micro-analyzer; NWR 193 nm Ar F Excimer laser-ablation system coupled to an iCAP RQ (ICPMS) | Laboratory of Marine Element and Isotope Facilities in Southern Marine Science and Engineering Guangdong Laboratory (Zhuhai, China); Guangzhou Tuoyan Analytical Technology Co., Ltd., Guangzhou, China | EPMA: accelerating voltage of 20 kV, a probe current of 20 nA, and a 5 μm beam. The peak counting time was 10 s for major elements (Zn, S, Fe), and 50 s for other minor elements (Cd, Ga, Ge, In, Au, and Ag). The background counting time was half of the peak counting time on the high- and low-energy background positions. Analytical results were reduced using the ZAF correction routines. LA-ICP-MS mapping: beam size of 15 μm and a repetition rate of 10 Hz. The depth of ablation during mapping was around 5 μm. | sphalerite for S and Zn, marcasite for Fe, cadmium for Cd, gallium phosphide for Ga, germanium for Ge, indium phosphide for In, gold for Au, and silver for Ag | 50.7359 | [19 empty] | 1107.4552 | [11 empty] | 46.3191 | [9 empty] | 25556.7683 |  | 3.7582 |  |  |  | 15.1517 |  |  |  | 56.3109 | [17 empty] | 88.3251 | [15 empty] | 69.7223 | [15 empty] | 130951.1567 |  | 1.0201 | [42 empty] | 2024 | Wu, Y., Zheng, Y., Yu, P., Chen, X., Guo, L., Long, L., Hu, Z., Huang, Y., Chen, M., Lu, J., Ouyang, S., Chen, S. (2024). The world-class carbonate-hosted Fankou Zn-Pb deposit in China. Part III. Critical metal Ga is enriched in late stage and low temperature sphalerite. Ore Geology Reviews, 166, 105928. |  | CHN | Guangdong
| Fankou |  | Basin hydrothermal | Mississippi Valley-type (MVT) | MVT zinc-lead | Zn, Pb | Ga | Zn, Pb, Ga | Wu et al., 2024 |  | 400-12-1-2-4 | 400-12-1-2-4 | underground mine |  |  |  |  | ore material | polished section | grab | mineral separate | [5 empty] | mineralisation | Sp1a, Sp1b, Sp2 | sphalerite |  | sphalerite | Sp1a (early replacement-infilling stage, core), Sp1b (early replacement-infilling stage, rim), Sp2 (late replacement-infilling stage) | euhedral-subhedral coarse-grained; anhedral grains | massive, banded, disseminated; core-rim texture; sector zoning; rhythm bands |  |  |  | pyrite, chalcopyrite, galena, dolomite, calcite, arsenopyrite, freibergite, pyrargyrite, argentite, goethite, ferrohydrite, anglesite, zincosite | polished into thin sections and polished mounts | LA-ICPMS | JEOL JXA-i SP100 electron probe micro-analyzer; NWR 193 nm Ar F Excimer laser-ablation system coupled to an iCAP RQ (ICPMS) | Laboratory of Marine Element and Isotope Facilities in Southern Marine Science and Engineering Guangdong Laboratory (Zhuhai, China); Guangzhou Tuoyan Analytical Technology Co., Ltd., Guangzhou, China | EPMA: accelerating voltage of 20 kV, a probe current of 20 nA, and a 5 μm beam. The peak counting time was 10 s for major elements (Zn, S, Fe), and 50 s for other minor elements (Cd, Ga, Ge, In, Au, and Ag). The background counting time was half of the peak counting time on the high- and low-energy background positions. Analytical results were reduced using the ZAF correction routines. LA-ICP-MS mapping: beam size of 15 μm and a repetition rate of 10 Hz. The depth of ablation during mapping was around 5 μm. | sphalerite for S and Zn, marcasite for Fe, cadmium for Cd, gallium phosphide for Ga, germanium for Ge, indium phosphide for In, gold for Au, and silver for Ag | 30.4198 | [19 empty] | 978.6002 | [11 empty] | 26.6862 | [9 empty] | 21380.0795 |  | 3.792 |  |  |  | 4.821 |  |  |  | 71.2441 | [17 empty] | 87.6303 | [15 empty] | 56.3692 | [15 empty] | 130604.9793 |  | 1.0638 | [42 empty] | 2024 | Wu, Y., Zheng, Y., Yu, P., Chen, X., Guo, L., Long, L., Hu, Z., Huang, Y., Chen, M., Lu, J., Ouyang, S., Chen, S. (2024). The world-class carbonate-hosted Fankou Zn-Pb deposit in China. Part III. Critical metal Ga is enriched in late stage and low temperature sphalerite. Ore Geology Reviews, 166, 105928. |  | CHN | Guangdong
| Fankou |  | Basin hydrothermal | Mississippi Valley-type (MVT) | MVT zinc-lead | Zn, Pb | Ga | Zn, Pb, Ga | Wu et al., 2024 |  | 455-17-1-1-5 | 455-17-1-1-5 | underground mine |  |  |  |  | ore material | polished section | grab | mineral separate | [5 empty] | mineralisation | Sp1a, Sp1b, Sp2 | sphalerite |  | sphalerite | Sp1a (early replacement-infilling stage, core), Sp1b (early replacement-infilling stage, rim), Sp2 (late replacement-infilling stage) | euhedral-subhedral coarse-grained; anhedral grains | massive, banded, disseminated; core-rim texture; sector zoning; rhythm bands |  |  |  | pyrite, chalcopyrite, galena, dolomite, calcite, arsenopyrite, freibergite, pyrargyrite, argentite, goethite, ferrohydrite, anglesite, zincosite | polished into thin sections and polished mounts | LA-ICPMS | JEOL JXA-i SP100 electron probe micro-analyzer; NWR 193 nm Ar F Excimer laser-ablation system coupled to an iCAP RQ (ICPMS) | Laboratory of Marine Element and Isotope Facilities in Southern Marine Science and Engineering Guangdong Laboratory (Zhuhai, China); Guangzhou Tuoyan Analytical Technology Co., Ltd., Guangzhou, China | EPMA: accelerating voltage of 20 kV, a probe current of 20 nA, and a 5 μm beam. The peak counting time was 10 s for major elements (Zn, S, Fe), and 50 s for other minor elements (Cd, Ga, Ge, In, Au, and Ag). The background counting time was half of the peak counting time on the high- and low-energy background positions. Analytical results were reduced using the ZAF correction routines. LA-ICP-MS mapping: beam size of 15 μm and a repetition rate of 10 Hz. The depth of ablation during mapping was around 5 μm. | sphalerite for S and Zn, marcasite for Fe, cadmium for Cd, gallium phosphide for Ga, germanium for Ge, indium phosphide for In, gold for Au, and silver for Ag | 30.6484 | [19 empty] | 2295.9186 | [11 empty] | 49.0832 | [9 empty] | 3227.7107 |  | 26.6486 | [7 empty] | 117.7707 |  |  |  | 0.023155 | [13 empty] | 1777.0345 | [15 empty] | 16.0691 | [15 empty] | 148109.0222 | [44 empty] | 2024 | Wu, Y., Zheng, Y., Yu, P., Chen, X., Guo, L., Long, L., Hu, Z., Huang, Y., Chen, M., Lu, J., Ouyang, S., Chen, S. (2024). The world-class carbonate-hosted Fankou Zn-Pb deposit in China. Part III. Critical metal Ga is enriched in late stage and low temperature sphalerite. Ore Geology Reviews, 166, 105928. |  | CHN | Guangdong
| Fankou |  | Basin hydrothermal | Mississippi Valley-type (MVT) | MVT zinc-lead | Zn, Pb | Ga | Zn, Pb, Ga | Wu et al., 2024 |  | 455-23-1-1-3 | 455-23-1-1-3 | underground mine |  |  |  |  | ore material | polished section | grab | mineral separate | [5 empty] | mineralisation | Sp1a, Sp1b, Sp2 | sphalerite |  | sphalerite | Sp1a (early replacement-infilling stage, core), Sp1b (early replacement-infilling stage, rim), Sp2 (late replacement-infilling stage) | euhedral-subhedral coarse-grained; anhedral grains | massive, banded, disseminated; core-rim texture; sector zoning; rhythm bands |  |  |  | pyrite, chalcopyrite, galena, dolomite, calcite, arsenopyrite, freibergite, pyrargyrite, argentite, goethite, ferrohydrite, anglesite, zincosite | polished into thin sections and polished mounts | LA-ICPMS | JEOL JXA-i SP100 electron probe micro-analyzer; NWR 193 nm Ar F Excimer laser-ablation system coupled to an iCAP RQ (ICPMS) | Laboratory of Marine Element and Isotope Facilities in Southern Marine Science and Engineering Guangdong Laboratory (Zhuhai, China); Guangzhou Tuoyan Analytical Technology Co., Ltd., Guangzhou, China | EPMA: accelerating voltage of 20 kV, a probe current of 20 nA, and a 5 μm beam. The peak counting time was 10 s for major elements (Zn, S, Fe), and 50 s for other minor elements (Cd, Ga, Ge, In, Au, and Ag). The background counting time was half of the peak counting time on the high- and low-energy background positions. Analytical results were reduced using the ZAF correction routines. LA-ICP-MS mapping: beam size of 15 μm and a repetition rate of 10 Hz. The depth of ablation during mapping was around 5 μm. | sphalerite for S and Zn, marcasite for Fe, cadmium for Cd, gallium phosphide for Ga, germanium for Ge, indium phosphide for In, gold for Au, and silver for Ag | 89.3556 | [19 empty] | 1879.37 | [11 empty] | 1835.9509 | [9 empty] | 8614.4724 |  | 161.5613 |  |  |  | 715.7282 |  |  |  | 186.3438 |  |  |  | 0.026035 | [13 empty] | 1415.4169 | [15 empty] | 40.4512 | [15 empty] | 151095.1235 |  | 5.0333 | [42 empty] | 2024 | Wu, Y., Zheng, Y., Yu, P., Chen, X., Guo, L., Long, L., Hu, Z., Huang, Y., Chen, M., Lu, J., Ouyang, S., Chen, S. (2024). The world-class carbonate-hosted Fankou Zn-Pb deposit in China. Part III. Critical metal Ga is enriched in late stage and low temperature sphalerite. Ore Geology Reviews, 166, 105928. |  | CHN | Guangdong
| Fankou |  | Basin hydrothermal | Mississippi Valley-type (MVT) | MVT zinc-lead | Zn, Pb | Ga | Zn, Pb, Ga | Wu et al., 2024 |  | 455-23-1-1-4 | 455-23-1-1-4 | underground mine |  |  |  |  | ore material | polished section | grab | mineral separate | [5 empty] | mineralisation | Sp1a, Sp1b, Sp2 | sphalerite |  | sphalerite | Sp1a (early replacement-infilling stage, core), Sp1b (early replacement-infilling stage, rim), Sp2 (late replacement-infilling stage) | euhedral-subhedral coarse-grained; anhedral grains | massive, banded, disseminated; core-rim texture; sector zoning; rhythm bands |  |  |  | pyrite, chalcopyrite, galena, dolomite, calcite, arsenopyrite, freibergite, pyrargyrite, argentite, goethite, ferrohydrite, anglesite, zincosite | polished into thin sections and polished mounts | LA-ICPMS | JEOL JXA-i SP100 electron probe micro-analyzer; NWR 193 nm Ar F Excimer laser-ablation system coupled to an iCAP RQ (ICPMS) | Laboratory of Marine Element and Isotope Facilities in Southern Marine Science and Engineering Guangdong Laboratory (Zhuhai, China); Guangzhou Tuoyan Analytical Technology Co., Ltd., Guangzhou, China | EPMA: accelerating voltage of 20 kV, a probe current of 20 nA, and a 5 μm beam. The peak counting time was 10 s for major elements (Zn, S, Fe), and 50 s for other minor elements (Cd, Ga, Ge, In, Au, and Ag). The background counting time was half of the peak counting time on the high- and low-energy background positions. Analytical results were reduced using the ZAF correction routines. LA-ICP-MS mapping: beam size of 15 μm and a repetition rate of 10 Hz. The depth of ablation during mapping was around 5 μm. | sphalerite for S and Zn, marcasite for Fe, cadmium for Cd, gallium phosphide for Ga, germanium for Ge, indium phosphide for In, gold for Au, and silver for Ag | 44.7159 | [19 empty] | 1580.9458 | [11 empty] | 545.4972 | [9 empty] | 36796.5839 |  | 374.8091 |  |  |  | 21.5536 |  |  |  | 76.3738 |  |  |  | 1.972 | [13 empty] | 682.9952 | [15 empty] | 66.3335 | [15 empty] | 151940.2929 |  | 0.80328 | [42 empty] | 2024 | Wu, Y., Zheng, Y., Yu, P., Chen, X., Guo, L., Long, L., Hu, Z., Huang, Y., Chen, M., Lu, J., Ouyang, S., Chen, S. (2024). The world-class carbonate-hosted Fankou Zn-Pb deposit in China. Part III. Critical metal Ga is enriched in late stage and low temperature sphalerite. Ore Geology Reviews, 166, 105928. |  | CHN | Guangdong
| Fankou |  | Basin hydrothermal | Mississippi Valley-type (MVT) | MVT zinc-lead | Zn, Pb | Ga | Zn, Pb, Ga | Wu et al., 2024 |  | 500-42-1-1-3 | 500-42-1-1-3 | underground mine |  |  |  |  | ore material | polished section | grab | mineral separate | [5 empty] | mineralisation | Sp1a, Sp1b, Sp2 | sphalerite |  | sphalerite | Sp1a (early replacement-infilling stage, core), Sp1b (early replacement-infilling stage, rim), Sp2 (late replacement-infilling stage) | euhedral-subhedral coarse-grained; anhedral grains | massive, banded, disseminated; core-rim texture; sector zoning; rhythm bands |  |  |  | pyrite, chalcopyrite, galena, dolomite, calcite, arsenopyrite, freibergite, pyrargyrite, argentite, goethite, ferrohydrite, anglesite, zincosite | polished into thin sections and polished mounts | LA-ICPMS | JEOL JXA-i SP100 electron probe micro-analyzer; NWR 193 nm Ar F Excimer laser-ablation system coupled to an iCAP RQ (ICPMS) | Laboratory of Marine Element and Isotope Facilities in Southern Marine Science and Engineering Guangdong Laboratory (Zhuhai, China); Guangzhou Tuoyan Analytical Technology Co., Ltd., Guangzhou, China | EPMA: accelerating voltage of 20 kV, a probe current of 20 nA, and a 5 μm beam. The peak counting time was 10 s for major elements (Zn, S, Fe), and 50 s for other minor elements (Cd, Ga, Ge, In, Au, and Ag). The background counting time was half of the peak counting time on the high- and low-energy background positions. Analytical results were reduced using the ZAF correction routines. LA-ICP-MS mapping: beam size of 15 μm and a repetition rate of 10 Hz. The depth of ablation during mapping was around 5 μm. | sphalerite for S and Zn, marcasite for Fe, cadmium for Cd, gallium phosphide for Ga, germanium for Ge, indium phosphide for In, gold for Au, and silver for Ag | 180.7804 | [19 empty] | 1208.6224 | [11 empty] | 128.5044 | [9 empty] | 18214.591 |  | 86.2985 | [7 empty] | 440.704 |  |  |  | 9.5219 | [13 empty] | 7.1768 | [15 empty] | 100.7242 | [15 empty] | 140428.1943 |  | 18.3948 | [42 empty] | 2024 | Wu, Y., Zheng, Y., Yu, P., Chen, X., Guo, L., Long, L., Hu, Z., Huang, Y., Chen, M., Lu, J., Ouyang, S., Chen, S. (2024). The world-class carbonate-hosted Fankou Zn-Pb deposit in China. Part III. Critical metal Ga is enriched in late stage and low temperature sphalerite. Ore Geology Reviews, 166, 105928. |  | CHN | Guangdong
| Fankou |  | Basin hydrothermal | Mississippi Valley-type (MVT) | MVT zinc-lead | Zn, Pb | Ga | Zn, Pb, Ga | Wu et al., 2024 |  | 500-42-1-2-3 | 500-42-1-2-3 | underground mine |  |  |  |  | ore material | polished section | grab | mineral separate | [5 empty] | mineralisation | Sp1a, Sp1b, Sp2 | sphalerite |  | sphalerite | Sp1a (early replacement-infilling stage, core), Sp1b (early replacement-infilling stage, rim), Sp2 (late replacement-infilling stage) | euhedral-subhedral coarse-grained; anhedral grains | massive, banded, disseminated; core-rim texture; sector zoning; rhythm bands |  |  |  | pyrite, chalcopyrite, galena, dolomite, calcite, arsenopyrite, freibergite, pyrargyrite, argentite, goethite, ferrohydrite, anglesite, zincosite | polished into thin sections and polished mounts | LA-ICPMS | JEOL JXA-i SP100 electron probe micro-analyzer; NWR 193 nm Ar F Excimer laser-ablation system coupled to an iCAP RQ (ICPMS) | Laboratory of Marine Element and Isotope Facilities in Southern Marine Science and Engineering Guangdong Laboratory (Zhuhai, China); Guangzhou Tuoyan Analytical Technology Co., Ltd., Guangzhou, China | EPMA: accelerating voltage of 20 kV, a probe current of 20 nA, and a 5 μm beam. The peak counting time was 10 s for major elements (Zn, S, Fe), and 50 s for other minor elements (Cd, Ga, Ge, In, Au, and Ag). The background counting time was half of the peak counting time on the high- and low-energy background positions. Analytical results were reduced using the ZAF correction routines. LA-ICP-MS mapping: beam size of 15 μm and a repetition rate of 10 Hz. The depth of ablation during mapping was around 5 μm. | sphalerite for S and Zn, marcasite for Fe, cadmium for Cd, gallium phosphide for Ga, germanium for Ge, indium phosphide for In, gold for Au, and silver for Ag | 156.441 | [19 empty] | 1390.0741 | [11 empty] | 690.1991 | [9 empty] | 27646.9238 |  | 395.42 |  |  |  | 5.3133 |  |  |  | 259.698 |  |  |  | 5.6333 | [13 empty] | 211.8229 | [15 empty] | 74.9795 | [15 empty] | 140092.4072 |  | 22.0058 | [42 empty] | 2024 | Wu, Y., Zheng, Y., Yu, P., Chen, X., Guo, L., Long, L., Hu, Z., Huang, Y., Chen, M., Lu, J., Ouyang, S., Chen, S. (2024). The world-class carbonate-hosted Fankou Zn-Pb deposit in China. Part III. Critical metal Ga is enriched in late stage and low temperature sphalerite. Ore Geology Reviews, 166, 105928. |  | CHN | Guangdong
| Fankou |  | Basin hydrothermal | Mississippi Valley-type (MVT) | MVT zinc-lead | Zn, Pb | Ga | Zn, Pb, Ga | Wu et al., 2024 |  | 500-42-1-2-4 | 500-42-1-2-4 | underground mine |  |  |  |  | ore material | polished section | grab | mineral separate | [5 empty] | mineralisation | Sp1a, Sp1b, Sp2 | sphalerite |  | sphalerite | Sp1a (early replacement-infilling stage, core), Sp1b (early replacement-infilling stage, rim), Sp2 (late replacement-infilling stage) | euhedral-subhedral coarse-grained; anhedral grains | massive, banded, disseminated; core-rim texture; sector zoning; rhythm bands |  |  |  | pyrite, chalcopyrite, galena, dolomite, calcite, arsenopyrite, freibergite, pyrargyrite, argentite, goethite, ferrohydrite, anglesite, zincosite | polished into thin sections and polished mounts | LA-ICPMS | JEOL JXA-i SP100 electron probe micro-analyzer; NWR 193 nm Ar F Excimer laser-ablation system coupled to an iCAP RQ (ICPMS) | Laboratory of Marine Element and Isotope Facilities in Southern Marine Science and Engineering Guangdong Laboratory (Zhuhai, China); Guangzhou Tuoyan Analytical Technology Co., Ltd., Guangzhou, China | EPMA: accelerating voltage of 20 kV, a probe current of 20 nA, and a 5 μm beam. The peak counting time was 10 s for major elements (Zn, S, Fe), and 50 s for other minor elements (Cd, Ga, Ge, In, Au, and Ag). The background counting time was half of the peak counting time on the high- and low-energy background positions. Analytical results were reduced using the ZAF correction routines. LA-ICP-MS mapping: beam size of 15 μm and a repetition rate of 10 Hz. The depth of ablation during mapping was around 5 μm. | sphalerite for S and Zn, marcasite for Fe, cadmium for Cd, gallium phosphide for Ga, germanium for Ge, indium phosphide for In, gold for Au, and silver for Ag | 94.5261 | [19 empty] | 1461.4124 | [11 empty] | 318.6855 | [9 empty] | 42186.6163 |  | 185.922 |  |  |  | 8.2362 |  |  |  | 284.8982 |  |  |  | 2.0627 | [13 empty] | 127.8725 | [15 empty] | 69.5351 | [15 empty] | 144147.6967 |  | 6.7672 | [42 empty] | 2024 | Wu, Y., Zheng, Y., Yu, P., Chen, X., Guo, L., Long, L., Hu, Z., Huang, Y., Chen, M., Lu, J., Ouyang, S., Chen, S. (2024). The world-class carbonate-hosted Fankou Zn-Pb deposit in China. Part III. Critical metal Ga is enriched in late stage and low temperature sphalerite. Ore Geology Reviews, 166, 105928. |  | CHN | Guangdong
| Fankou |  | Basin hydrothermal | Mississippi Valley-type (MVT) | MVT zinc-lead | Zn, Pb | Ga | Zn, Pb, Ga | Wu et al., 2024 |  | 500-42-1-2-5 | 500-42-1-2-5 | underground mine |  |  |  |  | ore material | polished section | grab | mineral separate | [5 empty] | mineralisation | Sp1a, Sp1b, Sp2 | sphalerite |  | sphalerite | Sp1a (early replacement-infilling stage, core), Sp1b (early replacement-infilling stage, rim), Sp2 (late replacement-infilling stage) | euhedral-subhedral coarse-grained; anhedral grains | massive, banded, disseminated; core-rim texture; sector zoning; rhythm bands |  |  |  | pyrite, chalcopyrite, galena, dolomite, calcite, arsenopyrite, freibergite, pyrargyrite, argentite, goethite, ferrohydrite, anglesite, zincosite | polished into thin sections and polished mounts | LA-ICPMS | JEOL JXA-i SP100 electron probe micro-analyzer; NWR 193 nm Ar F Excimer laser-ablation system coupled to an iCAP RQ (ICPMS) | Laboratory of Marine Element and Isotope Facilities in Southern Marine Science and Engineering Guangdong Laboratory (Zhuhai, China); Guangzhou Tuoyan Analytical Technology Co., Ltd., Guangzhou, China | EPMA: accelerating voltage of 20 kV, a probe current of 20 nA, and a 5 μm beam. The peak counting time was 10 s for major elements (Zn, S, Fe), and 50 s for other minor elements (Cd, Ga, Ge, In, Au, and Ag). The background counting time was half of the peak counting time on the high- and low-energy background positions. Analytical results were reduced using the ZAF correction routines. LA-ICP-MS mapping: beam size of 15 μm and a repetition rate of 10 Hz. The depth of ablation during mapping was around 5 μm. | sphalerite for S and Zn, marcasite for Fe, cadmium for Cd, gallium phosphide for Ga, germanium for Ge, indium phosphide for In, gold for Au, and silver for Ag | 70.6359 | [19 empty] | 1535.7168 | [11 empty] | 370.6418 | [9 empty] | 49063.9373 |  | 114.5755 |  |  |  | 31.5314 |  |  |  | 325.6418 |  |  |  | 1.4015 | [13 empty] | 187.6489 | [15 empty] | 50.2821 | [15 empty] | 143523.8142 |  | 7.161 | [42 empty] | 2024 | Wu, Y., Zheng, Y., Yu, P., Chen, X., Guo, L., Long, L., Hu, Z., Huang, Y., Chen, M., Lu, J., Ouyang, S., Chen, S. (2024). The world-class carbonate-hosted Fankou Zn-Pb deposit in China. Part III. Critical metal Ga is enriched in late stage and low temperature sphalerite. Ore Geology Reviews, 166, 105928. |  | CHN | Guangdong
| Fankou |  | Basin hydrothermal | Mississippi Valley-type (MVT) | MVT zinc-lead | Zn, Pb | Ga | Zn, Pb, Ga | Wu et al., 2024 |  | 500-44-1-2-3 | 500-44-1-2-3 | underground mine |  |  |  |  | ore material | polished section | grab | mineral separate | [5 empty] | mineralisation | Sp1a, Sp1b, Sp2 | sphalerite |  | sphalerite | Sp1a (early replacement-infilling stage, core), Sp1b (early replacement-infilling stage, rim), Sp2 (late replacement-infilling stage) | euhedral-subhedral coarse-grained; anhedral grains | massive, banded, disseminated; core-rim texture; sector zoning; rhythm bands |  |  |  | pyrite, chalcopyrite, galena, dolomite, calcite, arsenopyrite, freibergite, pyrargyrite, argentite, goethite, ferrohydrite, anglesite, zincosite | polished into thin sections and polished mounts | LA-ICPMS | JEOL JXA-i SP100 electron probe micro-analyzer; NWR 193 nm Ar F Excimer laser-ablation system coupled to an iCAP RQ (ICPMS) | Laboratory of Marine Element and Isotope Facilities in Southern Marine Science and Engineering Guangdong Laboratory (Zhuhai, China); Guangzhou Tuoyan Analytical Technology Co., Ltd., Guangzhou, China | EPMA: accelerating voltage of 20 kV, a probe current of 20 nA, and a 5 μm beam. The peak counting time was 10 s for major elements (Zn, S, Fe), and 50 s for other minor elements (Cd, Ga, Ge, In, Au, and Ag). The background counting time was half of the peak counting time on the high- and low-energy background positions. Analytical results were reduced using the ZAF correction routines. LA-ICP-MS mapping: beam size of 15 μm and a repetition rate of 10 Hz. The depth of ablation during mapping was around 5 μm. | sphalerite for S and Zn, marcasite for Fe, cadmium for Cd, gallium phosphide for Ga, germanium for Ge, indium phosphide for In, gold for Au, and silver for Ag | 81.0674 | [19 empty] | 1006.4651 | [11 empty] | 169.6983 | [9 empty] | 26404.3832 |  | 138.3953 |  |  |  | 2.5514 |  |  |  | 128.7532 |  |  |  | 1.3339 | [13 empty] | 158.1668 | [15 empty] | 43.0687 | [15 empty] | 150384.6587 |  | 9.1048 | [42 empty] | 2024 | Wu, Y., Zheng, Y., Yu, P., Chen, X., Guo, L., Long, L., Hu, Z., Huang, Y., Chen, M., Lu, J., Ouyang, S., Chen, S. (2024). The world-class carbonate-hosted Fankou Zn-Pb deposit in China. Part III. Critical metal Ga is enriched in late stage and low temperature sphalerite. Ore Geology Reviews, 166, 105928. |  | CHN | Guangdong
| Fankou |  | Basin hydrothermal | Mississippi Valley-type (MVT) | MVT zinc-lead | Zn, Pb | Ga | Zn, Pb, Ga | Wu et al., 2024 |  | 550-87-1-1-5 | 550-87-1-1-5 | underground mine |  |  |  |  | ore material | polished section | grab | mineral separate | [5 empty] | mineralisation | Sp1a, Sp1b, Sp2 | sphalerite |  | sphalerite | Sp1a (early replacement-infilling stage, core), Sp1b (early replacement-infilling stage, rim), Sp2 (late replacement-infilling stage) | euhedral-subhedral coarse-grained; anhedral grains | massive, banded, disseminated; core-rim texture; sector zoning; rhythm bands |  |  |  | pyrite, chalcopyrite, galena, dolomite, calcite, arsenopyrite, freibergite, pyrargyrite, argentite, goethite, ferrohydrite, anglesite, zincosite | polished into thin sections and polished mounts | LA-ICPMS | JEOL JXA-i SP100 electron probe micro-analyzer; NWR 193 nm Ar F Excimer laser-ablation system coupled to an iCAP RQ (ICPMS) | Laboratory of Marine Element and Isotope Facilities in Southern Marine Science and Engineering Guangdong Laboratory (Zhuhai, China); Guangzhou Tuoyan Analytical Technology Co., Ltd., Guangzhou, China | EPMA: accelerating voltage of 20 kV, a probe current of 20 nA, and a 5 μm beam. The peak counting time was 10 s for major elements (Zn, S, Fe), and 50 s for other minor elements (Cd, Ga, Ge, In, Au, and Ag). The background counting time was half of the peak counting time on the high- and low-energy background positions. Analytical results were reduced using the ZAF correction routines. LA-ICP-MS mapping: beam size of 15 μm and a repetition rate of 10 Hz. The depth of ablation during mapping was around 5 μm. | sphalerite for S and Zn, marcasite for Fe, cadmium for Cd, gallium phosphide for Ga, germanium for Ge, indium phosphide for In, gold for Au, and silver for Ag | 181.5236 | [19 empty] | 1194.2636 | [11 empty] | 257.332 | [9 empty] | 37290.1262 |  | 153.5617 |  |  |  | 7.3546 |  |  |  | 176.5581 |  |  |  | 1.6379 | [13 empty] | 162.6679 | [15 empty] | 125.0565 | [15 empty] | 124781.8076 |  | 9.4863 | [42 empty] | 2024 | Wu, Y., Zheng, Y., Yu, P., Chen, X., Guo, L., Long, L., Hu, Z., Huang, Y., Chen, M., Lu, J., Ouyang, S., Chen, S. (2024). The world-class carbonate-hosted Fankou Zn-Pb deposit in China. Part III. Critical metal Ga is enriched in late stage and low temperature sphalerite. Ore Geology Reviews, 166, 105928. |  | CHN | Guangdong
| Fankou |  | Basin hydrothermal | Mississippi Valley-type (MVT) | MVT zinc-lead | Zn, Pb | Ga | Zn, Pb, Ga | Wu et al., 2024 |  | 550-87-1-1-6 | 550-87-1-1-6 | underground mine |  |  |  |  | ore material | polished section | grab | mineral separate | [5 empty] | mineralisation | Sp1a, Sp1b, Sp2 | sphalerite |  | sphalerite | Sp1a (early replacement-infilling stage, core), Sp1b (early replacement-infilling stage, rim), Sp2 (late replacement-infilling stage) | euhedral-subhedral coarse-grained; anhedral grains | massive, banded, disseminated; core-rim texture; sector zoning; rhythm bands |  |  |  | pyrite, chalcopyrite, galena, dolomite, calcite, arsenopyrite, freibergite, pyrargyrite, argentite, goethite, ferrohydrite, anglesite, zincosite | polished into thin sections and polished mounts | LA-ICPMS | JEOL JXA-i SP100 electron probe micro-analyzer; NWR 193 nm Ar F Excimer laser-ablation system coupled to an iCAP RQ (ICPMS) | Laboratory of Marine Element and Isotope Facilities in Southern Marine Science and Engineering Guangdong Laboratory (Zhuhai, China); Guangzhou Tuoyan Analytical Technology Co., Ltd., Guangzhou, China | EPMA: accelerating voltage of 20 kV, a probe current of 20 nA, and a 5 μm beam. The peak counting time was 10 s for major elements (Zn, S, Fe), and 50 s for other minor elements (Cd, Ga, Ge, In, Au, and Ag). The background counting time was half of the peak counting time on the high- and low-energy background positions. Analytical results were reduced using the ZAF correction routines. LA-ICP-MS mapping: beam size of 15 μm and a repetition rate of 10 Hz. The depth of ablation during mapping was around 5 μm. | sphalerite for S and Zn, marcasite for Fe, cadmium for Cd, gallium phosphide for Ga, germanium for Ge, indium phosphide for In, gold for Au, and silver for Ag | 116.8401 | [19 empty] | 1032.0671 | [11 empty] | 311.891 | [9 empty] | 36516.9464 |  | 158.5134 |  |  |  | 21.1008 |  |  |  | 112.8979 |  |  |  | 0.90826 | [13 empty] | 159.2304 | [15 empty] | 45.0795 | [15 empty] | 127036.489 |  | 1.8343 | [42 empty] | 2024 | Wu, Y., Zheng, Y., Yu, P., Chen, X., Guo, L., Long, L., Hu, Z., Huang, Y., Chen, M., Lu, J., Ouyang, S., Chen, S. (2024). The world-class carbonate-hosted Fankou Zn-Pb deposit in China. Part III. Critical metal Ga is enriched in late stage and low temperature sphalerite. Ore Geology Reviews, 166, 105928. |  | CHN | Guangdong
| Fankou |  | Basin hydrothermal | Mississippi Valley-type (MVT) | MVT zinc-lead | Zn, Pb | Ga | Zn, Pb, Ga | Wu et al., 2024 |  | 550-87-1-2-4 | 550-87-1-2-4 | underground mine |  |  |  |  | ore material | polished section | grab | mineral separate | [5 empty] | mineralisation | Sp1a, Sp1b, Sp2 | sphalerite |  | sphalerite | Sp1a (early replacement-infilling stage, core), Sp1b (early replacement-infilling stage, rim), Sp2 (late replacement-infilling stage) | euhedral-subhedral coarse-grained; anhedral grains | massive, banded, disseminated; core-rim texture; sector zoning; rhythm bands |  |  |  | pyrite, chalcopyrite, galena, dolomite, calcite, arsenopyrite, freibergite, pyrargyrite, argentite, goethite, ferrohydrite, anglesite, zincosite | polished into thin sections and polished mounts | LA-ICPMS | JEOL JXA-i SP100 electron probe micro-analyzer; NWR 193 nm Ar F Excimer laser-ablation system coupled to an iCAP RQ (ICPMS) | Laboratory of Marine Element and Isotope Facilities in Southern Marine Science and Engineering Guangdong Laboratory (Zhuhai, China); Guangzhou Tuoyan Analytical Technology Co., Ltd., Guangzhou, China | EPMA: accelerating voltage of 20 kV, a probe current of 20 nA, and a 5 μm beam. The peak counting time was 10 s for major elements (Zn, S, Fe), and 50 s for other minor elements (Cd, Ga, Ge, In, Au, and Ag). The background counting time was half of the peak counting time on the high- and low-energy background positions. Analytical results were reduced using the ZAF correction routines. LA-ICP-MS mapping: beam size of 15 μm and a repetition rate of 10 Hz. The depth of ablation during mapping was around 5 μm. | sphalerite for S and Zn, marcasite for Fe, cadmium for Cd, gallium phosphide for Ga, germanium for Ge, indium phosphide for In, gold for Au, and silver for Ag | 147.8782 | [19 empty] | 1144.4074 | [11 empty] | 415.5687 | [9 empty] | 28240.3764 |  | 277.2011 |  |  |  | 8.3508 |  |  |  | 182.885 |  |  |  | 1.3525 | [13 empty] | 174.7928 | [15 empty] | 67.1873 | [15 empty] | 123776.8574 |  | 3.9716 | [42 empty] | 2024 | Wu, Y., Zheng, Y., Yu, P., Chen, X., Guo, L., Long, L., Hu, Z., Huang, Y., Chen, M., Lu, J., Ouyang, S., Chen, S. (2024). The world-class carbonate-hosted Fankou Zn-Pb deposit in China. Part III. Critical metal Ga is enriched in late stage and low temperature sphalerite. Ore Geology Reviews, 166, 105928. |  | CHN | Guangdong
| Fankou |  | Basin hydrothermal | Mississippi Valley-type (MVT) | MVT zinc-lead | Zn, Pb | Ga | Zn, Pb, Ga | Wu et al., 2024 |  | 550-87-1-2-5 | 550-87-1-2-5 | underground mine |  |  |  |  | ore material | polished section | grab | mineral separate | [5 empty] | mineralisation | Sp1a, Sp1b, Sp2 | sphalerite |  | sphalerite | Sp1a (early replacement-infilling stage, core), Sp1b (early replacement-infilling stage, rim), Sp2 (late replacement-infilling stage) | euhedral-subhedral coarse-grained; anhedral grains | massive, banded, disseminated; core-rim texture; sector zoning; rhythm bands |  |  |  | pyrite, chalcopyrite, galena, dolomite, calcite, arsenopyrite, freibergite, pyrargyrite, argentite, goethite, ferrohydrite, anglesite, zincosite | polished into thin sections and polished mounts | LA-ICPMS | JEOL JXA-i SP100 electron probe micro-analyzer; NWR 193 nm Ar F Excimer laser-ablation system coupled to an iCAP RQ (ICPMS) | Laboratory of Marine Element and Isotope Facilities in Southern Marine Science and Engineering Guangdong Laboratory (Zhuhai, China); Guangzhou Tuoyan Analytical Technology Co., Ltd., Guangzhou, China | EPMA: accelerating voltage of 20 kV, a probe current of 20 nA, and a 5 μm beam. The peak counting time was 10 s for major elements (Zn, S, Fe), and 50 s for other minor elements (Cd, Ga, Ge, In, Au, and Ag). The background counting time was half of the peak counting time on the high- and low-energy background positions. Analytical results were reduced using the ZAF correction routines. LA-ICP-MS mapping: beam size of 15 μm and a repetition rate of 10 Hz. The depth of ablation during mapping was around 5 μm. | sphalerite for S and Zn, marcasite for Fe, cadmium for Cd, gallium phosphide for Ga, germanium for Ge, indium phosphide for In, gold for Au, and silver for Ag | 85.8075 | [19 empty] | 1044.8969 | [11 empty] | 231.162 | [9 empty] | 25711.8466 |  | 154.6167 |  |  |  | 7.6481 |  |  |  | 130.3596 |  |  |  | 0.93082 | [13 empty] | 172.7161 | [15 empty] | 22.1677 | [15 empty] | 123301.4821 |  | 3.4155 | [42 empty] | 2024 | Wu, Y., Zheng, Y., Yu, P., Chen, X., Guo, L., Long, L., Hu, Z., Huang, Y., Chen, M., Lu, J., Ouyang, S., Chen, S. (2024). The world-class carbonate-hosted Fankou Zn-Pb deposit in China. Part III. Critical metal Ga is enriched in late stage and low temperature sphalerite. Ore Geology Reviews, 166, 105928. |  | CHN | Guangdong
| Fankou |  | Basin hydrothermal | Mississippi Valley-type (MVT) | MVT zinc-lead | Zn, Pb | Ga | Zn, Pb, Ga | Wu et al., 2024 |  | 550-108-2-1-2 | 550-108-2-1-2 | underground mine |  |  |  |  | ore material | polished section | grab | mineral separate | [5 empty] | mineralisation | Sp1a, Sp1b, Sp2 | sphalerite |  | sphalerite | Sp1a (early replacement-infilling stage, core), Sp1b (early replacement-infilling stage, rim), Sp2 (late replacement-infilling stage) | euhedral-subhedral coarse-grained; anhedral grains | massive, banded, disseminated; core-rim texture; sector zoning; rhythm bands |  |  |  | pyrite, chalcopyrite, galena, dolomite, calcite, arsenopyrite, freibergite, pyrargyrite, argentite, goethite, ferrohydrite, anglesite, zincosite | polished into thin sections and polished mounts | LA-ICPMS | JEOL JXA-i SP100 electron probe micro-analyzer; NWR 193 nm Ar F Excimer laser-ablation system coupled to an iCAP RQ (ICPMS) | Laboratory of Marine Element and Isotope Facilities in Southern Marine Science and Engineering Guangdong Laboratory (Zhuhai, China); Guangzhou Tuoyan Analytical Technology Co., Ltd., Guangzhou, China | EPMA: accelerating voltage of 20 kV, a probe current of 20 nA, and a 5 μm beam. The peak counting time was 10 s for major elements (Zn, S, Fe), and 50 s for other minor elements (Cd, Ga, Ge, In, Au, and Ag). The background counting time was half of the peak counting time on the high- and low-energy background positions. Analytical results were reduced using the ZAF correction routines. LA-ICP-MS mapping: beam size of 15 μm and a repetition rate of 10 Hz. The depth of ablation during mapping was around 5 μm. | sphalerite for S and Zn, marcasite for Fe, cadmium for Cd, gallium phosphide for Ga, germanium for Ge, indium phosphide for In, gold for Au, and silver for Ag | 29.4167 | [19 empty] | 2415.772 | [11 empty] | 58.1293 | [9 empty] | 1571.3966 |  | 2.2577 |  |  |  | 20.5629 |  |  |  | 276.2119 |  |  |  | 0.054325 | [13 empty] | 138.9661 | [15 empty] | 14.5059 | [15 empty] | 152459.5409 | [44 empty] | 2024 | Wu, Y., Zheng, Y., Yu, P., Chen, X., Guo, L., Long, L., Hu, Z., Huang, Y., Chen, M., Lu, J., Ouyang, S., Chen, S. (2024). The world-class carbonate-hosted Fankou Zn-Pb deposit in China. Part III. Critical metal Ga is enriched in late stage and low temperature sphalerite. Ore Geology Reviews, 166, 105928. |  | CHN | Guangdong
| Fankou |  | Basin hydrothermal | Mississippi Valley-type (MVT) | MVT zinc-lead | Zn, Pb | Ga | Zn, Pb, Ga | Wu et al., 2024 |  | 625-18-2-1-2 | 625-18-2-1-2 | underground mine |  |  |  |  | ore material | polished section | grab | mineral separate | [5 empty] | mineralisation | Sp1a, Sp1b, Sp2 | sphalerite |  | sphalerite | Sp1a (early replacement-infilling stage, core), Sp1b (early replacement-infilling stage, rim), Sp2 (late replacement-infilling stage) | euhedral-subhedral coarse-grained; anhedral grains | massive, banded, disseminated; core-rim texture; sector zoning; rhythm bands |  |  |  | pyrite, chalcopyrite, galena, dolomite, calcite, arsenopyrite, freibergite, pyrargyrite, argentite, goethite, ferrohydrite, anglesite, zincosite | polished into thin sections and polished mounts | LA-ICPMS | JEOL JXA-i SP100 electron probe micro-analyzer; NWR 193 nm Ar F Excimer laser-ablation system coupled to an iCAP RQ (ICPMS) | Laboratory of Marine Element and Isotope Facilities in Southern Marine Science and Engineering Guangdong Laboratory (Zhuhai, China); Guangzhou Tuoyan Analytical Technology Co., Ltd., Guangzhou, China | EPMA: accelerating voltage of 20 kV, a probe current of 20 nA, and a 5 μm beam. The peak counting time was 10 s for major elements (Zn, S, Fe), and 50 s for other minor elements (Cd, Ga, Ge, In, Au, and Ag). The background counting time was half of the peak counting time on the high- and low-energy background positions. Analytical results were reduced using the ZAF correction routines. LA-ICP-MS mapping: beam size of 15 μm and a repetition rate of 10 Hz. The depth of ablation during mapping was around 5 μm. | sphalerite for S and Zn, marcasite for Fe, cadmium for Cd, gallium phosphide for Ga, germanium for Ge, indium phosphide for In, gold for Au, and silver for Ag | 227.7252 | [19 empty] | 1497.8385 | [11 empty] | 5530.7624 | [9 empty] | 17974.9203 |  | 65.6216 |  |  |  | 1971.5742 |  |  |  | 202.8607 |  |  |  | 0.46234 | [13 empty] | 227.7503 | [15 empty] | 81.4436 | [15 empty] | 156912.0384 |  | 114.9552 | [42 empty] | 2024 | Wu, Y., Zheng, Y., Yu, P., Chen, X., Guo, L., Long, L., Hu, Z., Huang, Y., Chen, M., Lu, J., Ouyang, S., Chen, S. (2024). The world-class carbonate-hosted Fankou Zn-Pb deposit in China. Part III. Critical metal Ga is enriched in late stage and low temperature sphalerite. Ore Geology Reviews, 166, 105928. |  | CHN | Guangdong
| Fankou |  | Basin hydrothermal | Mississippi Valley-type (MVT) | MVT zinc-lead | Zn, Pb | Ga | Zn, Pb, Ga | Wu et al., 2024 |  | 625-18-2-1-3 | 625-18-2-1-3 | underground mine |  |  |  |  | ore material | polished section | grab | mineral separate | [5 empty] | mineralisation | Sp1a, Sp1b, Sp2 | sphalerite |  | sphalerite | Sp1a (early replacement-infilling stage, core), Sp1b (early replacement-infilling stage, rim), Sp2 (late replacement-infilling stage) | euhedral-subhedral coarse-grained; anhedral grains | massive, banded, disseminated; core-rim texture; sector zoning; rhythm bands |  |  |  | pyrite, chalcopyrite, galena, dolomite, calcite, arsenopyrite, freibergite, pyrargyrite, argentite, goethite, ferrohydrite, anglesite, zincosite | polished into thin sections and polished mounts | LA-ICPMS | JEOL JXA-i SP100 electron probe micro-analyzer; NWR 193 nm Ar F Excimer laser-ablation system coupled to an iCAP RQ (ICPMS) | Laboratory of Marine Element and Isotope Facilities in Southern Marine Science and Engineering Guangdong Laboratory (Zhuhai, China); Guangzhou Tuoyan Analytical Technology Co., Ltd., Guangzhou, China | EPMA: accelerating voltage of 20 kV, a probe current of 20 nA, and a 5 μm beam. The peak counting time was 10 s for major elements (Zn, S, Fe), and 50 s for other minor elements (Cd, Ga, Ge, In, Au, and Ag). The background counting time was half of the peak counting time on the high- and low-energy background positions. Analytical results were reduced using the ZAF correction routines. LA-ICP-MS mapping: beam size of 15 μm and a repetition rate of 10 Hz. The depth of ablation during mapping was around 5 μm. | sphalerite for S and Zn, marcasite for Fe, cadmium for Cd, gallium phosphide for Ga, germanium for Ge, indium phosphide for In, gold for Au, and silver for Ag | 183.4084 | [19 empty] | 1776.1084 | [11 empty] | 2755.6147 | [9 empty] | 11076.4367 |  | 133.1905 |  |  |  | 969.8388 |  |  |  | 209.3111 |  |  |  | 0.14915 | [13 empty] | 446.5298 | [15 empty] | 73.5845 | [15 empty] | 160522.5367 |  | 72.3976 | [42 empty] | 2024 | Wu, Y., Zheng, Y., Yu, P., Chen, X., Guo, L., Long, L., Hu, Z., Huang, Y., Chen, M., Lu, J., Ouyang, S., Chen, S. (2024). The world-class carbonate-hosted Fankou Zn-Pb deposit in China. Part III. Critical metal Ga is enriched in late stage and low temperature sphalerite. Ore Geology Reviews, 166, 105928. |  | CHN | Guangdong