## Sheet1
Uploaded | deposit_name | deposit_local_id | deposit_environment | deposit_group | deposit_type | primary_commodities | secondary_commodities | all_commodities | deposit_source | sample_uid | sample_name | sample_local_id | feature_type | feature_name | feature_uid | top_depth_m | bottom_depth_m | sample_deposit_relation | sample_type | sampling_method | material_class | material_class_comments | province | strat_unit_name | strat_unit_uid | strat_grouping | earth_material_group | earth_material_qualifier | earth_material | metamorphic_grade | mineral | paragenetic_stage | mode_of_occurrence | texture | color | alteration | sample_description | associated_minerals | sample_preparation | analytical_method | instrument_type_model | laboratory_location/if reported | operating_conditions/if reported | standards_used/if reported | ag_ppm | ag_detection_limit | al_ppm | al_detection_limit | as_ppm | as_detection_limit | au_ppm | au_detection_limit | b_ppm | b_detection_limit | ba_ppm | ba_detection_limit | be_ppm | be_detection_limit | bi_ppm | bi_detection_limit | br_ppm | br_detection_limit | ca_ppm | ca_detection_limit | cd_ppm | cd_detection_limit | ce_ppm | ce_detection_limit | cl_ppm | cl_detection_limit | co_ppm | co_detection_limit | cr_ppm | cr_detection_limit | cs_ppm | cs_detection_limit | cu_ppm | cu_detection_limit | dy_ppm | dy_detection_limit | er_ppm | er_detection_limit | eu_ppm | eu_detection_limit | f_ppm | f_detection_limit | fe_ppm | fe_detection_limit | ga_ppm | ga_detection_limit | gd_ppm | gd_detection_limit | ge_ppm | ge_detection_limit | hf_ppm | hf_detection_limit | hg_ppm | hg_detection_limit | ho_ppm | ho_detection_limit | in_ppm | in_detection_limit | ir_ppm | ir_detection_limit | k_ppm | k_detection_limit | la_ppm | la_detection_limit | li_ppm | li_detection_limit | lu_ppm | lu_detection_limit | mg_ppm | mg_detection_limit | mn_ppm | mn_detection_limit | mo_ppm | mo_detection_limit | na_ppm | na_detection_limit | nb_ppm | nb_detection_limit | nd_ppm | nd_detection_limit | ni_ppm | ni_detection_limit | os_ppm | os_detection_limit | p_ppm | p_detection_limit | pb_ppm | pb_detection_limit | pd_ppm | pd_detection_limit | pr_ppm | pr_detection_limit | pt_ppm | pt_detection_limit | rb_ppm | rb_detection_limit | re_ppm | re_detection_limit | rh_ppm | rh_detection_limit | ru_ppm | ru_detection_limit | s_ppm | s_detection_limit | sb_ppm | sb_detection_limit | sc_ppm | sc_detection_limit | se_ppm | se_detection_limit | si_ppm | si_detection_limit | sm_ppm | sm_detection_limit | sn_ppm | sn_detection_limit | sr_ppm | sr_detection_limit | ta_ppm | ta_detection_limit | tb_ppm | tb_detection_limit | te_ppm | te_detection_limit | th_ppm | th_detection_limit | ti_ppm | ti_detection_limit | tl_ppm | tl_detection_limit | tm_ppm | tm_detection_limit | u_ppm | u_detection_limit | v_ppm | v_detection_limit | w_ppm | w_detection_limit | y_ppm | y_detection_limit | yb_ppm | yb_detection_limit | zn_ppm | zn_detection_limit | zr_ppm | zr_detection_limit | analysis_datetime | publication_date | sample_source | submitter | country | state | deposit_longitude_wgs84 | deposit_latitude_wgs84 | sample_longitude_wgs84 | sample_latitude_wgs84 | sample_easting | sample_northing | sample_utm_zone | sample_location_description | location_source | location_accuracy | comments | last_update
| Huangshaping |  | Magmatic hydrothermal | Skarn | W-Mo-Pb-Zn polymetallic skarn | W, Mo, Pb, Zn | Cu, Ag | W, Mo, Pb, Zn, Cu, Ag | Ding et al., 2018a; Ding et al., 2018b |  | HSP-7-py-1 - 1 | HSP-7-py-1 - 1 | underground mine |  |  |  |  | ore material | polished section | grab | mineral separate | [5 empty] | mineralisation |  |  |  | Pyrite | [6 empty] | galena, arsenopyrite, bornite, fluorite, epidote, chlorite, calcite, siderite, limonite | Over 60 polished thin sections were prepared and analyzed via transmitted and reflected light microscopy; ten representative samples were analyzed via back-scattered electron (BSE) and LA-ICP-MS | LA-ICPMS |  |  | 26 μm-diameter spot size; background acquisition approximately 30 s (gas blank); 60 s of data acquisition from the sample | STDGL3 for chalcophile and siderophile concentrations; in-house standard of pure pyrite Py to calibrate S and Fe concentrations; GSD-1G for lithophile element concentrations; MASS-1 as unknown sample to check analytical accuracy | 1.8191 |  | 0.758 |  | 1.3524 |  | 0.03 | [7 empty] | 0.017 |  |  |  | 128.2447 |  | 0.082 | [5 empty] | 1.1298 |  | 1.128 |  |  |  | 0.97673 | [9 empty] | 465321.0104 |  | 0.041042 |  |  |  | 0.281 | [7 empty] | 0.00784 | [5 empty] | 0.006 | [5 empty] | 1.921 |  | 0.36421 |  | 0.071305 |  |  |  | 0.004 |  |  |  | 4.848 | [5 empty] | 49.584 | [15 empty] | 534387.8593 |  | 1.0488 |  | 0.136 |  | 6.1897 |  | 228.18 |  |  |  | 0.38245 |  |  |  | 0.012 |  |  |  | 0.379 |  |  |  | 7.1664 |  | 4.3654 | [5 empty] | 0.048 |  | 12.9301 | [5 empty] | 1.3256 |  |  |  |  | 2022 | Chu, X. et al. (2022). Ore Geology Reviews, 144, 104867 |  | CHN | Hunan
| Huangshaping |  | Magmatic hydrothermal | Skarn | W-Mo-Pb-Zn polymetallic skarn | W, Mo, Pb, Zn | Cu, Ag | W, Mo, Pb, Zn, Cu, Ag | Ding et al., 2018a; Ding et al., 2018b |  | HSP-7-py-1 - 2 | HSP-7-py-1 - 2 | underground mine |  |  |  |  | ore material | polished section | grab | mineral separate | [5 empty] | mineralisation |  |  |  | Pyrite | [6 empty] | galena, arsenopyrite, bornite, fluorite, epidote, chlorite, calcite, siderite, limonite | Over 60 polished thin sections were prepared and analyzed via transmitted and reflected light microscopy; ten representative samples were analyzed via back-scattered electron (BSE) and LA-ICP-MS | LA-ICPMS |  |  | 26 μm-diameter spot size; background acquisition approximately 30 s (gas blank); 60 s of data acquisition from the sample | STDGL3 for chalcophile and siderophile concentrations; in-house standard of pure pyrite Py to calibrate S and Fe concentrations; GSD-1G for lithophile element concentrations; MASS-1 as unknown sample to check analytical accuracy | 3.5218 |  | 1.013 |  | 0.249 |  | 0.02064 | [7 empty] | 0.011 |  |  |  | 133.578 |  | 0.097 | [5 empty] | 0.3094 |  | 0.971 |  |  |  | 0.6386 | [9 empty] | 465429.4112 |  | 0.023 |  |  |  | 0.3821 | [7 empty] | 0.008 | [5 empty] | 0.007 | [5 empty] | 1.606 |  | 0.285 |  | 0.064 |  |  |  | 0.012819 |  |  |  | 1.8002 | [5 empty] | 6.8146 | [15 empty] | 534503.5797 |  | 18.5629 |  | 0.175 |  | 2.3987 |  | 241.416 |  |  |  | 0.23126 |  |  |  | 0.012 |  |  |  | 0.448 |  |  |  | 6.9793 |  | 3.5746 | [5 empty] | 0.044 |  | 4.1661 | [5 empty] | 1.347 |  |  |  |  | 2022 | Chu, X. et al. (2022). Ore Geology Reviews, 144, 104867 |  | CHN | Hunan
| Huangshaping |  | Magmatic hydrothermal | Skarn | W-Mo-Pb-Zn polymetallic skarn | W, Mo, Pb, Zn | Cu, Ag | W, Mo, Pb, Zn, Cu, Ag | Ding et al., 2018a; Ding et al., 2018b |  | HSP-7-py-1 - 3 | HSP-7-py-1 - 3 | underground mine |  |  |  |  | ore material | polished section | grab | mineral separate | [5 empty] | mineralisation |  |  |  | Pyrite | [6 empty] | galena, arsenopyrite, bornite, fluorite, epidote, chlorite, calcite, siderite, limonite | Over 60 polished thin sections were prepared and analyzed via transmitted and reflected light microscopy; ten representative samples were analyzed via back-scattered electron (BSE) and LA-ICP-MS | LA-ICPMS |  |  | 26 μm-diameter spot size; background acquisition approximately 30 s (gas blank); 60 s of data acquisition from the sample | STDGL3 for chalcophile and siderophile concentrations; in-house standard of pure pyrite Py to calibrate S and Fe concentrations; GSD-1G for lithophile element concentrations; MASS-1 as unknown sample to check analytical accuracy | 2.4526 |  | 0.805 |  | 0.72649 |  | 0.016 | [7 empty] | 0.024 |  |  |  | 113.505 |  | 0.083 | [5 empty] | 0.27726 |  | 0.993 |  |  |  | 0.57639 | [9 empty] | 465428.5281 |  | 0.030833 |  |  |  | 0.34463 | [7 empty] | 0.005 | [5 empty] | 0.006 | [5 empty] | 2.502 |  | 0.28 |  | 0.098 |  |  |  | 0.002 |  |  |  | 1.3793 | [5 empty] | 4.7602 | [15 empty] | 534501.2429 |  | 7.1206 |  | 0.176 |  | 3.544 |  | 218.274 |  |  |  | 0.56027 |  |  |  | 0.012 |  |  |  | 0.392 |  |  |  | 10.4613 |  | 5.9934 | [5 empty] | 0.032102 |  | 13.674 | [5 empty] | 1.5636 |  |  |  |  | 2022 | Chu, X. et al. (2022). Ore Geology Reviews, 144, 104867 |  | CHN | Hunan
| Huangshaping |  | Magmatic hydrothermal | Skarn | W-Mo-Pb-Zn polymetallic skarn | W, Mo, Pb, Zn | Cu, Ag | W, Mo, Pb, Zn, Cu, Ag | Ding et al., 2018a; Ding et al., 2018b |  | HSP-7-py-1 - 4 | HSP-7-py-1 - 4 | underground mine |  |  |  |  | ore material | polished section | grab | mineral separate | [5 empty] | mineralisation |  |  |  | Pyrite | [6 empty] | galena, arsenopyrite, bornite, fluorite, epidote, chlorite, calcite, siderite, limonite | Over 60 polished thin sections were prepared and analyzed via transmitted and reflected light microscopy; ten representative samples were analyzed via back-scattered electron (BSE) and LA-ICP-MS | LA-ICPMS |  |  | 26 μm-diameter spot size; background acquisition approximately 30 s (gas blank); 60 s of data acquisition from the sample | STDGL3 for chalcophile and siderophile concentrations; in-house standard of pure pyrite Py to calibrate S and Fe concentrations; GSD-1G for lithophile element concentrations; MASS-1 as unknown sample to check analytical accuracy | 1.4368 |  | 0.796 |  | 0.27475 |  | 0.026 | [7 empty] | 0.017 |  |  |  | 96.193 |  | 0.08 | [5 empty] | 0.31998 |  | 0.999 |  |  |  | 0.4586 | [9 empty] | 465444.338 |  | 0.022813 |  |  |  | 0.37408 | [7 empty] | 0.009 | [5 empty] | 0.005 | [5 empty] | 1.8366 |  | 0.26539 |  | 0.090564 |  |  |  | 0.007 |  |  |  | 1.5967 | [5 empty] | 0.53164 | [15 empty] | 534506.6474 |  | 0.152 |  | 0.168 |  | 2.4684 |  | 234.012 |  |  |  | 0.059131 |  |  |  | 0.002235 |  |  |  | 0.43 |  |  |  | 8.0077 |  | 0.22871 | [5 empty] | 0.028 |  | 9.7085 | [5 empty] | 1.3873 |  |  |  |  | 2022 | Chu, X. et al. (2022). Ore Geology Reviews, 144, 104867 |  | CHN | Hunan
| Huangshaping |  | Magmatic hydrothermal | Skarn | W-Mo-Pb-Zn polymetallic skarn | W, Mo, Pb, Zn | Cu, Ag | W, Mo, Pb, Zn, Cu, Ag | Ding et al., 2018a; Ding et al., 2018b |  | HSP-7-py-1 - 5 | HSP-7-py-1 - 5 | underground mine |  |  |  |  | ore material | polished section | grab | mineral separate | [5 empty] | mineralisation |  |  |  | Pyrite | [6 empty] | galena, arsenopyrite, bornite, fluorite, epidote, chlorite, calcite, siderite, limonite | Over 60 polished thin sections were prepared and analyzed via transmitted and reflected light microscopy; ten representative samples were analyzed via back-scattered electron (BSE) and LA-ICP-MS | LA-ICPMS |  |  | 26 μm-diameter spot size; background acquisition approximately 30 s (gas blank); 60 s of data acquisition from the sample | STDGL3 for chalcophile and siderophile concentrations; in-house standard of pure pyrite Py to calibrate S and Fe concentrations; GSD-1G for lithophile element concentrations; MASS-1 as unknown sample to check analytical accuracy | 0.673 |  | 0.93591 |  | 121.5927 |  | 0.02204 | [7 empty] | 0.006245 |  |  |  | 94.441 |  | 0.072 | [5 empty] | 0.28573 |  | 0.832 |  |  |  | 0.432 | [9 empty] | 465366.7541 |  | 0.057104 |  |  |  | 0.249 | [7 empty] | 0.006144 | [5 empty] | 0.005 | [5 empty] | 1.6086 |  | 0.28614 |  | 0.15638 |  |  |  | 0.006 |  |  |  | 1.4919 | [5 empty] | 0.55874 | [15 empty] | 534405.1478 |  | 0.063 |  | 0.12 |  | 1.9789 |  | 187.9 |  |  |  | 0.033 |  |  |  | 0.005079 |  |  |  | 0.61 |  |  |  | 7.3609 |  | 2.005 | [5 empty] | 0.029 |  | 68.2566 | [5 empty] | 1.113 |  |  |  |  | 2022 | Chu, X. et al. (2022). Ore Geology Reviews, 144, 104867 |  | CHN | Hunan
| Huangshaping |  | Magmatic hydrothermal | Skarn | W-Mo-Pb-Zn polymetallic skarn | W, Mo, Pb, Zn | Cu, Ag | W, Mo, Pb, Zn, Cu, Ag | Ding et al., 2018a; Ding et al., 2018b |  | HSP-7-py-1 - 6 | HSP-7-py-1 - 6 | underground mine |  |  |  |  | ore material | polished section | grab | mineral separate | [5 empty] | mineralisation |  |  |  | Pyrite | [6 empty] | galena, arsenopyrite, bornite, fluorite, epidote, chlorite, calcite, siderite, limonite | Over 60 polished thin sections were prepared and analyzed via transmitted and reflected light microscopy; ten representative samples were analyzed via back-scattered electron (BSE) and LA-ICP-MS | LA-ICPMS |  |  | 26 μm-diameter spot size; background acquisition approximately 30 s (gas blank); 60 s of data acquisition from the sample | STDGL3 for chalcophile and siderophile concentrations; in-house standard of pure pyrite Py to calibrate S and Fe concentrations; GSD-1G for lithophile element concentrations; MASS-1 as unknown sample to check analytical accuracy | 3.378 |  | 3.308 |  | 0.722 |  | 0.087147 | [7 empty] | 0.044 |  |  |  | 404.566 |  | 0.357 | [5 empty] | 0.109 |  | 4.697 |  |  |  | 1.654 | [9 empty] | 465452.9418 |  | 0.085 |  |  |  | 1.08 | [7 empty] | 0.010071 | [5 empty] | 0.025 | [5 empty] | 7.321 |  | 1.188 |  | 0.46518 |  |  |  | 0.029497 |  |  |  | 0.624 | [5 empty] | 3.8541 | [15 empty] | 534513.2844 |  | 0.341 |  | 0.548 |  | 5.96 |  | 900.29 |  |  |  | 0.369 |  |  |  | 0.057 |  |  |  | 0.869 |  |  |  | 4.7628 |  | 0.064 | [5 empty] | 0.138 |  | 0.158 | [5 empty] | 4.4775 |  |  |  |  | 2022 | Chu, X. et al. (2022). Ore Geology Reviews, 144, 104867 |  | CHN | Hunan
| Huangshaping |  | Magmatic hydrothermal | Skarn | W-Mo-Pb-Zn polymetallic skarn | W, Mo, Pb, Zn | Cu, Ag | W, Mo, Pb, Zn, Cu, Ag | Ding et al., 2018a; Ding et al., 2018b |  | HSP-7-py-1 - 7 | HSP-7-py-1 - 7 | underground mine |  |  |  |  | ore material | polished section | grab | mineral separate | [5 empty] | mineralisation |  |  |  | Pyrite | [6 empty] | galena, arsenopyrite, bornite, fluorite, epidote, chlorite, calcite, siderite, limonite | Over 60 polished thin sections were prepared and analyzed via transmitted and reflected light microscopy; ten representative samples were analyzed via back-scattered electron (BSE) and LA-ICP-MS | LA-ICPMS |  |  | 26 μm-diameter spot size; background acquisition approximately 30 s (gas blank); 60 s of data acquisition from the sample | STDGL3 for chalcophile and siderophile concentrations; in-house standard of pure pyrite Py to calibrate S and Fe concentrations; GSD-1G for lithophile element concentrations; MASS-1 as unknown sample to check analytical accuracy | 1.5771 |  | 0.907 |  | 0.347 |  | 0.023846 | [7 empty] | 0.03 |  |  |  | 126.289 |  | 0.104 | [5 empty] | 0.025806 |  | 1.93 |  |  |  | 0.357 | [9 empty] | 465150.4487 |  | 0.025 |  |  |  | 0.347 | [7 empty] | 0.010067 | [5 empty] | 0.007 | [5 empty] | 2.547 |  | 0.334 |  | 0.19687 |  |  |  | 0.003 |  |  |  | 0.301 | [5 empty] | 1.0278 | [15 empty] | 534157.0291 |  | 0.076 |  | 0.192 |  | 6.311 |  | 311.5733 |  |  |  | 0.04 |  |  |  | 0.02 |  |  |  | 0.254 |  |  |  | 3.5684 |  | 0.038 | [5 empty] | 0.059 |  | 0.034 | [5 empty] | 1.683 |  |  |  |  | 2022 | Chu, X. et al. (2022). Ore Geology Reviews, 144, 104867 |  | CHN | Hunan
| Huangshaping |  | Magmatic hydrothermal | Skarn | W-Mo-Pb-Zn polymetallic skarn | W, Mo, Pb, Zn | Cu, Ag | W, Mo, Pb, Zn, Cu, Ag | Ding et al., 2018a; Ding et al., 2018b |  | HSP-7-py-1 - 8 | HSP-7-py-1 - 8 | underground mine |  |  |  |  | ore material | polished section | grab | mineral separate | [5 empty] | mineralisation |  |  |  | Pyrite | [6 empty] | galena, arsenopyrite, bornite, fluorite, epidote, chlorite, calcite, siderite, limonite | Over 60 polished thin sections were prepared and analyzed via transmitted and reflected light microscopy; ten representative samples were analyzed via back-scattered electron (BSE) and LA-ICP-MS | LA-ICPMS |  |  | 26 μm-diameter spot size; background acquisition approximately 30 s (gas blank); 60 s of data acquisition from the sample | STDGL3 for chalcophile and siderophile concentrations; in-house standard of pure pyrite Py to calibrate S and Fe concentrations; GSD-1G for lithophile element concentrations; MASS-1 as unknown sample to check analytical accuracy | 2.1929 |  | 1.148 |  | 0.36 |  | 0.042822 | [7 empty] | 0.029 |  |  |  | 198.06 |  | 0.122 | [5 empty] | 0.059 |  | 1.548 |  |  |  | 0.746 | [9 empty] | 465450.8289 |  | 0.039915 |  |  |  | 0.468 | [7 empty] | 0.007545 | [5 empty] | 0.008 | [5 empty] | 3.063 |  | 0.55544 |  | 0.14669 |  |  |  | 0.01 |  |  |  | 0.339 | [5 empty] | 8.0307 | [15 empty] | 534507.4588 |  | 1.2309 |  | 0.256 |  | 4.3875 |  | 299.76 |  |  |  | 0.19254 |  |  |  | 0.016 |  |  |  | 0.382 |  |  |  | 7.8099 |  | 0.053 | [5 empty] | 0.11708 |  | 0.069042 | [5 empty] | 1.4736 |  |  |  |  | 2022 | Chu, X. et al. (2022). Ore Geology Reviews, 144, 104867 |  | CHN | Hunan
| Huangshaping |  | Magmatic hydrothermal | Skarn | W-Mo-Pb-Zn polymetallic skarn | W, Mo, Pb, Zn | Cu, Ag | W, Mo, Pb, Zn, Cu, Ag | Ding et al., 2018a; Ding et al., 2018b |  | HSP-6-py-1 - 1 | HSP-6-py-1 - 1 | underground mine |  |  |  |  | ore material | polished section | grab | mineral separate | [5 empty] | mineralisation |  |  |  | Pyrite | [6 empty] | galena, arsenopyrite, bornite, fluorite, epidote, chlorite, calcite, siderite, limonite | Over 60 polished thin sections were prepared and analyzed via transmitted and reflected light microscopy; ten representative samples were analyzed via back-scattered electron (BSE) and LA-ICP-MS | LA-ICPMS |  |  | 26 μm-diameter spot size; background acquisition approximately 30 s (gas blank); 60 s of data acquisition from the sample | STDGL3 for chalcophile and siderophile concentrations; in-house standard of pure pyrite Py to calibrate S and Fe concentrations; GSD-1G for lithophile element concentrations; MASS-1 as unknown sample to check analytical accuracy | 2.8727 |  | 2.348 |  | 5.7961 |  | 0.045 | [7 empty] | 0.071 |  |  |  | 253.828 |  | 0.40929 | [5 empty] | 0.211 |  | 2.688 |  |  |  | 2.8827 | [9 empty] | 465344.8229 |  | 0.056 |  |  |  | 0.875 | [7 empty] | 0.19387 | [5 empty] | 0.043169 | [5 empty] | 33.5451 |  | 9.516 |  | 0.63451 |  |  |  | 0.023 |  |  |  | 0.71568 | [5 empty] | 32.972 | [15 empty] | 534436.5249 |  | 13.6623 |  | 0.456 |  | 4.299 |  | 515.679 |  |  |  | 45.9311 |  |  |  | 0.027114 |  |  |  | 0.851 |  |  |  | 10.829 |  | 5.8346 | [5 empty] | 0.14042 |  | 5.8108 | [5 empty] | 2.941 |  |  |  |  | 2022 | Chu, X. et al. (2022). Ore Geology Reviews, 144, 104867 |  | CHN | Hunan
| Huangshaping |  | Magmatic hydrothermal | Skarn | W-Mo-Pb-Zn polymetallic skarn | W, Mo, Pb, Zn | Cu, Ag | W, Mo, Pb, Zn, Cu, Ag | Ding et al., 2018a; Ding et al., 2018b |  | HSP-6-py-1 - 2 | HSP-6-py-1 - 2 | underground mine |  |  |  |  | ore material | polished section | grab | mineral separate | [5 empty] | mineralisation |  |  |  | Pyrite | [6 empty] | galena, arsenopyrite, bornite, fluorite, epidote, chlorite, calcite, siderite, limonite | Over 60 polished thin sections were prepared and analyzed via transmitted and reflected light microscopy; ten representative samples were analyzed via back-scattered electron (BSE) and LA-ICP-MS | LA-ICPMS |  |  | 26 μm-diameter spot size; background acquisition approximately 30 s (gas blank); 60 s of data acquisition from the sample | STDGL3 for chalcophile and siderophile concentrations; in-house standard of pure pyrite Py to calibrate S and Fe concentrations; GSD-1G for lithophile element concentrations; MASS-1 as unknown sample to check analytical accuracy | 3.4912 |  | 0.763 |  | 0.205 |  | 0.021269 | [7 empty] | 0.012 |  |  |  | 79.81 |  | 0.074 | [5 empty] | 1.1126 |  | 1.161 |  |  |  | 0.4939 | [9 empty] | 465389.9071 |  | 0.071874 |  |  |  | 0.31241 | [7 empty] | 0.014847 | [5 empty] | 0.010843 | [5 empty] | 1.774 |  | 0.26668 |  | 0.068151 |  |  |  | 0.009 |  |  |  | 5.0749 | [5 empty] | 13.456 | [15 empty] | 534489.4906 |  | 6.574 |  | 0.159 |  | 4.7647 |  | 179.862 |  |  |  | 3.6932 |  |  |  | 0.00353 |  |  |  | 0.30446 |  |  |  | 7.2738 |  | 3.9729 | [5 empty] | 0.028 |  | 52.6206 | [5 empty] | 0.943 |  |  |  |  | 2022 | Chu, X. et al. (2022). Ore Geology Reviews, 144, 104867 |  | CHN | Hunan
| Huangshaping |  | Magmatic hydrothermal | Skarn | W-Mo-Pb-Zn polymetallic skarn | W, Mo, Pb, Zn | Cu, Ag | W, Mo, Pb, Zn, Cu, Ag | Ding et al., 2018a; Ding et al., 2018b |  | HSP-6-py-1 - 3 | HSP-6-py-1 - 3 | underground mine |  |  |  |  | ore material | polished section | grab | mineral separate | [5 empty] | mineralisation |  |  |  | Pyrite | [6 empty] | galena, arsenopyrite, bornite, fluorite, epidote, chlorite, calcite, siderite, limonite | Over 60 polished thin sections were prepared and analyzed via transmitted and reflected light microscopy; ten representative samples were analyzed via back-scattered electron (BSE) and LA-ICP-MS | LA-ICPMS |  |  | 26 μm-diameter spot size; background acquisition approximately 30 s (gas blank); 60 s of data acquisition from the sample | STDGL3 for chalcophile and siderophile concentrations; in-house standard of pure pyrite Py to calibrate S and Fe concentrations; GSD-1G for lithophile element concentrations; MASS-1 as unknown sample to check analytical accuracy | 2.9827 |  | 1.1533 |  | 23.0326 |  | 0.019657 | [7 empty] | 0.019 |  |  |  | 445.9332 |  | 0.091 | [5 empty] | 0.037 |  | 1.2093 |  |  |  | 2.7959 | [9 empty] | 463897.2226 |  | 0.032925 |  |  |  | 0.329 | [7 empty] | 0.034405 | [5 empty] | 0.27527 | [5 empty] | 383.8871 |  | 1471.5285 |  | 0.15321 |  |  |  | 0.004099 |  |  |  | 0.274 | [5 empty] | 72.9364 | [15 empty] | 532765.0674 |  | 24.6137 |  | 0.28953 |  | 1.0909 |  | 252.999 |  |  |  | 6.2056 |  |  |  | 0.008 |  |  |  | 0.36999 |  |  |  | 8.0434 |  | 2.7622 | [5 empty] | 0.21716 |  | 7.5385 | [5 empty] | 1.178 |  |  |  |  | 2022 | Chu, X. et al. (2022). Ore Geology Reviews, 144, 104867 |  | CHN | Hunan
| Huangshaping |  | Magmatic hydrothermal | Skarn | W-Mo-Pb-Zn polymetallic skarn | W, Mo, Pb, Zn | Cu, Ag | W, Mo, Pb, Zn, Cu, Ag | Ding et al., 2018a; Ding et al., 2018b |  | HSP-6-py-1 - 4 | HSP-6-py-1 - 4 | underground mine |  |  |  |  | ore material | polished section | grab | mineral separate | [5 empty] | mineralisation |  |  |  | Pyrite | [6 empty] | galena, arsenopyrite, bornite, fluorite, epidote, chlorite, calcite, siderite, limonite | Over 60 polished thin sections were prepared and analyzed via transmitted and reflected light microscopy; ten representative samples were analyzed via back-scattered electron (BSE) and LA-ICP-MS | LA-ICPMS |  |  | 26 μm-diameter spot size; background acquisition approximately 30 s (gas blank); 60 s of data acquisition from the sample | STDGL3 for chalcophile and siderophile concentrations; in-house standard of pure pyrite Py to calibrate S and Fe concentrations; GSD-1G for lithophile element concentrations; MASS-1 as unknown sample to check analytical accuracy | 1.461 |  | 1.595 |  | 3.784 |  | 0.026 | [7 empty] | 0.031034 |  |  |  | 188.864 |  | 0.164 | [5 empty] | 0.105 |  | 1.814 |  |  |  | 1.7207 | [9 empty] | 465422.5771 |  | 0.038 |  |  |  | 0.529 | [7 empty] | 0.013 | [5 empty] | 0.011 | [5 empty] | 10.5318 |  | 4.2588 |  | 0.065673 |  |  |  | 0.007139 |  |  |  | 1.212 | [5 empty] | 8.6409 | [15 empty] | 534488.4281 |  | 1.5511 |  | 0.335 |  | 4.581 |  | 485.085 |  |  |  | 1.2116 |  |  |  | 0.024 |  |  |  | 0.49159 |  |  |  | 10.808 |  | 2.4029 | [5 empty] | 0.061 |  | 14.4334 | [5 empty] | 2.315 |  |  |  |  | 2022 | Chu, X. et al. (2022). Ore Geology Reviews, 144, 104867 |  | CHN | Hunan
| Huangshaping |  | Magmatic hydrothermal | Skarn | W-Mo-Pb-Zn polymetallic skarn | W, Mo, Pb, Zn | Cu, Ag | W, Mo, Pb, Zn, Cu, Ag | Ding et al., 2018a; Ding et al., 2018b |  | HSP-6-py-1 - 5 | HSP-6-py-1 - 5 | underground mine |  |  |  |  | ore material | polished section | grab | mineral separate | [5 empty] | mineralisation |  |  |  | Pyrite | [6 empty] | galena, arsenopyrite, bornite, fluorite, epidote, chlorite, calcite, siderite, limonite | Over 60 polished thin sections were prepared and analyzed via transmitted and reflected light microscopy; ten representative samples were analyzed via back-scattered electron (BSE) and LA-ICP-MS | LA-ICPMS |  |  | 26 μm-diameter spot size; background acquisition approximately 30 s (gas blank); 60 s of data acquisition from the sample | STDGL3 for chalcophile and siderophile concentrations; in-house standard of pure pyrite Py to calibrate S and Fe concentrations; GSD-1G for lithophile element concentrations; MASS-1 as unknown sample to check analytical accuracy | 1.3909 |  | 0.677 |  | 0.23893 |  | 0.019 | [7 empty] | 0.016253 |  |  |  | 83.428 |  | 0.069 | [5 empty] | 0.91376 |  | 1.018 |  |  |  | 0.52544 | [9 empty] | 465429.8599 |  | 0.016 |  |  |  | 0.253 | [7 empty] | 0.013654 | [5 empty] | 0.005 | [5 empty] | 1.205 |  | 0.229 |  | 0.10749 |  |  |  | 0.006 |  |  |  | 3.7512 | [5 empty] | 4.8709 | [15 empty] | 534505.0933 |  | 1.1364 |  | 0.112 |  | 1.846 |  | 166.762 |  |  |  | 3.6145 |  |  |  | 0.008 |  |  |  | 0.309 |  |  |  | 7.5216 |  | 4.1758 | [5 empty] | 0.038117 |  | 17.6425 | [5 empty] | 1.2063 |  |  |  |  | 2022 | Chu, X. et al. (2022). Ore Geology Reviews, 144, 104867 |  | CHN | Hunan
| Huangshaping |  | Magmatic hydrothermal | Skarn | W-Mo-Pb-Zn polymetallic skarn | W, Mo, Pb, Zn | Cu, Ag | W, Mo, Pb, Zn, Cu, Ag | Ding et al., 2018a; Ding et al., 2018b |  | HSP-6-py-1 - 6 | HSP-6-py-1 - 6 | underground mine |  |  |  |  | ore material | polished section | grab | mineral separate | [5 empty] | mineralisation |  |  |  | Pyrite | [6 empty] | galena, arsenopyrite, bornite, fluorite, epidote, chlorite, calcite, siderite, limonite | Over 60 polished thin sections were prepared and analyzed via transmitted and reflected light microscopy; ten representative samples were analyzed via back-scattered electron (BSE) and LA-ICP-MS | LA-ICPMS |  |  | 26 μm-diameter spot size; background acquisition approximately 30 s (gas blank); 60 s of data acquisition from the sample | STDGL3 for chalcophile and siderophile concentrations; in-house standard of pure pyrite Py to calibrate S and Fe concentrations; GSD-1G for lithophile element concentrations; MASS-1 as unknown sample to check analytical accuracy | 1.0672 |  | 0.727 |  | 0.4 |  | 0.02 | [7 empty] | 0.017472 |  |  |  | 76.386 |  | 0.08 | [5 empty] | 0.038 |  | 0.753 |  |  |  | 0.53804 | [9 empty] | 465419.0631 |  | 0.029504 |  |  |  | 0.24302 | [7 empty] | 0.024324 | [5 empty] | 0.005 | [5 empty] | 1.916 |  | 0.277 |  | 0.058283 |  |  |  | 0.003 |  |  |  | 0.222 | [5 empty] | 7.4349 | [15 empty] | 534499.8373 |  | 2.8476 |  | 0.132 |  | 0.691 |  | 190.437 |  |  |  | 4.6794 |  |  |  | 0.006 |  |  |  | 0.23147 |  |  |  | 9.0701 |  | 3.6245 | [5 empty] | 0.032 |  | 30.1121 | [5 empty] | 2.4191 |  |  |  |  | 2022 | Chu, X. et al. (2022). Ore Geology Reviews, 144, 104867 |  | CHN | Hunan
| Huangshaping |  | Magmatic hydrothermal | Skarn | W-Mo-Pb-Zn polymetallic skarn | W, Mo, Pb, Zn | Cu, Ag | W, Mo, Pb, Zn, Cu, Ag | Ding et al., 2018a; Ding et al., 2018b |  | HLR-67-py-1 - 1 | HLR-67-py-1 - 1 | underground mine |  |  |  |  | ore material | polished section | grab | mineral separate | [5 empty] | mineralisation |  |  |  | Pyrite | [6 empty] | galena, arsenopyrite, bornite, fluorite, epidote, chlorite, calcite, siderite, limonite | Over 60 polished thin sections were prepared and analyzed via transmitted and reflected light microscopy; ten representative samples were analyzed via back-scattered electron (BSE) and LA-ICP-MS | LA-ICPMS |  |  | 26 μm-diameter spot size; background acquisition approximately 30 s (gas blank); 60 s of data acquisition from the sample | STDGL3 for chalcophile and siderophile concentrations; in-house standard of pure pyrite Py to calibrate S and Fe concentrations; GSD-1G for lithophile element concentrations; MASS-1 as unknown sample to check analytical accuracy | 1.3567 |  | 1.067 |  | 0.565 |  | 0.033 | [7 empty] | 0.5838 |  |  |  | 112.213 |  | 0.108 | [5 empty] | 0.19563 |  | 1.266 |  |  |  | 0.45847 | [9 empty] | 465456.602 |  | 0.025 |  |  |  | 0.364 | [7 empty] | 0.007818 | [5 empty] | 0.007 | [5 empty] | 2.528 |  | 0.39 |  | 0.036 |  |  |  | 0.002 |  |  |  | 0.98347 | [5 empty] | 1.3417 | [15 empty] | 534514.7405 |  | 0.078462 |  | 0.242 |  | 1.9336 |  | 259.969 |  |  |  | 0.0768 |  |  |  | 0.009 |  |  |  | 0.10826 |  |  |  | 5.1009 |  | 0.029 | [5 empty] | 0.04 |  | 0.047 | [5 empty] | 2.6087 |  |  |  |  | 2022 | Chu, X. et al. (2022). Ore Geology Reviews, 144, 104867 |  | CHN | Hunan
| Huangshaping |  | Magmatic hydrothermal | Skarn | W-Mo-Pb-Zn polymetallic skarn | W, Mo, Pb, Zn | Cu, Ag | W, Mo, Pb, Zn, Cu, Ag | Ding et al., 2018a; Ding et al., 2018b |  | HLR-67-py-1 - 2 | HLR-67-py-1 - 2 | underground mine |  |  |  |  | ore material | polished section | grab | mineral separate | [5 empty] | mineralisation |  |  |  | po | [6 empty] | galena, arsenopyrite, bornite, fluorite, epidote, chlorite, calcite, siderite, limonite | Over 60 polished thin sections were prepared and analyzed via transmitted and reflected light microscopy; ten representative samples were analyzed via back-scattered electron (BSE) and LA-ICP-MS | LA-ICPMS |  |  | 26 μm-diameter spot size; background acquisition approximately 30 s (gas blank); 60 s of data acquisition from the sample | STDGL3 for chalcophile and siderophile concentrations; in-house standard of pure pyrite Py to calibrate S and Fe concentrations; GSD-1G for lithophile element concentrations; MASS-1 as unknown sample to check analytical accuracy | 1.294 |  | 1.227 |  | 0.35 |  | 0.037 | [7 empty] | 0.14258 |  |  |  | 195.654 |  | 0.156 | [5 empty] | 0.18827 |  | 1.262 |  |  |  | 0.746 | [9 empty] | 623300 |  | 0.034 |  |  |  | 0.407 | [7 empty] | 0.007138 | [5 empty] | 0.009 | [5 empty] | 2.403 |  | 0.461 |  | 0.03 |  |  |  | 0.007 |  |  |  | 1.999 | [5 empty] | 0.64499 | [15 empty] | 452396.2942 |  | 0.088 |  | 0.242 |  | 2.8177 |  | 326.959 |  |  |  | 0.102 |  |  |  | 0.017631 |  |  |  | 0.897 |  |  |  | 5.7114 |  | 0.043 | [5 empty] | 0.053 |  | 0.052719 | [5 empty] | 1.399 |  |  |  |  | 2022 | Chu, X. et al. (2022). Ore Geology Reviews, 144, 104867 |  | CHN | Hunan
| Huangshaping |  | Magmatic hydrothermal | Skarn | W-Mo-Pb-Zn polymetallic skarn | W, Mo, Pb, Zn | Cu, Ag | W, Mo, Pb, Zn, Cu, Ag | Ding et al., 2018a; Ding et al., 2018b |  | HLR-67-py-1 - 3 | HLR-67-py-1 - 3 | underground mine |  |  |  |  | ore material | polished section | grab | mineral separate | [5 empty] | mineralisation |  |  |  | po | [6 empty] | galena, arsenopyrite, bornite, fluorite, epidote, chlorite, calcite, siderite, limonite | Over 60 polished thin sections were prepared and analyzed via transmitted and reflected light microscopy; ten representative samples were analyzed via back-scattered electron (BSE) and LA-ICP-MS | LA-ICPMS |  |  | 26 μm-diameter spot size; background acquisition approximately 30 s (gas blank); 60 s of data acquisition from the sample | STDGL3 for chalcophile and siderophile concentrations; in-house standard of pure pyrite Py to calibrate S and Fe concentrations; GSD-1G for lithophile element concentrations; MASS-1 as unknown sample to check analytical accuracy | 1.248 |  | 1.208 |  | 0.348 |  | 0.037 | [7 empty] | 0.16308 |  |  |  | 178.434 |  | 0.153 | [5 empty] | 0.17832 |  | 1.333 |  |  |  | 0.689 | [9 empty] | 623300 |  | 0.033 |  |  |  | 0.419 | [7 empty] | 0.006 | [5 empty] | 0.009 | [5 empty] | 2.414 |  | 0.454 |  | 0.03 |  |  |  | 0.007 |  |  |  | 1.7167 | [5 empty] | 0.53323 | [15 empty] | 425537.2436 |  | 0.087 |  | 0.238 |  | 2.428 |  | 321.801 |  |  |  | 0.1 |  |  |  | 0.012 |  |  |  | 0.88 |  |  |  | 4.6641 |  | 0.043 | [5 empty] | 0.051 |  | 0.046 | [5 empty] | 1.376 |  |  |  |  | 2022 | Chu, X. et al. (2022). Ore Geology Reviews, 144, 104867 |  | CHN | Hunan
| Huangshaping |  | Magmatic hydrothermal | Skarn | W-Mo-Pb-Zn polymetallic skarn | W, Mo, Pb, Zn | Cu, Ag | W, Mo, Pb, Zn, Cu, Ag | Ding et al., 2018a; Ding et al., 2018b |  | HLR-67-py-1 - 4 | HLR-67-py-1 - 4 | underground mine |  |  |  |  | ore material | polished section | grab | mineral separate | [5 empty] | mineralisation |  |  |  | po | [6 empty] | galena, arsenopyrite, bornite, fluorite, epidote, chlorite, calcite, siderite, limonite | Over 60 polished thin sections were prepared and analyzed via transmitted and reflected light microscopy; ten representative samples were analyzed via back-scattered electron (BSE) and LA-ICP-MS | LA-ICPMS |  |  | 26 μm-diameter spot size; background acquisition approximately 30 s (gas blank); 60 s of data acquisition from the sample | STDGL3 for chalcophile and siderophile concentrations; in-house standard of pure pyrite Py to calibrate S and Fe concentrations; GSD-1G for lithophile element concentrations; MASS-1 as unknown sample to check analytical accuracy | 1.6191 |  | 2.9164 |  | 0.38 |  | 0.041 | [7 empty] | 1.1573 |  |  |  | 182.518 |  | 0.168 | [5 empty] | 0.19143 |  | 1.537 |  |  |  | 0.701 | [9 empty] | 623300 |  | 0.048691 |  |  |  | 0.472 | [7 empty] | 0.016325 | [5 empty] | 0.01 | [5 empty] | 4.1724 |  | 1.4446 |  | 0.033 |  |  |  | 0.009875 |  |  |  | 1.5363 | [5 empty] | 2.3754 | [15 empty] | 451739.2885 |  | 0.20059 |  | 0.261 |  | 2.66 |  | 352.916 |  |  |  | 0.10992 |  |  |  | 0.013 |  |  |  | 0.964 |  |  |  | 4.4949 |  | 0.16552 | [5 empty] | 0.055 |  | 1.0124 | [5 empty] | 7.1897 |  |  |  |  | 2022 | Chu, X. et al. (2022). Ore Geology Reviews, 144, 104867 |  | CHN | Hunan
| Huangshaping |  | Magmatic hydrothermal | Skarn | W-Mo-Pb-Zn polymetallic skarn | W, Mo, Pb, Zn | Cu, Ag | W, Mo, Pb, Zn, Cu, Ag | Ding et al., 2018a; Ding et al., 2018b |  | HLR-67-py-1 - 5 | HLR-67-py-1 - 5 | underground mine |  |  |  |  | ore material | polished section | grab | mineral separate | [5 empty] | mineralisation |  |  |  | po | [6 empty] | galena, arsenopyrite, bornite, fluorite, epidote, chlorite, calcite, siderite, limonite | Over 60 polished thin sections were prepared and analyzed via transmitted and reflected light microscopy; ten representative samples were analyzed via back-scattered electron (BSE) and LA-ICP-MS | LA-ICPMS |  |  | 26 μm-diameter spot size; background acquisition approximately 30 s (gas blank); 60 s of data acquisition from the sample | STDGL3 for chalcophile and siderophile concentrations; in-house standard of pure pyrite Py to calibrate S and Fe concentrations; GSD-1G for lithophile element concentrations; MASS-1 as unknown sample to check analytical accuracy | 2.7312 |  | 1.3 |  | 0.375 |  | 0.04 | [7 empty] | 4.1806 |  |  |  | 169.077 |  | 0.165 | [5 empty] | 0.23371 |  | 1.579 |  |  |  | 0.647 | [9 empty] | 623300 |  | 0.036 |  |  |  | 0.479 | [7 empty] | 0.007 | [5 empty] | 0.01 | [5 empty] | 2.747 |  | 0.482 |  | 0.033 |  |  |  | 0.008 |  |  |  | 2.0256 | [5 empty] | 5.1962 | [15 empty] | 444685.7577 |  | 0.094 |  | 0.258 |  | 6.7186 |  | 346.234 |  |  |  | 0.11018 |  |  |  | 0.013 |  |  |  | 0.944 |  |  |  | 6.7064 |  | 0.16299 | [5 empty] | 0.06217 |  | 0.05 | [5 empty] | 1.6512 |  |  |  |  | 2022 | Chu, X. et al. (2022). Ore Geology Reviews, 144, 104867 |  | CHN | Hunan
| Huangshaping |  | Magmatic hydrothermal | Skarn | W-Mo-Pb-Zn polymetallic skarn | W, Mo, Pb, Zn | Cu, Ag | W, Mo, Pb, Zn, Cu, Ag | Ding et al., 2018a; Ding et al., 2018b |  | HLR-67-py-1 - 6 | HLR-67-py-1 - 6 | underground mine |  |  |  |  | ore material | polished section | grab | mineral separate | [5 empty] | mineralisation |  |  |  | po | [6 empty] | galena, arsenopyrite, bornite, fluorite, epidote, chlorite, calcite, siderite, limonite | Over 60 polished thin sections were prepared and analyzed via transmitted and reflected light microscopy; ten representative samples were analyzed via back-scattered electron (BSE) and LA-ICP-MS | LA-ICPMS |  |  | 26 μm-diameter spot size; background acquisition approximately 30 s (gas blank); 60 s of data acquisition from the sample | STDGL3 for chalcophile and siderophile concentrations; in-house standard of pure pyrite Py to calibrate S and Fe concentrations; GSD-1G for lithophile element concentrations; MASS-1 as unknown sample to check analytical accuracy | 1.808 |  | 1.09 |  | 0.316 |  | 0.034 | [7 empty] | 0.36214 |  |  |  | 136.542 |  | 0.139 | [5 empty] | 0.2775 |  | 1.363 |  |  |  | 0.56113 | [9 empty] | 623300 |  | 0.090969 |  |  |  | 0.412 | [7 empty] | 0.006 | [5 empty] | 0.008 | [5 empty] | 2.371 |  | 0.4 |  | 0.043965 |  |  |  | 0.014112 |  |  |  | 1.7041 | [5 empty] | 1.1528 | [15 empty] | 401630.9174 |  | 0.08 |  | 0.218 |  | 2.23 |  | 290.952 |  |  |  | 0.10199 |  |  |  | 0.011 |  |  |  | 0.793 |  |  |  | 4.0317 |  | 0.039 | [5 empty] | 0.045 |  | 0.043 | [5 empty] | 1.277 |  |  |  |  | 2022 | Chu, X. et al. (2022). Ore Geology Reviews, 144, 104867 |  | CHN | Hunan
| Huangshaping |  | Magmatic hydrothermal | Skarn | W-Mo-Pb-Zn polymetallic skarn | W, Mo, Pb, Zn | Cu, Ag | W, Mo, Pb, Zn, Cu, Ag | Ding et al., 2018a; Ding et al., 2018b |  | HLR-67-py-1 - 7 | HLR-67-py-1 - 7 | underground mine |  |  |  |  | ore material | polished section | grab | mineral separate | [5 empty] | mineralisation |  |  |  | po | [6 empty] | galena, arsenopyrite, bornite, fluorite, epidote, chlorite, calcite, siderite, limonite | Over 60 polished thin sections were prepared and analyzed via transmitted and reflected light microscopy; ten representative samples were analyzed via back-scattered electron (BSE) and LA-ICP-MS | LA-ICPMS |  |  | 26 μm-diameter spot size; background acquisition approximately 30 s (gas blank); 60 s of data acquisition from the sample | STDGL3 for chalcophile and siderophile concentrations; in-house standard of pure pyrite Py to calibrate S and Fe concentrations; GSD-1G for lithophile element concentrations; MASS-1 as unknown sample to check analytical accuracy | 1.2793 |  | 1.7433 |  | 0.40235 |  | 0.043072 | [7 empty] | 0.22204 |  |  |  | 157.9232 |  | 0.152 | [5 empty] | 0.13549 |  | 1.53 |  |  |  | 0.61481 | [9 empty] | 623300 |  | 0.033 |  |  |  | 0.464 | [7 empty] | 0.006 | [5 empty] | 0.009 | [5 empty] | 2.682 |  | 0.47013 |  | 0.22938 |  |  |  | 0.009355 |  |  |  | 1.5909 | [5 empty] | 0.9589 | [15 empty] | 445543.6401 |  | 0.12315 |  | 0.242 |  | 3.6611 |  | 321.433 |  |  |  | 0.098 |  |  |  | 0.012 |  |  |  | 0.87 |  |  |  | 7.4501 |  | 0.043 | [5 empty] | 0.05 |  | 0.047 | [5 empty] | 2.6 |  |  |  |  | 2022 | Chu, X. et al. (2022). Ore Geology Reviews, 144, 104867 |  | CHN | Hunan
| Huangshaping |  | Magmatic hydrothermal | Skarn | W-Mo-Pb-Zn polymetallic skarn | W, Mo, Pb, Zn | Cu, Ag | W, Mo, Pb, Zn, Cu, Ag | Ding et al., 2018a; Ding et al., 2018b |  | HLR-67-py-1 - 8 | HLR-67-py-1 - 8 | underground mine |  |  |  |  | ore material | polished section | grab | mineral separate | [5 empty] | mineralisation |  |  |  | po | [6 empty] | galena, arsenopyrite, bornite, fluorite, epidote, chlorite, calcite, siderite, limonite | Over 60 polished thin sections were prepared and analyzed via transmitted and reflected light microscopy; ten representative samples were analyzed via back-scattered electron (BSE) and LA-ICP-MS | LA-ICPMS |  |  | 26 μm-diameter spot size; background acquisition approximately 30 s (gas blank); 60 s of data acquisition from the sample | STDGL3 for chalcophile and siderophile concentrations; in-house standard of pure pyrite Py to calibrate S and Fe concentrations; GSD-1G for lithophile element concentrations; MASS-1 as unknown sample to check analytical accuracy | 2.9597 |  | 1.454 |  | 0.424 |  | 0.046 | [7 empty] | 2.1633 |  |  |  | 179.448 |  | 0.185 | [5 empty] | 0.1436 |  | 1.873 |  |  |  | 0.641 | [9 empty] | 623300 |  | 0.039 |  |  |  | 0.566 | [7 empty] | 0.008 | [5 empty] | 0.021943 | [5 empty] | 3.329 |  | 0.526 |  | 0.038 |  |  |  | 0.009 |  |  |  | 1.5018 | [5 empty] | 3.7004 | [15 empty] | 433183.0084 |  | 0.107 |  | 0.296 |  | 9.5212 |  | 391.687 |  |  |  | 0.14944 |  |  |  | 0.016213 |  |  |  | 1.054 |  |  |  | 7.9483 |  | 0.052 | [5 empty] | 0.061 |  | 0.057 | [5 empty] | 5.8336 |  |  |  |  | 2022 | Chu, X. et al. (2022). Ore Geology Reviews, 144, 104867 |  | CHN | Hunan
| Huangshaping |  | Magmatic hydrothermal | Skarn | W-Mo-Pb-Zn polymetallic skarn | W, Mo, Pb, Zn | Cu, Ag | W, Mo, Pb, Zn, Cu, Ag | Ding et al., 2018a; Ding et al., 2018b |  | HLR-67-py-1 - 9 | HLR-67-py-1 - 9 | underground mine |  |  |  |  | ore material | polished section | grab | mineral separate | [5 empty] | mineralisation |  |  |  | po | [6 empty] | galena, arsenopyrite, bornite, fluorite, epidote, chlorite, calcite, siderite, limonite | Over 60 polished thin sections were prepared and analyzed via transmitted and reflected light microscopy; ten representative samples were analyzed via back-scattered electron (BSE) and LA-ICP-MS | LA-ICPMS |  |  | 26 μm-diameter spot size; background acquisition approximately 30 s (gas blank); 60 s of data acquisition from the sample | STDGL3 for chalcophile and siderophile concentrations; in-house standard of pure pyrite Py to calibrate S and Fe concentrations; GSD-1G for lithophile element concentrations; MASS-1 as unknown sample to check analytical accuracy | 1.388 |  | 1.486 |  | 0.434 |  | 0.047 | [7 empty] | 0.068902 |  |  |  | 186.142 |  | 0.187 | [5 empty] | 0.20435 |  | 1.925 |  |  |  | 0.654 | [9 empty] | 623300 |  | 0.04 |  |  |  | 0.581 | [7 empty] | 0.011214 | [5 empty] | 0.011 | [5 empty] | 3.473 |  | 0.535 |  | 0.039 |  |  |  | 0.009 |  |  |  | 2.0327 | [5 empty] | 0.66804 | [15 empty] | 439862.834 |  | 0.109 |  | 0.305 |  | 3.092 |  | 400.083 |  |  |  | 0.15115 |  |  |  | 0.015 |  |  |  | 1.069 |  |  |  | 7.0926 |  | 0.053 | [5 empty] | 0.09016 |  | 0.059 | [5 empty] | 1.864 |  |  |  |  | 2022 | Chu, X. et al. (2022). Ore Geology Reviews, 144, 104867 |  | CHN | Hunan
| Huangshaping |  | Magmatic hydrothermal | Skarn | W-Mo-Pb-Zn polymetallic skarn | W, Mo, Pb, Zn | Cu, Ag | W, Mo, Pb, Zn, Cu, Ag | Ding et al., 2018a; Ding et al., 2018b |  | HLR-67-py-1 - 10 | HLR-67-py-1 - 10 | underground mine |  |  |  |  | ore material | polished section | grab | mineral separate | [5 empty] | mineralisation |  |  |  | po | [6 empty] | galena, arsenopyrite, bornite, fluorite, epidote, chlorite, calcite, siderite, limonite | Over 60 polished thin sections were prepared and analyzed via transmitted and reflected light microscopy; ten representative samples were analyzed via back-scattered electron (BSE) and LA-ICP-MS | LA-ICPMS |  |  | 26 μm-diameter spot size; background acquisition approximately 30 s (gas blank); 60 s of data acquisition from the sample | STDGL3 for chalcophile and siderophile concentrations; in-house standard of pure pyrite Py to calibrate S and Fe concentrations; GSD-1G for lithophile element concentrations; MASS-1 as unknown sample to check analytical accuracy | 1.342 |  | 1.462 |  | 0.426 |  | 0.047 | [7 empty] | 0.085092 |  |  |  | 188.722 |  | 0.183 | [5 empty] | 0.22386 |  | 1.867 |  |  |  | 0.643 | [9 empty] | 623300 |  | 0.065047 |  |  |  | 0.571 | [7 empty] | 0.008 | [5 empty] | 0.011 | [5 empty] | 3.47 |  | 0.65199 |  | 0.039 |  |  |  | 0.009 |  |  |  | 2.3871 | [5 empty] | 0.40702 | [15 empty] | 454649.3109 |  | 0.107 |  | 0.302 |  | 3.051 |  | 395.433 |  |  |  | 0.117 |  |  |  | 0.015 |  |  |  | 1.044 |  |  |  | 9.6325 |  | 0.052 | [5 empty] | 0.079319 |  | 0.058 | [5 empty] | 1.853 |  |  |  |  | 2022 | Chu, X. et al. (2022). Ore Geology Reviews, 144, 104867 |  | CHN | Hunan
| Huangshaping |  | Magmatic hydrothermal | Skarn | W-Mo-Pb-Zn polymetallic skarn | W, Mo, Pb, Zn | Cu, Ag | W, Mo, Pb, Zn, Cu, Ag | Ding et al., 2018a; Ding et al., 2018b |  | HSP-5-py - 1 | HSP-5-py - 1 | underground mine |  |  |  |  | ore material | polished section | grab | mineral separate | [5 empty] | mineralisation |  |  |  | po | [6 empty] | galena, arsenopyrite, bornite, fluorite, epidote, chlorite, calcite, siderite, limonite | Over 60 polished thin sections were prepared and analyzed via transmitted and reflected light microscopy; ten representative samples were analyzed via back-scattered electron (BSE) and LA-ICP-MS | LA-ICPMS |  |  | 26 μm-diameter spot size; background acquisition approximately 30 s (gas blank); 60 s of data acquisition from the sample | STDGL3 for chalcophile and siderophile concentrations; in-house standard of pure pyrite Py to calibrate S and Fe concentrations; GSD-1G for lithophile element concentrations; MASS-1 as unknown sample to check analytical accuracy | 4.0818 |  | 1.688 |  | 0.76319 |  | 0.054 | [7 empty] | 0.035 |  |  |  | 226.375 |  | 0.21 | [5 empty] | 0.076 |  | 2.159 |  |  |  | 0.767 | [9 empty] | 623300 |  | 0.045 |  |  |  | 0.664 | [7 empty] | 0.009 | [5 empty] | 0.013 | [5 empty] | 4.051 |  | 0.79748 |  | 1.1231 |  |  |  | 0.01 |  |  |  | 0.80766 | [5 empty] | 2.0771 | [15 empty] | 477365.5365 |  | 0.55556 |  | 0.352 |  | 3.577 |  | 458.76 |  |  |  | 0.1731 |  |  |  | 0.017 |  |  |  | 1.197 |  |  |  | 6.376 |  | 0.06 | [5 empty] | 0.13489 |  | 0.20287 | [5 empty] | 2.202 |  |  |  |  | 2022 | Chu, X. et al. (2022). Ore Geology Reviews, 144, 104867 |  | CHN | Hunan
| Huangshaping |  | Magmatic hydrothermal | Skarn | W-Mo-Pb-Zn polymetallic skarn | W, Mo, Pb, Zn | Cu, Ag | W, Mo, Pb, Zn, Cu, Ag | Ding et al., 2018a; Ding et al., 2018b |  | HSP-5-py - 2 | HSP-5-py - 2 | underground mine |  |  |  |  | ore material | polished section | grab | mineral separate | [5 empty] | mineralisation |  |  |  | po | [6 empty] | galena, arsenopyrite, bornite, fluorite, epidote, chlorite, calcite, siderite, limonite | Over 60 polished thin sections were prepared and analyzed via transmitted and reflected light microscopy; ten representative samples were analyzed via back-scattered electron (BSE) and LA-ICP-MS | LA-ICPMS |  |  | 26 μm-diameter spot size; background acquisition approximately 30 s (gas blank); 60 s of data acquisition from the sample | STDGL3 for chalcophile and siderophile concentrations; in-house standard of pure pyrite Py to calibrate S and Fe concentrations; GSD-1G for lithophile element concentrations; MASS-1 as unknown sample to check analytical accuracy | 3.2302 |  | 1.17 |  | 0.342 |  | 0.038 | [7 empty] | 0.024 |  |  |  | 163.624 |  | 0.145 | [5 empty] | 0.052 |  | 1.476 |  |  |  | 0.546 | [9 empty] | 623300 |  | 0.031 |  |  |  | 0.453 | [7 empty] | 0.006 | [5 empty] | 0.009 | [5 empty] | 2.824 |  | 0.419 |  | 0.18329 |  |  |  | 0.007 |  |  |  | 0.50533 | [5 empty] | 3.0384 | [15 empty] | 466538.072 |  | 0.14524 |  | 0.246 |  | 2.467 |  | 320.257 |  |  |  | 0.092 |  |  |  | 0.012 |  |  |  | 0.827 |  |  |  | 8.3556 |  | 0.041 | [5 empty] | 0.064114 |  | 0.047 | [5 empty] | 1.542 |  |  |  |  | 2022 | Chu, X. et al. (2022). Ore Geology Reviews, 144, 104867 |  | CHN | Hunan
| Huangshaping |  | Magmatic hydrothermal | Skarn | W-Mo-Pb-Zn polymetallic skarn | W, Mo, Pb, Zn | Cu, Ag | W, Mo, Pb, Zn, Cu, Ag | Ding et al., 2018a; Ding et al., 2018b |  | HSP-5-py - 3 | HSP-5-py - 3 | underground mine |  |  |  |  | ore material | polished section | grab | mineral separate | [5 empty] | mineralisation |  |  |  | po | [6 empty] | galena, arsenopyrite, bornite, fluorite, epidote, chlorite, calcite, siderite, limonite | Over 60 polished thin sections were prepared and analyzed via transmitted and reflected light microscopy; ten representative samples were analyzed via back-scattered electron (BSE) and LA-ICP-MS | LA-ICPMS |  |  | 26 μm-diameter spot size; background acquisition approximately 30 s (gas blank); 60 s of data acquisition from the sample | STDGL3 for chalcophile and siderophile concentrations; in-house standard of pure pyrite Py to calibrate S and Fe concentrations; GSD-1G for lithophile element concentrations; MASS-1 as unknown sample to check analytical accuracy | 4.8075 |  | 1.395 |  | 0.408 |  | 0.045 | [7 empty] | 0.029 |  |  |  | 203.838 |  | 0.173 | [5 empty] | 0.061 |  | 1.724 |  |  |  | 0.673 | [9 empty] | 623300 |  | 0.036 |  |  |  | 0.534 | [7 empty] | 0.007 | [5 empty] | 0.011 | [5 empty] | 3.372 |  | 0.498 |  | 0.038 |  |  |  | 0.009 |  |  |  | 0.91522 | [5 empty] | 4.5163 | [15 empty] | 444863.0146 |  | 0.24197 |  | 0.296 |  | 2.95 |  | 384.238 |  |  |  | 0.12072 |  |  |  | 0.014 |  |  |  | 0.98 |  |  |  | 6.3446 |  | 0.049 | [5 empty] | 0.062 |  | 0.12118 | [5 empty] | 1.852 |  |  |  |  | 2022 | Chu, X. et al. (2022). Ore Geology Reviews, 144, 104867 |  | CHN | Hunan
| Huangshaping |  | Magmatic hydrothermal | Skarn | W-Mo-Pb-Zn polymetallic skarn | W, Mo, Pb, Zn | Cu, Ag | W, Mo, Pb, Zn, Cu, Ag | Ding et al., 2018a; Ding et al., 2018b |  | HSP-8-py1 - 1 | HSP-8-py1 - 1 | underground mine |  |  |  |  | ore material | polished section | grab | mineral separate | [5 empty] | mineralisation |  |  |  | Pyrite | [6 empty] | galena, arsenopyrite, bornite, fluorite, epidote, chlorite, calcite, siderite, limonite | Over 60 polished thin sections were prepared and analyzed via transmitted and reflected light microscopy; ten representative samples were analyzed via back-scattered electron (BSE) and LA-ICP-MS | LA-ICPMS |  |  | 26 μm-diameter spot size; background acquisition approximately 30 s (gas blank); 60 s of data acquisition from the sample | STDGL3 for chalcophile and siderophile concentrations; in-house standard of pure pyrite Py to calibrate S and Fe concentrations; GSD-1G for lithophile element concentrations; MASS-1 as unknown sample to check analytical accuracy | 1.8865 |  | 0.715 |  | 0.39 |  | 0.024815 | [7 empty] | 0.008 |  |  |  | 110.368 |  | 0.085 | [5 empty] | 1.0215 |  | 0.886 |  |  |  | 0.50129 | [9 empty] | 465406.8658 |  | 0.070139 |  |  |  | 0.29399 | [7 empty] | 0.016 | [5 empty] | 0.006 | [5 empty] | 1.484 |  | 0.36456 |  | 0.16978 |  |  |  | 0.002949 |  |  |  | 2.4768 | [5 empty] | 13.2221 | [15 empty] | 534481.3984 |  | 0.49607 |  | 0.109 |  | 17.2022 |  | 187.935 |  |  |  | 0.15544 |  |  |  | 0.008 |  |  |  | 0.201 |  |  |  | 9.4063 |  | 15.7739 | [5 empty] | 0.044258 |  | 29.6717 | [5 empty] | 1.029 |  |  |  |  | 2022 | Chu, X. et al. (2022). Ore Geology Reviews, 144, 104867 |  | CHN | Hunan
| Huangshaping |  | Magmatic hydrothermal | Skarn | W-Mo-Pb-Zn polymetallic skarn | W, Mo, Pb, Zn | Cu, Ag | W, Mo, Pb, Zn, Cu, Ag | Ding et al., 2018a; Ding et al., 2018b |  | HSP-8-py1 - 2 | HSP-8-py1 - 2 | underground mine |  |  |  |  | ore material | polished section | grab | mineral separate | [5 empty] | mineralisation |  |  |  | Pyrite | [6 empty] | galena, arsenopyrite, bornite, fluorite, epidote, chlorite, calcite, siderite, limonite | Over 60 polished thin sections were prepared and analyzed via transmitted and reflected light microscopy; ten representative samples were analyzed via back-scattered electron (BSE) and LA-ICP-MS | LA-ICPMS |  |  | 26 μm-diameter spot size; background acquisition approximately 30 s (gas blank); 60 s of data acquisition from the sample | STDGL3 for chalcophile and siderophile concentrations; in-house standard of pure pyrite Py to calibrate S and Fe concentrations; GSD-1G for lithophile element concentrations; MASS-1 as unknown sample to check analytical accuracy | 3.6006 |  | 0.631 |  | 0.28 |  | 0.027 | [7 empty] | 0.015 |  |  |  | 108.249 |  | 0.11778 | [5 empty] | 1.2552 |  | 0.857 |  |  |  | 1.283 | [9 empty] | 465387.9288 |  | 0.085751 |  |  |  | 0.291 | [7 empty] | 0.005153 | [5 empty] | 0.005 | [5 empty] | 1.623 |  | 0.37987 |  | 0.12568 |  |  |  | 0.002 |  |  |  | 4.1908 | [5 empty] | 23.4326 | [15 empty] | 534471.1096 |  | 0.66323 |  | 0.158 |  | 20.8934 |  | 209.71 |  |  |  | 1.0505 |  |  |  | 0.013 |  |  |  | 0.191 |  |  |  | 8.8306 |  | 23.174 | [5 empty] | 0.057292 |  | 32.1102 | [5 empty] | 1.8971 |  |  |  |  | 2022 | Chu, X. et al. (2022). Ore Geology Reviews, 144, 104867 |  | CHN | Hunan
| Huangshaping |  | Magmatic hydrothermal | Skarn | W-Mo-Pb-Zn polymetallic skarn | W, Mo, Pb, Zn | Cu, Ag | W, Mo, Pb, Zn, Cu, Ag | Ding et al., 2018a; Ding et al., 2018b |  | HSP-8-py1 - 3 | HSP-8-py1 - 3 | underground mine |  |  |  |  | ore material | polished section | grab | mineral separate | [5 empty] | mineralisation |  |  |  | Pyrite | [6 empty] | galena, arsenopyrite, bornite, fluorite, epidote, chlorite, calcite, siderite, limonite | Over 60 polished thin sections were prepared and analyzed via transmitted and reflected light microscopy; ten representative samples were analyzed via back-scattered electron (BSE) and LA-ICP-MS | LA-ICPMS |  |  | 26 μm-diameter spot size; background acquisition approximately 30 s (gas blank); 60 s of data acquisition from the sample | STDGL3 for chalcophile and siderophile concentrations; in-house standard of pure pyrite Py to calibrate S and Fe concentrations; GSD-1G for lithophile element concentrations; MASS-1 as unknown sample to check analytical accuracy | 1.8087 |  | 0.722 |  | 0.209 |  | 0.026 | [7 empty] | 0.011638 |  |  |  | 102.838 |  | 0.084 | [5 empty] | 0.64873 |  | 0.82 |  |  |  | 0.442 | [9 empty] | 465418.718 |  | 0.022469 |  |  |  | 0.38922 | [7 empty] | 0.004 | [5 empty] | 0.005 | [5 empty] | 1.646 |  | 0.278 |  | 0.048743 |  |  |  | 0.003 |  |  |  | 1.9859 | [5 empty] | 3.997 | [15 empty] | 534490.1332 |  | 0.41713 |  | 0.129 |  | 9.3754 |  | 217.453 |  |  |  | 0.25196 |  |  |  | 0.00584 |  |  |  | 0.353 |  |  |  | 7.5145 |  | 31.1667 | [5 empty] | 0.046909 |  | 15.4106 | [5 empty] | 1.7481 |  |  |  |  | 2022 | Chu, X. et al. (2022). Ore Geology Reviews, 144, 104867 |  | CHN | Hunan
| Huangshaping |  | Magmatic hydrothermal | Skarn | W-Mo-Pb-Zn polymetallic skarn | W, Mo, Pb, Zn | Cu, Ag | W, Mo, Pb, Zn, Cu, Ag | Ding et al., 2018a; Ding et al., 2018b |  | HSP-8-py2 - 1 | HSP-8-py2 - 1 | underground mine |  |  |  |  | ore material | polished section | grab | mineral separate | [5 empty] | mineralisation |  |  |  | po | [6 empty] | galena, arsenopyrite, bornite, fluorite, epidote, chlorite, calcite, siderite, limonite | Over 60 polished thin sections were prepared and analyzed via transmitted and reflected light microscopy; ten representative samples were analyzed via back-scattered electron (BSE) and LA-ICP-MS | LA-ICPMS |  |  | 26 μm-diameter spot size; background acquisition approximately 30 s (gas blank); 60 s of data acquisition from the sample | STDGL3 for chalcophile and siderophile concentrations; in-house standard of pure pyrite Py to calibrate S and Fe concentrations; GSD-1G for lithophile element concentrations; MASS-1 as unknown sample to check analytical accuracy | 10.5697 |  | 0.966 |  | 0.282 |  | 0.032 | [7 empty] | 0.080694 |  |  |  | 167.695 |  | 0.29177 | [5 empty] | 0.041 |  | 2.1144 |  |  |  | 4.0519 | [9 empty] | 623300 |  | 0.041214 |  |  |  | 0.46683 | [7 empty] | 0.022614 | [5 empty] | 0.007 | [5 empty] | 2.153 |  | 0.9724 |  | 0.17036 |  |  |  | 0.006 |  |  |  | 0.254 | [5 empty] | 98.5312 | [15 empty] | 789175.8489 |  | 1.9714 |  | 0.206 |  | 46.3901 |  | 385.8861 |  |  |  | 2.4843 |  |  |  | 0.01 |  |  |  | 0.643 |  |  |  | 10.0049 |  | 1.1051 | [5 empty] | 0.048 |  | 0.039 | [5 empty] | 1.295 |  |  |  |  | 2022 | Chu, X. et al. (2022). Ore Geology Reviews, 144, 104867 |  | CHN | Hunan
| Huangshaping |  | Magmatic hydrothermal | Skarn | W-Mo-Pb-Zn polymetallic skarn | W, Mo, Pb, Zn | Cu, Ag | W, Mo, Pb, Zn, Cu, Ag | Ding et al., 2018a; Ding et al., 2018b |  | HSP-8-py2 - 2 | HSP-8-py2 - 2 | underground mine |  |  |  |  | ore material | polished section | grab | mineral separate | [5 empty] | mineralisation |  |  |  | po | [6 empty] | galena, arsenopyrite, bornite, fluorite, epidote, chlorite, calcite, siderite, limonite | Over 60 polished thin sections were prepared and analyzed via transmitted and reflected light microscopy; ten representative samples were analyzed via back-scattered electron (BSE) and LA-ICP-MS | LA-ICPMS |  |  | 26 μm-diameter spot size; background acquisition approximately 30 s (gas blank); 60 s of data acquisition from the sample | STDGL3 for chalcophile and siderophile concentrations; in-house standard of pure pyrite Py to calibrate S and Fe concentrations; GSD-1G for lithophile element concentrations; MASS-1 as unknown sample to check analytical accuracy | 2.6146 |  | 2.751 |  | 0.804 |  | 0.092 | [7 empty] | 0.059 |  |  |  | 476.928 |  | 0.324 | [5 empty] | 0.118 |  | 3.381 |  |  |  | 1.724 | [9 empty] | 623300 |  | 0.065 |  |  |  | 0.965 | [7 empty] | 0.014745 | [5 empty] | 0.021 | [5 empty] | 6.058 |  | 1.296 |  | 0.078 |  |  |  | 0.017 |  |  |  | 0.72 | [5 empty] | 1.832 | [15 empty] | 490746.9771 |  | 0.201 |  | 0.585 |  | 22.078 |  | 811.11 |  |  |  | 0.198 |  |  |  | 0.028 |  |  |  | 1.817 |  |  |  | 6.947 |  | 0.095 | [5 empty] | 0.134 |  | 0.112 | [5 empty] | 3.673 |  |  |  |  | 2022 | Chu, X. et al. (2022). Ore Geology Reviews, 144, 104867 |  | CHN | Hunan
| Huangshaping |  | Magmatic hydrothermal | Skarn | W-Mo-Pb-Zn polymetallic skarn | W, Mo, Pb, Zn | Cu, Ag | W, Mo, Pb, Zn, Cu, Ag | Ding et al., 2018a; Ding et al., 2018b |  | HSP-8-py2 - 3 | HSP-8-py2 - 3 | underground mine |  |  |  |  | ore material | polished section | grab | mineral separate | [5 empty] | mineralisation |  |  |  | po | [6 empty] | galena, arsenopyrite, bornite, fluorite, epidote, chlorite, calcite, siderite, limonite | Over 60 polished thin sections were prepared and analyzed via transmitted and reflected light microscopy; ten representative samples were analyzed via back-scattered electron (BSE) and LA-ICP-MS | LA-ICPMS |  |  | 26 μm-diameter spot size; background acquisition approximately 30 s (gas blank); 60 s of data acquisition from the sample | STDGL3 for chalcophile and siderophile concentrations; in-house standard of pure pyrite Py to calibrate S and Fe concentrations; GSD-1G for lithophile element concentrations; MASS-1 as unknown sample to check analytical accuracy | 10.3087 |  | 1.8639 |  | 0.268 |  | 0.031 | [7 empty] | 0.03817 |  |  |  | 155.544 |  | 0.107 | [5 empty] | 0.039 |  | 1.2164 |  |  |  | 4.1613 | [9 empty] | 623300 |  | 0.021 |  |  |  | 0.321 | [7 empty] | 0.007007 | [5 empty] | 0.007 | [5 empty] | 1.975 |  | 0.378 |  | 0.071052 |  |  |  | 0.01612 |  |  |  | 0.239 | [5 empty] | 172.5999 | [15 empty] | 694208.879 |  | 5.1993 |  | 0.191 |  | 31.62 |  | 268.807 |  |  |  | 3.2503 |  |  |  | 0.009 |  |  |  | 0.596 |  |  |  | 10.6733 |  | 0.71296 | [5 empty] | 0.045047 |  | 0.037 | [5 empty] | 1.225 |  |  |  |  | 2022 | Chu, X. et al. (2022). Ore Geology Reviews, 144, 104867 |  | CHN | Hunan
| Huangshaping |  | Magmatic hydrothermal | Skarn | W-Mo-Pb-Zn polymetallic skarn | W, Mo, Pb, Zn | Cu, Ag | W, Mo, Pb, Zn, Cu, Ag | Ding et al., 2018a; Ding et al., 2018b |  | HSP-8-py1 - 4 | HSP-8-py1 - 4 | underground mine |  |  |  |  | ore material | polished section | grab | mineral separate | [5 empty] | mineralisation |  |  |  | Pyrite | [6 empty] | galena, arsenopyrite, bornite, fluorite, epidote, chlorite, calcite, siderite, limonite | Over 60 polished thin sections were prepared and analyzed via transmitted and reflected light microscopy; ten representative samples were analyzed via back-scattered electron (BSE) and LA-ICP-MS | LA-ICPMS |  |  | 26 μm-diameter spot size; background acquisition approximately 30 s (gas blank); 60 s of data acquisition from the sample | STDGL3 for chalcophile and siderophile concentrations; in-house standard of pure pyrite Py to calibrate S and Fe concentrations; GSD-1G for lithophile element concentrations; MASS-1 as unknown sample to check analytical accuracy | 0.96175 |  | 0.664 |  | 0.201 |  | 0.037 | [7 empty] | 0.016 |  |  |  | 101.938 |  | 0.078 | [5 empty] | 0.042 |  | 0.69 |  |  |  | 0.69668 | [9 empty] | 465439.4584 |  | 0.019407 |  |  |  | 0.298 | [7 empty] | 0.004134 | [5 empty] | 0.005 | [5 empty] | 1.356 |  | 0.302 |  | 0.038572 |  |  |  | 0.003417 |  |  |  | 0.166 | [5 empty] | 9.7659 | [15 empty] | 534502.4201 |  | 0.12431 |  | 0.134 |  | 1.9624 |  | 200.033 |  |  |  | 0.90326 |  |  |  | 0.013 |  |  |  | 0.355 |  |  |  | 7.7507 |  | 12.5277 | [5 empty] | 0.054 |  | 5.5118 | [5 empty] | 0.98 |  |  |  |  | 2022 | Chu, X. et al. (2022). Ore Geology Reviews, 144, 104867 |  | CHN | Hunan
| Huangshaping |  | Magmatic hydrothermal | Skarn | W-Mo-Pb-Zn polymetallic skarn | W, Mo, Pb, Zn | Cu, Ag | W, Mo, Pb, Zn, Cu, Ag | Ding et al., 2018a; Ding et al., 2018b |  | HSP-9-py - 1 | HSP-9-py - 1 | underground mine |  |  |  |  | ore material | polished section | grab | mineral separate | [5 empty] | mineralisation |  |  |  | po | [6 empty] | galena, arsenopyrite, bornite, fluorite, epidote, chlorite, calcite, siderite, limonite | Over 60 polished thin sections were prepared and analyzed via transmitted and reflected light microscopy; ten representative samples were analyzed via back-scattered electron (BSE) and LA-ICP-MS | LA-ICPMS |  |  | 26 μm-diameter spot size; background acquisition approximately 30 s (gas blank); 60 s of data acquisition from the sample | STDGL3 for chalcophile and siderophile concentrations; in-house standard of pure pyrite Py to calibrate S and Fe concentrations; GSD-1G for lithophile element concentrations; MASS-1 as unknown sample to check analytical accuracy | 3.759 |  | 4.262 |  | 1.26 |  | 0.145 | [7 empty] | 0.092 |  |  |  | 719.487 |  | 0.502 | [5 empty] | 0.64451 |  | 5.542 |  |  |  | 2.708 | [9 empty] | 623300 |  | 0.099 |  |  |  | 1.509 | [7 empty] | 0.022 | [5 empty] | 0.032 | [5 empty] | 9.264 |  | 1.815 |  | 0.123 |  |  |  | 0.028 |  |  |  | 5.5664 | [5 empty] | 0.48083 | [15 empty] | 526963.2417 |  | 0.314 |  | 0.892 |  | 9.6434 |  | 1273.198 |  |  |  | 0.303 |  |  |  | 0.048148 |  |  |  | 2.797 |  |  |  | 7.5597 |  | 0.148 | [5 empty] | 0.211 |  | 0.176 | [5 empty] | 5.757 |  |  |  |  | 2022 | Chu, X. et al. (2022). Ore Geology Reviews, 144, 104867 |  | CHN | Hunan
| Huangshaping |  | Magmatic hydrothermal | Skarn | W-Mo-Pb-Zn polymetallic skarn | W, Mo, Pb, Zn | Cu, Ag | W, Mo, Pb, Zn, Cu, Ag | Ding et al., 2018a; Ding et al., 2018b |  | HSP-9-py - 2 | HSP-9-py - 2 | underground mine |  |  |  |  | ore material | polished section | grab | mineral separate | [5 empty] | mineralisation |  |  |  | po | [6 empty] | galena, arsenopyrite, bornite, fluorite, epidote, chlorite, calcite, siderite, limonite | Over 60 polished thin sections were prepared and analyzed via transmitted and reflected light microscopy; ten representative samples were analyzed via back-scattered electron (BSE) and LA-ICP-MS | LA-ICPMS |  |  | 26 μm-diameter spot size; background acquisition approximately 30 s (gas blank); 60 s of data acquisition from the sample | STDGL3 for chalcophile and siderophile concentrations; in-house standard of pure pyrite Py to calibrate S and Fe concentrations; GSD-1G for lithophile element concentrations; MASS-1 as unknown sample to check analytical accuracy | 2.9567 |  | 2.367 |  | 0.705 |  | 0.082 | [7 empty] | 0.064842 |  |  |  | 394.124 |  | 0.279 | [5 empty] | 0.6129 |  | 3.139 |  |  |  | 1.505 | [9 empty] | 623300 |  | 0.055 |  |  |  | 0.846 | [7 empty] | 0.012 | [5 empty] | 0.018 | [5 empty] | 5.14 |  | 1.023 |  | 0.069 |  |  |  | 0.015 |  |  |  | 5.8014 | [5 empty] | 5.4338 | [15 empty] | 486622.2147 |  | 0.176 |  | 0.493 |  | 5.317 |  | 783.0768 |  |  |  | 0.168 |  |  |  | 0.025 |  |  |  | 1.557 |  |  |  | 8.3403 |  | 0.082 | [5 empty] | 0.118 |  | 0.099 | [5 empty] | 3.229 |  |  |  |  | 2022 | Chu, X. et al. (2022). Ore Geology Reviews, 144, 104867 |  | CHN | Hunan
| Huangshaping |  | Magmatic hydrothermal | Skarn | W-Mo-Pb-Zn polymetallic skarn | W, Mo, Pb, Zn | Cu, Ag | W, Mo, Pb, Zn, Cu, Ag | Ding et al., 2018a; Ding et al., 2018b |  | HSP-9-py - 3 | HSP-9-py - 3 | underground mine |  |  |  |  | ore material | polished section | grab | mineral separate | [5 empty] | mineralisation |  |  |  | po | [6 empty] | galena, arsenopyrite, bornite, fluorite, epidote, chlorite, calcite, siderite, limonite | Over 60 polished thin sections were prepared and analyzed via transmitted and reflected light microscopy; ten representative samples were analyzed via back-scattered electron (BSE) and LA-ICP-MS | LA-ICPMS |  |  | 26 μm-diameter spot size; background acquisition approximately 30 s (gas blank); 60 s of data acquisition from the sample | STDGL3 for chalcophile and siderophile concentrations; in-house standard of pure pyrite Py to calibrate S and Fe concentrations; GSD-1G for lithophile element concentrations; MASS-1 as unknown sample to check analytical accuracy | 1.513 |  | 1.705 |  | 0.73736 |  | 0.059 | [7 empty] | 0.037 |  |  |  | 279.461 |  | 0.201 | [5 empty] | 0.75193 |  | 2.317 |  |  |  | 1.079 | [9 empty] | 623300 |  | 0.051142 |  |  |  | 0.615 | [7 empty] | 0.009 | [5 empty] | 0.013 | [5 empty] | 3.712 |  | 0.751 |  | 0.05 |  |  |  | 0.011 |  |  |  | 5.0255 | [5 empty] | 1.851 | [15 empty] | 455856.7759 |  | 0.126 |  | 0.353 |  | 3.866 |  | 517.226 |  |  |  | 0.12 |  |  |  | 0.018 |  |  |  | 1.109 |  |  |  | 5.8955 |  | 0.072218 | [5 empty] | 0.085 |  | 0.071 | [5 empty] | 2.352 |  |  |  |  | 2022 | Chu, X. et al. (2022). Ore Geology Reviews, 144, 104867 |  | CHN | Hunan
| Huangshaping |  | Magmatic hydrothermal | Skarn | W-Mo-Pb-Zn polymetallic skarn | W, Mo, Pb, Zn | Cu, Ag | W, Mo, Pb, Zn, Cu, Ag | Ding et al., 2018a; Ding et al., 2018b |  | HSP-9-py - 4 | HSP-9-py - 4 | underground mine |  |  |  |  | ore material | polished section | grab | mineral separate | [5 empty] | mineralisation |  |  |  | po | [6 empty] | galena, arsenopyrite, bornite, fluorite, epidote, chlorite, calcite, siderite, limonite | Over 60 polished thin sections were prepared and analyzed via transmitted and reflected light microscopy; ten representative samples were analyzed via back-scattered electron (BSE) and LA-ICP-MS | LA-ICPMS |  |  | 26 μm-diameter spot size; background acquisition approximately 30 s (gas blank); 60 s of data acquisition from the sample | STDGL3 for chalcophile and siderophile concentrations; in-house standard of pure pyrite Py to calibrate S and Fe concentrations; GSD-1G for lithophile element concentrations; MASS-1 as unknown sample to check analytical accuracy | 1.123 |  | 1.27 |  | 0.38 |  | 0.044 | [7 empty] | 0.028 |  |  |  | 203.951 |  | 0.20838 | [5 empty] | 0.19387 |  | 1.763 |  |  |  | 0.794 | [9 empty] | 623300 |  | 0.029 |  |  |  | 0.459 | [7 empty] | 0.006 | [5 empty] | 0.01 | [5 empty] | 2.786 |  | 0.568 |  | 0.038 |  |  |  | 0.008 |  |  |  | 5.5509 | [5 empty] | 0.31059 | [15 empty] | 449029.8992 |  | 0.095 |  | 0.261 |  | 2.883 |  | 387.191 |  |  |  | 0.089 |  |  |  | 0.013 |  |  |  | 0.827 |  |  |  | 7.5755 |  | 0.044 | [5 empty] | 0.063 |  | 0.053 | [5 empty] | 1.771 |  |  |  |  | 2022 | Chu, X. et al. (2022). Ore Geology Reviews, 144, 104867 |  | CHN | Hunan
| Huangshaping |  | Magmatic hydrothermal | Skarn | W-Mo-Pb-Zn polymetallic skarn | W, Mo, Pb, Zn | Cu, Ag | W, Mo, Pb, Zn, Cu, Ag | Ding et al., 2018a; Ding et al., 2018b |  | HSP-9-py - 5 | HSP-9-py - 5 | underground mine |  |  |  |  | ore material | polished section | grab | mineral separate | [5 empty] | mineralisation |  |  |  | po | [6 empty] | galena, arsenopyrite, bornite, fluorite, epidote, chlorite, calcite, siderite, limonite | Over 60 polished thin sections were prepared and analyzed via transmitted and reflected light microscopy; ten representative samples were analyzed via back-scattered electron (BSE) and LA-ICP-MS | LA-ICPMS |  |  | 26 μm-diameter spot size; background acquisition approximately 30 s (gas blank); 60 s of data acquisition from the sample | STDGL3 for chalcophile and siderophile concentrations; in-house standard of pure pyrite Py to calibrate S and Fe concentrations; GSD-1G for lithophile element concentrations; MASS-1 as unknown sample to check analytical accuracy | 5.9547 |  | 3.551 |  | 1.1966 |  | 0.124 | [7 empty] | 0.39368 |  |  |  | 555.794 |  | 0.413 | [5 empty] | 0.16 |  | 4.991 |  |  |  | 2.159 | [9 empty] | 623300 |  | 0.08 |  |  |  | 1.288 | [7 empty] | 0.053837 | [5 empty] | 0.027 | [5 empty] | 7.895 |  | 1.593 |  | 0.13749 |  |  |  | 0.024553 |  |  |  | 21.8976 | [5 empty] | 44.9811 | [15 empty] | 607356.7358 |  | 4.7246 |  | 0.722 |  | 8.081 |  | 1088.759 |  |  |  | 3.5065 |  |  |  | 0.037 |  |  |  | 2.287 |  |  |  | 11.368 |  | 3.5795 | [5 empty] | 0.173 |  | 2.1425 | [5 empty] | 68.438 |  |  |  |  | 2022 | Chu, X. et al. (2022). Ore Geology Reviews, 144, 104867 |  | CHN | Hunan
| Huangshaping |  | Magmatic hydrothermal | Skarn | W-Mo-Pb-Zn polymetallic skarn | W, Mo, Pb, Zn | Cu, Ag | W, Mo, Pb, Zn, Cu, Ag | Ding et al., 2018a; Ding et al., 2018b |  | HSP-9-sp1 - 1 | HSP-9-sp1 - 1 | underground mine |  |  |  |  | ore material | polished section | grab | mineral separate | [5 empty] | mineralisation |  |  |  | Sphalerite | [6 empty] | galena, arsenopyrite, bornite, fluorite, epidote, chlorite, calcite, siderite, limonite | Over 60 polished thin sections were prepared and analyzed via transmitted and reflected light microscopy; ten representative samples were analyzed via back-scattered electron (BSE) and LA-ICP-MS | LA-ICPMS |  |  | 26 μm-diameter spot size; background acquisition approximately 30 s (gas blank); 60 s of data acquisition from the sample | STDGL3 for chalcophile and siderophile concentrations; in-house standard of pure pyrite Py to calibrate S and Fe concentrations; GSD-1G for lithophile element concentrations; MASS-1 as unknown sample to check analytical accuracy | 12.26 |  | 1.4248 |  | 0.1902 |  | 0.067 | [7 empty] | 0.034927 |  |  |  | 207.347 |  | 3075.4766 | [5 empty] | 0.46172 |  | 1.906 |  |  |  | 71.7371 | [9 empty] | 99846.8162 |  | 5.9603 |  |  |  | 0.661 | [7 empty] | 54.8422 | [5 empty] | 0.012 | [5 empty] | 3.835 |  | 1115.24 |  | 0.1311 |  |  |  | 0.005544 |  |  |  | 0.224 | [5 empty] | 7.6926 | [15 empty] | 333705.2316 |  | 0.51194 |  | 0.29 |  | 3.099 |  | 448.535 |  |  |  | 1.2799 |  |  |  | 0.032 |  |  |  | 0.73136 |  |  |  | 5.7666 |  | 0.061 | [5 empty] | 0.069 |  | 0.052 | [5 empty] | 561741.5257 |  |  |  |  | 2022 | Chu, X. et al. (2022). Ore Geology Reviews, 144, 104867 |  | CHN | Hunan
| Huangshaping |  | Magmatic hydrothermal | Skarn | W-Mo-Pb-Zn polymetallic skarn | W, Mo, Pb, Zn | Cu, Ag | W, Mo, Pb, Zn, Cu, Ag | Ding et al., 2018a; Ding et al., 2018b |  | HSP-9-sp1 - 2 | HSP-9-sp1 - 2 | underground mine |  |  |  |  | ore material | polished section | grab | mineral separate | [5 empty] | mineralisation |  |  |  | Sphalerite | [6 empty] | galena, arsenopyrite, bornite, fluorite, epidote, chlorite, calcite, siderite, limonite | Over 60 polished thin sections were prepared and analyzed via transmitted and reflected light microscopy; ten representative samples were analyzed via back-scattered electron (BSE) and LA-ICP-MS | LA-ICPMS |  |  | 26 μm-diameter spot size; background acquisition approximately 30 s (gas blank); 60 s of data acquisition from the sample | STDGL3 for chalcophile and siderophile concentrations; in-house standard of pure pyrite Py to calibrate S and Fe concentrations; GSD-1G for lithophile element concentrations; MASS-1 as unknown sample to check analytical accuracy | 21.0712 |  | 1.12 |  | 0.31368 |  | 0.034 | [7 empty] | 0.066167 |  |  |  | 164.963 |  | 3260.446 | [5 empty] | 0.54511 |  | 1.589 |  |  |  | 850.859 | [9 empty] | 121397.7013 |  | 5.1773 |  |  |  | 0.628 | [7 empty] | 121.8475 | [5 empty] | 0.01 | [5 empty] | 3.593 |  | 1315.8571 |  | 0.050117 |  |  |  | 0.005814 |  |  |  | 0.287 | [5 empty] | 10.8572 | [15 empty] | 334477.0946 |  | 2.4611 |  | 0.231 |  | 8.9049 |  | 391.7375 |  |  |  | 197.2907 |  |  |  | 0.00372 |  |  |  | 0.429 |  |  |  | 6.9352 |  | 0.25395 | [5 empty] | 0.052 |  | 0.093 | [5 empty] | 537064.7195 |  |  |  |  | 2022 | Chu, X. et al. (2022). Ore Geology Reviews, 144, 104867 |  | CHN | Hunan
| Huangshaping |  | Magmatic hydrothermal | Skarn | W-Mo-Pb-Zn polymetallic skarn | W, Mo, Pb, Zn | Cu, Ag | W, Mo, Pb, Zn, Cu, Ag | Ding et al., 2018a; Ding et al., 2018b |  | HSP-9-sp1 - 3 | HSP-9-sp1 - 3 | underground mine |  |  |  |  | ore material | polished section | grab | mineral separate | [5 empty] | mineralisation |  |  |  | po | [6 empty] | galena, arsenopyrite, bornite, fluorite, epidote, chlorite, calcite, siderite, limonite | Over 60 polished thin sections were prepared and analyzed via transmitted and reflected light microscopy; ten representative samples were analyzed via back-scattered electron (BSE) and LA-ICP-MS | LA-ICPMS |  |  | 26 μm-diameter spot size; background acquisition approximately 30 s (gas blank); 60 s of data acquisition from the sample | STDGL3 for chalcophile and siderophile concentrations; in-house standard of pure pyrite Py to calibrate S and Fe concentrations; GSD-1G for lithophile element concentrations; MASS-1 as unknown sample to check analytical accuracy | 8.926 |  | 3.266 |  | 1.4375 |  | 0.116 | [7 empty] | 0.79239 |  |  |  | 505.274 |  | 0.384 | [5 empty] | 0.15781 |  | 4.71 |  |  |  | 1.976 | [9 empty] | 623300 |  | 0.074 |  |  |  | 1.21 | [7 empty] | 0.017 | [5 empty] | 0.025 | [5 empty] | 7.37 |  | 1.496 |  | 0.1 |  |  |  | 0.022 |  |  |  | 2.7079 | [5 empty] | 240.8987 | [15 empty] | 500746.9947 |  | 7.0461 |  | 0.664 |  | 7.58 |  | 1006.912 |  |  |  | 0.228 |  |  |  | 0.035 |  |  |  | 2.129 |  |  |  | 4.8976 |  | 0.60052 | [5 empty] | 0.161 |  | 21.7091 | [5 empty] | 60.8825 |  |  |  |  | 2022 | Chu, X. et al. (2022). Ore Geology Reviews, 144, 104867 |  | CHN | Hunan
| Huangshaping |  | Magmatic hydrothermal | Skarn | W-Mo-Pb-Zn polymetallic skarn | W, Mo, Pb, Zn | Cu, Ag | W, Mo, Pb, Zn, Cu, Ag | Ding et al., 2018a; Ding et al., 2018b |  | HSP-9-sp1 - 4 | HSP-9-sp1 - 4 | underground mine |  |  |  |  | ore material | polished section | grab | mineral separate | [5 empty] | mineralisation |  |  |  | Sphalerite | [6 empty] | galena, arsenopyrite, bornite, fluorite, epidote, chlorite, calcite, siderite, limonite | Over 60 polished thin sections were prepared and analyzed via transmitted and reflected light microscopy; ten representative samples were analyzed via back-scattered electron (BSE) and LA-ICP-MS | LA-ICPMS |  |  | 26 μm-diameter spot size; background acquisition approximately 30 s (gas blank); 60 s of data acquisition from the sample | STDGL3 for chalcophile and siderophile concentrations; in-house standard of pure pyrite Py to calibrate S and Fe concentrations; GSD-1G for lithophile element concentrations; MASS-1 as unknown sample to check analytical accuracy | 11.6747 |  | 1.812 |  | 0.83 |  | 0.10776 | [7 empty] | 0.094222 |  |  |  | 265.071 |  | 3728.3811 | [5 empty] | 0.37384 |  | 3.312 |  |  |  | 174.5951 | [9 empty] | 110880.4917 |  | 8.7654 |  |  |  | 0.802 | [7 empty] | 92.6245 | [5 empty] | 0.051135 | [5 empty] | 5.177 |  | 1285.1688 |  | 0.149 |  |  |  | 0.007 |  |  |  | 0.327 | [5 empty] | 4.819 | [15 empty] | 333378.7089 |  | 0.57117 |  | 0.433 |  | 10.538 |  | 1090.1908 |  |  |  | 8.7508 |  |  |  | 0.016 |  |  |  | 1.091 |  |  |  | 4.9284 |  | 0.087242 | [5 empty] | 0.076 |  | 0.049181 | [5 empty] | 547674.9363 |  |  |  |  | 2022 | Chu, X. et al. (2022). Ore Geology Reviews, 144, 104867 |  | CHN | Hunan
| Huangshaping |  | Magmatic hydrothermal | Skarn | W-Mo-Pb-Zn polymetallic skarn | W, Mo, Pb, Zn | Cu, Ag | W, Mo, Pb, Zn, Cu, Ag | Ding et al., 2018a; Ding et al., 2018b |  | HSP-9-sp1 - 5 | HSP-9-sp1 - 5 | underground mine |  |  |  |  | ore material | polished section | grab | mineral separate | [5 empty] | mineralisation |  |  |  | Sphalerite | [6 empty] | galena, arsenopyrite, bornite, fluorite, epidote, chlorite, calcite, siderite, limonite | Over 60 polished thin sections were prepared and analyzed via transmitted and reflected light microscopy; ten representative samples were analyzed via back-scattered electron (BSE) and LA-ICP-MS | LA-ICPMS |  |  | 26 μm-diameter spot size; background acquisition approximately 30 s (gas blank); 60 s of data acquisition from the sample | STDGL3 for chalcophile and siderophile concentrations; in-house standard of pure pyrite Py to calibrate S and Fe concentrations; GSD-1G for lithophile element concentrations; MASS-1 as unknown sample to check analytical accuracy | 18.1096 |  | 1.461 |  | 0.631 |  | 0.058705 | [7 empty] | 0.038 |  |  |  | 209.15 |  | 3586.1265 | [5 empty] | 0.32258 |  | 1.891 |  |  |  | 421.2455 | [9 empty] | 129431.7424 |  | 5.0973 |  |  |  | 0.693 | [7 empty] | 77.1561 | [5 empty] | 0.012 | [5 empty] | 4.204 |  | 1538.716 |  | 0.045353 |  |  |  | 0.014 |  |  |  | 0.343 | [5 empty] | 5.1368 | [15 empty] | 334584.0455 |  | 0.184 |  | 0.285 |  | 4.9007 |  | 754.0115 |  |  |  | 1.9008 |  |  |  | 0.032849 |  |  |  | 0.544 |  |  |  | 3.636 |  | 0.041 | [5 empty] | 0.11 |  | 0.013 | [5 empty] | 528237.6014 |  |  |  |  | 2022 | Chu, X. et al. (2022). Ore Geology Reviews, 144, 104867 |  | CHN | Hunan
| Huangshaping |  | Magmatic hydrothermal | Skarn | W-Mo-Pb-Zn polymetallic skarn | W, Mo, Pb, Zn | Cu, Ag | W, Mo, Pb, Zn, Cu, Ag | Ding et al., 2018a; Ding et al., 2018b |  | HSP-9-sp2 - 1 | HSP-9-sp2 - 1 | underground mine |  |  |  |  | ore material | polished section | grab | mineral separate | [5 empty] | mineralisation |  |  |  | Sphalerite | [6 empty] | galena, arsenopyrite, bornite, fluorite, epidote, chlorite, calcite, siderite, limonite | Over 60 polished thin sections were prepared and analyzed via transmitted and reflected light microscopy; ten representative samples were analyzed via back-scattered electron (BSE) and LA-ICP-MS | LA-ICPMS |  |  | 26 μm-diameter spot size; background acquisition approximately 30 s (gas blank); 60 s of data acquisition from the sample | STDGL3 for chalcophile and siderophile concentrations; in-house standard of pure pyrite Py to calibrate S and Fe concentrations; GSD-1G for lithophile element concentrations; MASS-1 as unknown sample to check analytical accuracy | 10.7618 |  | 1.025 |  | 0.511 |  | 0.061 | [7 empty] | 0.032 |  |  |  | 131.738 |  | 3125.5442 | [5 empty] | 0.49054 |  | 1.26 |  |  |  | 85.6835 | [9 empty] | 109759.284 |  | 8.2114 |  |  |  | 0.449 | [7 empty] | 86.9983 | [5 empty] | 0.008 | [5 empty] | 2.489 |  | 1475.7921 |  | 0.10401 |  |  |  | 0.01 |  |  |  | 0.261 | [5 empty] | 6.1662 | [15 empty] | 333815.9652 |  | 0.25505 |  | 0.229 |  | 4.567 |  | 389.8365 |  |  |  | 5.8739 |  |  |  | 0.005 |  |  |  | 0.176 |  |  |  | 5.3283 |  | 0.022 | [5 empty] | 0.079 |  | 0.029504 | [5 empty] | 550318.0184 |  |  |  |  | 2022 | Chu, X. et al. (2022). Ore Geology Reviews, 144, 104867 |  | CHN | Hunan
| Huangshaping |  | Magmatic hydrothermal | Skarn | W-Mo-Pb-Zn polymetallic skarn | W, Mo, Pb, Zn | Cu, Ag | W, Mo, Pb, Zn, Cu, Ag | Ding et al., 2018a; Ding et al., 2018b |  | HSP-9-sp2 - 2 | HSP-9-sp2 - 2 | underground mine |  |  |  |  | ore material | polished section | grab | mineral separate | [5 empty] | mineralisation |  |  |  | Sphalerite | [6 empty] | galena, arsenopyrite, bornite, fluorite, epidote, chlorite, calcite, siderite, limonite | Over 60 polished thin sections were prepared and analyzed via transmitted and reflected light microscopy; ten representative samples were analyzed via back-scattered electron (BSE) and LA-ICP-MS | LA-ICPMS |  |  | 26 μm-diameter spot size; background acquisition approximately 30 s (gas blank); 60 s of data acquisition from the sample | STDGL3 for chalcophile and siderophile concentrations; in-house standard of pure pyrite Py to calibrate S and Fe concentrations; GSD-1G for lithophile element concentrations; MASS-1 as unknown sample to check analytical accuracy | 6.0197 |  | 0.875 |  | 0.155 |  | 0.012192 | [7 empty] | 0.003997 |  |  |  | 125.077 |  | 3089.2498 | [5 empty] | 0.54358 |  | 1.321 |  |  |  | 54.7265 | [9 empty] | 123781.5776 |  | 5.9762 |  |  |  | 0.341 | [7 empty] | 43.9589 | [5 empty] | 0.007 | [5 empty] | 2.015 |  | 1612.2581 |  | 0.052 |  |  |  | 0.006471 |  |  |  | 0.329 | [5 empty] | 2.022 | [15 empty] | 334498.4141 |  | 0.098 |  | 0.233 |  | 2.447 |  | 497.0255 |  |  |  | 0.3857 |  |  |  | 0.029 |  |  |  | 0.36489 |  |  |  | 5.4631 |  | 0.053 | [5 empty] | 0.06 |  | 0.062 | [5 empty] | 535345.4175 |  |  |  |  | 2022 | Chu, X. et al. (2022). Ore Geology Reviews, 144, 104867 |  | CHN | Hunan
| Huangshaping |  | Magmatic hydrothermal | Skarn | W-Mo-Pb-Zn polymetallic skarn | W, Mo, Pb, Zn | Cu, Ag | W, Mo, Pb, Zn, Cu, Ag | Ding et al., 2018a; Ding et al., 2018b |  | HSP-9-sp2 - 3 | HSP-9-sp2 - 3 | underground mine |  |  |  |  | ore material | polished section | grab | mineral separate | [5 empty] | mineralisation |  |  |  | Sphalerite | [6 empty] | galena, arsenopyrite, bornite, fluorite, epidote, chlorite, calcite, siderite, limonite | Over 60 polished thin sections were prepared and analyzed via transmitted and reflected light microscopy; ten representative samples were analyzed via back-scattered electron (BSE) and LA-ICP-MS | LA-ICPMS |  |  | 26 μm-diameter spot size; background acquisition approximately 30 s (gas blank); 60 s of data acquisition from the sample | STDGL3 for chalcophile and siderophile concentrations; in-house standard of pure pyrite Py to calibrate S and Fe concentrations; GSD-1G for lithophile element concentrations; MASS-1 as unknown sample to check analytical accuracy | 12.998 |  | 1.197 |  | 0.241 |  | 0.035339 | [7 empty] | 0.03823 |  |  |  | 178.718 |  | 3186.9412 | [5 empty] | 0.52109 |  | 1.196 |  |  |  | 186.4048 | [9 empty] | 114174.16 |  | 14.1972 |  |  |  | 0.368 | [7 empty] | 111.9221 | [5 empty] | 0.009 | [5 empty] | 2.398 |  | 1478.2959 |  | 0.039334 |  |  |  | 0.008625 |  |  |  | 0.324 | [5 empty] | 1.6127 | [15 empty] | 334018.4514 |  | 0.20055 |  | 0.258 |  | 2.767 |  | 413.1745 |  |  |  | 82.8361 |  |  |  | 0.006047 |  |  |  | 0.268 |  |  |  | 4.121 |  | 0.062 | [5 empty] | 0.066 |  | 0.085 | [5 empty] | 545376.5513 |  |  |  |  | 2022 | Chu, X. et al. (2022). Ore Geology Reviews, 144, 104867 |  | CHN | Hunan
| Huangshaping |  | Magmatic hydrothermal | Skarn | W-Mo-Pb-Zn polymetallic skarn | W, Mo, Pb, Zn | Cu, Ag | W, Mo, Pb, Zn, Cu, Ag | Ding et al., 2018a; Ding et al., 2018b |  | HSP-9-sp1 - 6 | HSP-9-sp1 - 6 | underground mine |  |  |  |  | ore material | polished section | grab | mineral separate | [5 empty] | mineralisation |  |  |  | Sphalerite | [6 empty] | galena, arsenopyrite, bornite, fluorite, epidote, chlorite, calcite, siderite, limonite | Over 60 polished thin sections were prepared and analyzed via transmitted and reflected light microscopy; ten representative samples were analyzed via back-scattered electron (BSE) and LA-ICP-MS | LA-ICPMS |  |  | 26 μm-diameter spot size; background acquisition approximately 30 s (gas blank); 60 s of data acquisition from the sample | STDGL3 for chalcophile and siderophile concentrations; in-house standard of pure pyrite Py to calibrate S and Fe concentrations; GSD-1G for lithophile element concentrations; MASS-1 as unknown sample to check analytical accuracy | 15.6378 |  | 1.855 |  | 0.671 |  | 0.039553 | [7 empty] | 0.022 |  |  |  | 236.536 |  | 3524.1398 | [5 empty] | 0.45635 |  | 1.724 |  |  |  | 445.6242 | [9 empty] | 122577.5935 |  | 7.2229 |  |  |  | 0.659 | [7 empty] | 55.8063 | [5 empty] | 0.012 | [5 empty] | 3.69 |  | 1452.2575 |  | 0.036233 |  |  |  | 0.019069 |  |  |  | 0.338 | [5 empty] | 62.388 | [15 empty] | 334766.3138 |  | 2.501 |  | 0.3658 |  | 3.5673 |  | 442.312 |  |  |  | 27.6251 |  |  |  | 0.006937 |  |  |  | 1.018 |  |  |  | 3.4766 |  | 0.15106 | [5 empty] | 0.141 |  | 0.075558 | [5 empty] | 536610.6093 |  |  |  |  | 2022 | Chu, X. et al. (2022). Ore Geology Reviews, 144, 104867 |  | CHN | Hunan
| Huangshaping |  | Magmatic hydrothermal | Skarn | W-Mo-Pb-Zn polymetallic skarn | W, Mo, Pb, Zn | Cu, Ag | W, Mo, Pb, Zn, Cu, Ag | Ding et al., 2018a; Ding et al., 2018b |  | HSP-9-sp1 - 7 | HSP-9-sp1 - 7 | underground mine |  |  |  |  | ore material | polished section | grab | mineral separate | [5 empty] | mineralisation |  |  |  | Sphalerite | [6 empty] | galena, arsenopyrite, bornite, fluorite, epidote, chlorite, calcite, siderite, limonite | Over 60 polished thin sections were prepared and analyzed via transmitted and reflected light microscopy; ten representative samples were analyzed via back-scattered electron (BSE) and LA-ICP-MS | LA-ICPMS |  |  | 26 μm-diameter spot size; background acquisition approximately 30 s (gas blank); 60 s of data acquisition from the sample | STDGL3 for chalcophile and siderophile concentrations; in-house standard of pure pyrite Py to calibrate S and Fe concentrations; GSD-1G for lithophile element concentrations; MASS-1 as unknown sample to check analytical accuracy | 10.9656 |  | 1.316 |  | 0.257 |  | 0.037 | [7 empty] | 0.041617 |  |  |  | 153.0053 |  | 2985.3258 | [5 empty] | 0.51934 |  | 1.087 |  |  |  | 63.3179 | [9 empty] | 113927.5402 |  | 13.7377 |  |  |  | 0.371 | [7 empty] | 18.8421 | [5 empty] | 0.009 | [5 empty] | 2.45 |  | 1452.1349 |  | 0.045759 |  |  |  | 0.004856 |  |  |  | 0.344 | [5 empty] | 9.8993 | [15 empty] | 333789.7011 |  | 0.76738 |  | 0.269 |  | 4.9347 |  | 730.795 |  |  |  | 23.7128 |  |  |  | 0.010329 |  |  |  | 0.498 |  |  |  | 4.4849 |  | 0.062 | [5 empty] | 0.057 |  | 0.037906 | [5 empty] | 545477.4914 |  |  |  |  | 2022 | Chu, X. et al. (2022). Ore Geology Reviews, 144, 104867 |  | CHN | Hunan
| Huangshaping |  | Magmatic hydrothermal | Skarn | W-Mo-Pb-Zn polymetallic skarn | W, Mo, Pb, Zn | Cu, Ag | W, Mo, Pb, Zn, Cu, Ag | Ding et al., 2018a; Ding et al., 2018b |  | HSP-9-sp2 - 4 | HSP-9-sp2 - 4 | underground mine |  |  |  |  | ore material | polished section | grab | mineral separate | [5 empty] | mineralisation |  |  |  | Sphalerite | [6 empty] | galena, arsenopyrite, bornite, fluorite, epidote, chlorite, calcite, siderite, limonite | Over 60 polished thin sections were prepared and analyzed via transmitted and reflected light microscopy; ten representative samples were analyzed via back-scattered electron (BSE) and LA-ICP-MS | LA-ICPMS |  |  | 26 μm-diameter spot size; background acquisition approximately 30 s (gas blank); 60 s of data acquisition from the sample | STDGL3 for chalcophile and siderophile concentrations; in-house standard of pure pyrite Py to calibrate S and Fe concentrations; GSD-1G for lithophile element concentrations; MASS-1 as unknown sample to check analytical accuracy | 16.1349 |  | 1.229 |  | 0.12446 |  | 0.01138 | [7 empty] | 0.024 |  |  |  | 173.601 |  | 3019.53 | [5 empty] | 0.59361 |  | 1.157 |  |  |  | 111.605 | [9 empty] | 123505.035 |  | 7.9651 |  |  |  | 0.401 | [7 empty] | 52.2836 | [5 empty] | 0.013593 | [5 empty] | 2.248 |  | 1570.1715 |  | 0.033 |  |  |  | 0.002908 |  |  |  | 0.1089 | [5 empty] | 11.8822 | [15 empty] | 334582.3154 |  | 1.293 |  | 0.18 |  | 2.559 |  | 381.9834 |  |  |  | 5.2267 |  |  |  | 0.03137 |  |  |  | 0.31809 |  |  |  | 5.8012 |  | 0.1435 | [5 empty] | 0.047 |  | 0.078892 | [5 empty] | 535812.8219 |  |  |  |  | 2022 | Chu, X. et al. (2022). Ore Geology Reviews, 144, 104867 |  | CHN | Hunan
| Huangshaping |  | Magmatic hydrothermal | Skarn | W-Mo-Pb-Zn polymetallic skarn | W, Mo, Pb, Zn | Cu, Ag | W, Mo, Pb, Zn, Cu, Ag | Ding et al., 2018a; Ding et al., 2018b |  | HSP-9-sp2 - 5 | HSP-9-sp2 - 5 | underground mine |  |  |  |  | ore material | polished section | grab | mineral separate | [5 empty] | mineralisation |  |  |  | Sphalerite | [6 empty] | galena, arsenopyrite, bornite, fluorite, epidote, chlorite, calcite, siderite, limonite | Over 60 polished thin sections were prepared and analyzed via transmitted and reflected light microscopy; ten representative samples were analyzed via back-scattered electron (BSE) and LA-ICP-MS | LA-ICPMS |  |  | 26 μm-diameter spot size; background acquisition approximately 30 s (gas blank); 60 s of data acquisition from the sample | STDGL3 for chalcophile and siderophile concentrations; in-house standard of pure pyrite Py to calibrate S and Fe concentrations; GSD-1G for lithophile element concentrations; MASS-1 as unknown sample to check analytical accuracy | 21.076 |  | 1.097 |  | 0.2373 |  | 0.056803 | [7 empty] | 0.059 |  |  |  | 187.239 |  | 3231.7615 | [5 empty] | 0.54819 |  | 1.108 |  |  |  | 183.2888 | [9 empty] | 121427.5448 |  | 7.589 |  |  |  | 0.394 | [7 empty] | 66.2786 | [5 empty] | 0.009 | [5 empty] | 3.087 |  | 1314.391 |  | 0.016 |  |  |  | 0.008 |  |  |  | 0.3 | [5 empty] | 23.5152 | [15 empty] | 334346.9064 |  | 3.6029 |  | 0.188 |  | 3.513 |  | 644.651 |  |  |  | 30.8971 |  |  |  | 0.002 |  |  |  | 0.314 |  |  |  | 3.7359 |  | 0.23415 | [5 empty] | 0.03 |  | 0.037004 | [5 empty] | 537550.0897 |  |  |  |  | 2022 | Chu, X. et al. (2022). Ore Geology Reviews, 144, 104867 |  | CHN | Hunan
| Huangshaping |  | Magmatic hydrothermal | Skarn | W-Mo-Pb-Zn polymetallic skarn | W, Mo, Pb, Zn | Cu, Ag | W, Mo, Pb, Zn, Cu, Ag | Ding et al., 2018a; Ding et al., 2018b |  | HSP-9-sp2 - 6 | HSP-9-sp2 - 6 | underground mine |  |  |  |  | ore material | polished section | grab | mineral separate | [5 empty] | mineralisation |  |  |  | Sphalerite | [6 empty] | galena, arsenopyrite, bornite, fluorite, epidote, chlorite, calcite, siderite, limonite | Over 60 polished thin sections were prepared and analyzed via transmitted and reflected light microscopy; ten representative samples were analyzed via back-scattered electron (BSE) and LA-ICP-MS | LA-ICPMS |  |  | 26 μm-diameter spot size; background acquisition approximately 30 s (gas blank); 60 s of data acquisition from the sample | STDGL3 for chalcophile and siderophile concentrations; in-house standard of pure pyrite Py to calibrate S and Fe concentrations; GSD-1G for lithophile element concentrations; MASS-1 as unknown sample to check analytical accuracy | 20.7024 |  | 0.99 |  | 0.18 |  | 0.057282 | [7 empty] | 0.035 |  |  |  | 274.8872 |  | 3156.4764 | [5 empty] | 0.49538 |  | 1.324 |  |  |  | 198.6866 | [9 empty] | 116357.118 |  | 6.6034 |  |  |  | 0.408 | [7 empty] | 26.4734 | [5 empty] | 0.021369 | [5 empty] | 2.81 |  | 1353.8102 |  | 0.22163 |  |  |  | 0.019 |  |  |  | 0.26 | [5 empty] | 10.4629 | [15 empty] | 333954.9729 |  | 3.1412 |  | 0.21 |  | 1.9992 |  | 618.5215 |  |  |  | 105.8036 |  |  |  | 0.003413 |  |  |  | 0.392 |  |  |  | 5.476 |  | 0.16452 | [5 empty] | 0.06 |  | 0.038 | [5 empty] | 542677.1291 |  |  |  |  | 2022 | Chu, X. et al. (2022). Ore Geology Reviews, 144, 104867 |  | CHN | Hunan
| Huangshaping |  | Magmatic hydrothermal | Skarn | W-Mo-Pb-Zn polymetallic skarn | W, Mo, Pb, Zn | Cu, Ag | W, Mo, Pb, Zn, Cu, Ag | Ding et al., 2018a; Ding et al., 2018b |  | HSP-9-py - 6 | HSP-9-py - 6 | underground mine |  |  |  |  | ore material | polished section | grab | mineral separate | [5 empty] | mineralisation |  |  |  | po | [6 empty] | galena, arsenopyrite, bornite, fluorite, epidote, chlorite, calcite, siderite, limonite | Over 60 polished thin sections were prepared and analyzed via transmitted and reflected light microscopy; ten representative samples were analyzed via back-scattered electron (BSE) and LA-ICP-MS | LA-ICPMS |  |  | 26 μm-diameter spot size; background acquisition approximately 30 s (gas blank); 60 s of data acquisition from the sample | STDGL3 for chalcophile and siderophile concentrations; in-house standard of pure pyrite Py to calibrate S and Fe concentrations; GSD-1G for lithophile element concentrations; MASS-1 as unknown sample to check analytical accuracy | 1.308 |  | 1.604 |  | 0.484 |  | 0.058 | [7 empty] | 0.036 |  |  |  | 245.379 |  | 0.18 | [5 empty] | 0.4158 |  | 2.285 |  |  |  | 0.845 | [9 empty] | 623300 |  | 0.033 |  |  |  | 0.607 | [7 empty] | 0.008 | [5 empty] | 0.012 | [5 empty] | 4.304 |  | 0.732 |  | 0.05 |  |  |  | 0.011 |  |  |  | 3.5942 | [5 empty] | 0.11355 | [15 empty] | 454358.515 |  | 0.12 |  | 0.321 |  | 3.786 |  | 764.7832 |  |  |  | 0.103 |  |  |  | 0.017 |  |  |  | 0.982 |  |  |  | 5.6849 |  | 0.055 | [5 empty] | 0.074 |  | 0.069 | [5 empty] | 2.562 |  |  |  |  | 2022 | Chu, X. et al. (2022). Ore Geology Reviews, 144, 104867 |  | CHN | Hunan
| Huangshaping |  | Magmatic hydrothermal | Skarn | W-Mo-Pb-Zn polymetallic skarn | W, Mo, Pb, Zn | Cu, Ag | W, Mo, Pb, Zn, Cu, Ag | Ding et al., 2018a; Ding et al., 2018b |  | HSP-9-py - 7 | HSP-9-py - 7 | underground mine |  |  |  |  | ore material | polished section | grab | mineral separate | [5 empty] | mineralisation |  |  |  | po | [6 empty] | galena, arsenopyrite, bornite, fluorite, epidote, chlorite, calcite, siderite, limonite | Over 60 polished thin sections were prepared and analyzed via transmitted and reflected light microscopy; ten representative samples were analyzed via back-scattered electron (BSE) and LA-ICP-MS | LA-ICPMS |  |  | 26 μm-diameter spot size; background acquisition approximately 30 s (gas blank); 60 s of data acquisition from the sample | STDGL3 for chalcophile and siderophile concentrations; in-house standard of pure pyrite Py to calibrate S and Fe concentrations; GSD-1G for lithophile element concentrations; MASS-1 as unknown sample to check analytical accuracy | 1.109 |  | 1.376 |  | 0.415 |  | 0.05 | [7 empty] | 0.031 |  |  |  | 214.823 |  | 0.153 | [5 empty] | 0.20996 |  | 1.931 |  |  |  | 0.718 | [9 empty] | 623300 |  | 0.028 |  |  |  | 0.521 | [7 empty] | 0.007 | [5 empty] | 0.01135 | [5 empty] | 3.783 |  | 0.626 |  | 0.043 |  |  |  | 0.01 |  |  |  | 3.0165 | [5 empty] | 0.21984 | [15 empty] | 493194.7936 |  | 0.103 |  | 0.276 |  | 3.256 |  | 429.564 |  |  |  | 0.087 |  |  |  | 0.015 |  |  |  | 0.836 |  |  |  | 7.9184 |  | 0.047 | [5 empty] | 0.098271 |  | 0.06 | [5 empty] | 2.217 |  |  |  |  | 2022 | Chu, X. et al. (2022). Ore Geology Reviews, 144, 104867 |  | CHN | Hunan
| Huangshaping |  | Magmatic hydrothermal | Skarn | W-Mo-Pb-Zn polymetallic skarn | W, Mo, Pb, Zn | Cu, Ag | W, Mo, Pb, Zn, Cu, Ag | Ding et al., 2018a; Ding et al., 2018b |  | HSP-9-py - 8 | HSP-9-py - 8 | underground mine |  |  |  |  | ore material | polished section | grab | mineral separate | [5 empty] | mineralisation |  |  |  | po | [6 empty] | galena, arsenopyrite, bornite, fluorite, epidote, chlorite, calcite, siderite, limonite | Over 60 polished thin sections were prepared and analyzed via transmitted and reflected light microscopy; ten representative samples were analyzed via back-scattered electron (BSE) and LA-ICP-MS | LA-ICPMS |  |  | 26 μm-diameter spot size; background acquisition approximately 30 s (gas blank); 60 s of data acquisition from the sample | STDGL3 for chalcophile and siderophile concentrations; in-house standard of pure pyrite Py to calibrate S and Fe concentrations; GSD-1G for lithophile element concentrations; MASS-1 as unknown sample to check analytical accuracy | 2.05 |  | 2.538 |  | 0.775 |  | 0.092 | [7 empty] | 0.057 |  |  |  | 405.856 |  | 0.284 | [5 empty] | 0.26989 |  | 3.503 |  |  |  | 1.338 | [9 empty] | 623300 |  | 0.052 |  |  |  | 0.973 | [7 empty] | 0.013 | [5 empty] | 0.019 | [5 empty] | 7.138 |  | 1.155 |  | 0.081 |  |  |  | 0.021877 |  |  |  | 2.603 | [5 empty] | 1.6473 | [15 empty] | 473386.7278 |  | 0.192 |  | 0.513 |  | 6.106 |  | 792.041 |  |  |  | 0.161 |  |  |  | 0.027 |  |  |  | 1.545 |  |  |  | 6.628 |  | 0.086 | [5 empty] | 0.118 |  | 0.11 | [5 empty] | 4.171 |  |  |  |  | 2022 | Chu, X. et al. (2022). Ore Geology Reviews, 144, 104867 |  | CHN | Hunan
| Huangshaping |  | Magmatic hydrothermal | Skarn | W-Mo-Pb-Zn polymetallic skarn | W, Mo, Pb, Zn | Cu, Ag | W, Mo, Pb, Zn, Cu, Ag | Ding et al., 2018a; Ding et al., 2018b |  | HSP-9-py - 9 | HSP-9-py - 9 | underground mine |  |  |  |  | ore material | polished section | grab | mineral separate | [5 empty] | mineralisation |  |  |  | po | [6 empty] | galena, arsenopyrite, bornite, fluorite, epidote, chlorite, calcite, siderite, limonite | Over 60 polished thin sections were prepared and analyzed via transmitted and reflected light microscopy; ten representative samples were analyzed via back-scattered electron (BSE) and LA-ICP-MS | LA-ICPMS |  |  | 26 μm-diameter spot size; background acquisition approximately 30 s (gas blank); 60 s of data acquisition from the sample | STDGL3 for chalcophile and siderophile concentrations; in-house standard of pure pyrite Py to calibrate S and Fe concentrations; GSD-1G for lithophile element concentrations; MASS-1 as unknown sample to check analytical accuracy | 1.6227 |  | 1.563 |  | 0.476 |  | 0.057 | [7 empty] | 0.035 |  |  |  | 256.414 |  | 0.174 | [5 empty] | 0.14426 |  | 2.094 |  |  |  | 0.823 | [9 empty] | 623300 |  | 0.032 |  |  |  | 0.597 | [7 empty] | 0.008 | [5 empty] | 0.019877 | [5 empty] | 4.477 |  | 0.703 |  | 0.05 |  |  |  | 0.011 |  |  |  | 0.53 | [5 empty] | 7.1787 | [15 empty] | 444047.0138 |  | 0.62799 |  | 0.317 |  | 3.76 |  | 505.5598 |  |  |  | 0.14621 |  |  |  | 0.017 |  |  |  | 0.931 |  |  |  | 6.7725 |  | 0.1002 | [5 empty] | 0.10962 |  | 0.068 | [5 empty] | 3.1226 |  |  |  |  | 2022 | Chu, X. et al. (2022). Ore Geology Reviews, 144, 104867 |  | CHN | Hunan
| Huangshaping |  | Magmatic hydrothermal | Skarn | W-Mo-Pb-Zn polymetallic skarn | W, Mo, Pb, Zn | Cu, Ag | W, Mo, Pb, Zn, Cu, Ag | Ding et al., 2018a; Ding et al., 2018b |  | HSP-10-py - 1 | HSP-10-py - 1 | underground mine |  |  |  |  | ore material | polished section | grab | mineral separate | [5 empty] | mineralisation |  |  |  | po | [6 empty] | galena, arsenopyrite, bornite, fluorite, epidote, chlorite, calcite, siderite, limonite | Over 60 polished thin sections were prepared and analyzed via transmitted and reflected light microscopy; ten representative samples were analyzed via back-scattered electron (BSE) and LA-ICP-MS | LA-ICPMS |  |  | 26 μm-diameter spot size; background acquisition approximately 30 s (gas blank); 60 s of data acquisition from the sample | STDGL3 for chalcophile and siderophile concentrations; in-house standard of pure pyrite Py to calibrate S and Fe concentrations; GSD-1G for lithophile element concentrations; MASS-1 as unknown sample to check analytical accuracy | 2.2379 |  | 1.276 |  | 0.384 |  | 0.047 | [7 empty] | 0.029 |  |  |  | 213.517 |  | 0.36167 | [5 empty] | 0.072 |  | 1.649 |  |  |  | 0.671 | [9 empty] | 623300 |  | 0.031504 |  |  |  | 0.482 | [7 empty] | 0.006 | [5 empty] | 0.009 | [5 empty] | 3.712 |  | 0.565 |  | 0.12859 |  |  |  | 0.009 |  |  |  | 1.1373 | [5 empty] | 2.5748 | [15 empty] | 486301.9318 |  | 0.095 |  | 0.26 |  | 3.048 |  | 518.4827 |  |  |  | 0.078 |  |  |  | 0.014 |  |  |  | 0.755 |  |  |  | 9.2588 |  | 0.043 | [5 empty] | 0.08484 |  | 0.055 | [5 empty] | 2.072 |  |  |  |  | 2022 | Chu, X. et al. (2022). Ore Geology Reviews, 144, 104867 |  | CHN | Hunan
| Huangshaping |  | Magmatic hydrothermal | Skarn | W-Mo-Pb-Zn polymetallic skarn | W, Mo, Pb, Zn | Cu, Ag | W, Mo, Pb, Zn, Cu, Ag | Ding et al., 2018a; Ding et al., 2018b |  | HSP-10-py - 2 | HSP-10-py - 2 | underground mine |  |  |  |  | ore material | polished section | grab | mineral separate | [5 empty] | mineralisation |  |  |  | po | [6 empty] | galena, arsenopyrite, bornite, fluorite, epidote, chlorite, calcite, siderite, limonite | Over 60 polished thin sections were prepared and analyzed via transmitted and reflected light microscopy; ten representative samples were analyzed via back-scattered electron (BSE) and LA-ICP-MS | LA-ICPMS |  |  | 26 μm-diameter spot size; background acquisition approximately 30 s (gas blank); 60 s of data acquisition from the sample | STDGL3 for chalcophile and siderophile concentrations; in-house standard of pure pyrite Py to calibrate S and Fe concentrations; GSD-1G for lithophile element concentrations; MASS-1 as unknown sample to check analytical accuracy | 4.853 |  | 6.252 |  | 1.9 |  | 0.23 | [7 empty] | 0.141 |  |  |  | 1083.565 |  | 0.678 | [5 empty] | 0.361 |  | 7.851 |  |  |  | 3.352 | [9 empty] | 623300 |  | 0.123 |  |  |  | 2.378 | [7 empty] | 0.03 | [5 empty] | 0.046 | [5 empty] | 18.427 |  | 2.764 |  | 0.22178 |  |  |  | 0.044 |  |  |  | 2.202 | [5 empty] | 7.3117 | [15 empty] | 562180.4576 |  | 0.465 |  | 1.292 |  | 15.121 |  | 1949.058 |  |  |  | 0.378 |  |  |  | 0.067 |  |  |  | 3.664 |  |  |  | 14.7082 |  | 0.21 | [5 empty] | 0.287 |  | 0.272 | [5 empty] | 10.149 |  |  |  |  | 2022 | Chu, X. et al. (2022). Ore Geology Reviews, 144, 104867 |  | CHN | Hunan
| Huangshaping |  | Magmatic hydrothermal | Skarn | W-Mo-Pb-Zn polymetallic skarn | W, Mo, Pb, Zn | Cu, Ag | W, Mo, Pb, Zn, Cu, Ag | Ding et al., 2018a; Ding et al., 2018b |  | HSP-10-py - 3 | HSP-10-py - 3 | underground mine |  |  |  |  | ore material | polished section | grab | mineral separate | [5 empty] | mineralisation |  |  |  | po | [6 empty] | galena, arsenopyrite, bornite, fluorite, epidote, chlorite, calcite, siderite, limonite | Over 60 polished thin sections were prepared and analyzed via transmitted and reflected light microscopy; ten representative samples were analyzed via back-scattered electron (BSE) and LA-ICP-MS | LA-ICPMS |  |  | 26 μm-diameter spot size; background acquisition approximately 30 s (gas blank); 60 s of data acquisition from the sample | STDGL3 for chalcophile and siderophile concentrations; in-house standard of pure pyrite Py to calibrate S and Fe concentrations; GSD-1G for lithophile element concentrations; MASS-1 as unknown sample to check analytical accuracy | 1.6982 |  | 1.828 |  | 0.555 |  | 0.067 | [7 empty] | 0.041 |  |  |  | 323.247 |  | 0.198 | [5 empty] | 0.106 |  | 2.226 |  |  |  | 0.993 | [9 empty] | 623300 |  | 0.036 |  |  |  | 0.694 | [7 empty] | 0.009 | [5 empty] | 0.013 | [5 empty] | 5.422 |  | 0.802 |  | 0.11005 |  |  |  | 0.013 |  |  |  | 1.0311 | [5 empty] | 0.81081 | [15 empty] | 479816.4772 |  | 0.137 |  | 0.38 |  | 4.432 |  | 567.726 |  |  |  | 0.11 |  |  |  | 0.019 |  |  |  | 1.061 |  |  |  | 6.1918 |  | 0.061 | [5 empty] | 0.083 |  | 0.08 | [5 empty] | 2.935 |  |  |  |  | 2022 | Chu, X. et al. (2022). Ore Geology Reviews, 144, 104867 |  | CHN | Hunan
| Huangshaping |  | Magmatic hydrothermal | Skarn | W-Mo-Pb-Zn polymetallic skarn | W, Mo, Pb, Zn | Cu, Ag | W, Mo, Pb, Zn, Cu, Ag | Ding et al., 2018a; Ding et al., 2018b |  | HSP-10-py - 4 | HSP-10-py - 4 | underground mine |  |  |  |  | ore material | polished section | grab | mineral separate | [5 empty] | mineralisation |  |  |  | po | [6 empty] | galena, arsenopyrite, bornite, fluorite, epidote, chlorite, calcite, siderite, limonite | Over 60 polished thin sections were prepared and analyzed via transmitted and reflected light microscopy; ten representative samples were analyzed via back-scattered electron (BSE) and LA-ICP-MS | LA-ICPMS |  |  | 26 μm-diameter spot size; background acquisition approximately 30 s (gas blank); 60 s of data acquisition from the sample | STDGL3 for chalcophile and siderophile concentrations; in-house standard of pure pyrite Py to calibrate S and Fe concentrations; GSD-1G for lithophile element concentrations; MASS-1 as unknown sample to check analytical accuracy | 1.05 |  | 1.367 |  | 0.413 |  | 0.056082 | [7 empty] | 0.031 |  |  |  | 247.569 |  | 0.146 | [5 empty] | 0.079 |  | 1.609 |  |  |  | 0.75 | [9 empty] | 623300 |  | 0.035812 |  |  |  | 0.515 | [7 empty] | 0.011603 | [5 empty] | 0.013981 | [5 empty] | 4.065 |  | 0.595 |  | 0.1463 |  |  |  | 0.01 |  |  |  | 1.2278 | [5 empty] | 0.54175 | [15 empty] | 459681.7678 |  | 0.101 |  | 0.287 |  | 3.286 |  | 466.9919 |  |  |  | 0.081 |  |  |  | 0.014702 |  |  |  | 0.787 |  |  |  | 9.1061 |  | 0.046 | [5 empty] | 0.078121 |  | 0.06 | [5 empty] | 2.145 |  |  |  |  | 2022 | Chu, X. et al. (2022). Ore Geology Reviews, 144, 104867 |  | CHN | Hunan
| Huangshaping |  | Magmatic hydrothermal | Skarn | W-Mo-Pb-Zn polymetallic skarn | W, Mo, Pb, Zn | Cu, Ag | W, Mo, Pb, Zn, Cu, Ag | Ding et al., 2018a; Ding et al., 2018b |  | HSP-10-py - 5 | HSP-10-py - 5 | underground mine |  |  |  |  | ore material | polished section | grab | mineral separate | [5 empty] | mineralisation |  |  |  | po | [6 empty] | galena, arsenopyrite, bornite, fluorite, epidote, chlorite, calcite, siderite, limonite | Over 60 polished thin sections were prepared and analyzed via transmitted and reflected light microscopy; ten representative samples were analyzed via back-scattered electron (BSE) and LA-ICP-MS | LA-ICPMS |  |  | 26 μm-diameter spot size; background acquisition approximately 30 s (gas blank); 60 s of data acquisition from the sample | STDGL3 for chalcophile and siderophile concentrations; in-house standard of pure pyrite Py to calibrate S and Fe concentrations; GSD-1G for lithophile element concentrations; MASS-1 as unknown sample to check analytical accuracy | 1.598 |  | 2.083 |  | 0.631 |  | 0.078 | [7 empty] | 0.047 |  |  |  | 396.546 |  | 0.213 | [5 empty] | 0.11 |  | 2.123 |  |  |  | 1.275 | [9 empty] | 623300 |  | 0.037 |  |  |  | 0.786 | [7 empty] | 0.014639 | [5 empty] | 0.015 | [5 empty] | 5.654 |  | 0.892 |  | 0.069 |  |  |  | 0.015 |  |  |  | 1.8336 | [5 empty] | 1.5638 | [15 empty] | 483869.9309 |  | 0.153 |  | 0.455 |  | 5.157 |  | 640.67 |  |  |  | 0.113 |  |  |  | 0.022 |  |  |  | 1.131 |  |  |  | 6.7901 |  | 0.068 | [5 empty] | 0.094 |  | 0.091 | [5 empty] | 2.675 |  |  |  |  | 2022 | Chu, X. et al. (2022). Ore Geology Reviews, 144, 104867 |  | CHN | Hunan
| Huangshaping |  | Magmatic hydrothermal | Skarn | W-Mo-Pb-Zn polymetallic skarn | W, Mo, Pb, Zn | Cu, Ag | W, Mo, Pb, Zn, Cu, Ag | Ding et al., 2018a; Ding et al., 2018b |  | HSP-10-py - 6 | HSP-10-py - 6 | underground mine |  |  |  |  | ore material | polished section | grab | mineral separate | [5 empty] | mineralisation |  |  |  | po | [6 empty] | galena, arsenopyrite, bornite, fluorite, epidote, chlorite, calcite, siderite, limonite | Over 60 polished thin sections were prepared and analyzed via transmitted and reflected light microscopy; ten representative samples were analyzed via back-scattered electron (BSE) and LA-ICP-MS | LA-ICPMS |  |  | 26 μm-diameter spot size; background acquisition approximately 30 s (gas blank); 60 s of data acquisition from the sample | STDGL3 for chalcophile and siderophile concentrations; in-house standard of pure pyrite Py to calibrate S and Fe concentrations; GSD-1G for lithophile element concentrations; MASS-1 as unknown sample to check analytical accuracy | 11.469 |  | 2.9171 |  | 0.585 |  | 0.073 | [7 empty] | 0.044 |  |  |  | 367.171 |  | 0.198 | [5 empty] | 0.19278 |  | 1.979 |  |  |  | 1.196 | [9 empty] | 623300 |  | 0.089012 |  |  |  | 0.731 | [7 empty] | 0.009 | [5 empty] | 0.014 | [5 empty] | 5.122 |  | 8.5092 |  | 0.1782 |  |  |  | 0.014 |  |  |  | 2.364 | [5 empty] | 26.5346 | [15 empty] | 467151.9632 |  | 3.5705 |  | 0.427 |  | 4.796 |  | 598.224 |  |  |  | 0.105 |  |  |  | 0.021 |  |  |  | 1.049 |  |  |  | 9.0088 |  | 0.17452 | [5 empty] | 0.088 |  | 0.086 | [5 empty] | 351.6049 |  |  |  |  | 2022 | Chu, X. et al. (2022). Ore Geology Reviews, 144, 104867 |  | CHN | Hunan
| Huangshaping |  | Magmatic hydrothermal | Skarn | W-Mo-Pb-Zn polymetallic skarn | W, Mo, Pb, Zn | Cu, Ag | W, Mo, Pb, Zn, Cu, Ag | Ding et al., 2018a; Ding et al., 2018b |  | HSP-10-py - 7 | HSP-10-py - 7 | underground mine |  |  |  |  | ore material | polished section | grab | mineral separate | [5 empty] | mineralisation |  |  |  | po | [6 empty] | galena, arsenopyrite, bornite, fluorite, epidote, chlorite, calcite, siderite, limonite | Over 60 polished thin sections were prepared and analyzed via transmitted and reflected light microscopy; ten representative samples were analyzed via back-scattered electron (BSE) and LA-ICP-MS | LA-ICPMS |  |  | 26 μm-diameter spot size; background acquisition approximately 30 s (gas blank); 60 s of data acquisition from the sample | STDGL3 for chalcophile and siderophile concentrations; in-house standard of pure pyrite Py to calibrate S and Fe concentrations; GSD-1G for lithophile element concentrations; MASS-1 as unknown sample to check analytical accuracy | 2.321 |  | 3.049 |  | 0.91 |  | 0.115 | [7 empty] | 0.069 |  |  |  | 564.71 |  | 0.307 | [5 empty] | 0.147 |  | 3.091 |  |  |  | 1.872 | [9 empty] | 623300 |  | 0.051 |  |  |  | 1.139 | [7 empty] | 0.014 | [5 empty] | 0.021 | [5 empty] | 7.719 |  | 1.3 |  | 0.29738 |  |  |  | 0.022 |  |  |  | 2.3584 | [5 empty] | 0.18 | [15 empty] | 483996.297 |  | 0.223 |  | 0.669 |  | 7.464 |  | 932.922 |  |  |  | 0.161 |  |  |  | 0.032 |  |  |  | 1.622 |  |  |  | 9.7003 |  | 0.099 | [5 empty] | 0.137 |  | 0.134 | [5 empty] | 3.579 |  |  |  |  | 2022 | Chu, X. et al. (2022). Ore Geology Reviews, 144, 104867 |  | CHN | Hunan
| Huangshaping |  | Magmatic hydrothermal | Skarn | W-Mo-Pb-Zn polymetallic skarn | W, Mo, Pb, Zn | Cu, Ag | W, Mo, Pb, Zn, Cu, Ag | Ding et al., 2018a; Ding et al., 2018b |  | HSP-10-py - 8 | HSP-10-py - 8 | underground mine |  |  |  |  | ore material | polished section | grab | mineral separate | [5 empty] | mineralisation |  |  |  | po | [6 empty] | galena, arsenopyrite, bornite, fluorite, epidote, chlorite, calcite, siderite, limonite | Over 60 polished thin sections were prepared and analyzed via transmitted and reflected light microscopy; ten representative samples were analyzed via back-scattered electron (BSE) and LA-ICP-MS | LA-ICPMS |  |  | 26 μm-diameter spot size; background acquisition approximately 30 s (gas blank); 60 s of data acquisition from the sample | STDGL3 for chalcophile and siderophile concentrations; in-house standard of pure pyrite Py to calibrate S and Fe concentrations; GSD-1G for lithophile element concentrations; MASS-1 as unknown sample to check analytical accuracy | 1.353 |  | 1.777 |  | 0.532 |  | 0.067 | [7 empty] | 0.04 |  |  |  | 322.167 |  | 0.178 | [5 empty] | 0.15424 |  | 1.853 |  |  |  | 1.106 | [9 empty] | 623300 |  | 0.051283 |  |  |  | 0.672 | [7 empty] | 0.008815 | [5 empty] | 0.012 | [5 empty] | 4.336 |  | 0.772 |  | 0.169 |  |  |  | 0.013755 |  |  |  | 2.9639 | [5 empty] | 4.2005 | [15 empty] | 451835.2965 |  | 0.13 |  | 0.389 |  | 4.389 |  | 541.585 |  |  |  | 0.093 |  |  |  | 0.019 |  |  |  | 0.937 |  |  |  | 6.146 |  | 0.057 | [5 empty] | 0.08 |  | 0.078 | [5 empty] | 2.057 |  |  |  |  | 2022 | Chu, X. et al. (2022). Ore Geology Reviews, 144, 104867 |  | CHN | Hunan
| Huangshaping |  | Magmatic hydrothermal | Skarn | W-Mo-Pb-Zn polymetallic skarn | W, Mo, Pb, Zn | Cu, Ag | W, Mo, Pb, Zn, Cu, Ag | Ding et al., 2018a; Ding et al., 2018b |  | HSP-10-py - 9 | HSP-10-py - 9 | underground mine |  |  |  |  | ore material | polished section | grab | mineral separate | [5 empty] | mineralisation |  |  |  | po | [6 empty] | galena, arsenopyrite, bornite, fluorite, epidote, chlorite, calcite, siderite, limonite | Over 60 polished thin sections were prepared and analyzed via transmitted and reflected light microscopy; ten representative samples were analyzed via back-scattered electron (BSE) and LA-ICP-MS | LA-ICPMS |  |  | 26 μm-diameter spot size; background acquisition approximately 30 s (gas blank); 60 s of data acquisition from the sample | STDGL3 for chalcophile and siderophile concentrations; in-house standard of pure pyrite Py to calibrate S and Fe concentrations; GSD-1G for lithophile element concentrations; MASS-1 as unknown sample to check analytical accuracy | 1.327 |  | 1.759 |  | 0.527 |  | 0.067 | [7 empty] | 0.04 |  |  |  | 310.917 |  | 0.175 | [5 empty] | 0.19075 |  | 1.865 |  |  |  | 1.087 | [9 empty] | 623300 |  | 0.037418 |  |  |  | 0.662 | [7 empty] | 0.008322 | [5 empty] | 0.012 | [5 empty] | 4.125 |  | 0.767 |  | 0.14513 |  |  |  | 0.013 |  |  |  | 3.6748 | [5 empty] | 3.3322 | [15 empty] | 461213.9676 |  | 0.129 |  | 0.384 |  | 4.355 |  | 534.04 |  |  |  | 0.093174 |  |  |  | 0.023153 |  |  |  | 0.919 |  |  |  | 7.7913 |  | 0.057 | [5 empty] | 0.079 |  | 0.078 | [5 empty] | 1.994 |  |  |  |  | 2022 | Chu, X. et al. (2022). Ore Geology Reviews, 144, 104867 |  | CHN | Hunan
| Huangshaping |  | Magmatic hydrothermal | Skarn | W-Mo-Pb-Zn polymetallic skarn | W, Mo, Pb, Zn | Cu, Ag | W, Mo, Pb, Zn, Cu, Ag | Ding et al., 2018a; Ding et al., 2018b |  | HSP-10-py - 10 | HSP-10-py - 10 | underground mine |  |  |  |  | ore material | polished section | grab | mineral separate | [5 empty] | mineralisation |  |  |  | po | [6 empty] | galena, arsenopyrite, bornite, fluorite, epidote, chlorite, calcite, siderite, limonite | Over 60 polished thin sections were prepared and analyzed via transmitted and reflected light microscopy; ten representative samples were analyzed via back-scattered electron (BSE) and LA-ICP-MS | LA-ICPMS |  |  | 26 μm-diameter spot size; background acquisition approximately 30 s (gas blank); 60 s of data acquisition from the sample | STDGL3 for chalcophile and siderophile concentrations; in-house standard of pure pyrite Py to calibrate S and Fe concentrations; GSD-1G for lithophile element concentrations; MASS-1 as unknown sample to check analytical accuracy | 2.1862 |  | 1.606 |  | 0.48 |  | 0.061 | [7 empty] | 0.037 |  |  |  | 275.794 |  | 0.35684 | [5 empty] | 0.14633 |  | 1.76 |  |  |  | 0.987 | [9 empty] | 623300 |  | 0.039921 |  |  |  | 0.605 | [7 empty] | 0.014307 | [5 empty] | 0.019869 | [5 empty] | 3.618 |  | 0.71 |  | 0.073332 |  |  |  | 0.012 |  |  |  | 2.9544 | [5 empty] | 4.7464 | [15 empty] | 446682.9357 |  | 0.117 |  | 0.349 |  | 3.985 |  | 485.136 |  |  |  | 0.1015 |  |  |  | 0.017 |  |  |  | 0.828 |  |  |  | 6.5556 |  | 0.095389 | [5 empty] | 0.072 |  | 0.071 | [5 empty] | 1.82 |  |  |  |  | 2022 | Chu, X. et al. (2022). Ore Geology Reviews, 144, 104867 |  | CHN | Hunan
| Huangshaping |  | Magmatic hydrothermal | Skarn | W-Mo-Pb-Zn polymetallic skarn | W, Mo, Pb, Zn | Cu, Ag | W, Mo, Pb, Zn, Cu, Ag | Ding et al., 2018a; Ding et al., 2018b |  | HSP-10-py - 11 | HSP-10-py - 11 | underground mine |  |  |  |  | ore material | polished section | grab | mineral separate | [5 empty] | mineralisation |  |  |  | po | [6 empty] | galena, arsenopyrite, bornite, fluorite, epidote, chlorite, calcite, siderite, limonite | Over 60 polished thin sections were prepared and analyzed via transmitted and reflected light microscopy; ten representative samples were analyzed via back-scattered electron (BSE) and LA-ICP-MS | LA-ICPMS |  |  | 26 μm-diameter spot size; background acquisition approximately 30 s (gas blank); 60 s of data acquisition from the sample | STDGL3 for chalcophile and siderophile concentrations; in-house standard of pure pyrite Py to calibrate S and Fe concentrations; GSD-1G for lithophile element concentrations; MASS-1 as unknown sample to check analytical accuracy | 6.0482 |  | 1.8922 |  | 0.51395 |  | 0.058 | [7 empty] | 0.035 |  |  |  | 254.439 |  | 0.149 | [5 empty] | 0.14041 |  | 1.724 |  |  |  | 0.933 | [9 empty] | 623300 |  | 0.060565 |  |  |  | 0.575 | [7 empty] | 0.007 | [5 empty] | 0.011 | [5 empty] | 3.311 |  | 0.68 |  | 0.052 |  |  |  | 0.011 |  |  |  | 3.6553 | [5 empty] | 6.0852 | [15 empty] | 470599.6763 |  | 0.112 |  | 0.329 |  | 3.788 |  | 458.788 |  |  |  | 0.08711 |  |  |  | 0.016 |  |  |  | 0.778 |  |  |  | 5.6428 |  | 0.084687 | [5 empty] | 0.078552 |  | 0.067 | [5 empty] | 1.765 |  |  |  |  | 2022 | Chu, X. et al. (2022). Ore Geology Reviews, 144, 104867 |  | CHN | Hunan
| Huangshaping |  | Magmatic hydrothermal | Skarn | W-Mo-Pb-Zn polymetallic skarn | W, Mo, Pb, Zn | Cu, Ag | W, Mo, Pb, Zn, Cu, Ag | Ding et al., 2018a; Ding et al., 2018b |  | HSP-10-py - 12 | HSP-10-py - 12 | underground mine |  |  |  |  | ore material | polished section | grab | mineral separate | [5 empty] | mineralisation |  |  |  | po | [6 empty] | galena, arsenopyrite, bornite, fluorite, epidote, chlorite, calcite, siderite, limonite | Over 60 polished thin sections were prepared and analyzed via transmitted and reflected light microscopy; ten representative samples were analyzed via back-scattered electron (BSE) and LA-ICP-MS | LA-ICPMS |  |  | 26 μm-diameter spot size; background acquisition approximately 30 s (gas blank); 60 s of data acquisition from the sample | STDGL3 for chalcophile and siderophile concentrations; in-house standard of pure pyrite Py to calibrate S and Fe concentrations; GSD-1G for lithophile element concentrations; MASS-1 as unknown sample to check analytical accuracy | 4.302 |  | 6.135 |  | 1.814 |  | 0.233 | [7 empty] | 0.139 |  |  |  | 978.836 |  | 0.59 | [5 empty] | 0.232 |  | 7.126 |  |  |  | 3.666 | [9 empty] | 623300 |  | 0.095 |  |  |  | 2.292 | [7 empty] | 0.028 | [5 empty] | 0.072332 | [5 empty] | 12.822 |  | 2.737 |  | 0.207 |  |  |  | 0.045 |  |  |  | 5.4023 | [5 empty] | 3.0278 | [15 empty] | 565594.9691 |  | 0.60336 |  | 1.297 |  | 15.153 |  | 1831.258 |  |  |  | 0.3 |  |  |  | 0.064 |  |  |  | 3.081 |  |  |  | 6.5476 |  | 0.24121 | [5 empty] | 0.274 |  | 0.269 | [5 empty] | 7.325 |  |  |  |  | 2022 | Chu, X. et al. (2022). Ore Geology Reviews, 144, 104867 |  | CHN | Hunan
| Huangshaping |  | Magmatic hydrothermal | Skarn | W-Mo-Pb-Zn polymetallic skarn | W, Mo, Pb, Zn | Cu, Ag | W, Mo, Pb, Zn, Cu, Ag | Ding et al., 2018a; Ding et al., 2018b |  | HSP-10-py - 13 | HSP-10-py - 13 | underground mine |  |  |  |  | ore material | polished section | grab | mineral separate | [5 empty] | mineralisation |  |  |  | po | [6 empty] | galena, arsenopyrite, bornite, fluorite, epidote, chlorite, calcite, siderite, limonite | Over 60 polished thin sections were prepared and analyzed via transmitted and reflected light microscopy; ten representative samples were analyzed via back-scattered electron (BSE) and LA-ICP-MS | LA-ICPMS |  |  | 26 μm-diameter spot size; background acquisition approximately 30 s (gas blank); 60 s of data acquisition from the sample | STDGL3 for chalcophile and siderophile concentrations; in-house standard of pure pyrite Py to calibrate S and Fe concentrations; GSD-1G for lithophile element concentrations; MASS-1 as unknown sample to check analytical accuracy | 1.286 |  | 1.871 |  | 0.557 |  | 0.072 | [7 empty] | 0.042 |  |  |  | 292.736 |  | 0.25002 | [5 empty] | 0.11564 |  | 2.259 |  |  |  | 1.115 | [9 empty] | 623300 |  | 0.029 |  |  |  | 0.703 | [7 empty] | 0.008 | [5 empty] | 0.024476 | [5 empty] | 3.82 |  | 0.849 |  | 0.081945 |  |  |  | 0.014 |  |  |  | 1.3887 | [5 empty] | 0.63602 | [15 empty] | 470795.3041 |  | 0.136 |  | 0.394 |  | 4.666 |  | 552.608 |  |  |  | 0.091 |  |  |  | 0.02 |  |  |  | 0.94 |  |  |  | 8.3909 |  | 0.059 | [5 empty] | 0.084 |  | 0.083 | [5 empty] | 2.367 |  |  |  |  | 2022 | Chu, X. et al. (2022). Ore Geology Reviews, 144, 104867 |  | CHN | Hunan
| Huangshaping |  | Magmatic hydrothermal | Skarn | W-Mo-Pb-Zn polymetallic skarn | W, Mo, Pb, Zn | Cu, Ag | W, Mo, Pb, Zn, Cu, Ag | Ding et al., 2018a; Ding et al., 2018b |  | HSP-12-py - 1 | HSP-12-py - 1 | underground mine |  |  |  |  | ore material | polished section | grab | mineral separate | [5 empty] | mineralisation |  |  |  | Pyrite | [6 empty] | galena, arsenopyrite, bornite, fluorite, epidote, chlorite, calcite, siderite, limonite | Over 60 polished thin sections were prepared and analyzed via transmitted and reflected light microscopy; ten representative samples were analyzed via back-scattered electron (BSE) and LA-ICP-MS | LA-ICPMS |  |  | 26 μm-diameter spot size; background acquisition approximately 30 s (gas blank); 60 s of data acquisition from the sample | STDGL3 for chalcophile and siderophile concentrations; in-house standard of pure pyrite Py to calibrate S and Fe concentrations; GSD-1G for lithophile element concentrations; MASS-1 as unknown sample to check analytical accuracy | 0.538 |  | 0.789 |  | 0.16422 |  | 0.041 | [7 empty] | 0.057649 |  |  |  | 95.047 |  | 0.084 | [5 empty] | 0.71146 |  | 0.74 |  |  |  | 0.471 | [9 empty] | 465419.1808 |  | 0.017 |  |  |  | 0.232 | [7 empty] | 0.006 | [5 empty] | 0.006 | [5 empty] | 2.16 |  | 0.36384 |  | 0.033577 |  |  |  | 0.004268 |  |  |  | 19.4202 | [5 empty] | 3.6535 | [15 empty] | 534506.2268 |  | 0.27015 |  | 0.147 |  | 1.0981 |  | 208.589 |  |  |  | 0.96937 |  |  |  | 0.01 |  |  |  | 0.374 |  |  |  | 7.923 |  | 0.80996 | [5 empty] | 0.058754 |  | 17.9463 | [5 empty] | 2.4381 |  |  |  |  | 2022 | Chu, X. et al. (2022). Ore Geology Reviews, 144, 104867 |  | CHN | Hunan
| Huangshaping |  | Magmatic hydrothermal | Skarn | W-Mo-Pb-Zn polymetallic skarn | W, Mo, Pb, Zn | Cu, Ag | W, Mo, Pb, Zn, Cu, Ag | Ding et al., 2018a; Ding et al., 2018b |  | HSP-12-py - 2 | HSP-12-py - 2 | underground mine |  |  |  |  | ore material | polished section | grab | mineral separate | [5 empty] | mineralisation |  |  |  | Pyrite | [6 empty] | galena, arsenopyrite, bornite, fluorite, epidote, chlorite, calcite, siderite, limonite | Over 60 polished thin sections were prepared and analyzed via transmitted and reflected light microscopy; ten representative samples were analyzed via back-scattered electron (BSE) and LA-ICP-MS | LA-ICPMS |  |  | 26 μm-diameter spot size; background acquisition approximately 30 s (gas blank); 60 s of data acquisition from the sample | STDGL3 for chalcophile and siderophile concentrations; in-house standard of pure pyrite Py to calibrate S and Fe concentrations; GSD-1G for lithophile element concentrations; MASS-1 as unknown sample to check analytical accuracy | 2.3149 |  | 0.725 |  | 0.091042 |  | 0.046 | [7 empty] | 5.6082 |  |  |  | 1972.3385 |  | 0.08 | [5 empty] | 1.5222 |  | 0.74 |  |  |  | 1.0529 | [9 empty] | 463788.2116 |  | 0.017 |  |  |  | 0.265 | [7 empty] | 0.004 | [5 empty] | 0.12158 | [5 empty] | 215.9706 |  | 205.1502 |  | 0.51247 |  |  |  | 0.008797 |  |  |  | 39.9546 | [5 empty] | 12.2448 | [15 empty] | 532686.4804 |  | 4.494 |  | 0.147 |  | 1.772 |  | 216.108 |  |  |  | 0.27152 |  |  |  | 0.009 |  |  |  | 0.249 |  |  |  | 7.9738 |  | 0.58171 | [5 empty] | 0.046832 |  | 47.6324 | [5 empty] | 1.203 |  |  |  |  | 2022 | Chu, X. et al. (2022). Ore Geology Reviews, 144, 104867 |  | CHN | Hunan
| Huangshaping |  | Magmatic hydrothermal | Skarn | W-Mo-Pb-Zn polymetallic skarn | W, Mo, Pb, Zn | Cu, Ag | W, Mo, Pb, Zn, Cu, Ag | Ding et al., 2018a; Ding et al., 2018b |  | HSP-12-py - 3 | HSP-12-py - 3 | underground mine |  |  |  |  | ore material | polished section | grab | mineral separate | [5 empty] | mineralisation |  |  |  | Pyrite | [6 empty] | galena, arsenopyrite, bornite, fluorite, epidote, chlorite, calcite, siderite, limonite | Over 60 polished thin sections were prepared and analyzed via transmitted and reflected light microscopy; ten representative samples were analyzed via back-scattered electron (BSE) and LA-ICP-MS | LA-ICPMS |  |  | 26 μm-diameter spot size; background acquisition approximately 30 s (gas blank); 60 s of data acquisition from the sample | STDGL3 for chalcophile and siderophile concentrations; in-house standard of pure pyrite Py to calibrate S and Fe concentrations; GSD-1G for lithophile element concentrations; MASS-1 as unknown sample to check analytical accuracy | 1.6647 |  | 0.635 |  | 0.194 |  | 0.044 | [7 empty] | 0.050532 |  |  |  | 111.353 |  | 0.079 | [5 empty] | 0.86485 |  | 0.751 |  |  |  | 0.291 | [9 empty] | 465398.63 |  | 0.016644 |  |  |  | 0.253 | [7 empty] | 0.009 | [5 empty] | 0.006 | [5 empty] | 1.864 |  | 0.34955 |  | 0.034778 |  |  |  | 0.003 |  |  |  | 22.3081 | [5 empty] | 21.8471 | [15 empty] | 534499.3583 |  | 1.7819 |  | 0.128 |  | 1.198 |  | 209.672 |  |  |  | 0.35853 |  |  |  | 0.006 |  |  |  | 0.35629 |  |  |  | 5.8308 |  | 1.7222 | [5 empty] | 0.032 |  | 27.4998 | [5 empty] | 1.6194 |  |  |  |  | 2022 | Chu, X. et al. (2022). Ore Geology Reviews, 144, 104867 |  | CHN | Hunan
| Huangshaping |  | Magmatic hydrothermal | Skarn | W-Mo-Pb-Zn polymetallic skarn | W, Mo, Pb, Zn | Cu, Ag | W, Mo, Pb, Zn, Cu, Ag | Ding et al., 2018a; Ding et al., 2018b |  | HSP-12-py - 4 | HSP-12-py - 4 | underground mine |  |  |  |  | ore material | polished section | grab | mineral separate | [5 empty] | mineralisation |  |  |  | Pyrite | [6 empty] | galena, arsenopyrite, bornite, fluorite, epidote, chlorite, calcite, siderite, limonite | Over 60 polished thin sections were prepared and analyzed via transmitted and reflected light microscopy; ten representative samples were analyzed via back-scattered electron (BSE) and LA-ICP-MS | LA-ICPMS |  |  | 26 μm-diameter spot size; background acquisition approximately 30 s (gas blank); 60 s of data acquisition from the sample | STDGL3 for chalcophile and siderophile concentrations; in-house standard of pure pyrite Py to calibrate S and Fe concentrations; GSD-1G for lithophile element concentrations; MASS-1 as unknown sample to check analytical accuracy | 0.771 |  | 7.3066 |  | 0.32082 |  | 0.054 | [7 empty] | 0.047 |  |  |  | 121.268 |  | 0.118 | [5 empty] | 0.3455 |  | 0.982 |  |  |  | 0.65921 | [9 empty] | 465344.0637 |  | 0.14169 |  |  |  | 0.431 | [7 empty] | 0.35094 | [5 empty] | 0.008 | [5 empty] | 9.3815 |  | 0.69995 |  | 0.18089 |  |  |  | 0.019227 |  |  |  | 8.879 | [5 empty] | 2.1656 | [15 empty] | 534464.7995 |  | 0.55393 |  | 0.214 |  | 3.583 |  | 318.675 |  |  |  | 70.5018 |  |  |  | 0.007 |  |  |  | 1.3277 |  |  |  | 10.5866 |  | 0.27869 | [5 empty] | 0.21755 |  | 38.9786 | [5 empty] | 5.9021 |  |  |  |  | 2022 | Chu, X. et al. (2022). Ore Geology Reviews, 144, 104867 |  | CHN | Hunan
| Huangshaping |  | Magmatic hydrothermal | Skarn | W-Mo-Pb-Zn polymetallic skarn | W, Mo, Pb, Zn | Cu, Ag | W, Mo, Pb, Zn, Cu, Ag | Ding et al., 2018a; Ding et al., 2018b |  | HSP-12-py - 5 | HSP-12-py - 5 | underground mine |  |  |  |  | ore material | polished section | grab | mineral separate | [5 empty] | mineralisation |  |  |  | Pyrite | [6 empty] | galena, arsenopyrite, bornite, fluorite, epidote, chlorite, calcite, siderite, limonite | Over 60 polished thin sections were prepared and analyzed via transmitted and reflected light microscopy; ten representative samples were analyzed via back-scattered electron (BSE) and LA-ICP-MS | LA-ICPMS |  |  | 26 μm-diameter spot size; background acquisition approximately 30 s (gas blank); 60 s of data acquisition from the sample | STDGL3 for chalcophile and siderophile concentrations; in-house standard of pure pyrite Py to calibrate S and Fe concentrations; GSD-1G for lithophile element concentrations; MASS-1 as unknown sample to check analytical accuracy | 0.458 |  | 0.66892 |  | 0.27476 |  | 0.031 | [7 empty] | 0.15375 |  |  |  | 87.919 |  | 0.066 | [5 empty] | 0.87697 |  | 0.84308 |  |  |  | 0.86823 | [9 empty] | 465147.4188 |  | 0.014 |  |  |  | 0.237 | [7 empty] | 0.005 | [5 empty] | 0.005 | [5 empty] | 1.809 |  | 0.32785 |  | 0.045319 |  |  |  | 0.006667 |  |  |  | 22.2898 | [5 empty] | 7.0875 | [15 empty] | 534203.0621 |  | 0.67193 |  | 0.1 |  | 2.491 |  | 263.7037 |  |  |  | 0.12058 |  |  |  | 0.01 |  |  |  | 0.24188 |  |  |  | 6.5387 |  | 1.9595 | [5 empty] | 0.033 |  | 22.6906 | [5 empty] | 2.0934 |  |  |  |  | 2022 | Chu, X. et al. (2022). Ore Geology Reviews, 144, 104867 |  | CHN | Hunan
| Huangshaping |  | Magmatic hydrothermal | Skarn | W-Mo-Pb-Zn polymetallic skarn | W, Mo, Pb, Zn | Cu, Ag | W, Mo, Pb, Zn, Cu, Ag | Ding et al., 2018a; Ding et al., 2018b |  | HSP-12-py - 6 | HSP-12-py - 6 | underground mine |  |  |  |  | ore material | polished section | grab | mineral separate | [5 empty] | mineralisation |  |  |  | Pyrite | [6 empty] | galena, arsenopyrite, bornite, fluorite, epidote, chlorite, calcite, siderite, limonite | Over 60 polished thin sections were prepared and analyzed via transmitted and reflected light microscopy; ten representative samples were analyzed via back-scattered electron (BSE) and LA-ICP-MS | LA-ICPMS |  |  | 26 μm-diameter spot size; background acquisition approximately 30 s (gas blank); 60 s of data acquisition from the sample | STDGL3 for chalcophile and siderophile concentrations; in-house standard of pure pyrite Py to calibrate S and Fe concentrations; GSD-1G for lithophile element concentrations; MASS-1 as unknown sample to check analytical accuracy | 2.1065 |  | 24.1815 |  | 0.11139 |  | 0.018 | [7 empty] | 1.9729 |  |  |  | 94.146 |  | 0.072 | [5 empty] | 0.90391 |  | 0.709 |  |  |  | 1.7767 | [9 empty] | 465323.581 |  | 0.028227 |  |  |  | 0.20978 | [7 empty] | 0.005672 | [5 empty] | 0.005 | [5 empty] | 4.5476 |  | 1.0199 |  | 0.1062 |  |  |  | 0.00463 |  |  |  | 24.7974 | [5 empty] | 66.611 | [15 empty] | 534446.9492 |  | 2.5396 |  | 0.113 |  | 1.407 |  | 172.586 |  |  |  | 1.6168 |  |  |  | 0.003 |  |  |  | 0.177 |  |  |  | 6.3202 |  | 2.6309 | [5 empty] | 0.21136 |  | 46.5448 | [5 empty] | 1.1823 |  |  |  |  | 2022 | Chu, X. et al. (2022). Ore Geology Reviews, 144, 104867 |  | CHN | Hunan
| Huangshaping |  | Magmatic hydrothermal | Skarn | W-Mo-Pb-Zn polymetallic skarn | W, Mo, Pb, Zn | Cu, Ag | W, Mo, Pb, Zn, Cu, Ag | Ding et al., 2018a; Ding et al., 2018b |  | HSP-11-py - 1 | HSP-11-py - 1 | underground mine |  |  |  |  | ore material | polished section | grab | mineral separate | [5 empty] | mineralisation |  |  |  | Pyrite | [6 empty] | galena, arsenopyrite, bornite, fluorite, epidote, chlorite, calcite, siderite, limonite | Over 60 polished thin sections were prepared and analyzed via transmitted and reflected light microscopy; ten representative samples were analyzed via back-scattered electron (BSE) and LA-ICP-MS | LA-ICPMS |  |  | 26 μm-diameter spot size; background acquisition approximately 30 s (gas blank); 60 s of data acquisition from the sample | STDGL3 for chalcophile and siderophile concentrations; in-house standard of pure pyrite Py to calibrate S and Fe concentrations; GSD-1G for lithophile element concentrations; MASS-1 as unknown sample to check analytical accuracy | 4.3846 |  | 101.5605 |  | 44.3337 |  | 0.05 | [7 empty] | 0.003885 |  |  |  | 4285.2327 |  | 0.08 | [5 empty] | 0.036 |  | 4.5504 |  |  |  | 2.2216 | [9 empty] | 460229.7254 |  | 0.13871 |  |  |  | 0.277 | [7 empty] | 0.021872 | [5 empty] | 1.1478 | [5 empty] | 1969.0946 |  | 811.5691 |  | 0.038 |  |  |  | 0.005 |  |  |  | 0.238 | [5 empty] | 73.2083 | [15 empty] | 528542.8692 |  | 26.7204 |  | 1.3714 |  | 2.449 |  | 242.9901 |  |  |  | 4.8498 |  |  |  | 0.012276 |  |  |  | 0.707 |  |  |  | 7.6041 |  | 3.0164 | [5 empty] | 5.5405 |  | 0.92381 | [5 empty] | 2.4695 |  |  |  |  | 2022 | Chu, X. et al. (2022). Ore Geology Reviews, 144, 104867 |  | CHN | Hunan
| Huangshaping |  | Magmatic hydrothermal | Skarn | W-Mo-Pb-Zn polymetallic skarn | W, Mo, Pb, Zn | Cu, Ag | W, Mo, Pb, Zn, Cu, Ag | Ding et al., 2018a; Ding et al., 2018b |  | HSP-11-py - 2 | HSP-11-py - 2 | underground mine |  |  |  |  | ore material | polished section | grab | mineral separate | [5 empty] | mineralisation |  |  |  | Pyrite | [6 empty] | galena, arsenopyrite, bornite, fluorite, epidote, chlorite, calcite, siderite, limonite | Over 60 polished thin sections were prepared and analyzed via transmitted and reflected light microscopy; ten representative samples were analyzed via back-scattered electron (BSE) and LA-ICP-MS | LA-ICPMS |  |  | 26 μm-diameter spot size; background acquisition approximately 30 s (gas blank); 60 s of data acquisition from the sample | STDGL3 for chalcophile and siderophile concentrations; in-house standard of pure pyrite Py to calibrate S and Fe concentrations; GSD-1G for lithophile element concentrations; MASS-1 as unknown sample to check analytical accuracy | 2.3423 |  | 66.6587 |  | 44.0779 |  | 0.031325 | [7 empty] | 0.023 |  |  |  | 1001.3797 |  | 0.074 | [5 empty] | 0.031551 |  | 1.6898 |  |  |  | 2.4483 | [9 empty] | 463508.3085 |  | 0.081238 |  |  |  | 0.259 | [7 empty] | 0.030951 | [5 empty] | 4.132 | [5 empty] | 971.2174 |  | 345.0337 |  | 0.038507 |  |  |  | 0.003 |  |  |  | 0.14518 | [5 empty] | 33.9122 | [15 empty] | 532291.5379 |  | 25.0788 |  | 0.69325 |  | 2.274 |  | 215.8683 |  |  |  | 4.1616 |  |  |  | 0.006404 |  |  |  | 0.399 |  |  |  | 8.3456 |  | 2.7426 | [5 empty] | 3.0297 |  | 0.82286 | [5 empty] | 1.109 |  |  |  |  | 2022 | Chu, X. et al. (2022). Ore Geology Reviews, 144, 104867 |  | CHN | Hunan
| Huangshaping |  | Magmatic hydrothermal | Skarn | W-Mo-Pb-Zn polymetallic skarn | W, Mo, Pb, Zn | Cu, Ag | W, Mo, Pb, Zn, Cu, Ag | Ding et al., 2018a; Ding et al., 2018b |  | HSP-11-sp - 1 | HSP-11-sp - 1 | underground mine |  |  |  |  | ore material | polished section | grab | mineral separate | [5 empty] | mineralisation |  |  |  | Sphalerite | [6 empty] | galena, arsenopyrite, bornite, fluorite, epidote, chlorite, calcite, siderite, limonite | Over 60 polished thin sections were prepared and analyzed via transmitted and reflected light microscopy; ten representative samples were analyzed via back-scattered electron (BSE) and LA-ICP-MS | LA-ICPMS |  |  | 26 μm-diameter spot size; background acquisition approximately 30 s (gas blank); 60 s of data acquisition from the sample | STDGL3 for chalcophile and siderophile concentrations; in-house standard of pure pyrite Py to calibrate S and Fe concentrations; GSD-1G for lithophile element concentrations; MASS-1 as unknown sample to check analytical accuracy | 192.5445 |  | 622.9602 |  | 0.94117 |  | 0.06 | [7 empty] | 0.045 |  |  |  | 226.5525 |  | 2810.5596 | [5 empty] | 0.38638 |  | 1.323 |  |  |  | 1644.8832 | [9 empty] | 131764.7628 |  | 10.3393 |  |  |  | 0.448 | [7 empty] | 0.78607 | [5 empty] | 0.050022 | [5 empty] | 244.0423 |  | 1738.6333 |  | 0.137 |  |  |  | 0.009732 |  |  |  | 0.23892 | [5 empty] | 374.0528 | [15 empty] | 333831.6184 |  | 6.135 |  | 0.261 |  | 1.992 |  | 1025.7614 |  |  |  | 32.8914 |  |  |  | 0.006072 |  |  |  | 1.33 |  |  |  | 6.7533 |  | 1.8721 | [5 empty] | 1.9467 |  | 0.1012 | [5 empty] | 522967.738 |  |  |  |  | 2022 | Chu, X. et al. (2022). Ore Geology Reviews, 144, 104867 |  | CHN | Hunan
| Huangshaping |  | Magmatic hydrothermal | Skarn | W-Mo-Pb-Zn polymetallic skarn | W, Mo, Pb, Zn | Cu, Ag | W, Mo, Pb, Zn, Cu, Ag | Ding et al., 2018a; Ding et al., 2018b |  | HSP-11-sp - 2 | HSP-11-sp - 2 | underground mine |  |  |  |  | ore material | polished section | grab | mineral separate | [5 empty] | mineralisation |  |  |  | Sphalerite | [6 empty] | galena, arsenopyrite, bornite, fluorite, epidote, chlorite, calcite, siderite, limonite | Over 60 polished thin sections were prepared and analyzed via transmitted and reflected light microscopy; ten representative samples were analyzed via back-scattered electron (BSE) and LA-ICP-MS | LA-ICPMS |  |  | 26 μm-diameter spot size; background acquisition approximately 30 s (gas blank); 60 s of data acquisition from the sample | STDGL3 for chalcophile and siderophile concentrations; in-house standard of pure pyrite Py to calibrate S and Fe concentrations; GSD-1G for lithophile element concentrations; MASS-1 as unknown sample to check analytical accuracy | 328.1838 |  | 997.8148 |  | 4.1223 |  | 0.083 | [7 empty] | 0.023997 |  |  |  | 271.327 |  | 2647.0364 | [5 empty] | 0.34271 |  | 3.1526 |  |  |  | 1184.8757 | [9 empty] | 97998.6661 |  | 2.9783 |  |  |  | 0.598 | [7 empty] | 6.9962 | [5 empty] | 0.013 | [5 empty] | 158.3432 |  | 369.8741 |  | 0.094 |  |  |  | 0.20833 |  |  |  | 0.22952 | [5 empty] | 1685.1425 | [15 empty] | 331309.3858 |  | 27.6349 |  | 0.34 |  | 2.391 |  | 2106.2222 |  |  |  | 123.3056 |  |  |  | 0.021607 |  |  |  | 0.399 |  |  |  | 74.9425 |  | 3.6221 | [5 empty] | 2.692 |  | 0.85047 | [5 empty] | 557411.5638 |  |  |  |  | 2022 | Chu, X. et al. (2022). Ore Geology Reviews, 144, 104867 |  | CHN | Hunan
| Huangshaping |  | Magmatic hydrothermal | Skarn | W-Mo-Pb-Zn polymetallic skarn | W, Mo, Pb, Zn | Cu, Ag | W, Mo, Pb, Zn, Cu, Ag | Ding et al., 2018a; Ding et al., 2018b |  | HSP-11-sp - 3 | HSP-11-sp - 3 | underground mine |  |  |  |  | ore material | polished section | grab | mineral separate | [5 empty] | mineralisation |  |  |  | Sphalerite | [6 empty] | galena, arsenopyrite, bornite, fluorite, epidote, chlorite, calcite, siderite, limonite | Over 60 polished thin sections were prepared and analyzed via transmitted and reflected light microscopy; ten representative samples were analyzed via back-scattered electron (BSE) and LA-ICP-MS | LA-ICPMS |  |  | 26 μm-diameter spot size; background acquisition approximately 30 s (gas blank); 60 s of data acquisition from the sample | STDGL3 for chalcophile and siderophile concentrations; in-house standard of pure pyrite Py to calibrate S and Fe concentrations; GSD-1G for lithophile element concentrations; MASS-1 as unknown sample to check analytical accuracy | 128.0708 |  | 1.113 |  | 0.087155 |  | 0.029 | [7 empty] | 0.02 |  |  |  | 191.009 |  | 2589.7285 | [5 empty] | 0.25944 |  | 1.4893 |  |  |  | 1457.906 | [9 empty] | 130225.3651 |  | 3.1394 |  |  |  | 0.371 | [7 empty] | 0.18799 | [5 empty] | 0.009985 | [5 empty] | 2.619 |  | 1698.9188 |  | 0.069 |  |  |  | 0.011584 |  |  |  | 0.21325 | [5 empty] | 83.7505 | [15 empty] | 334769.1801 |  | 0.69738 |  | 0.25 |  | 2.714 |  | 651.9979 |  |  |  | 9.2106 |  |  |  | 0.007 |  |  |  | 0.098 |  |  |  | 4.6997 |  | 0.36951 | [5 empty] | 0.079 |  | 0.031 | [5 empty] | 527132.8502 |  |  |  |  | 2022 | Chu, X. et al. (2022). Ore Geology Reviews, 144, 104867 |  | CHN | Hunan
| Huangshaping |  | Magmatic hydrothermal | Skarn | W-Mo-Pb-Zn polymetallic skarn | W, Mo, Pb, Zn | Cu, Ag | W, Mo, Pb, Zn, Cu, Ag | Ding et al., 2018a; Ding et al., 2018b |  | HSP-11-py - 3 | HSP-11-py - 3 | underground mine |  |  |  |  | ore material | polished section | grab | mineral separate | [5 empty] | mineralisation |  |  |  | Pyrite | [6 empty] | galena, arsenopyrite, bornite, fluorite, epidote, chlorite, calcite, siderite, limonite | Over 60 polished thin sections were prepared and analyzed via transmitted and reflected light microscopy; ten representative samples were analyzed via back-scattered electron (BSE) and LA-ICP-MS | LA-ICPMS |  |  | 26 μm-diameter spot size; background acquisition approximately 30 s (gas blank); 60 s of data acquisition from the sample | STDGL3 for chalcophile and siderophile concentrations; in-house standard of pure pyrite Py to calibrate S and Fe concentrations; GSD-1G for lithophile element concentrations; MASS-1 as unknown sample to check analytical accuracy | 1.9309 |  | 41.2903 |  | 0.38872 |  | 0.041 | [7 empty] | 0.030761 |  |  |  | 161.82 |  | 0.139 | [5 empty] | 0.39657 |  | 1.466 |  |  |  | 0.629 | [9 empty] | 465357.51 |  | 0.02971 |  |  |  | 0.47487 | [7 empty] | 0.009 | [5 empty] | 0.01 | [5 empty] | 23.5508 |  | 2.6622 |  | 0.18907 |  |  |  | 0.007921 |  |  |  | 6.4743 | [5 empty] | 17.2557 | [15 empty] | 534430.2269 |  | 1.8126 |  | 0.207 |  | 2.516 |  | 313.899 |  |  |  | 1.8764 |  |  |  | 0.016 |  |  |  | 0.51294 |  |  |  | 7.2453 |  | 23.2095 | [5 empty] | 0.064 |  | 11.437 | [5 empty] | 2.4608 |  |  |  |  | 2022 | Chu, X. et al. (2022). Ore Geology Reviews, 144, 104867 |  | CHN | Hunan
| Huangshaping |  | Magmatic hydrothermal | Skarn | W-Mo-Pb-Zn polymetallic skarn | W, Mo, Pb, Zn | Cu, Ag | W, Mo, Pb, Zn, Cu, Ag | Ding et al., 2018a; Ding et al., 2018b |  | HSP-11-py - 4 | HSP-11-py - 4 | underground mine |  |  |  |  | ore material | polished section | grab | mineral separate | [5 empty] | mineralisation |  |  |  | Pyrite | [6 empty] | galena, arsenopyrite, bornite, fluorite, epidote, chlorite, calcite, siderite, limonite | Over 60 polished thin sections were prepared and analyzed via transmitted and reflected light microscopy; ten representative samples were analyzed via back-scattered electron (BSE) and LA-ICP-MS | LA-ICPMS |  |  | 26 μm-diameter spot size; background acquisition approximately 30 s (gas blank); 60 s of data acquisition from the sample | STDGL3 for chalcophile and siderophile concentrations; in-house standard of pure pyrite Py to calibrate S and Fe concentrations; GSD-1G for lithophile element concentrations; MASS-1 as unknown sample to check analytical accuracy | 9.3507 |  | 73.7554 |  | 1.9137 |  | 0.047 | [7 empty] | 0.009 |  |  |  | 433.8878 |  | 0.098 | [5 empty] | 0.4845 |  | 1.17 |  |  |  | 4.7815 | [9 empty] | 464809.1435 |  | 0.091056 |  |  |  | 0.296 | [7 empty] | 0.018926 | [5 empty] | 0.028496 | [5 empty] | 215.5076 |  | 70.7582 |  | 0.087918 |  |  |  | 0.004 |  |  |  | 5.2355 | [5 empty] | 93.895 | [15 empty] | 533827.4034 |  | 14.2813 |  | 0.215 |  | 1.087 |  | 226.346 |  |  |  | 2.9702 |  |  |  | 0.006 |  |  |  | 0.119 |  |  |  | 7.4258 |  | 8.3293 | [5 empty] | 0.069 |  | 1.3388 | [5 empty] | 2.0832 |  |  |  |  | 2022 | Chu, X. et al. (2022). Ore Geology Reviews, 144, 104867 |  | CHN | Hunan
| Huangshaping |  | Magmatic hydrothermal | Skarn | W-Mo-Pb-Zn polymetallic skarn | W, Mo, Pb, Zn | Cu, Ag | W, Mo, Pb, Zn, Cu, Ag | Ding et al., 2018a; Ding et al., 2018b |  | HSP-11-sp - 4 | HSP-11-sp - 4 | underground mine |  |  |  |  | ore material | polished section | grab | mineral separate | [5 empty] | mineralisation |  |  |  | Sphalerite | [6 empty] | galena, arsenopyrite, bornite, fluorite, epidote, chlorite, calcite, siderite, limonite | Over 60 polished thin sections were prepared and analyzed via transmitted and reflected light microscopy; ten representative samples were analyzed via back-scattered electron (BSE) and LA-ICP-MS | LA-ICPMS |  |  | 26 μm-diameter spot size; background acquisition approximately 30 s (gas blank); 60 s of data acquisition from the sample | STDGL3 for chalcophile and siderophile concentrations; in-house standard of pure pyrite Py to calibrate S and Fe concentrations; GSD-1G for lithophile element concentrations; MASS-1 as unknown sample to check analytical accuracy | 55.1227 |  | 1.192 |  | 0.12 |  | 0.055 | [7 empty] | 0.028 |  |  |  | 10091.2975 |  | 2495.3679 | [5 empty] | 0.25862 |  | 2.163 |  |  |  | 691.3725 | [9 empty] | 114209.0395 |  | 30.6271 |  |  |  | 0.453 | [7 empty] | 3.932 | [5 empty] | 0.1613 | [5 empty] | 2.037 |  | 901.5051 |  | 0.10669 |  |  |  | 0.006 |  |  |  | 0.353 | [5 empty] | 88.8024 | [15 empty] | 329637.6026 |  | 1.0647 |  | 0.263 |  | 2.4693 |  | 551.7206 |  |  |  | 6.1281 |  |  |  | 0.015535 |  |  |  | 0.182 |  |  |  | 4.7175 |  | 0.1496 | [5 empty] | 0.055 |  | 0.063 | [5 empty] | 536287.4057 |  |  |  |  | 2022 | Chu, X. et al. (2022). Ore Geology Reviews, 144, 104867 |  | CHN | Hunan
| Huangshaping |  | Magmatic hydrothermal | Skarn | W-Mo-Pb-Zn polymetallic skarn | W, Mo, Pb, Zn | Cu, Ag | W, Mo, Pb, Zn, Cu, Ag | Ding et al., 2018a; Ding et al., 2018b |  | HSP-11-sp - 5 | HSP-11-sp - 5 | underground mine |  |  |  |  | ore material | polished section | grab | mineral separate | [5 empty] | mineralisation |  |  |  | Sphalerite | [6 empty] | galena, arsenopyrite, bornite, fluorite, epidote, chlorite, calcite, siderite, limonite | Over 60 polished thin sections were prepared and analyzed via transmitted and reflected light microscopy; ten representative samples were analyzed via back-scattered electron (BSE) and LA-ICP-MS | LA-ICPMS |  |  | 26 μm-diameter spot size; background acquisition approximately 30 s (gas blank); 60 s of data acquisition from the sample | STDGL3 for chalcophile and siderophile concentrations; in-house standard of pure pyrite Py to calibrate S and Fe concentrations; GSD-1G for lithophile element concentrations; MASS-1 as unknown sample to check analytical accuracy | 77.7301 |  | 9.7174 |  | 0.206 |  | 0.044 | [7 empty] | 0.023 |  |  |  | 207.7888 |  | 2434.6136 | [5 empty] | 0.2322 |  | 1.3428 |  |  |  | 615.845 | [9 empty] | 135647.2274 |  | 4.4422 |  |  |  | 0.91189 | [7 empty] | 1.0717 | [5 empty] | 0.008 | [5 empty] | 283.112 |  | 1307.5587 |  | 0.04617 |  |  |  | 0.002 |  |  |  | 0.426 | [5 empty] | 153.2602 | [15 empty] | 335156.9739 |  | 1.7306 |  | 0.237 |  | 1.409 |  | 413.0121 |  |  |  | 18.7196 |  |  |  | 0.005 |  |  |  | 1.491 |  |  |  | 5.0601 |  | 0.52057 | [5 empty] | 0.1555 |  | 0.06534 | [5 empty] | 522517.5452 |  |  |  |  | 2022 | Chu, X. et al. (2022). Ore Geology Reviews, 144, 104867 |  | CHN | Hunan
| Huangshaping |  | Magmatic hydrothermal | Skarn | W-Mo-Pb-Zn polymetallic skarn | W, Mo, Pb, Zn | Cu, Ag | W, Mo, Pb, Zn, Cu, Ag | Ding et al., 2018a; Ding et al., 2018b |  | HSP-11-sp - 6 | HSP-11-sp - 6 | underground mine |  |  |  |  | ore material | polished section | grab | mineral separate | [5 empty] | mineralisation |  |  |  | Sphalerite | [6 empty] | galena, arsenopyrite, bornite, fluorite, epidote, chlorite, calcite, siderite, limonite | Over 60 polished thin sections were prepared and analyzed via transmitted and reflected light microscopy; ten representative samples were analyzed via back-scattered electron (BSE) and LA-ICP-MS | LA-ICPMS |  |  | 26 μm-diameter spot size; background acquisition approximately 30 s (gas blank); 60 s of data acquisition from the sample | STDGL3 for chalcophile and siderophile concentrations; in-house standard of pure pyrite Py to calibrate S and Fe concentrations; GSD-1G for lithophile element concentrations; MASS-1 as unknown sample to check analytical accuracy | 76.2042 |  | 12.2447 |  | 0.524 |  | 0.035 | [7 empty] | 0.009 |  |  |  | 151.624 |  | 2575.9389 | [5 empty] | 0.36358 |  | 1.249 |  |  |  | 111.666 | [9 empty] | 132835.318 |  | 10.2598 |  |  |  | 0.413 | [7 empty] | 3.4575 | [5 empty] | 0.018435 | [5 empty] | 83.9479 |  | 1279.1434 |  | 0.061 |  |  |  | 0.005859 |  |  |  | 0.244 | [5 empty] | 354.3681 | [15 empty] | 334858.8028 |  | 1.5848 |  | 0.247 |  | 3.158 |  | 817.6761 |  |  |  | 11.1122 |  |  |  | 0.013 |  |  |  | 0.792 |  |  |  | 4.9152 |  | 0.635 | [5 empty] | 0.085894 |  | 0.13214 | [5 empty] | 525580.5822 |  |  |  |  | 2022 | Chu, X. et al. (2022). Ore Geology Reviews, 144, 104867 |  | CHN | Hunan
| Huangshaping |  | Magmatic hydrothermal | Skarn | W-Mo-Pb-Zn polymetallic skarn | W, Mo, Pb, Zn | Cu, Ag | W, Mo, Pb, Zn, Cu, Ag | Ding et al., 2018a; Ding et al., 2018b |  | HSP-10-sp - 1 | HSP-10-sp - 1 | underground mine |  |  |  |  | ore material | polished section | grab | mineral separate | [5 empty] | mineralisation |  |  |  | Sphalerite | [6 empty] | galena, arsenopyrite, bornite, fluorite, epidote, chlorite, calcite, siderite, limonite | Over 60 polished thin sections were prepared and analyzed via transmitted and reflected light microscopy; ten representative samples were analyzed via back-scattered electron (BSE) and LA-ICP-MS | LA-ICPMS |  |  | 26 μm-diameter spot size; background acquisition approximately 30 s (gas blank); 60 s of data acquisition from the sample | STDGL3 for chalcophile and siderophile concentrations; in-house standard of pure pyrite Py to calibrate S and Fe concentrations; GSD-1G for lithophile element concentrations; MASS-1 as unknown sample to check analytical accuracy | 10.0389 |  | 1.065 |  | 0.252 |  | 0.052428 | [7 empty] | 0.028324 |  |  |  | 166.407 |  | 2908.3389 | [5 empty] | 0.61554 |  | 1.657 |  |  |  | 108.8134 | [9 empty] | 113197.1475 |  | 9.9752 |  |  |  | 0.445 | [7 empty] | 67.7504 | [5 empty] | 0.014082 | [5 empty] | 3.613 |  | 1386.8418 |  | 0.035 |  |  |  | 0.009809 |  |  |  | 0.233 | [5 empty] | 3.1092 | [15 empty] | 333921.6667 |  | 0.29189 |  | 0.251 |  | 1.636 |  | 624.7212 |  |  |  | 2.7085 |  |  |  | 0.006 |  |  |  | 0.998 |  |  |  | 3.9804 |  | 0.032 | [5 empty] | 0.063 |  | 0.068026 | [5 empty] | 546610.7558 |  |  |  |  | 2022 | Chu, X. et al. (2022). Ore Geology Reviews, 144, 104867 |  | CHN | Hunan
| Huangshaping |  | Magmatic hydrothermal | Skarn | W-Mo-Pb-Zn polymetallic skarn | W, Mo, Pb, Zn | Cu, Ag | W, Mo, Pb, Zn, Cu, Ag | Ding et al., 2018a; Ding et al., 2018b |  | HSP-10-sp - 2 | HSP-10-sp - 2 | underground mine |  |  |  |  | ore material | polished section | grab | mineral separate | [5 empty] | mineralisation |  |  |  | Sphalerite | [6 empty] | galena, arsenopyrite, bornite, fluorite, epidote, chlorite, calcite, siderite, limonite | Over 60 polished thin sections were prepared and analyzed via transmitted and reflected light microscopy; ten representative samples were analyzed via back-scattered electron (BSE) and LA-ICP-MS | LA-ICPMS |  |  | 26 μm-diameter spot size; background acquisition approximately 30 s (gas blank); 60 s of data acquisition from the sample | STDGL3 for chalcophile and siderophile concentrations; in-house standard of pure pyrite Py to calibrate S and Fe concentrations; GSD-1G for lithophile element concentrations; MASS-1 as unknown sample to check analytical accuracy | 9.6081 |  | 1.272 |  | 0.22134 |  | 0.043 | [7 empty] | 0.016 |  |  |  | 171.12 |  | 2665.128 | [5 empty] | 0.58584 |  | 0.979 |  |  |  | 87.3615 | [9 empty] | 112722.9109 |  | 15.6458 |  |  |  | 0.431 | [7 empty] | 13.5922 | [5 empty] | 0.01 | [5 empty] | 2.847 |  | 1352.0658 |  | 0.044 |  |  |  | 0.006 |  |  |  | 0.214 | [5 empty] | 7.59 | [15 empty] | 333941.4357 |  | 0.14478 |  | 0.257 |  | 2.672 |  | 654.6157 |  |  |  | 0.86051 |  |  |  | 0.005 |  |  |  | 0.606 |  |  |  | 3.234 |  | 0.05588 | [5 empty] | 0.07 |  | 0.049 | [5 empty] | 547368.2042 |  |  |  |  | 2022 | Chu, X. et al. (2022). Ore Geology Reviews, 144, 104867 |  | CHN | Hunan
| Huangshaping |  | Magmatic hydrothermal | Skarn | W-Mo-Pb-Zn polymetallic skarn | W, Mo, Pb, Zn | Cu, Ag | W, Mo, Pb, Zn, Cu, Ag | Ding et al., 2018a; Ding et al., 2018b |  | HSP-12-sp - 1 | HSP-12-sp - 1 | underground mine |  |  |  |  | ore material | polished section | grab | mineral separate | [5 empty] | mineralisation |  |  |  | Sphalerite | [6 empty] | galena, arsenopyrite, bornite, fluorite, epidote, chlorite, calcite, siderite, limonite | Over 60 polished thin sections were prepared and analyzed via transmitted and reflected light microscopy; ten representative samples were analyzed via back-scattered electron (BSE) and LA-ICP-MS | LA-ICPMS |  |  | 26 μm-diameter spot size; background acquisition approximately 30 s (gas blank); 60 s of data acquisition from the sample | STDGL3 for chalcophile and siderophile concentrations; in-house standard of pure pyrite Py to calibrate S and Fe concentrations; GSD-1G for lithophile element concentrations; MASS-1 as unknown sample to check analytical accuracy | 15.3098 |  | 0.942 |  | 0.298 |  | 0.026 | [7 empty] | 1.9441 |  |  |  | 148.006 |  | 2830.0019 | [5 empty] | 0.41087 |  | 1.621 |  |  |  | 219.4059 | [9 empty] | 128940.0359 |  | 4.953 |  |  |  | 0.348 | [7 empty] | 25.7825 | [5 empty] | 0.009 | [5 empty] | 3.603 |  | 1283.8929 |  | 0.08 |  |  |  | 0.004646 |  |  |  | 0.259 | [5 empty] | 19.4822 | [15 empty] | 334920.7725 |  | 1.6686 |  | 0.201 |  | 4.204 |  | 561.9937 |  |  |  | 1.6397 |  |  |  | 0.002 |  |  |  | 0.74 |  |  |  | 5.5956 |  | 0.05598 | [5 empty] | 0.070258 |  | 0.076 | [5 empty] | 530137.3953 |  |  |  |  | 2022 | Chu, X. et al. (2022). Ore Geology Reviews, 144, 104867 |  | CHN | Hunan
| Huangshaping |  | Magmatic hydrothermal | Skarn | W-Mo-Pb-Zn polymetallic skarn | W, Mo, Pb, Zn | Cu, Ag | W, Mo, Pb, Zn, Cu, Ag | Ding et al., 2018a; Ding et al., 2018b |  | HSP-12-sp - 2 | HSP-12-sp - 2 | underground mine |  |  |  |  | ore material | polished section | grab | mineral separate | [5 empty] | mineralisation |  |  |  | Sphalerite | [6 empty] | galena, arsenopyrite, bornite, fluorite, epidote, chlorite, calcite, siderite, limonite | Over 60 polished thin sections were prepared and analyzed via transmitted and reflected light microscopy; ten representative samples were analyzed via back-scattered electron (BSE) and LA-ICP-MS | LA-ICPMS |  |  | 26 μm-diameter spot size; background acquisition approximately 30 s (gas blank); 60 s of data acquisition from the sample | STDGL3 for chalcophile and siderophile concentrations; in-house standard of pure pyrite Py to calibrate S and Fe concentrations; GSD-1G for lithophile element concentrations; MASS-1 as unknown sample to check analytical accuracy | 22.5208 |  | 0.967 |  | 0.582 |  | 0.049 | [7 empty] | 6.4481 |  |  |  | 134.846 |  | 2844.1867 | [5 empty] | 0.46793 |  | 1.422 |  |  |  | 1536.8666 | [9 empty] | 128503.2718 |  | 10.0394 |  |  |  | 0.358 | [7 empty] | 24.8814 | [5 empty] | 0.009 | [5 empty] | 2.325 |  | 1407.0744 |  | 0.062111 |  |  |  | 0.002 |  |  |  | 0.259 | [5 empty] | 36.6108 | [15 empty] | 334927.7049 |  | 1.1503 |  | 0.229 |  | 2.438 |  | 441.7246 |  |  |  | 25.9003 |  |  |  | 0.014742 |  |  |  | 0.728 |  |  |  | 4.9043 |  | 0.096543 | [5 empty] | 0.04 |  | 0.025 | [5 empty] | 529275.8564 |  |  |  |  | 2022 | Chu, X. et al. (2022). Ore Geology Reviews, 144, 104867 |  | CHN | Hunan
| Huangshaping |  | Magmatic hydrothermal | Skarn | W-Mo-Pb-Zn polymetallic skarn | W, Mo, Pb, Zn | Cu, Ag | W, Mo, Pb, Zn, Cu, Ag | Ding et al., 2018a; Ding et al., 2018b |  | HSP-12-sp - 3 | HSP-12-sp - 3 | underground mine |  |  |  |  | ore material | polished section | grab | mineral separate | [5 empty] | mineralisation |  |  |  | Sphalerite | [6 empty] | galena, arsenopyrite, bornite, fluorite, epidote, chlorite, calcite, siderite, limonite | Over 60 polished thin sections were prepared and analyzed via transmitted and reflected light microscopy; ten representative samples were analyzed via back-scattered electron (BSE) and LA-ICP-MS | LA-ICPMS |  |  | 26 μm-diameter spot size; background acquisition approximately 30 s (gas blank); 60 s of data acquisition from the sample | STDGL3 for chalcophile and siderophile concentrations; in-house standard of pure pyrite Py to calibrate S and Fe concentrations; GSD-1G for lithophile element concentrations; MASS-1 as unknown sample to check analytical accuracy | 70.2654 |  | 0.856 |  | 0.537 |  | 0.036 | [7 empty] | 17.5274 |  |  |  | 129.206 |  | 2981.0849 | [5 empty] | 0.48375 |  | 1.41 |  |  |  | 1928.0043 | [9 empty] | 124125.0749 |  | 7.7863 |  |  |  | 0.419 | [7 empty] | 19.9252 | [5 empty] | 0.013827 | [5 empty] | 2.309 |  | 1135.7347 |  | 0.063 |  |  |  | 0.002 |  |  |  | 0.3651 | [5 empty] | 148.4128 | [15 empty] | 334724.1248 |  | 2.0203 |  | 0.154 |  | 2.417 |  | 465.6645 |  |  |  | 70.8264 |  |  |  | 0.011 |  |  |  | 0.487 |  |  |  | 5.292 |  | 0.57532 | [5 empty] | 0.051 |  | 0.065 | [5 empty] | 533425.4286 |  |  |  |  | 2022 | Chu, X. et al. (2022). Ore Geology Reviews, 144, 104867 |  | CHN | Hunan
| Huangshaping |  | Magmatic hydrothermal | Skarn | W-Mo-Pb-Zn polymetallic skarn | W, Mo, Pb, Zn | Cu, Ag | W, Mo, Pb, Zn, Cu, Ag | Ding et al., 2018a; Ding et al., 2018b |  | HSP-12-sp - 4 | HSP-12-sp - 4 | underground mine |  |  |  |  | ore material | polished section | grab | mineral separate | [5 empty] | mineralisation |  |  |  | Sphalerite | [6 empty] | galena, arsenopyrite, bornite, fluorite, epidote, chlorite, calcite, siderite, limonite | Over 60 polished thin sections were prepared and analyzed via transmitted and reflected light microscopy; ten representative samples were analyzed via back-scattered electron (BSE) and LA-ICP-MS | LA-ICPMS |  |  | 26 μm-diameter spot size; background acquisition approximately 30 s (gas blank); 60 s of data acquisition from the sample | STDGL3 for chalcophile and siderophile concentrations; in-house standard of pure pyrite Py to calibrate S and Fe concentrations; GSD-1G for lithophile element concentrations; MASS-1 as unknown sample to check analytical accuracy | 20.1919 |  | 1.251 |  | 0.31 |  | 0.036 | [7 empty] | 0.79423 |  |  |  | 144.215 |  | 2892.1032 | [5 empty] | 0.50174 |  | 1.343 |  |  |  | 248.7214 | [9 empty] | 130017.3559 |  | 2.4929 |  |  |  | 0.375 | [7 empty] | 12.8972 | [5 empty] | 0.01 | [5 empty] | 3.741 |  | 973.9385 |  | 0.015 |  |  |  | 0.00862 |  |  |  | 0.37 | [5 empty] | 22.6645 | [15 empty] | 335237.5223 |  | 1.7745 |  | 0.27 |  | 2.1217 |  | 378.2415 |  |  |  | 3.9145 |  |  |  | 0.015 |  |  |  | 0.747 |  |  |  | 5.2592 |  | 0.020063 | [5 empty] | 0.05193 |  | 0.023 | [5 empty] | 529453.9086 |  |  |  |  | 2022 | Chu, X. et al. (2022). Ore Geology Reviews, 144, 104867 |  | CHN | Hunan
| Huangshaping |  | Magmatic hydrothermal | Skarn | W-Mo-Pb-Zn polymetallic skarn | W, Mo, Pb, Zn | Cu, Ag | W, Mo, Pb, Zn, Cu, Ag | Ding et al., 2018a; Ding et al., 2018b |  | HSP-12-sp - 5 | HSP-12-sp - 5 | underground mine |  |  |  |  | ore material | polished section | grab | mineral separate | [5 empty] | mineralisation |  |  |  | Sphalerite | [6 empty] | galena, arsenopyrite, bornite, fluorite, epidote, chlorite, calcite, siderite, limonite | Over 60 polished thin sections were prepared and analyzed via transmitted and reflected light microscopy; ten representative samples were analyzed via back-scattered electron (BSE) and LA-ICP-MS | LA-ICPMS |  |  | 26 μm-diameter spot size; background acquisition approximately 30 s (gas blank); 60 s of data acquisition from the sample | STDGL3 for chalcophile and siderophile concentrations; in-house standard of pure pyrite Py to calibrate S and Fe concentrations; GSD-1G for lithophile element concentrations; MASS-1 as unknown sample to check analytical accuracy | 25.3754 |  | 0.89511 |  | 0.302 |  | 0.061 | [7 empty] | 0.32399 |  |  |  | 148.669 |  | 2732.7306 | [5 empty] | 0.56347 |  | 1.062 |  |  |  | 98.961 | [9 empty] | 123685.5714 |  | 7.9533 |  |  |  | 0.315 | [7 empty] | 60.4566 | [5 empty] | 0.031666 | [5 empty] | 2.16 |  | 1218.9356 |  | 0.052 |  |  |  | 0.009 |  |  |  | 0.12467 | [5 empty] | 7.4793 | [15 empty] | 334836.1973 |  | 0.24038 |  | 0.185 |  | 2.208 |  | 294.8793 |  |  |  | 18.5198 |  |  |  | 0.012 |  |  |  | 0.306 |  |  |  | 4.5715 |  | 0.015492 | [5 empty] | 0.029 |  | 0.031 | [5 empty] | 536290.7023 |  |  |  |  | 2022 | Chu, X. et al. (2022). Ore Geology Reviews, 144, 104867 |  | CHN | Hunan
| Huangshaping |  | Magmatic hydrothermal | Skarn | W-Mo-Pb-Zn polymetallic skarn | W, Mo, Pb, Zn | Cu, Ag | W, Mo, Pb, Zn, Cu, Ag | Ding et al., 2018a; Ding et al., 2018b |  | HSP-12-sp - 6 | HSP-12-sp - 6 | underground mine |  |  |  |  | ore material | polished section | grab | mineral separate | [5 empty] | mineralisation |  |  |  | Sphalerite | [6 empty] | galena, arsenopyrite, bornite, fluorite, epidote, chlorite, calcite, siderite, limonite | Over 60 polished thin sections were prepared and analyzed via transmitted and reflected light microscopy; ten representative samples were analyzed via back-scattered electron (BSE) and LA-ICP-MS | LA-ICPMS |  |  | 26 μm-diameter spot size; background acquisition approximately 30 s (gas blank); 60 s of data acquisition from the sample | STDGL3 for chalcophile and siderophile concentrations; in-house standard of pure pyrite Py to calibrate S and Fe concentrations; GSD-1G for lithophile element concentrations; MASS-1 as unknown sample to check analytical accuracy | 18.53 |  | 1.0711 |  | 0.156 |  | 0.018 | [7 empty] | 4.0013 |  |  |  | 130.622 |  | 2772.5744 | [5 empty] | 0.45466 |  | 4.0549 |  |  |  | 147.8548 | [9 empty] | 129607.2389 |  | 5.601 |  |  |  | 0.442 | [7 empty] | 24.5057 | [5 empty] | 0.008 | [5 empty] | 1.997 |  | 1347.2301 |  | 0.02762 |  |  |  | 0.007 |  |  |  | 0.16853 | [5 empty] | 16.2315 | [15 empty] | 335331.4837 |  | 5.0201 |  | 0.176 |  | 2.269 |  | 270.639 |  |  |  | 4.6759 |  |  |  | 0.012 |  |  |  | 1.105 |  |  |  | 4.4056 |  | 0.13377 | [5 empty] | 0.039 |  | 0.019 | [5 empty] | 530295.1394 |  |  |  |  | 2022 | Chu, X. et al. (2022). Ore Geology Reviews, 144, 104867 |  | CHN | Hunan
| Huangshaping |  | Magmatic hydrothermal | Skarn | W-Mo-Pb-Zn polymetallic skarn | W, Mo, Pb, Zn | Cu, Ag | W, Mo, Pb, Zn, Cu, Ag | Ding et al., 2018a; Ding et al., 2018b |  | HSP-12-sp - 7 | HSP-12-sp - 7 | underground mine |  |  |  |  | ore material | polished section | grab | mineral separate | [5 empty] | mineralisation |  |  |  | Sphalerite | [6 empty] | galena, arsenopyrite, bornite, fluorite, epidote, chlorite, calcite, siderite, limonite | Over 60 polished thin sections were prepared and analyzed via transmitted and reflected light microscopy; ten representative samples were analyzed via back-scattered electron (BSE) and LA-ICP-MS | LA-ICPMS |  |  | 26 μm-diameter spot size; background acquisition approximately 30 s (gas blank); 60 s of data acquisition from the sample | STDGL3 for chalcophile and siderophile concentrations; in-house standard of pure pyrite Py to calibrate S and Fe concentrations; GSD-1G for lithophile element concentrations; MASS-1 as unknown sample to check analytical accuracy | 16.9155 |  | 2.2534 |  | 0.097 |  | 0.01681 | [7 empty] | 0.13299 |  |  |  | 131.921 |  | 2507.6175 | [5 empty] | 0.48187 |  | 2.1088 |  |  |  | 112.1972 | [9 empty] | 128877.2201 |  | 5.6426 |  |  |  | 0.38331 | [7 empty] | 38.4003 | [5 empty] | 0.008 | [5 empty] | 1.957 |  | 1239.2441 |  | 0.014 |  |  |  | 0.004993 |  |  |  | 0.188 | [5 empty] | 11.2878 | [15 empty] | 335136.6448 |  | 2.4816 |  | 0.207 |  | 2.6721 |  | 326.9466 |  |  |  | 10.9254 |  |  |  | 0.008 |  |  |  | 0.475 |  |  |  | 4.1419 |  | 0.09236 | [5 empty] | 0.07 |  | 0.039048 | [5 empty] | 530948.1618 |  |  |  |  | 2022 | Chu, X. et al. (2022). Ore Geology Reviews, 144, 104867 |  | CHN | Hunan
| Huangshaping |  | Magmatic hydrothermal | Skarn | W-Mo-Pb-Zn polymetallic skarn | W, Mo, Pb, Zn | Cu, Ag | W, Mo, Pb, Zn, Cu, Ag | Ding et al., 2018a; Ding et al., 2018b |  | HSP-10-sp - 3 | HSP-10-sp - 3 | underground mine |  |  |  |  | ore material | polished section | grab | mineral separate | [5 empty] | mineralisation |  |  |  | Sphalerite | [6 empty] | galena, arsenopyrite, bornite, fluorite, epidote, chlorite, calcite, siderite, limonite | Over 60 polished thin sections were prepared and analyzed via transmitted and reflected light microscopy; ten representative samples were analyzed via back-scattered electron (BSE) and LA-ICP-MS | LA-ICPMS |  |  | 26 μm-diameter spot size; background acquisition approximately 30 s (gas blank); 60 s of data acquisition from the sample | STDGL3 for chalcophile and siderophile concentrations; in-house standard of pure pyrite Py to calibrate S and Fe concentrations; GSD-1G for lithophile element concentrations; MASS-1 as unknown sample to check analytical accuracy | 27.8842 |  | 1.139 |  | 0.266 |  | 0.023 | [7 empty] | 0.03 |  |  |  | 194.653 |  | 2542.6516 | [5 empty] | 0.63999 |  | 1.515 |  |  |  | 537.858 | [9 empty] | 127108.564 |  | 8.8952 |  |  |  | 0.439 | [7 empty] | 10.3648 | [5 empty] | 0.01 | [5 empty] | 3.435 |  | 1682.6654 |  | 0.041455 |  |  |  | 0.007745 |  |  |  | 0.16115 | [5 empty] | 42.3648 | [15 empty] | 334696.9262 |  | 2.6956 |  | 0.205 |  | 1.04 |  | 547.8414 |  |  |  | 5.1289 |  |  |  | 0.017372 |  |  |  | 0.389 |  |  |  | 4.9076 |  | 0.15258 | [5 empty] | 0.043 |  | 0.021482 | [5 empty] | 531650.8713 |  |  |  |  | 2022 | Chu, X. et al. (2022). Ore Geology Reviews, 144, 104867 |  | CHN | Hunan
| Huangshaping |  | Magmatic hydrothermal | Skarn | W-Mo-Pb-Zn polymetallic skarn | W, Mo, Pb, Zn | Cu, Ag | W, Mo, Pb, Zn, Cu, Ag | Ding et al., 2018a; Ding et al., 2018b |  | HSP-10-sp - 4 | HSP-10-sp - 4 | underground mine |  |  |  |  | ore material | polished section | grab | mineral separate | [5 empty] | mineralisation |  |  |  | Sphalerite | [6 empty] | galena, arsenopyrite, bornite, fluorite, epidote, chlorite, calcite, siderite, limonite | Over 60 polished thin sections were prepared and analyzed via transmitted and reflected light microscopy; ten representative samples were analyzed via back-scattered electron (BSE) and LA-ICP-MS | LA-ICPMS |  |  | 26 μm-diameter spot size; background acquisition approximately 30 s (gas blank); 60 s of data acquisition from the sample | STDGL3 for chalcophile and siderophile concentrations; in-house standard of pure pyrite Py to calibrate S and Fe concentrations; GSD-1G for lithophile element concentrations; MASS-1 as unknown sample to check analytical accuracy | 29.8386 |  | 1.135 |  | 0.128 |  | 0.064 | [7 empty] | 0.019 |  |  |  | 164.866 |  | 2476.9456 | [5 empty] | 0.59684 |  | 1.206 |  |  |  | 185.7194 | [9 empty] | 124538.892 |  | 11.4473 |  |  |  | 0.489 | [7 empty] | 10.8751 | [5 empty] | 0.01 | [5 empty] | 2.332 |  | 1620.3684 |  | 0.02864 |  |  |  | 0.003 |  |  |  | 0.19035 | [5 empty] | 40.7999 | [15 empty] | 334968.3255 |  | 6.2553 |  | 0.253 |  | 1.3656 |  | 330.492 |  |  |  | 7.4011 |  |  |  | 0.003 |  |  |  | 0.58036 |  |  |  | 3.2497 |  | 0.28422 | [5 empty] | 0.04 |  | 0.007 | [5 empty] | 535611.185 |  |  |  |  | 2022 | Chu, X. et al. (2022). Ore Geology Reviews, 144, 104867 |  | CHN | Hunan
| Huangshaping |  | Magmatic hydrothermal | Skarn | W-Mo-Pb-Zn polymetallic skarn | W, Mo, Pb, Zn | Cu, Ag | W, Mo, Pb, Zn, Cu, Ag | Ding et al., 2018a; Ding et al., 2018b |  | HSP-10-sp - 5 | HSP-10-sp - 5 | underground mine |  |  |  |  | ore material | polished section | grab | mineral separate | [5 empty] | mineralisation |  |  |  | Sphalerite | [6 empty] | galena, arsenopyrite, bornite, fluorite, epidote, chlorite, calcite, siderite, limonite | Over 60 polished thin sections were prepared and analyzed via transmitted and reflected light microscopy; ten representative samples were analyzed via back-scattered electron (BSE) and LA-ICP-MS | LA-ICPMS |  |  | 26 μm-diameter spot size; background acquisition approximately 30 s (gas blank); 60 s of data acquisition from the sample | STDGL3 for chalcophile and siderophile concentrations; in-house standard of pure pyrite Py to calibrate S and Fe concentrations; GSD-1G for lithophile element concentrations; MASS-1 as unknown sample to check analytical accuracy | 17.1901 |  | 1.181 |  | 0.291 |  | 0.054 | [7 empty] | 0.016 |  |  |  | 149.136 |  | 2650.3887 | [5 empty] | 0.80044 |  | 1.1318 |  |  |  | 90.8705 | [9 empty] | 122427.5567 |  | 15.9934 |  |  |  | 0.483 | [7 empty] | 7.4169 | [5 empty] | 0.01 | [5 empty] | 2.798 |  | 1529.3073 |  | 0.065 |  |  |  | 0.004 |  |  |  | 0.303 | [5 empty] | 1.8056 | [15 empty] | 334873.9327 |  | 0.071 |  | 0.235 |  | 2.947 |  | 335.408 |  |  |  | 17.6515 |  |  |  | 0.008349 |  |  |  | 0.749 |  |  |  | 3.9373 |  | 0.041 | [5 empty] | 0.035 |  | 0.03 | [5 empty] | 537902.1858 |  |  |  |  | 2022 | Chu, X. et al. (2022). Ore Geology Reviews, 144, 104867 |  | CHN | Hunan
| Huangshaping |  | Magmatic hydrothermal | Skarn | W-Mo-Pb-Zn polymetallic skarn | W, Mo, Pb, Zn | Cu, Ag | W, Mo, Pb, Zn, Cu, Ag | Ding et al., 2018a; Ding et al., 2018b |  | HSP-10-sp - 6 | HSP-10-sp - 6 | underground mine |  |  |  |  | ore material | polished section | grab | mineral separate | [5 empty] | mineralisation |  |  |  | Sphalerite | [6 empty] | galena, arsenopyrite, bornite, fluorite, epidote, chlorite, calcite, siderite, limonite | Over 60 polished thin sections were prepared and analyzed via transmitted and reflected light microscopy; ten representative samples were analyzed via back-scattered electron (BSE) and LA-ICP-MS | LA-ICPMS |  |  | 26 μm-diameter spot size; background acquisition approximately 30 s (gas blank); 60 s of data acquisition from the sample | STDGL3 for chalcophile and siderophile concentrations; in-house standard of pure pyrite Py to calibrate S and Fe concentrations; GSD-1G for lithophile element concentrations; MASS-1 as unknown sample to check analytical accuracy | 36.8525 |  | 34.0777 |  | 0.19452 |  | 0.038142 | [7 empty] | 0.022 |  |  |  | 94.619 |  | 2479.4324 | [5 empty] | 0.55801 |  | 2.5208 |  |  |  | 2157.5988 | [9 empty] | 124651.2525 |  | 13.9751 |  |  |  | 0.319 | [7 empty] | 10.1741 | [5 empty] | 0.008 | [5 empty] | 6.4758 |  | 1694.7363 |  | 0.041846 |  |  |  | 0.009 |  |  |  | 0.17354 | [5 empty] | 25.4936 | [15 empty] | 334523.9258 |  | 4.285 |  | 0.171 |  | 1.054 |  | 582.2296 |  |  |  | 33.8286 |  |  |  | 0.006753 |  |  |  | 0.471 |  |  |  | 3.6465 |  | 0.25021 | [5 empty] | 0.10603 |  | 0.048 | [5 empty] | 532531.6118 |  |  |  |  | 2022 | Chu, X. et al. (2022). Ore Geology Reviews, 144, 104867 |  | CHN | Hunan
| Huangshaping |  | Magmatic hydrothermal | Skarn | W-Mo-Pb-Zn polymetallic skarn | W, Mo, Pb, Zn | Cu, Ag | W, Mo, Pb, Zn, Cu, Ag | Ding et al., 2018a; Ding et al., 2018b |  | HSP-10-sp - 7 | HSP-10-sp - 7 | underground mine |  |  |  |  | ore material | polished section | grab | mineral separate | [5 empty] | mineralisation |  |  |  | Sphalerite | [6 empty] | galena, arsenopyrite, bornite, fluorite, epidote, chlorite, calcite, siderite, limonite | Over 60 polished thin sections were prepared and analyzed via transmitted and reflected light microscopy; ten representative samples were analyzed via back-scattered electron (BSE) and LA-ICP-MS | LA-ICPMS |  |  | 26 μm-diameter spot size; background acquisition approximately 30 s (gas blank); 60 s of data acquisition from the sample | STDGL3 for chalcophile and siderophile concentrations; in-house standard of pure pyrite Py to calibrate S and Fe concentrations; GSD-1G for lithophile element concentrations; MASS-1 as unknown sample to check analytical accuracy | 44.7573 |  | 1.236 |  | 0.36716 |  | 0.04 | [7 empty] | 0.044152 |  |  |  | 179.721 |  | 2520.8874 | [5 empty] | 0.58791 |  | 1.17 |  |  |  | 1278.8965 | [9 empty] | 123736.4462 |  | 8.9646 |  |  |  | 0.496 | [7 empty] | 36.608 | [5 empty] | 0.01 | [5 empty] | 2.351 |  | 1655.8943 |  | 0.026027 |  |  |  | 0.013 |  |  |  | 0.244 | [5 empty] | 73.8149 | [15 empty] | 334642.4338 |  | 1.6001 |  | 0.178 |  | 1.2972 |  | 356.8344 |  |  |  | 7.1478 |  |  |  | 0.002 |  |  |  | 1.018 |  |  |  | 3.4359 |  | 0.25969 | [5 empty] | 0.07 |  | 0.04 | [5 empty] | 534725.7263 |  |  |  |  | 2022 | Chu, X. et al. (2022). Ore Geology Reviews, 144, 104867 |  | CHN | Hunan
| Huangshaping |  | Magmatic hydrothermal | Skarn | W-Mo-Pb-Zn polymetallic skarn | W, Mo, Pb, Zn | Cu, Ag | W, Mo, Pb, Zn, Cu, Ag | Ding et al., 2018a; Ding et al., 2018b |  | HSP-10-sp - 8 | HSP-10-sp - 8 | underground mine |  |  |  |  | ore material | polished section | grab | mineral separate | [5 empty] | mineralisation |  |  |  | Sphalerite | [6 empty] | galena, arsenopyrite, bornite, fluorite, epidote, chlorite, calcite, siderite, limonite | Over 60 polished thin sections were prepared and analyzed via transmitted and reflected light microscopy; ten representative samples were analyzed via back-scattered electron (BSE) and LA-ICP-MS | LA-ICPMS |  |  | 26 μm-diameter spot size; background acquisition approximately 30 s (gas blank); 60 s of data acquisition from the sample | STDGL3 for chalcophile and siderophile concentrations; in-house standard of pure pyrite Py to calibrate S and Fe concentrations; GSD-1G for lithophile element concentrations; MASS-1 as unknown sample to check analytical accuracy | 57.4577 |  | 0.8919 |  | 0.18676 |  | 0.023 | [7 empty] | 0.021507 |  |  |  | 145.801 |  | 2463.9964 | [5 empty] | 0.74103 |  | 3.0893 |  |  |  | 1563.4543 | [9 empty] | 126484.2334 |  | 15.7238 |  |  |  | 0.3408 | [7 empty] | 30.1142 | [5 empty] | 0.008 | [5 empty] | 15.9337 |  | 1626.5717 |  | 0.084517 |  |  |  | 0.017 |  |  |  | 0.46413 | [5 empty] | 150.0487 | [15 empty] | 334955.3459 |  | 1.8382 |  | 0.183 |  | 1.31 |  | 303.534 |  |  |  | 574.2724 |  |  |  | 0.004 |  |  |  | 0.44 |  |  |  | 4.6956 |  | 0.191 | [5 empty] | 0.084767 |  | 0.037788 | [5 empty] | 531543.2718 |  |  |  |  | 2022 | Chu, X. et al. (2022). Ore Geology Reviews, 144, 104867 |  | CHN | Hunan
| Huangshaping |  | Magmatic hydrothermal | Skarn | W-Mo-Pb-Zn polymetallic skarn | W, Mo, Pb, Zn | Cu, Ag | W, Mo, Pb, Zn, Cu, Ag | Ding et al., 2018a; Ding et al., 2018b |  | HSP-9-sp1 - 8 | HSP-9-sp1 - 8 | underground mine |  |  |  |  | ore material | polished section | grab | mineral separate | [5 empty] | mineralisation |  |  |  | Sphalerite | [6 empty] | galena, arsenopyrite, bornite, fluorite, epidote, chlorite, calcite, siderite, limonite | Over 60 polished thin sections were prepared and analyzed via transmitted and reflected light microscopy; ten representative samples were analyzed via back-scattered electron (BSE) and LA-ICP-MS | LA-ICPMS |  |  | 26 μm-diameter spot size; background acquisition approximately 30 s (gas blank); 60 s of data acquisition from the sample | STDGL3 for chalcophile and siderophile concentrations; in-house standard of pure pyrite Py to calibrate S and Fe concentrations; GSD-1G for lithophile element concentrations; MASS-1 as unknown sample to check analytical accuracy | 22.4296 |  | 1.033 |  | 0.57845 |  | 0.037635 | [7 empty] | 0.024052 |  |  |  | 172.096 |  | 3104.6059 | [5 empty] | 0.34196 |  | 1.682 |  |  |  | 1115.8602 | [9 empty] | 120693.2772 |  | 21.6695 |  |  |  | 0.396 | [7 empty] | 37.7831 | [5 empty] | 0.01 | [5 empty] | 2.095 |  | 1329.2987 |  | 0.10347 |  |  |  | 0.012 |  |  |  | 0.317 | [5 empty] | 18.9445 | [15 empty] | 334657.1951 |  | 1.2704 |  | 0.19835 |  | 4.1709 |  | 379.49 |  |  |  | 888.3463 |  |  |  | 0.011 |  |  |  | 0.493 |  |  |  | 4.4252 |  | 0.050971 | [5 empty] | 0.035 |  | 0.032 | [5 empty] | 537688.3096 |  |  |  |  | 2022 | Chu, X. et al. (2022). Ore Geology Reviews, 144, 104867 |  | CHN | Hunan
| Huangshaping |  | Magmatic hydrothermal | Skarn | W-Mo-Pb-Zn polymetallic skarn | W, Mo, Pb, Zn | Cu, Ag | W, Mo, Pb, Zn, Cu, Ag | Ding et al., 2018a; Ding et al., 2018b |  | HSP-9-sp2 - 7 | HSP-9-sp2 - 7 | underground mine |  |  |  |  | ore material | polished section | grab | mineral separate | [5 empty] | mineralisation |  |  |  | Sphalerite | [6 empty] | galena, arsenopyrite, bornite, fluorite, epidote, chlorite, calcite, siderite, limonite | Over 60 polished thin sections were prepared and analyzed via transmitted and reflected light microscopy; ten representative samples were analyzed via back-scattered electron (BSE) and LA-ICP-MS | LA-ICPMS |  |  | 26 μm-diameter spot size; background acquisition approximately 30 s (gas blank); 60 s of data acquisition from the sample | STDGL3 for chalcophile and siderophile concentrations; in-house standard of pure pyrite Py to calibrate S and Fe concentrations; GSD-1G for lithophile element concentrations; MASS-1 as unknown sample to check analytical accuracy | 8.8633 |  | 1.243 |  | 0.291 |  | 0.020662 | [7 empty] | 0.008 |  |  |  | 173.013 |  | 2950.4456 | [5 empty] | 0.35889 |  | 1.589 |  |  |  | 109.8016 | [9 empty] | 118747.2214 |  | 12.6445 |  |  |  | 0.513 | [7 empty] | 102.559 | [5 empty] | 0.045625 | [5 empty] | 3.308 |  | 1429.5894 |  | 0.093 |  |  |  | 0.013 |  |  |  | 0.276 | [5 empty] | 3.4056 | [15 empty] | 334632.6278 |  | 0.14199 |  | 0.283 |  | 5.7322 |  | 400.404 |  |  |  | 0.67662 |  |  |  | 0.008199 |  |  |  | 0.805 |  |  |  | 4.7511 |  | 0.051 | [5 empty] | 0.034 |  | 0.043 | [5 empty] | 541541.9837 |  |  |  |  | 2022 | Chu, X. et al. (2022). Ore Geology Reviews, 144, 104867 |  | CHN | Hunan
| Huangshaping |  | Magmatic hydrothermal | Skarn | W-Mo-Pb-Zn polymetallic skarn | W, Mo, Pb, Zn | Cu, Ag | W, Mo, Pb, Zn, Cu, Ag | Ding et al., 2018a; Ding et al., 2018b |  | HSP-9-sp1 - 9 | HSP-9-sp1 - 9 | underground mine |  |  |  |  | ore material | polished section | grab | mineral separate | [5 empty] | mineralisation |  |  |  | Sphalerite | [6 empty] | galena, arsenopyrite, bornite, fluorite, epidote, chlorite, calcite, siderite, limonite | Over 60 polished thin sections were prepared and analyzed via transmitted and reflected light microscopy; ten representative samples were analyzed via back-scattered electron (BSE) and LA-ICP-MS | LA-ICPMS |  |  | 26 μm-diameter spot size; background acquisition approximately 30 s (gas blank); 60 s of data acquisition from the sample | STDGL3 for chalcophile and siderophile concentrations; in-house standard of pure pyrite Py to calibrate S and Fe concentrations; GSD-1G for lithophile element concentrations; MASS-1 as unknown sample to check analytical accuracy | 8.8171 |  | 1.904 |  | 0.685 |  | 0.042 | [7 empty] | 0.087586 |  |  |  | 222.733 |  | 3582.995 | [5 empty] | 0.41587 |  | 2.552 |  |  |  | 112.8944 | [9 empty] | 115502.8378 |  | 9.7656 |  |  |  | 0.65 | [7 empty] | 52.7288 | [5 empty] | 0.016 | [5 empty] | 4.656 |  | 1758.5457 |  | 0.057 |  |  |  | 0.022 |  |  |  | 0.34893 | [5 empty] | 7.2168 | [15 empty] | 334247.8125 |  | 0.75487 |  | 0.333 |  | 4.356 |  | 605.05 |  |  |  | 9.7688 |  |  |  | 0.012226 |  |  |  | 0.243 |  |  |  | 2.0786 |  | 0.068 | [5 empty] | 0.131 |  | 0.144 | [5 empty] | 544173.4158 |  |  |  |  | 2022 | Chu, X. et al. (2022). Ore Geology Reviews, 144, 104867 |  | CHN | Hunan
| Huangshaping |  | Magmatic hydrothermal | Skarn | W-Mo-Pb-Zn polymetallic skarn | W, Mo, Pb, Zn | Cu, Ag | W, Mo, Pb, Zn, Cu, Ag | Ding et al., 2018a; Ding et al., 2018b |  | HSP-8-sp - 1 | HSP-8-sp - 1 | underground mine |  |  |  |  | ore material | polished section | grab | mineral separate | [5 empty] | mineralisation |  |  |  | Sphalerite | [6 empty] | galena, arsenopyrite, bornite, fluorite, epidote, chlorite, calcite, siderite, limonite | Over 60 polished thin sections were prepared and analyzed via transmitted and reflected light microscopy; ten representative samples were analyzed via back-scattered electron (BSE) and LA-ICP-MS | LA-ICPMS |  |  | 26 μm-diameter spot size; background acquisition approximately 30 s (gas blank); 60 s of data acquisition from the sample | STDGL3 for chalcophile and siderophile concentrations; in-house standard of pure pyrite Py to calibrate S and Fe concentrations; GSD-1G for lithophile element concentrations; MASS-1 as unknown sample to check analytical accuracy | 20.7996 |  | 1.03 |  | 0.14204 |  | 0.023 | [7 empty] | 0.007 |  |  |  | 134.426 |  | 3088.0762 | [5 empty] | 0.81767 |  | 1.152 |  |  |  | 559.6203 | [9 empty] | 122761.4809 |  | 6.4377 |  |  |  | 0.391 | [7 empty] | 36.6909 | [5 empty] | 0.01 | [5 empty] | 3.04 |  | 1372.5909 |  | 0.08175 |  |  |  | 0.003 |  |  |  | 0.218 | [5 empty] | 7.6531 | [15 empty] | 334891.7436 |  | 0.90462 |  | 0.221 |  | 5.4775 |  | 345.082 |  |  |  | 11.5427 |  |  |  | 0.007902 |  |  |  | 0.437 |  |  |  | 4.472 |  | 0.16042 | [5 empty] | 0.082 |  | 0.111 | [5 empty] | 536814.9688 |  |  |  |  | 2022 | Chu, X. et al. (2022). Ore Geology Reviews, 144, 104867 |  | CHN | Hunan
| Huangshaping |  | Magmatic hydrothermal | Skarn | W-Mo-Pb-Zn polymetallic skarn | W, Mo, Pb, Zn | Cu, Ag | W, Mo, Pb, Zn, Cu, Ag | Ding et al., 2018a; Ding et al., 2018b |  | HSP-8-sp - 2 | HSP-8-sp - 2 | underground mine |  |  |  |  | ore material | polished section | grab | mineral separate | [5 empty] | mineralisation |  |  |  | Sphalerite | [6 empty] | galena, arsenopyrite, bornite, fluorite, epidote, chlorite, calcite, siderite, limonite | Over 60 polished thin sections were prepared and analyzed via transmitted and reflected light microscopy; ten representative samples were analyzed via back-scattered electron (BSE) and LA-ICP-MS | LA-ICPMS |  |  | 26 μm-diameter spot size; background acquisition approximately 30 s (gas blank); 60 s of data acquisition from the sample | STDGL3 for chalcophile and siderophile concentrations; in-house standard of pure pyrite Py to calibrate S and Fe concentrations; GSD-1G for lithophile element concentrations; MASS-1 as unknown sample to check analytical accuracy | 107.1466 |  | 11.4591 |  | 0.16883 |  | 0.084 | [7 empty] | 0.32451 |  |  |  | 192.429 |  | 3148.619 | [5 empty] | 0.67486 |  | 1.643 |  |  |  | 4517.9355 | [9 empty] | 112395.1865 |  | 11.8601 |  |  |  | 0.512 | [7 empty] | 78.5124 | [5 empty] | 0.012 | [5 empty] | 3.161 |  | 1399.6698 |  | 0.11579 |  |  |  | 0.34696 |  |  |  | 0.2505 | [5 empty] | 451.0226 | [15 empty] | 333628.6915 |  | 13.8021 |  | 0.236 |  | 4.959 |  | 431.0624 |  |  |  | 1336.7887 |  |  |  | 0.047241 |  |  |  | 1.5 |  |  |  | 102.935 |  | 0.40529 | [5 empty] | 0.14135 |  | 0.20075 | [5 empty] | 541358.0697 |  |  |  |  | 2022 | Chu, X. et al. (2022). Ore Geology Reviews, 144, 104867 |  | CHN | Hunan
| Huangshaping |  | Magmatic hydrothermal | Skarn | W-Mo-Pb-Zn polymetallic skarn | W, Mo, Pb, Zn | Cu, Ag | W, Mo, Pb, Zn, Cu, Ag | Ding et al., 2018a; Ding et al., 2018b |  | HSP-8-sp - 3 | HSP-8-sp - 3 | underground mine |  |  |  |  | ore material | polished section | grab | mineral separate | [5 empty] | mineralisation |  |  |  | Sphalerite | [6 empty] | galena, arsenopyrite, bornite, fluorite, epidote, chlorite, calcite, siderite, limonite | Over 60 polished thin sections were prepared and analyzed via transmitted and reflected light microscopy; ten representative samples were analyzed via back-scattered electron (BSE) and LA-ICP-MS | LA-ICPMS |  |  | 26 μm-diameter spot size; background acquisition approximately 30 s (gas blank); 60 s of data acquisition from the sample | STDGL3 for chalcophile and siderophile concentrations; in-house standard of pure pyrite Py to calibrate S and Fe concentrations; GSD-1G for lithophile element concentrations; MASS-1 as unknown sample to check analytical accuracy | 16.5452 |  | 1.059 |  | 0.225 |  | 0.052 | [7 empty] | 0.068 |  |  |  | 205.337 |  | 3205.8912 | [5 empty] | 0.89353 |  | 1.317 |  |  |  | 182.1675 | [9 empty] | 114558.2664 |  | 7.067 |  |  |  | 0.497 | [7 empty] | 156.9539 | [5 empty] | 0.01 | [5 empty] | 2.248 |  | 1266.6218 |  | 0.056486 |  |  |  | 0.014 |  |  |  | 0.369 | [5 empty] | 2.4627 | [15 empty] | 334414.9696 |  | 0.134 |  | 0.228 |  | 2.693 |  | 350.248 |  |  |  | 5.0916 |  |  |  | 0.014 |  |  |  | 0.7 |  |  |  | 2.6727 |  | 0.037203 | [5 empty] | 0.03869 |  | 0.052131 | [5 empty] | 545770.2623 |  |  |  |  | 2022 | Chu, X. et al. (2022). Ore Geology Reviews, 144, 104867 |  | CHN | Hunan
| Huangshaping |  | Magmatic hydrothermal | Skarn | W-Mo-Pb-Zn polymetallic skarn | W, Mo, Pb, Zn | Cu, Ag | W, Mo, Pb, Zn, Cu, Ag | Ding et al., 2018a; Ding et al., 2018b |  | HSP-8-sp - 4 | HSP-8-sp - 4 | underground mine |  |  |  |  | ore material | polished section | grab | mineral separate | [5 empty] | mineralisation |  |  |  | Sphalerite | [6 empty] | galena, arsenopyrite, bornite, fluorite, epidote, chlorite, calcite, siderite, limonite | Over 60 polished thin sections were prepared and analyzed via transmitted and reflected light microscopy; ten representative samples were analyzed via back-scattered electron (BSE) and LA-ICP-MS | LA-ICPMS |  |  | 26 μm-diameter spot size; background acquisition approximately 30 s (gas blank); 60 s of data acquisition from the sample | STDGL3 for chalcophile and siderophile concentrations; in-house standard of pure pyrite Py to calibrate S and Fe concentrations; GSD-1G for lithophile element concentrations; MASS-1 as unknown sample to check analytical accuracy | 55.0242 |  | 1.418 |  | 0.63282 |  | 0.053227 | [7 empty] | 0.064 |  |  |  | 256.184 |  | 3182.7969 | [5 empty] | 0.79485 |  | 2.703 |  |  |  | 2037.7364 | [9 empty] | 113049.7219 |  | 8.1677 |  |  |  | 0.58 | [7 empty] | 79.2634 | [5 empty] | 0.013 | [5 empty] | 3.322 |  | 1381.2858 |  | 0.088 |  |  |  | 0.007 |  |  |  | 0.48139 | [5 empty] | 50.3281 | [15 empty] | 333674.3224 |  | 2.4075 |  | 0.249 |  | 4.228 |  | 608.46 |  |  |  | 1416.9334 |  |  |  | 0.02 |  |  |  | 0.808 |  |  |  | 5.2535 |  | 0.063064 | [5 empty] | 0.042 |  | 0.085915 | [5 empty] | 543323.9296 |  |  |  |  | 2022 | Chu, X. et al. (2022). Ore Geology Reviews, 144, 104867 |  | CHN | Hunan
| Huangshaping |  | Magmatic hydrothermal | Skarn | W-Mo-Pb-Zn polymetallic skarn | W, Mo, Pb, Zn | Cu, Ag | W, Mo, Pb, Zn, Cu, Ag | Ding et al., 2018a; Ding et al., 2018b |  | HSP-8-sp - 5 | HSP-8-sp - 5 | underground mine |  |  |  |  | ore material | polished section | grab | mineral separate | [5 empty] | mineralisation |  |  |  | Sphalerite | [6 empty] | galena, arsenopyrite, bornite, fluorite, epidote, chlorite, calcite, siderite, limonite | Over 60 polished thin sections were prepared and analyzed via transmitted and reflected light microscopy; ten representative samples were analyzed via back-scattered electron (BSE) and LA-ICP-MS | LA-ICPMS |  |  | 26 μm-diameter spot size; background acquisition approximately 30 s (gas blank); 60 s of data acquisition from the sample | STDGL3 for chalcophile and siderophile concentrations; in-house standard of pure pyrite Py to calibrate S and Fe concentrations; GSD-1G for lithophile element concentrations; MASS-1 as unknown sample to check analytical accuracy | 74.5798 |  | 289.4179 |  | 0.81987 |  | 0.022 | [7 empty] | 0.30504 |  |  |  | 197.645 |  | 2916.6371 | [5 empty] | 0.77011 |  | 1.588 |  |  |  | 2011.7096 | [9 empty] | 117595.9435 |  | 5.7385 |  |  |  | 0.452 | [7 empty] | 85.6863 | [5 empty] | 0.011 | [5 empty] | 48.0599 |  | 1391.3959 |  | 0.133 |  |  |  | 0.027765 |  |  |  | 0.65186 | [5 empty] | 6669.2216 | [15 empty] | 331878.8765 |  | 10.5467 |  | 0.262 |  | 5.7631 |  | 1194.5811 |  |  |  | 1162.2648 |  |  |  | 0.03 |  |  |  | 0.458 |  |  |  | 7.1077 |  | 0.52409 | [5 empty] | 1.0484 |  | 0.23264 | [5 empty] | 532564.6178 |  |  |  |  | 2022 | Chu, X. et al. (2022). Ore Geology Reviews, 144, 104867 |  | CHN | Hunan
| Huangshaping |  | Magmatic hydrothermal | Skarn | W-Mo-Pb-Zn polymetallic skarn | W, Mo, Pb, Zn | Cu, Ag | W, Mo, Pb, Zn, Cu, Ag | Ding et al., 2018a; Ding et al., 2018b |  | HSP-9-sp2 - 8 | HSP-9-sp2 - 8 | underground mine |  |  |  |  | ore material | polished section | grab | mineral separate | [5 empty] | mineralisation |  |  |  | Sphalerite | [6 empty] | galena, arsenopyrite, bornite, fluorite, epidote, chlorite, calcite, siderite, limonite | Over 60 polished thin sections were prepared and analyzed via transmitted and reflected light microscopy; ten representative samples were analyzed via back-scattered electron (BSE) and LA-ICP-MS | LA-ICPMS |  |  | 26 μm-diameter spot size; background acquisition approximately 30 s (gas blank); 60 s of data acquisition from the sample | STDGL3 for chalcophile and siderophile concentrations; in-house standard of pure pyrite Py to calibrate S and Fe concentrations; GSD-1G for lithophile element concentrations; MASS-1 as unknown sample to check analytical accuracy | 12.2598 |  | 0.972 |  | 0.498 |  | 0.036 | [7 empty] | 0.024 |  |  |  | 134.299 |  | 3035.9504 | [5 empty] | 0.43142 |  | 0.841 |  |  |  | 106.9516 | [9 empty] | 117543.43 |  | 3.8138 |  |  |  | 0.354 | [7 empty] | 139.6604 | [5 empty] | 0.008 | [5 empty] | 1.4921 |  | 1626.6418 |  | 0.10653 |  |  |  | 0.003 |  |  |  | 0.103 | [5 empty] | 6.3647 | [15 empty] | 334168.3203 |  | 0.61916 |  | 0.161 |  | 18.4469 |  | 397.6273 |  |  |  | 3.9827 |  |  |  | 0.008 |  |  |  | 0.321 |  |  |  | 4.4023 |  | 0.043 | [5 empty] | 0.02889 |  | 0.072823 | [5 empty] | 541963.8873 |  |  |  |  | 2022 | Chu, X. et al. (2022). Ore Geology Reviews, 144, 104867 |  | CHN | Hunan
| Huangshaping |  | Magmatic hydrothermal | Skarn | W-Mo-Pb-Zn polymetallic skarn | W, Mo, Pb, Zn | Cu, Ag | W, Mo, Pb, Zn, Cu, Ag | Ding et al., 2018a; Ding et al., 2018b |  | HSP-9-sp1 - 10 | HSP-9-sp1 - 10 | underground mine |  |  |  |  | ore material | polished section | grab | mineral separate | [5 empty] | mineralisation |  |  |  | Sphalerite | [6 empty] | galena, arsenopyrite, bornite, fluorite, epidote, chlorite, calcite, siderite, limonite | Over 60 polished thin sections were prepared and analyzed via transmitted and reflected light microscopy; ten representative samples were analyzed via back-scattered electron (BSE) and LA-ICP-MS | LA-ICPMS |  |  | 26 μm-diameter spot size; background acquisition approximately 30 s (gas blank); 60 s of data acquisition from the sample | STDGL3 for chalcophile and siderophile concentrations; in-house standard of pure pyrite Py to calibrate S and Fe concentrations; GSD-1G for lithophile element concentrations; MASS-1 as unknown sample to check analytical accuracy | 12.2864 |  | 0.851 |  | 0.219 |  | 0.05 | [7 empty] | 0.024 |  |  |  | 197.311 |  | 2498.8191 | [5 empty] | 0.36659 |  | 1.05 |  |  |  | 76.241 | [9 empty] | 107362.5943 |  | 13.1185 |  |  |  | 0.386 | [7 empty] | 74.335 | [5 empty] | 0.008 | [5 empty] | 2.534 |  | 1249.9533 |  | 0.028 |  |  |  | 0.008 |  |  |  | 0.151 | [5 empty] | 5.3422 | [15 empty] | 333858.8508 |  | 0.58688 |  | 0.124 |  | 8.0289 |  | 394.014 |  |  |  | 18.3474 |  |  |  | 0.005 |  |  |  | 0.887 |  |  |  | 4.1055 |  | 0.10328 | [5 empty] | 0.05 |  | 0.013406 | [5 empty] | 553581.4732 |  |  |  |  | 2022 | Chu, X. et al. (2022). Ore Geology Reviews, 144, 104867 |  | CHN | Hunan
| Huangshaping |  | Magmatic hydrothermal | Skarn | W-Mo-Pb-Zn polymetallic skarn | W, Mo, Pb, Zn | Cu, Ag | W, Mo, Pb, Zn, Cu, Ag | Ding et al., 2018a; Ding et al., 2018b |  | HSP-9-sp1 - 11 | HSP-9-sp1 - 11 | underground mine |  |  |  |  | ore material | polished section | grab | mineral separate | [5 empty] | mineralisation |  |  |  | Sphalerite | [6 empty] | galena, arsenopyrite, bornite, fluorite, epidote, chlorite, calcite, siderite, limonite | Over 60 polished thin sections were prepared and analyzed via transmitted and reflected light microscopy; ten representative samples were analyzed via back-scattered electron (BSE) and LA-ICP-MS | LA-ICPMS |  |  | 26 μm-diameter spot size; background acquisition approximately 30 s (gas blank); 60 s of data acquisition from the sample | STDGL3 for chalcophile and siderophile concentrations; in-house standard of pure pyrite Py to calibrate S and Fe concentrations; GSD-1G for lithophile element concentrations; MASS-1 as unknown sample to check analytical accuracy | 26.3223 |  | 2.287 |  | 0.653 |  | 0.06132 | [7 empty] | 0.093661 |  |  |  | 450.4692 |  | 3264.2796 | [5 empty] | 0.35066 |  | 2.51 |  |  |  | 450.0376 | [9 empty] | 102351.8715 |  | 15.9986 |  |  |  | 0.859 | [7 empty] | 117.9729 | [5 empty] | 0.018 | [5 empty] | 70.4538 |  | 1008.676 |  | 0.10504 |  |  |  | 0.005 |  |  |  | 0.39 | [5 empty] | 26.1349 | [15 empty] | 333585.6175 |  | 5.2616 |  | 0.366 |  | 4.016 |  | 571.243 |  |  |  | 32.0169 |  |  |  | 0.017 |  |  |  | 1.832 |  |  |  | 3.6422 |  | 0.61184 | [5 empty] | 0.139 |  | 0.131 | [5 empty] | 558032.7436 |  |  |  |  | 2022 | Chu, X. et al. (2022). Ore Geology Reviews, 144, 104867 |  | CHN | Hunan
| Huangshaping |  | Magmatic hydrothermal | Skarn | W-Mo-Pb-Zn polymetallic skarn | W, Mo, Pb, Zn | Cu, Ag | W, Mo, Pb, Zn, Cu, Ag | Ding et al., 2018a; Ding et al., 2018b |  | HSP-9-sp1 - 12 | HSP-9-sp1 - 12 | underground mine |  |  |  |  | ore material | polished section | grab | mineral separate | [5 empty] | mineralisation |  |  |  | Sphalerite | [6 empty] | galena, arsenopyrite, bornite, fluorite, epidote, chlorite, calcite, siderite, limonite | Over 60 polished thin sections were prepared and analyzed via transmitted and reflected light microscopy; ten representative samples were analyzed via back-scattered electron (BSE) and LA-ICP-MS | LA-ICPMS |  |  | 26 μm-diameter spot size; background acquisition approximately 30 s (gas blank); 60 s of data acquisition from the sample | STDGL3 for chalcophile and siderophile concentrations; in-house standard of pure pyrite Py to calibrate S and Fe concentrations; GSD-1G for lithophile element concentrations; MASS-1 as unknown sample to check analytical accuracy | 11.3985 |  | 1.892 |  | 0.26268 |  | 0.06586 | [7 empty] | 0.079 |  |  |  | 266.117 |  | 2913.3163 | [5 empty] | 0.33376 |  | 2.388 |  |  |  | 57.4947 | [9 empty] | 87640.9791 |  | 7.9597 |  |  |  | 0.699 | [7 empty] | 65.0751 | [5 empty] | 0.015 | [5 empty] | 6.232 |  | 1045.8677 |  | 0.045 |  |  |  | 0.006693 |  |  |  | 0.566 | [5 empty] | 5.3191 | [15 empty] | 332607.3881 |  | 0.17247 |  | 0.317 |  | 4.2012 |  | 651.6197 |  |  |  | 1.5501 |  |  |  | 0.010661 |  |  |  | 1.81 |  |  |  | 6.0536 |  | 0.049 | [5 empty] | 0.07 |  | 0.049134 | [5 empty] | 573906.8548 |  |  |  |  | 2022 | Chu, X. et al. (2022). Ore Geology Reviews, 144, 104867 |  | CHN | Hunan
| Huangshaping |  | Magmatic hydrothermal | Skarn | W-Mo-Pb-Zn polymetallic skarn | W, Mo, Pb, Zn | Cu, Ag | W, Mo, Pb, Zn, Cu, Ag | Ding et al., 2018a; Ding et al., 2018b |  | HSP-9-sp2 - 9 | HSP-9-sp2 - 9 | underground mine |  |  |  |  | ore material | polished section | grab | mineral separate | [5 empty] | mineralisation |  |  |  | Sphalerite | [6 empty] | galena, arsenopyrite, bornite, fluorite, epidote, chlorite, calcite, siderite, limonite | Over 60 polished thin sections were prepared and analyzed via transmitted and reflected light microscopy; ten representative samples were analyzed via back-scattered electron (BSE) and LA-ICP-MS | LA-ICPMS |  |  | 26 μm-diameter spot size; background acquisition approximately 30 s (gas blank); 60 s of data acquisition from the sample | STDGL3 for chalcophile and siderophile concentrations; in-house standard of pure pyrite Py to calibrate S and Fe concentrations; GSD-1G for lithophile element concentrations; MASS-1 as unknown sample to check analytical accuracy | 12.8268 |  | 1.033 |  | 0.06321 |  | 0.037 | [7 empty] | 0.035 |  |  |  | 151.811 |  | 3360.1198 | [5 empty] | 0.49221 |  | 0.995 |  |  |  | 207.0662 | [9 empty] | 122819.4075 |  | 4.9494 |  |  |  | 0.379 | [7 empty] | 153.7704 | [5 empty] | 0.009 | [5 empty] | 2.5792 |  | 1380.3069 |  | 0.047 |  |  |  | 0.019102 |  |  |  | 0.17375 | [5 empty] | 6.2184 | [15 empty] | 334354.8999 |  | 0.11668 |  | 0.209 |  | 7.6482 |  | 640.5988 |  |  |  | 0.50509 |  |  |  | 0.007779 |  |  |  | 0.571 |  |  |  | 4.2002 |  | 0.048556 | [5 empty] | 0.023 |  | 0.026114 | [5 empty] | 535868.2418 |  |  |  |  | 2022 | Chu, X. et al. (2022). Ore Geology Reviews, 144, 104867 |  | CHN | Hunan
| Huangshaping |  | Magmatic hydrothermal | Skarn | W-Mo-Pb-Zn polymetallic skarn | W, Mo, Pb, Zn | Cu, Ag | W, Mo, Pb, Zn, Cu, Ag | Ding et al., 2018a; Ding et al., 2018b |  | HSP-9-sp2 - 10 | HSP-9-sp2 - 10 | underground mine |  |  |  |  | ore material | polished section | grab | mineral separate | [5 empty] | mineralisation |  |  |  | Sphalerite | [6 empty] | galena, arsenopyrite, bornite, fluorite, epidote, chlorite, calcite, siderite, limonite | Over 60 polished thin sections were prepared and analyzed via transmitted and reflected light microscopy; ten representative samples were analyzed via back-scattered electron (BSE) and LA-ICP-MS | LA-ICPMS |  |  | 26 μm-diameter spot size; background acquisition approximately 30 s (gas blank); 60 s of data acquisition from the sample | STDGL3 for chalcophile and siderophile concentrations; in-house standard of pure pyrite Py to calibrate S and Fe concentrations; GSD-1G for lithophile element concentrations; MASS-1 as unknown sample to check analytical accuracy | 14.8611 |  | 1.04 |  | 0.30279 |  | 0.027 | [7 empty] | 0.034 |  |  |  | 186.464 |  | 3162.7965 | [5 empty] | 0.62039 |  | 0.97 |  |  |  | 174.8082 | [9 empty] | 116669.9534 |  | 4.9526 |  |  |  | 0.339 | [7 empty] | 186.7904 | [5 empty] | 0.009 | [5 empty] | 2.509 |  | 1211.6811 |  | 0.077756 |  |  |  | 0.009 |  |  |  | 0.115 | [5 empty] | 7.0384 | [15 empty] | 334153.819 |  | 0.59004 |  | 0.205 |  | 16.5762 |  | 548.6564 |  |  |  | 1.6783 |  |  |  | 0.023 |  |  |  | 0.769 |  |  |  | 5.2075 |  | 0.054922 | [5 empty] | 0.052 |  | 0.085 | [5 empty] | 542812.1949 |  |  |  |  | 2022 | Chu, X. et al. (2022). Ore Geology Reviews, 144, 104867 |  | CHN | Hunan
| Huangshaping |  | Magmatic hydrothermal | Skarn | W-Mo-Pb-Zn polymetallic skarn | W, Mo, Pb, Zn | Cu, Ag | W, Mo, Pb, Zn, Cu, Ag | Ding et al., 2018a; Ding et al., 2018b |  | HSP-5-sp - 1 | HSP-5-sp - 1 | underground mine |  |  |  |  | ore material | polished section | grab | mineral separate | [5 empty] | mineralisation |  |  |  | Sphalerite | [6 empty] | galena, arsenopyrite, bornite, fluorite, epidote, chlorite, calcite, siderite, limonite | Over 60 polished thin sections were prepared and analyzed via transmitted and reflected light microscopy; ten representative samples were analyzed via back-scattered electron (BSE) and LA-ICP-MS | LA-ICPMS |  |  | 26 μm-diameter spot size; background acquisition approximately 30 s (gas blank); 60 s of data acquisition from the sample | STDGL3 for chalcophile and siderophile concentrations; in-house standard of pure pyrite Py to calibrate S and Fe concentrations; GSD-1G for lithophile element concentrations; MASS-1 as unknown sample to check analytical accuracy | 84.8205 |  | 1.07 |  | 0.33951 |  | 0.04 | [7 empty] | 0.041 |  |  |  | 154.9411 |  | 1947.9131 | [5 empty] | 0.10847 |  | 0.989 |  |  |  | 1579.8852 | [9 empty] | 125658.5036 |  | 3.3354 |  |  |  | 0.366 | [7 empty] | 1.0021 | [5 empty] | 0.009 | [5 empty] | 2.768 |  | 1783.6776 |  | 0.10493 |  |  |  | 0.007 |  |  |  | 0.153 | [5 empty] | 13.2421 | [15 empty] | 334724.696 |  | 0.13081 |  | 0.214 |  | 1.992 |  | 359.8701 |  |  |  | 10.0344 |  |  |  | 0.013763 |  |  |  | 0.734 |  |  |  | 4.1355 |  | 0.034288 | [5 empty] | 0.053 |  | 0.075 | [5 empty] | 532671.6048 |  |  |  |  | 2022 | Chu, X. et al. (2022). Ore Geology Reviews, 144, 104867 |  | CHN | Hunan
| Huangshaping |  | Magmatic hydrothermal | Skarn | W-Mo-Pb-Zn polymetallic skarn | W, Mo, Pb, Zn | Cu, Ag | W, Mo, Pb, Zn, Cu, Ag | Ding et al., 2018a; Ding et al., 2018b |  | HSP-5-sp - 2 | HSP-5-sp - 2 | underground mine |  |  |  |  | ore material | polished section | grab | mineral separate | [5 empty] | mineralisation |  |  |  | Sphalerite | [6 empty] | galena, arsenopyrite, bornite, fluorite, epidote, chlorite, calcite, siderite, limonite | Over 60 polished thin sections were prepared and analyzed via transmitted and reflected light microscopy; ten representative samples were analyzed via back-scattered electron (BSE) and LA-ICP-MS | LA-ICPMS |  |  | 26 μm-diameter spot size; background acquisition approximately 30 s (gas blank); 60 s of data acquisition from the sample | STDGL3 for chalcophile and siderophile concentrations; in-house standard of pure pyrite Py to calibrate S and Fe concentrations; GSD-1G for lithophile element concentrations; MASS-1 as unknown sample to check analytical accuracy | 100.5202 |  | 1.486 |  | 0.398 |  | 0.039151 | [7 empty] | 0.014 |  |  |  | 219.906 |  | 2207.3824 | [5 empty] | 0.13349 |  | 1.792 |  |  |  | 4018.7145 | [9 empty] | 120955.9255 |  | 10.9069 |  |  |  | 0.643 | [7 empty] | 1.318 | [5 empty] | 0.014 | [5 empty] | 3.478 |  | 1712.059 |  | 0.027733 |  |  |  | 0.02 |  |  |  | 0.329 | [5 empty] | 41.3026 | [15 empty] | 334385.7539 |  | 0.83359 |  | 0.388 |  | 4.154 |  | 577.3169 |  |  |  | 17.1711 |  |  |  | 0.011 |  |  |  | 0.412 |  |  |  | 2.628 |  | 0.074 | [5 empty] | 0.061 |  | 0.072 | [5 empty] | 534809.3743 |  |  |  |  | 2022 | Chu, X. et al. (2022). Ore Geology Reviews, 144, 104867 |  | CHN | Hunan
| Huangshaping |  | Magmatic hydrothermal | Skarn | W-Mo-Pb-Zn polymetallic skarn | W, Mo, Pb, Zn | Cu, Ag | W, Mo, Pb, Zn, Cu, Ag | Ding et al., 2018a; Ding et al., 2018b |  | HSP-5-sp - 3 | HSP-5-sp - 3 | underground mine |  |  |  |  | ore material | polished section | grab | mineral separate | [5 empty] | mineralisation |  |  |  | Sphalerite | [6 empty] | galena, arsenopyrite, bornite, fluorite, epidote, chlorite, calcite, siderite, limonite | Over 60 polished thin sections were prepared and analyzed via transmitted and reflected light microscopy; ten representative samples were analyzed via back-scattered electron (BSE) and LA-ICP-MS | LA-ICPMS |  |  | 26 μm-diameter spot size; background acquisition approximately 30 s (gas blank); 60 s of data acquisition from the sample | STDGL3 for chalcophile and siderophile concentrations; in-house standard of pure pyrite Py to calibrate S and Fe concentrations; GSD-1G for lithophile element concentrations; MASS-1 as unknown sample to check analytical accuracy | 117.114 |  | 0.861 |  | 0.777 |  | 0.024 | [7 empty] | 0.019896 |  |  |  | 161.365 |  | 1976.0871 | [5 empty] | 0.061213 |  | 1.1721 |  |  |  | 3535.5496 | [9 empty] | 133143.4576 |  | 8.229 |  |  |  | 0.418 | [7 empty] | 0.98786 | [5 empty] | 0.01 | [5 empty] | 2.852 |  | 1842.4951 |  | 0.04 |  |  |  | 0.004816 |  |  |  | 0.269 | [5 empty] | 10.5762 | [15 empty] | 335451.8773 |  | 0.16869 |  | 0.254 |  | 2.344 |  | 308.903 |  |  |  | 6.3647 |  |  |  | 0.009854 |  |  |  | 0.58247 |  |  |  | 4.819 |  | 0.043 | [5 empty] | 0.072 |  | 0.042 | [5 empty] | 523354.9868 |  |  |  |  | 2022 | Chu, X. et al. (2022). Ore Geology Reviews, 144, 104867 |  | CHN | Hunan
| Huangshaping |  | Magmatic hydrothermal | Skarn | W-Mo-Pb-Zn polymetallic skarn | W, Mo, Pb, Zn | Cu, Ag | W, Mo, Pb, Zn, Cu, Ag | Ding et al., 2018a; Ding et al., 2018b |  | HSP-5-sp - 4 | HSP-5-sp - 4 | underground mine |  |  |  |  | ore material | polished section | grab | mineral separate | [5 empty] | mineralisation |  |  |  | Sphalerite | [6 empty] | galena, arsenopyrite, bornite, fluorite, epidote, chlorite, calcite, siderite, limonite | Over 60 polished thin sections were prepared and analyzed via transmitted and reflected light microscopy; ten representative samples were analyzed via back-scattered electron (BSE) and LA-ICP-MS | LA-ICPMS |  |  | 26 μm-diameter spot size; background acquisition approximately 30 s (gas blank); 60 s of data acquisition from the sample | STDGL3 for chalcophile and siderophile concentrations; in-house standard of pure pyrite Py to calibrate S and Fe concentrations; GSD-1G for lithophile element concentrations; MASS-1 as unknown sample to check analytical accuracy | 107.107 |  | 0.949 |  | 0.209 |  | 0.057 | [7 empty] | 0.025 |  |  |  | 154.934 |  | 1908.1147 | [5 empty] | 0.07 |  | 1.18 |  |  |  | 5268.8148 | [9 empty] | 128291.646 |  | 10.9062 |  |  |  | 0.414 | [7 empty] | 1.0755 | [5 empty] | 0.009 | [5 empty] | 3.331 |  | 1874.7939 |  | 0.04364 |  |  |  | 0.003 |  |  |  | 0.22937 | [5 empty] | 13.3659 | [15 empty] | 334730.7422 |  | 0.55 |  | 0.202 |  | 2.7212 |  | 650.8541 |  |  |  | 20.7849 |  |  |  | 0.012 |  |  |  | 0.164 |  |  |  | 3.7033 |  | 0.078895 | [5 empty] | 0.085 |  | 0.072 | [5 empty] | 525817.5637 |  |  |  |  | 2022 | Chu, X. et al. (2022). Ore Geology Reviews, 144, 104867 |  | CHN | Hunan
| Huangshaping |  | Magmatic hydrothermal | Skarn | W-Mo-Pb-Zn polymetallic skarn | W, Mo, Pb, Zn | Cu, Ag | W, Mo, Pb, Zn, Cu, Ag | Ding et al., 2018a; Ding et al., 2018b |  | HSP-6-sp-1 - 1 | HSP-6-sp-1 - 1 | underground mine |  |  |  |  | ore material | polished section | grab | mineral separate | [5 empty] | mineralisation |  |  |  | Sphalerite | [6 empty] | galena, arsenopyrite, bornite, fluorite, epidote, chlorite, calcite, siderite, limonite | Over 60 polished thin sections were prepared and analyzed via transmitted and reflected light microscopy; ten representative samples were analyzed via back-scattered electron (BSE) and LA-ICP-MS | LA-ICPMS |  |  | 26 μm-diameter spot size; background acquisition approximately 30 s (gas blank); 60 s of data acquisition from the sample | STDGL3 for chalcophile and siderophile concentrations; in-house standard of pure pyrite Py to calibrate S and Fe concentrations; GSD-1G for lithophile element concentrations; MASS-1 as unknown sample to check analytical accuracy | 116.2062 |  | 9.7896 |  | 0.452 |  | 0.028574 | [7 empty] | 0.056 |  |  |  | 355.729 |  | 2889.0667 | [5 empty] | 0.38421 |  | 2.007 |  |  |  | 307.4387 | [9 empty] | 109095.6998 |  | 24.1537 |  |  |  | 0.791 | [7 empty] | 110.8392 | [5 empty] | 0.047057 | [5 empty] | 4.733 |  | 1408.6674 |  | 0.061 |  |  |  | 0.036066 |  |  |  | 0.436 | [5 empty] | 900.8313 | [15 empty] | 333302.2331 |  | 12.2362 |  | 0.412 |  | 7.368 |  | 754.6058 |  |  |  | 214.6239 |  |  |  | 0.024246 |  |  |  | 1.266 |  |  |  | 12.1246 |  | 0.61431 | [5 empty] | 0.25395 |  | 0.8728 | [5 empty] | 549512.0917 |  |  |  |  | 2022 | Chu, X. et al. (2022). Ore Geology Reviews, 144, 104867 |  | CHN | Hunan
| Huangshaping |  | Magmatic hydrothermal | Skarn | W-Mo-Pb-Zn polymetallic skarn | W, Mo, Pb, Zn | Cu, Ag | W, Mo, Pb, Zn, Cu, Ag | Ding et al., 2018a; Ding et al., 2018b |  | HSP-6-sp-1 - 2 | HSP-6-sp-1 - 2 | underground mine |  |  |  |  | ore material | polished section | grab | mineral separate | [5 empty] | mineralisation |  |  |  | Sphalerite | [6 empty] | galena, arsenopyrite, bornite, fluorite, epidote, chlorite, calcite, siderite, limonite | Over 60 polished thin sections were prepared and analyzed via transmitted and reflected light microscopy; ten representative samples were analyzed via back-scattered electron (BSE) and LA-ICP-MS | LA-ICPMS |  |  | 26 μm-diameter spot size; background acquisition approximately 30 s (gas blank); 60 s of data acquisition from the sample | STDGL3 for chalcophile and siderophile concentrations; in-house standard of pure pyrite Py to calibrate S and Fe concentrations; GSD-1G for lithophile element concentrations; MASS-1 as unknown sample to check analytical accuracy | 147.1628 |  | 25.3854 |  | 0.98592 |  | 0.015 | [7 empty] | 0.051 |  |  |  | 165.746 |  | 2457.1868 | [5 empty] | 0.35562 |  | 1.353 |  |  |  | 236.9406 | [9 empty] | 120360.7429 |  | 19.161 |  |  |  | 0.354 | [7 empty] | 60.3395 | [5 empty] | 0.02464 | [5 empty] | 180.4376 |  | 1436.8509 |  | 0.057 |  |  |  | 0.007 |  |  |  | 0.15331 | [5 empty] | 501.7595 | [15 empty] | 334204.1149 |  | 15.33 |  | 0.181 |  | 2.415 |  | 371.4372 |  |  |  | 36.3321 |  |  |  | 0.003463 |  |  |  | 0.273 |  |  |  | 4.5827 |  | 1.0863 | [5 empty] | 0.058597 |  | 0.2413 | [5 empty] | 538699.7498 |  |  |  |  | 2022 | Chu, X. et al. (2022). Ore Geology Reviews, 144, 104867 |  | CHN | Hunan
| Huangshaping |  | Magmatic hydrothermal | Skarn | W-Mo-Pb-Zn polymetallic skarn | W, Mo, Pb, Zn | Cu, Ag | W, Mo, Pb, Zn, Cu, Ag | Ding et al., 2018a; Ding et al., 2018b |  | HSP-6-sp-1 - 3 | HSP-6-sp-1 - 3 | underground mine |  |  |  |  | ore material | polished section | grab | mineral separate | [5 empty] | mineralisation |  |  |  | Sphalerite | [6 empty] | galena, arsenopyrite, bornite, fluorite, epidote, chlorite, calcite, siderite, limonite | Over 60 polished thin sections were prepared and analyzed via transmitted and reflected light microscopy; ten representative samples were analyzed via back-scattered electron (BSE) and LA-ICP-MS | LA-ICPMS |  |  | 26 μm-diameter spot size; background acquisition approximately 30 s (gas blank); 60 s of data acquisition from the sample | STDGL3 for chalcophile and siderophile concentrations; in-house standard of pure pyrite Py to calibrate S and Fe concentrations; GSD-1G for lithophile element concentrations; MASS-1 as unknown sample to check analytical accuracy | 136.2098 |  | 7.6077 |  | 0.423 |  | 0.06 | [7 empty] | 0.039 |  |  |  | 273.918 |  | 3332.8428 | [5 empty] | 0.37232 |  | 2.753 |  |  |  | 283.3204 | [9 empty] | 126587.3875 |  | 34.6514 |  |  |  | 0.949 | [7 empty] | 114.5319 | [5 empty] | 0.016 | [5 empty] | 5.223 |  | 1907.8887 |  | 0.12251 |  |  |  | 0.018 |  |  |  | 0.308 | [5 empty] | 12403.0383 | [15 empty] | 331965.8396 |  | 7.6859 |  | 0.384 |  | 6.006 |  | 591.286 |  |  |  | 108.9527 |  |  |  | 0.013 |  |  |  | 1.397 |  |  |  | 4.9835 |  | 0.41579 | [5 empty] | 0.109 |  | 0.1067 | [5 empty] | 522500.8773 |  |  |  |  | 2022 | Chu, X. et al. (2022). Ore Geology Reviews, 144, 104867 |  | CHN | Hunan
| Huangshaping |  | Magmatic hydrothermal | Skarn | W-Mo-Pb-Zn polymetallic skarn | W, Mo, Pb, Zn | Cu, Ag | W, Mo, Pb, Zn, Cu, Ag | Ding et al., 2018a; Ding et al., 2018b |  | HSP-6-sp-1 - 4 | HSP-6-sp-1 - 4 | underground mine |  |  |  |  | ore material | polished section | grab | mineral separate | [5 empty] | mineralisation |  |  |  | Sphalerite | [6 empty] | galena, arsenopyrite, bornite, fluorite, epidote, chlorite, calcite, siderite, limonite | Over 60 polished thin sections were prepared and analyzed via transmitted and reflected light microscopy; ten representative samples were analyzed via back-scattered electron (BSE) and LA-ICP-MS | LA-ICPMS |  |  | 26 μm-diameter spot size; background acquisition approximately 30 s (gas blank); 60 s of data acquisition from the sample | STDGL3 for chalcophile and siderophile concentrations; in-house standard of pure pyrite Py to calibrate S and Fe concentrations; GSD-1G for lithophile element concentrations; MASS-1 as unknown sample to check analytical accuracy | 14.7288 |  | 25.3019 |  | 0.23082 |  | 0.035 | [7 empty] | 0.08 |  |  |  | 3284.599 |  | 314.7042 | [5 empty] | 0.16 |  | 2.46 |  |  |  | 13.7963 | [9 empty] | 559510.5795 |  | 1.1774 |  |  |  | 0.685 | [7 empty] | 3.3555 | [5 empty] | 0.32113 | [5 empty] | 7161.2284 |  | 2875.2576 |  | 0.11747 |  |  |  | 0.017127 |  |  |  | 0.24783 | [5 empty] | 12.9335 | [15 empty] | 353760.9327 |  | 2.9727 |  | 0.86301 |  | 5.094 |  | 540.409 |  |  |  | 37.3259 |  |  |  | 0.022135 |  |  |  | 1.436 |  |  |  | 2.8481 |  | 0.21276 | [5 empty] | 1.474 |  | 63.788 | [5 empty] | 66006.5947 |  |  |  |  | 2022 | Chu, X. et al. (2022). Ore Geology Reviews, 144, 104867 |  | CHN | Hunan
| Huangshaping |  | Magmatic hydrothermal | Skarn | W-Mo-Pb-Zn polymetallic skarn | W, Mo, Pb, Zn | Cu, Ag | W, Mo, Pb, Zn, Cu, Ag | Ding et al., 2018a; Ding et al., 2018b |  | HSP-6-sp-1 - 5 | HSP-6-sp-1 - 5 | underground mine |  |  |  |  | ore material | polished section | grab | mineral separate | [5 empty] | mineralisation |  |  |  | Sphalerite | [6 empty] | galena, arsenopyrite, bornite, fluorite, epidote, chlorite, calcite, siderite, limonite | Over 60 polished thin sections were prepared and analyzed via transmitted and reflected light microscopy; ten representative samples were analyzed via back-scattered electron (BSE) and LA-ICP-MS | LA-ICPMS |  |  | 26 μm-diameter spot size; background acquisition approximately 30 s (gas blank); 60 s of data acquisition from the sample | STDGL3 for chalcophile and siderophile concentrations; in-house standard of pure pyrite Py to calibrate S and Fe concentrations; GSD-1G for lithophile element concentrations; MASS-1 as unknown sample to check analytical accuracy | 79.54 |  | 1.103 |  | 0.214 |  | 0.038 | [7 empty] | 0.022 |  |  |  | 146.141 |  | 2996.9669 | [5 empty] | 0.46978 |  | 1.216 |  |  |  | 470.5226 | [9 empty] | 146110.6852 |  | 2.1561 |  |  |  | 0.449 | [7 empty] | 51.2587 | [5 empty] | 0.011 | [5 empty] | 2.1031 |  | 2288.1906 |  | 0.102 |  |  |  | 0.006 |  |  |  | 0.297 | [5 empty] | 83.2977 | [15 empty] | 335794.7155 |  | 1.7015 |  | 0.232 |  | 4.527 |  | 392.721 |  |  |  | 14.6325 |  |  |  | 0.002 |  |  |  | 1.097 |  |  |  | 4.665 |  | 0.28589 | [5 empty] | 0.06 |  | 0.057 | [5 empty] | 511412.7712 |  |  |  |  | 2022 | Chu, X. et al. (2022). Ore Geology Reviews, 144, 104867 |  | CHN | Hunan
| Huangshaping |  | Magmatic hydrothermal | Skarn | W-Mo-Pb-Zn polymetallic skarn | W, Mo, Pb, Zn | Cu, Ag | W, Mo, Pb, Zn, Cu, Ag | Ding et al., 2018a; Ding et al., 2018b |  | HSP-6-sp-1 - 6 | HSP-6-sp-1 - 6 | underground mine |  |  |  |  | ore material | polished section | grab | mineral separate | [5 empty] | mineralisation |  |  |  | Sphalerite | [6 empty] | galena, arsenopyrite, bornite, fluorite, epidote, chlorite, calcite, siderite, limonite | Over 60 polished thin sections were prepared and analyzed via transmitted and reflected light microscopy; ten representative samples were analyzed via back-scattered electron (BSE) and LA-ICP-MS | LA-ICPMS |  |  | 26 μm-diameter spot size; background acquisition approximately 30 s (gas blank); 60 s of data acquisition from the sample | STDGL3 for chalcophile and siderophile concentrations; in-house standard of pure pyrite Py to calibrate S and Fe concentrations; GSD-1G for lithophile element concentrations; MASS-1 as unknown sample to check analytical accuracy | 141.0027 |  | 6.7693 |  | 0.372 |  | 0.075662 | [7 empty] | 0.069 |  |  |  | 330.897 |  | 2358.9625 | [5 empty] | 0.5364 |  | 2.124 |  |  |  | 89.3724 | [9 empty] | 104334.8972 |  | 13.8858 |  |  |  | 0.858 | [7 empty] | 76.5672 | [5 empty] | 0.019 | [5 empty] | 119.2873 |  | 1325.3855 |  | 0.172 |  |  |  | 0.40656 |  |  |  | 0.70379 | [5 empty] | 586.019 | [15 empty] | 332460.0075 |  | 10.0603 |  | 0.401 |  | 10.3436 |  | 843.8067 |  |  |  | 4364.5141 |  |  |  | 0.027744 |  |  |  | 0.924 |  |  |  | 37.5791 |  | 1.1311 | [5 empty] | 8.1572 |  | 26.5056 | [5 empty] | 551701.0833 |  |  |  |  | 2022 | Chu, X. et al. (2022). Ore Geology Reviews, 144, 104867 |  | CHN | Hunan
| Huangshaping |  | Magmatic hydrothermal | Skarn | W-Mo-Pb-Zn polymetallic skarn | W, Mo, Pb, Zn | Cu, Ag | W, Mo, Pb, Zn, Cu, Ag | Ding et al., 2018a; Ding et al., 2018b |  | HSP-6-sp-1 - 7 | HSP-6-sp-1 - 7 | underground mine |  |  |  |  | ore material | polished section | grab | mineral separate | [5 empty] | mineralisation |  |  |  | Sphalerite | [6 empty] | galena, arsenopyrite, bornite, fluorite, epidote, chlorite, calcite, siderite, limonite | Over 60 polished thin sections were prepared and analyzed via transmitted and reflected light microscopy; ten representative samples were analyzed via back-scattered electron (BSE) and LA-ICP-MS | LA-ICPMS |  |  | 26 μm-diameter spot size; background acquisition approximately 30 s (gas blank); 60 s of data acquisition from the sample | STDGL3 for chalcophile and siderophile concentrations; in-house standard of pure pyrite Py to calibrate S and Fe concentrations; GSD-1G for lithophile element concentrations; MASS-1 as unknown sample to check analytical accuracy | 48.4776 |  | 1.102 |  | 0.198 |  | 0.053 | [7 empty] | 0.019 |  |  |  | 213.541 |  | 2610.5243 | [5 empty] | 0.12481 |  | 0.845 |  |  |  | 65.1518 | [9 empty] | 102297.9609 |  | 34.2217 |  |  |  | 0.392 | [7 empty] | 41.234 | [5 empty] | 0.01 | [5 empty] | 2.645 |  | 2234.4595 |  | 0.091214 |  |  |  | 0.005 |  |  |  | 0.284 | [5 empty] | 40.0196 | [15 empty] | 333142.3228 |  | 0.39519 |  | 0.257 |  | 3.295 |  | 383.7042 |  |  |  | 5.9907 |  |  |  | 0.00619 |  |  |  | 0.38 |  |  |  | 4.3511 |  | 0.094861 | [5 empty] | 0.084 |  | 0.02 | [5 empty] | 557976.0433 |  |  |  |  | 2022 | Chu, X. et al. (2022). Ore Geology Reviews, 144, 104867 |  | CHN | Hunan
| Huangshaping |  | Magmatic hydrothermal | Skarn | W-Mo-Pb-Zn polymetallic skarn | W, Mo, Pb, Zn | Cu, Ag | W, Mo, Pb, Zn, Cu, Ag | Ding et al., 2018a; Ding et al., 2018b |  | HSP-6-sp-1 - 8 | HSP-6-sp-1 - 8 | underground mine |  |  |  |  | ore material | polished section | grab | mineral separate | [5 empty] | mineralisation |  |  |  | Sphalerite | [6 empty] | galena, arsenopyrite, bornite, fluorite, epidote, chlorite, calcite, siderite, limonite | Over 60 polished thin sections were prepared and analyzed via transmitted and reflected light microscopy; ten representative samples were analyzed via back-scattered electron (BSE) and LA-ICP-MS | LA-ICPMS |  |  | 26 μm-diameter spot size; background acquisition approximately 30 s (gas blank); 60 s of data acquisition from the sample | STDGL3 for chalcophile and siderophile concentrations; in-house standard of pure pyrite Py to calibrate S and Fe concentrations; GSD-1G for lithophile element concentrations; MASS-1 as unknown sample to check analytical accuracy | 101.9286 |  | 1.31 |  | 0.109 |  | 0.042 | [7 empty] | 0.005 |  |  |  | 165.949 |  | 2960.6238 | [5 empty] | 0.76179 |  | 1.392 |  |  |  | 684.0176 | [9 empty] | 127319.6603 |  | 6.0363 |  |  |  | 0.442 | [7 empty] | 30.8776 | [5 empty] | 0.01 | [5 empty] | 2.819 |  | 1832.2621 |  | 0.064 |  |  |  | 0.007 |  |  |  | 0.334 | [5 empty] | 88.3517 | [15 empty] | 334596.4299 |  | 5.0818 |  | 0.251 |  | 2.965 |  | 474.6226 |  |  |  | 81.3758 |  |  |  | 0.02 |  |  |  | 0.913 |  |  |  | 3.147 |  | 0.34915 | [5 empty] | 0.036 |  | 0.033799 | [5 empty] | 530725.1531 |  |  |  |  | 2022 | Chu, X. et al. (2022). Ore Geology Reviews, 144, 104867 |  | CHN | Hunan
| Huangshaping |  | Magmatic hydrothermal | Skarn | W-Mo-Pb-Zn polymetallic skarn | W, Mo, Pb, Zn | Cu, Ag | W, Mo, Pb, Zn, Cu, Ag | Ding et al., 2018a; Ding et al., 2018b |  | HSP-6-sp-1 - 9 | HSP-6-sp-1 - 9 | underground mine |  |  |  |  | ore material | polished section | grab | mineral separate | [5 empty] | mineralisation |  |  |  | Sphalerite | [6 empty] | galena, arsenopyrite, bornite, fluorite, epidote, chlorite, calcite, siderite, limonite | Over 60 polished thin sections were prepared and analyzed via transmitted and reflected light microscopy; ten representative samples were analyzed via back-scattered electron (BSE) and LA-ICP-MS | LA-ICPMS |  |  | 26 μm-diameter spot size; background acquisition approximately 30 s (gas blank); 60 s of data acquisition from the sample | STDGL3 for chalcophile and siderophile concentrations; in-house standard of pure pyrite Py to calibrate S and Fe concentrations; GSD-1G for lithophile element concentrations; MASS-1 as unknown sample to check analytical accuracy | 63.1832 |  | 1.24 |  | 0.127 |  | 0.065363 | [7 empty] | 0.016 |  |  |  | 200.536 |  | 3349.7697 | [5 empty] | 0.68981 |  | 1.54 |  |  |  | 75.7556 | [9 empty] | 122004.2952 |  | 6.4428 |  |  |  | 0.655 | [7 empty] | 21.0367 | [5 empty] | 0.012 | [5 empty] | 2.597 |  | 1131.212 |  | 0.048 |  |  |  | 0.015 |  |  |  | 0.238 | [5 empty] | 41.9835 | [15 empty] | 334557.2713 |  | 0.76419 |  | 0.3 |  | 3.64 |  | 473.9177 |  |  |  | 97.4103 |  |  |  | 0.019 |  |  |  | 1.163 |  |  |  | 4.1783 |  | 0.1452 | [5 empty] | 0.056284 |  | 0.067426 | [5 empty] | 537290.4531 |  |  |  |  | 2022 | Chu, X. et al. (2022). Ore Geology Reviews, 144, 104867 |  | CHN | Hunan
| Huangshaping |  | Magmatic hydrothermal | Skarn | W-Mo-Pb-Zn polymetallic skarn | W, Mo, Pb, Zn | Cu, Ag | W, Mo, Pb, Zn, Cu, Ag | Ding et al., 2018a; Ding et al., 2018b |  | HSP-6-sp-1 - 10 | HSP-6-sp-1 - 10 | underground mine |  |  |  |  | ore material | polished section | grab | mineral separate | [5 empty] | mineralisation |  |  |  | Sphalerite | [6 empty] | galena, arsenopyrite, bornite, fluorite, epidote, chlorite, calcite, siderite, limonite | Over 60 polished thin sections were prepared and analyzed via transmitted and reflected light microscopy; ten representative samples were analyzed via back-scattered electron (BSE) and LA-ICP-MS | LA-ICPMS |  |  | 26 μm-diameter spot size; background acquisition approximately 30 s (gas blank); 60 s of data acquisition from the sample | STDGL3 for chalcophile and siderophile concentrations; in-house standard of pure pyrite Py to calibrate S and Fe concentrations; GSD-1G for lithophile element concentrations; MASS-1 as unknown sample to check analytical accuracy | 69.6399 |  | 3.6968 |  | 0.219 |  | 0.035 | [7 empty] | 0.041 |  |  |  | 158.911 |  | 2901.7695 | [5 empty] | 0.31803 |  | 1.675 |  |  |  | 110.6613 | [9 empty] | 106207.6678 |  | 19.2594 |  |  |  | 0.535 | [7 empty] | 84.6289 | [5 empty] | 0.019757 | [5 empty] | 3.833 |  | 1357.5262 |  | 0.081 |  |  |  | 0.022 |  |  |  | 0.463 | [5 empty] | 78.7864 | [15 empty] | 333618.1478 |  | 1.4326 |  | 0.241 |  | 4.594 |  | 452.0177 |  |  |  | 16.9436 |  |  |  | 0.018 |  |  |  | 0.456 |  |  |  | 4.9523 |  | 0.28692 | [5 empty] | 0.045 |  | 0.052 | [5 empty] | 554125.9999 |  |  |  |  | 2022 | Chu, X. et al. (2022). Ore Geology Reviews, 144, 104867 |  | CHN | Hunan
| Huangshaping |  | Magmatic hydrothermal | Skarn | W-Mo-Pb-Zn polymetallic skarn | W, Mo, Pb, Zn | Cu, Ag | W, Mo, Pb, Zn, Cu, Ag | Ding et al., 2018a; Ding et al., 2018b |  | HSP-6-sp-1 - 11 | HSP-6-sp-1 - 11 | underground mine |  |  |  |  | ore material | polished section | grab | mineral separate | [5 empty] | mineralisation |  |  |  | Sphalerite | [6 empty] | galena, arsenopyrite, bornite, fluorite, epidote, chlorite, calcite, siderite, limonite | Over 60 polished thin sections were prepared and analyzed via transmitted and reflected light microscopy; ten representative samples were analyzed via back-scattered electron (BSE) and LA-ICP-MS | LA-ICPMS |  |  | 26 μm-diameter spot size; background acquisition approximately 30 s (gas blank); 60 s of data acquisition from the sample | STDGL3 for chalcophile and siderophile concentrations; in-house standard of pure pyrite Py to calibrate S and Fe concentrations; GSD-1G for lithophile element concentrations; MASS-1 as unknown sample to check analytical accuracy | 60.8449 |  | 2.1437 |  | 0.78015 |  | 0.049 | [7 empty] | 0.073 |  |  |  | 182.896 |  | 2929.2625 | [5 empty] | 0.18322 |  | 1.2813 |  |  |  | 74.5818 | [9 empty] | 116014.611 |  | 14.6138 |  |  |  | 0.496 | [7 empty] | 48.4865 | [5 empty] | 0.013 | [5 empty] | 2.679 |  | 2328.5366 |  | 0.087 |  |  |  | 0.008 |  |  |  | 0.216 | [5 empty] | 37.3306 | [15 empty] | 334097.4218 |  | 4.0603 |  | 0.247 |  | 5.322 |  | 390.202 |  |  |  | 34.4362 |  |  |  | 0.016 |  |  |  | 1.6608 |  |  |  | 2.6167 |  | 0.37262 | [5 empty] | 0.073 |  | 0.086 | [5 empty] | 543645.8312 |  |  |  |  | 2022 | Chu, X. et al. (2022). Ore Geology Reviews, 144, 104867 |  | CHN | Hunan
| Huangshaping |  | Magmatic hydrothermal | Skarn | W-Mo-Pb-Zn polymetallic skarn | W, Mo, Pb, Zn | Cu, Ag | W, Mo, Pb, Zn, Cu, Ag | Ding et al., 2018a; Ding et al., 2018b |  | HLR-67-sp-1 - 1 | HLR-67-sp-1 - 1 | underground mine |  |  |  |  | ore material | polished section | grab | mineral separate | [5 empty] | mineralisation |  |  |  | Sphalerite | [6 empty] | galena, arsenopyrite, bornite, fluorite, epidote, chlorite, calcite, siderite, limonite | Over 60 polished thin sections were prepared and analyzed via transmitted and reflected light microscopy; ten representative samples were analyzed via back-scattered electron (BSE) and LA-ICP-MS | LA-ICPMS |  |  | 26 μm-diameter spot size; background acquisition approximately 30 s (gas blank); 60 s of data acquisition from the sample | STDGL3 for chalcophile and siderophile concentrations; in-house standard of pure pyrite Py to calibrate S and Fe concentrations; GSD-1G for lithophile element concentrations; MASS-1 as unknown sample to check analytical accuracy | 1.1443 |  | 1.196 |  | 0.44124 |  | 0.094 | [7 empty] | 0.13648 |  |  |  | 142.56 |  | 0.168 | [5 empty] | 0.30451 |  | 1.626 |  |  |  | 0.81 | [9 empty] | 635216.5441 |  | 0.03 |  |  |  | 0.446 | [7 empty] | 0.01114 | [5 empty] | 0.012 | [5 empty] | 3.271 |  | 0.616 |  | 0.041 |  |  |  | 0.013 |  |  |  | 1.7023 | [5 empty] | 0.75212 | [15 empty] | 364735.0369 |  | 0.155 |  | 0.236 |  | 2.844 |  | 336.661 |  |  |  | 0.019118 |  |  |  | 0.016901 |  |  |  | 1.4298 |  |  |  | 7.6437 |  | 0.027 | [5 empty] | 0.099 |  | 0.131 | [5 empty] | 11.6045 |  |  |  |  | 2022 | Chu, X. et al. (2022). Ore Geology Reviews, 144, 104867 |  | CHN | Hunan
| Huangshaping |  | Magmatic hydrothermal | Skarn | W-Mo-Pb-Zn polymetallic skarn | W, Mo, Pb, Zn | Cu, Ag | W, Mo, Pb, Zn, Cu, Ag | Ding et al., 2018a; Ding et al., 2018b |  | HLR-67-sp-1 - 2 | HLR-67-sp-1 - 2 | underground mine |  |  |  |  | ore material | polished section | grab | mineral separate | [5 empty] | mineralisation |  |  |  | Sphalerite | [6 empty] | galena, arsenopyrite, bornite, fluorite, epidote, chlorite, calcite, siderite, limonite | Over 60 polished thin sections were prepared and analyzed via transmitted and reflected light microscopy; ten representative samples were analyzed via back-scattered electron (BSE) and LA-ICP-MS | LA-ICPMS |  |  | 26 μm-diameter spot size; background acquisition approximately 30 s (gas blank); 60 s of data acquisition from the sample | STDGL3 for chalcophile and siderophile concentrations; in-house standard of pure pyrite Py to calibrate S and Fe concentrations; GSD-1G for lithophile element concentrations; MASS-1 as unknown sample to check analytical accuracy | 17.8973 |  | 0.893 |  | 0.42239 |  | 0.077 | [7 empty] | 0.72339 |  |  |  | 132.267 |  | 2207.0536 | [5 empty] | 0.28408 |  | 1.0299 |  |  |  | 2125.1817 | [9 empty] | 135269.2886 |  | 10.8516 |  |  |  | 0.406 | [7 empty] | 53.2707 | [5 empty] | 0.009 | [5 empty] | 2.571 |  | 1044.0915 |  | 0.029 |  |  |  | 0.009 |  |  |  | 0.422 | [5 empty] | 3.0268 | [15 empty] | 335332.9445 |  | 0.065 |  | 0.167 |  | 4.4049 |  | 755.3223 |  |  |  | 7.5851 |  |  |  | 0.009 |  |  |  | 0.726 |  |  |  | 4.2573 |  | 0.047716 | [5 empty] | 0.073326 |  | 0.040728 | [5 empty] | 521975.4157 |  |  |  |  | 2022 | Chu, X. et al. (2022). Ore Geology Reviews, 144, 104867 |  | CHN | Hunan
| Huangshaping |  | Magmatic hydrothermal | Skarn | W-Mo-Pb-Zn polymetallic skarn | W, Mo, Pb, Zn | Cu, Ag | W, Mo, Pb, Zn, Cu, Ag | Ding et al., 2018a; Ding et al., 2018b |  | HLR-67-sp-1 - 3 | HLR-67-sp-1 - 3 | underground mine |  |  |  |  | ore material | polished section | grab | mineral separate | [5 empty] | mineralisation |  |  |  | Sphalerite | [6 empty] | galena, arsenopyrite, bornite, fluorite, epidote, chlorite, calcite, siderite, limonite | Over 60 polished thin sections were prepared and analyzed via transmitted and reflected light microscopy; ten representative samples were analyzed via back-scattered electron (BSE) and LA-ICP-MS | LA-ICPMS |  |  | 26 μm-diameter spot size; background acquisition approximately 30 s (gas blank); 60 s of data acquisition from the sample | STDGL3 for chalcophile and siderophile concentrations; in-house standard of pure pyrite Py to calibrate S and Fe concentrations; GSD-1G for lithophile element concentrations; MASS-1 as unknown sample to check analytical accuracy | 22.338 |  | 3.0836 |  | 0.251 |  | 0.056 | [7 empty] | 2.2986 |  |  |  | 147.267 |  | 2249.2126 | [5 empty] | 0.26765 |  | 0.851 |  |  |  | 5549.8672 | [9 empty] | 126628.1989 |  | 5.241 |  |  |  | 0.35671 | [7 empty] | 75.1627 | [5 empty] | 0.009 | [5 empty] | 2.2608 |  | 856.2337 |  | 0.029 |  |  |  | 0.013394 |  |  |  | 0.14452 | [5 empty] | 3.422 | [15 empty] | 335049.3847 |  | 0.071432 |  | 0.157 |  | 5.1987 |  | 597.269 |  |  |  | 37.371 |  |  |  | 0.007 |  |  |  | 0.897 |  |  |  | 5.0865 |  | 0.088226 | [5 empty] | 0.032997 |  | 0.04138 | [5 empty] | 527947.5748 |  |  |  |  | 2022 | Chu, X. et al. (2022). Ore Geology Reviews, 144, 104867 |  | CHN | Hunan
| Huangshaping |  | Magmatic hydrothermal | Skarn | W-Mo-Pb-Zn polymetallic skarn | W, Mo, Pb, Zn | Cu, Ag | W, Mo, Pb, Zn, Cu, Ag | Ding et al., 2018a; Ding et al., 2018b |  | HLR-67-sp-1 - 4 | HLR-67-sp-1 - 4 | underground mine |  |  |  |  | ore material | polished section | grab | mineral separate | [5 empty] | mineralisation |  |  |  | Sphalerite | [6 empty] | galena, arsenopyrite, bornite, fluorite, epidote, chlorite, calcite, siderite, limonite | Over 60 polished thin sections were prepared and analyzed via transmitted and reflected light microscopy; ten representative samples were analyzed via back-scattered electron (BSE) and LA-ICP-MS | LA-ICPMS |  |  | 26 μm-diameter spot size; background acquisition approximately 30 s (gas blank); 60 s of data acquisition from the sample | STDGL3 for chalcophile and siderophile concentrations; in-house standard of pure pyrite Py to calibrate S and Fe concentrations; GSD-1G for lithophile element concentrations; MASS-1 as unknown sample to check analytical accuracy | 28.2341 |  | 0.976 |  | 0.185 |  | 0.017 | [7 empty] | 0.6357 |  |  |  | 203.752 |  | 2102.2744 | [5 empty] | 0.3344 |  | 1.104 |  |  |  | 5000.6274 | [9 empty] | 132671.0224 |  | 58.5464 |  |  |  | 0.348 | [7 empty] | 104.1512 | [5 empty] | 0.009 | [5 empty] | 2.405 |  | 835.0283 |  | 0.047261 |  |  |  | 0.006 |  |  |  | 0.55204 | [5 empty] | 2.9431 | [15 empty] | 334992.5234 |  | 0.11 |  | 0.211 |  | 4.3333 |  | 442.4646 |  |  |  | 2768.9842 |  |  |  | 0.008 |  |  |  | 0.242 |  |  |  | 4.0788 |  | 0.019 | [5 empty] | 0.05 |  | 0.026522 | [5 empty] | 519900.0102 |  |  |  |  | 2022 | Chu, X. et al. (2022). Ore Geology Reviews, 144, 104867 |  | CHN | Hunan
| Huangshaping |  | Magmatic hydrothermal | Skarn | W-Mo-Pb-Zn polymetallic skarn | W, Mo, Pb, Zn | Cu, Ag | W, Mo, Pb, Zn, Cu, Ag | Ding et al., 2018a; Ding et al., 2018b |  | HLR-67-sp-1 - 5 | HLR-67-sp-1 - 5 | underground mine |  |  |  |  | ore material | polished section | grab | mineral separate | [5 empty] | mineralisation |  |  |  | po | [6 empty] | galena, arsenopyrite, bornite, fluorite, epidote, chlorite, calcite, siderite, limonite | Over 60 polished thin sections were prepared and analyzed via transmitted and reflected light microscopy; ten representative samples were analyzed via back-scattered electron (BSE) and LA-ICP-MS | LA-ICPMS |  |  | 26 μm-diameter spot size; background acquisition approximately 30 s (gas blank); 60 s of data acquisition from the sample | STDGL3 for chalcophile and siderophile concentrations; in-house standard of pure pyrite Py to calibrate S and Fe concentrations; GSD-1G for lithophile element concentrations; MASS-1 as unknown sample to check analytical accuracy | 1.4139 |  | 2.6935 |  | 0.397 |  | 0.058687 | [7 empty] | 0.82186 |  |  |  | 211.356 |  | 0.124 | [5 empty] | 0.3004 |  | 1.786 |  |  |  | 0.796 | [9 empty] | 623300 |  | 0.019 |  |  |  | 0.49 | [7 empty] | 0.006 | [5 empty] | 0.009 | [5 empty] | 2.89 |  | 0.77172 |  | 0.31087 |  |  |  | 0.01 |  |  |  | 1.8185 | [5 empty] | 8.0666 | [15 empty] | 480156.4025 |  | 0.097 |  | 0.273 |  | 3.379 |  | 770.3549 |  |  |  | 0.071684 |  |  |  | 0.014 |  |  |  | 1.1301 |  |  |  | 5.2965 |  | 0.042 | [5 empty] | 0.065 |  | 0.16315 | [5 empty] | 34.0264 |  |  |  |  | 2022 | Chu, X. et al. (2022). Ore Geology Reviews, 144, 104867 |  | CHN | Hunan
| Huangshaping |  | Magmatic hydrothermal | Skarn | W-Mo-Pb-Zn polymetallic skarn | W, Mo, Pb, Zn | Cu, Ag | W, Mo, Pb, Zn, Cu, Ag | Ding et al., 2018a; Ding et al., 2018b |  | HLR-67-sp-1 - 6 | HLR-67-sp-1 - 6 | underground mine |  |  |  |  | ore material | polished section | grab | mineral separate | [5 empty] | mineralisation |  |  |  | Sphalerite | [6 empty] | galena, arsenopyrite, bornite, fluorite, epidote, chlorite, calcite, siderite, limonite | Over 60 polished thin sections were prepared and analyzed via transmitted and reflected light microscopy; ten representative samples were analyzed via back-scattered electron (BSE) and LA-ICP-MS | LA-ICPMS |  |  | 26 μm-diameter spot size; background acquisition approximately 30 s (gas blank); 60 s of data acquisition from the sample | STDGL3 for chalcophile and siderophile concentrations; in-house standard of pure pyrite Py to calibrate S and Fe concentrations; GSD-1G for lithophile element concentrations; MASS-1 as unknown sample to check analytical accuracy | 84.0588 |  | 131.0307 |  | 0.32035 |  | 0.089 | [7 empty] | 28.805 |  |  |  | 135.365 |  | 2015.0995 | [5 empty] | 0.25555 |  | 62.9126 |  |  |  | 13323.5962 | [9 empty] | 120539.5466 |  | 41.3511 |  |  |  | 0.408 | [7 empty] | 113.7534 | [5 empty] | 0.020247 | [5 empty] | 129.9887 |  | 451.9098 |  | 0.071 |  |  |  | 0.002 |  |  |  | 0.31 | [5 empty] | 80.2266 | [15 empty] | 334630.4848 |  | 1.4582 |  | 0.209 |  | 2.5925 |  | 689.7327 |  |  |  | 331.4843 |  |  |  | 0.008099 |  |  |  | 0.731 |  |  |  | 5.0527 |  | 0.46185 | [5 empty] | 1.6382 |  | 0.36278 | [5 empty] | 526139.5517 |  |  |  |  | 2022 | Chu, X. et al. (2022). Ore Geology Reviews, 144, 104867 |  | CHN | Hunan
| Huangshaping |  | Magmatic hydrothermal | Skarn | W-Mo-Pb-Zn polymetallic skarn | W, Mo, Pb, Zn | Cu, Ag | W, Mo, Pb, Zn, Cu, Ag | Ding et al., 2018a; Ding et al., 2018b |  | HLR-67-sp-1 - 7 | HLR-67-sp-1 - 7 | underground mine |  |  |  |  | ore material | polished section | grab | mineral separate | [5 empty] | mineralisation |  |  |  | po | [6 empty] | galena, arsenopyrite, bornite, fluorite, epidote, chlorite, calcite, siderite, limonite | Over 60 polished thin sections were prepared and analyzed via transmitted and reflected light microscopy; ten representative samples were analyzed via back-scattered electron (BSE) and LA-ICP-MS | LA-ICPMS |  |  | 26 μm-diameter spot size; background acquisition approximately 30 s (gas blank); 60 s of data acquisition from the sample | STDGL3 for chalcophile and siderophile concentrations; in-house standard of pure pyrite Py to calibrate S and Fe concentrations; GSD-1G for lithophile element concentrations; MASS-1 as unknown sample to check analytical accuracy | 61.4638 |  | 319.7372 |  | 0.638 |  | 0.084 | [7 empty] | 52.6154 |  |  |  | 1379.376 |  | 865.56 | [5 empty] | 0.25412 |  | 3.1869 |  |  |  | 7901.5018 | [9 empty] | 623300 |  | 6.2743 |  |  |  | 0.782 | [7 empty] | 59.8564 | [5 empty] | 0.085693 | [5 empty] | 3915.8577 |  | 1475.0087 |  | 0.22174 |  |  |  | 0.016 |  |  |  | 2.2995 | [5 empty] | 150.5124 | [15 empty] | 429120.4772 |  | 2.5032 |  | 0.68263 |  | 5.445 |  | 1052.6607 |  |  |  | 246.8679 |  |  |  | 0.023 |  |  |  | 1.106 |  |  |  | 8.8265 |  | 1.0617 | [5 empty] | 5.5063 |  | 2.6409 | [5 empty] | 243434.623 |  |  |  |  | 2022 | Chu, X. et al. (2022). Ore Geology Reviews, 144, 104867 |  | CHN | Hunan
| Huangshaping |  | Magmatic hydrothermal | Skarn | W-Mo-Pb-Zn polymetallic skarn | W, Mo, Pb, Zn | Cu, Ag | W, Mo, Pb, Zn, Cu, Ag | Ding et al., 2018a; Ding et al., 2018b |  | HLR-67-sp-1 - 8 | HLR-67-sp-1 - 8 | underground mine |  |  |  |  | ore material | polished section | grab | mineral separate | [5 empty] | mineralisation |  |  |  | po | [6 empty] | galena, arsenopyrite, bornite, fluorite, epidote, chlorite, calcite, siderite, limonite | Over 60 polished thin sections were prepared and analyzed via transmitted and reflected light microscopy; ten representative samples were analyzed via back-scattered electron (BSE) and LA-ICP-MS | LA-ICPMS |  |  | 26 μm-diameter spot size; background acquisition approximately 30 s (gas blank); 60 s of data acquisition from the sample | STDGL3 for chalcophile and siderophile concentrations; in-house standard of pure pyrite Py to calibrate S and Fe concentrations; GSD-1G for lithophile element concentrations; MASS-1 as unknown sample to check analytical accuracy | 3.4183 |  | 1.198 |  | 0.356 |  | 0.06307 | [7 empty] | 7.5275 |  |  |  | 200.544 |  | 2.946 | [5 empty] | 0.23446 |  | 4.3695 |  |  |  | 2.8872 | [9 empty] | 623300 |  | 0.016 |  |  |  | 0.436 | [7 empty] | 0.20246 | [5 empty] | 0.008 | [5 empty] | 2.782 |  | 0.72038 |  | 0.15339 |  |  |  | 0.009 |  |  |  | 1.5988 | [5 empty] | 6.0926 | [15 empty] | 453451.4414 |  | 0.10883 |  | 0.24 |  | 3.045 |  | 343.083 |  |  |  | 3.0829 |  |  |  | 0.013 |  |  |  | 0.555 |  |  |  | 6.1605 |  | 0.037 | [5 empty] | 0.06 |  | 0.053 | [5 empty] | 511.7359 |  |  |  |  | 2022 | Chu, X. et al. (2022). Ore Geology Reviews, 144, 104867 |  | CHN | Hunan
| Huangshaping |  | Magmatic hydrothermal | Skarn | W-Mo-Pb-Zn polymetallic skarn | W, Mo, Pb, Zn | Cu, Ag | W, Mo, Pb, Zn, Cu, Ag | Ding et al., 2018a; Ding et al., 2018b |  | HSP-7-sp-1 - 1 | HSP-7-sp-1 - 1 | underground mine |  |  |  |  | ore material | polished section | grab | mineral separate | [5 empty] | mineralisation |  |  |  | Sphalerite | [6 empty] | galena, arsenopyrite, bornite, fluorite, epidote, chlorite, calcite, siderite, limonite | Over 60 polished thin sections were prepared and analyzed via transmitted and reflected light microscopy; ten representative samples were analyzed via back-scattered electron (BSE) and LA-ICP-MS | LA-ICPMS |  |  | 26 μm-diameter spot size; background acquisition approximately 30 s (gas blank); 60 s of data acquisition from the sample | STDGL3 for chalcophile and siderophile concentrations; in-house standard of pure pyrite Py to calibrate S and Fe concentrations; GSD-1G for lithophile element concentrations; MASS-1 as unknown sample to check analytical accuracy | 45.0865 |  | 15.6523 |  | 0.306 |  | 0.043 | [7 empty] | 0.099 |  |  |  | 190.104 |  | 2925.2672 | [5 empty] | 0.27353 |  | 1.568 |  |  |  | 595.7151 | [9 empty] | 111029.3427 |  | 19.5407 |  |  |  | 0.502 | [7 empty] | 116.785 | [5 empty] | 0.012 | [5 empty] | 14.7154 |  | 1855.3247 |  | 0.072 |  |  |  | 0.013439 |  |  |  | 0.287 | [5 empty] | 72.136 | [15 empty] | 333602.2749 |  | 4.8261 |  | 0.218 |  | 5.7782 |  | 521.4328 |  |  |  | 41.3975 |  |  |  | 0.012 |  |  |  | 0.43088 |  |  |  | 4.7586 |  | 0.126 | [5 empty] | 0.105 |  | 0.073 | [5 empty] | 547933.3579 |  |  |  |  | 2022 | Chu, X. et al. (2022). Ore Geology Reviews, 144, 104867 |  | CHN | Hunan
| Huangshaping |  | Magmatic hydrothermal | Skarn | W-Mo-Pb-Zn polymetallic skarn | W, Mo, Pb, Zn | Cu, Ag | W, Mo, Pb, Zn, Cu, Ag | Ding et al., 2018a; Ding et al., 2018b |  | HSP-7-sp-1 - 2 | HSP-7-sp-1 - 2 | underground mine |  |  |  |  | ore material | polished section | grab | mineral separate | [5 empty] | mineralisation |  |  |  | Sphalerite | [6 empty] | galena, arsenopyrite, bornite, fluorite, epidote, chlorite, calcite, siderite, limonite | Over 60 polished thin sections were prepared and analyzed via transmitted and reflected light microscopy; ten representative samples were analyzed via back-scattered electron (BSE) and LA-ICP-MS | LA-ICPMS |  |  | 26 μm-diameter spot size; background acquisition approximately 30 s (gas blank); 60 s of data acquisition from the sample | STDGL3 for chalcophile and siderophile concentrations; in-house standard of pure pyrite Py to calibrate S and Fe concentrations; GSD-1G for lithophile element concentrations; MASS-1 as unknown sample to check analytical accuracy | 75.084 |  | 7.3111 |  | 0.24242 |  | 0.021 | [7 empty] | 0.051823 |  |  |  | 209.526 |  | 3039.0813 | [5 empty] | 0.31036 |  | 1.5977 |  |  |  | 940.4832 | [9 empty] | 113622.1354 |  | 19.6229 |  |  |  | 0.463 | [7 empty] | 66.513 | [5 empty] | 0.21335 | [5 empty] | 3.05 |  | 1375.3299 |  | 0.10517 |  |  |  | 0.017406 |  |  |  | 0.332 | [5 empty] | 155.8445 | [15 empty] | 334283.3828 |  | 11.6462 |  | 0.252 |  | 2.787 |  | 325.198 |  |  |  | 261.7648 |  |  |  | 0.01 |  |  |  | 0.603 |  |  |  | 4.0796 |  | 0.28653 | [5 empty] | 0.107 |  | 0.081 | [5 empty] | 545697.6302 |  |  |  |  | 2022 | Chu, X. et al. (2022). Ore Geology Reviews, 144, 104867 |  | CHN | Hunan
| Huangshaping |  | Magmatic hydrothermal | Skarn | W-Mo-Pb-Zn polymetallic skarn | W, Mo, Pb, Zn | Cu, Ag | W, Mo, Pb, Zn, Cu, Ag | Ding et al., 2018a; Ding et al., 2018b |  | HSP-7-sp-1 - 3 | HSP-7-sp-1 - 3 | underground mine |  |  |  |  | ore material | polished section | grab | mineral separate | [5 empty] | mineralisation |  |  |  | Sphalerite | [6 empty] | galena, arsenopyrite, bornite, fluorite, epidote, chlorite, calcite, siderite, limonite | Over 60 polished thin sections were prepared and analyzed via transmitted and reflected light microscopy; ten representative samples were analyzed via back-scattered electron (BSE) and LA-ICP-MS | LA-ICPMS |  |  | 26 μm-diameter spot size; background acquisition approximately 30 s (gas blank); 60 s of data acquisition from the sample | STDGL3 for chalcophile and siderophile concentrations; in-house standard of pure pyrite Py to calibrate S and Fe concentrations; GSD-1G for lithophile element concentrations; MASS-1 as unknown sample to check analytical accuracy | 78.548 |  | 0.973 |  | 0.27808 |  | 0.052 | [7 empty] | 0.084396 |  |  |  | 171.781 |  | 3157.459 | [5 empty] | 0.22418 |  | 0.926 |  |  |  | 1316.6304 | [9 empty] | 114586.4784 |  | 21.8066 |  |  |  | 0.508 | [7 empty] | 42.9565 | [5 empty] | 0.011 | [5 empty] | 3.038 |  | 1335.1368 |  | 0.023 |  |  |  | 0.009213 |  |  |  | 0.278 | [5 empty] | 177.9146 | [15 empty] | 334377.1439 |  | 9.3122 |  | 0.282 |  | 4.772 |  | 399.783 |  |  |  | 84.501 |  |  |  | 0.007591 |  |  |  | 0.306 |  |  |  | 2.5526 |  | 0.29551 | [5 empty] | 0.032 |  | 0.062 | [5 empty] | 544396.1038 |  |  |  |  | 2022 | Chu, X. et al. (2022). Ore Geology Reviews, 144, 104867 |  | CHN | Hunan
| Huangshaping |  | Magmatic hydrothermal | Skarn | W-Mo-Pb-Zn polymetallic skarn | W, Mo, Pb, Zn | Cu, Ag | W, Mo, Pb, Zn, Cu, Ag | Ding et al., 2018a; Ding et al., 2018b |  | HSP-7-sp-1 - 4 | HSP-7-sp-1 - 4 | underground mine |  |  |  |  | ore material | polished section | grab | mineral separate | [5 empty] | mineralisation |  |  |  | Sphalerite | [6 empty] | galena, arsenopyrite, bornite, fluorite, epidote, chlorite, calcite, siderite, limonite | Over 60 polished thin sections were prepared and analyzed via transmitted and reflected light microscopy; ten representative samples were analyzed via back-scattered electron (BSE) and LA-ICP-MS | LA-ICPMS |  |  | 26 μm-diameter spot size; background acquisition approximately 30 s (gas blank); 60 s of data acquisition from the sample | STDGL3 for chalcophile and siderophile concentrations; in-house standard of pure pyrite Py to calibrate S and Fe concentrations; GSD-1G for lithophile element concentrations; MASS-1 as unknown sample to check analytical accuracy | 51.8502 |  | 16.9226 |  | 0.343 |  | 0.022 | [7 empty] | 0.076 |  |  |  | 242.372 |  | 2970.0983 | [5 empty] | 0.16327 |  | 1.732 |  |  |  | 1202.4435 | [9 empty] | 102562.7751 |  | 15.9803 |  |  |  | 0.549 | [7 empty] | 119.5284 | [5 empty] | 0.014 | [5 empty] | 11.3186 |  | 851.4057 |  | 0.125 |  |  |  | 0.015085 |  |  |  | 0.372 | [5 empty] | 54.6582 | [15 empty] | 333554.233 |  | 12.0991 |  | 0.324 |  | 15.6601 |  | 514.8823 |  |  |  | 46.0241 |  |  |  | 0.008 |  |  |  | 0.489 |  |  |  | 3.6583 |  | 0.43374 | [5 empty] | 0.076 |  | 0.12471 | [5 empty] | 557101.9682 |  |  |  |  | 2022 | Chu, X. et al. (2022). Ore Geology Reviews, 144, 104867 |  | CHN | Hunan
| Huangshaping |  | Magmatic hydrothermal | Skarn | W-Mo-Pb-Zn polymetallic skarn | W, Mo, Pb, Zn | Cu, Ag | W, Mo, Pb, Zn, Cu, Ag | Ding et al., 2018a; Ding et al., 2018b |  | HSP-7-sp-1 - 5 | HSP-7-sp-1 - 5 | underground mine |  |  |  |  | ore material | polished section | grab | mineral separate | [5 empty] | mineralisation |  |  |  | Sphalerite | [6 empty] | galena, arsenopyrite, bornite, fluorite, epidote, chlorite, calcite, siderite, limonite | Over 60 polished thin sections were prepared and analyzed via transmitted and reflected light microscopy; ten representative samples were analyzed via back-scattered electron (BSE) and LA-ICP-MS | LA-ICPMS |  |  | 26 μm-diameter spot size; background acquisition approximately 30 s (gas blank); 60 s of data acquisition from the sample | STDGL3 for chalcophile and siderophile concentrations; in-house standard of pure pyrite Py to calibrate S and Fe concentrations; GSD-1G for lithophile element concentrations; MASS-1 as unknown sample to check analytical accuracy | 63.3764 |  | 2.217 |  | 0.59283 |  | 0.106 | [7 empty] | 0.19791 |  |  |  | 331.673 |  | 3256.4506 | [5 empty] | 0.11998 |  | 1.808 |  |  |  | 1100.8572 | [9 empty] | 87522.707 |  | 17.0159 |  |  |  | 0.982 | [7 empty] | 104.3785 | [5 empty] | 0.022 | [5 empty] | 4.636 |  | 793.8724 |  | 0.183 |  |  |  | 0.025413 |  |  |  | 0.717 | [5 empty] | 211.3307 | [15 empty] | 333036.4511 |  | 3.5101 |  | 0.488 |  | 6.4387 |  | 576.159 |  |  |  | 128.4079 |  |  |  | 0.019 |  |  |  | 2.057 |  |  |  | 2.677 |  | 0.2398 | [5 empty] | 0.151 |  | 0.118 | [5 empty] | 573497.1979 |  |  |  |  | 2022 | Chu, X. et al. (2022). Ore Geology Reviews, 144, 104867 |  | CHN | Hunan
| Huangshaping |  | Magmatic hydrothermal | Skarn | W-Mo-Pb-Zn polymetallic skarn | W, Mo, Pb, Zn | Cu, Ag | W, Mo, Pb, Zn, Cu, Ag | Ding et al., 2018a; Ding et al., 2018b |  | HSP-7-sp-1 - 6 | HSP-7-sp-1 - 6 | underground mine |  |  |  |  | ore material | polished section | grab | mineral separate | [5 empty] | mineralisation |  |  |  | Sphalerite | [6 empty] | galena, arsenopyrite, bornite, fluorite, epidote, chlorite, calcite, siderite, limonite | Over 60 polished thin sections were prepared and analyzed via transmitted and reflected light microscopy; ten representative samples were analyzed via back-scattered electron (BSE) and LA-ICP-MS | LA-ICPMS |  |  | 26 μm-diameter spot size; background acquisition approximately 30 s (gas blank); 60 s of data acquisition from the sample | STDGL3 for chalcophile and siderophile concentrations; in-house standard of pure pyrite Py to calibrate S and Fe concentrations; GSD-1G for lithophile element concentrations; MASS-1 as unknown sample to check analytical accuracy | 76.6276 |  | 36.1871 |  | 0.036 |  | 0.1 | [7 empty] | 0.10878 |  |  |  | 160.788 |  | 2868.13 | [5 empty] | 0.24984 |  | 1.241 |  |  |  | 1514.0689 | [9 empty] | 110775.9396 |  | 17.2532 |  |  |  | 0.43 | [7 empty] | 69.2373 | [5 empty] | 0.011 | [5 empty] | 7.3979 |  | 1079.5338 |  | 0.127 |  |  |  | 0.00892 |  |  |  | 0.201 | [5 empty] | 99.5186 | [15 empty] | 333976.5545 |  | 13.9727 |  | 0.234 |  | 1.904 |  | 442.4607 |  |  |  | 143.1071 |  |  |  | 0.006 |  |  |  | 0.543 |  |  |  | 3.294 |  | 0.23463 | [5 empty] | 0.095713 |  | 0.067775 | [5 empty] | 547995.8017 |  |  |  |  | 2022 | Chu, X. et al. (2022). Ore Geology Reviews, 144, 104867 |  | CHN | Hunan
| Huangshaping |  | Magmatic hydrothermal | Skarn | W-Mo-Pb-Zn polymetallic skarn | W, Mo, Pb, Zn | Cu, Ag | W, Mo, Pb, Zn, Cu, Ag | Ding et al., 2018a; Ding et al., 2018b |  | HSP-7-sp-1 - 7 | HSP-7-sp-1 - 7 | underground mine |  |  |  |  | ore material | polished section | grab | mineral separate | [5 empty] | mineralisation |  |  |  | Sphalerite | [6 empty] | galena, arsenopyrite, bornite, fluorite, epidote, chlorite, calcite, siderite, limonite | Over 60 polished thin sections were prepared and analyzed via transmitted and reflected light microscopy; ten representative samples were analyzed via back-scattered electron (BSE) and LA-ICP-MS | LA-ICPMS |  |  | 26 μm-diameter spot size; background acquisition approximately 30 s (gas blank); 60 s of data acquisition from the sample | STDGL3 for chalcophile and siderophile concentrations; in-house standard of pure pyrite Py to calibrate S and Fe concentrations; GSD-1G for lithophile element concentrations; MASS-1 as unknown sample to check analytical accuracy | 111.1363 |  | 1.62 |  | 0.33583 |  | 0.04 | [7 empty] | 0.17189 |  |  |  | 250.938 |  | 3065.5176 | [5 empty] | 0.15071 |  | 2.585 |  |  |  | 1645.2649 | [9 empty] | 98193.4519 |  | 16.7953 |  |  |  | 0.683 | [7 empty] | 73.3786 | [5 empty] | 0.017 | [5 empty] | 4.535 |  | 1158.1487 |  | 0.070467 |  |  |  | 0.022 |  |  |  | 0.31077 | [5 empty] | 320.6539 | [15 empty] | 333493.2429 |  | 21.3141 |  | 0.448 |  | 3.25 |  | 507.504 |  |  |  | 89.3888 |  |  |  | 0.019 |  |  |  | 0.592 |  |  |  | 5.2552 |  | 0.62593 | [5 empty] | 0.09 |  | 0.12459 | [5 empty] | 561434.8983 |  |  |  |  | 2022 | Chu, X. et al. (2022). Ore Geology Reviews, 144, 104867 |  | CHN | Hunan
| Huangshaping |  | Magmatic hydrothermal | Skarn | W-Mo-Pb-Zn polymetallic skarn | W, Mo, Pb, Zn | Cu, Ag | W, Mo, Pb, Zn, Cu, Ag | Ding et al., 2018a; Ding et al., 2018b |  | HSP-13-sp - 1 - 1 | HSP-13-sp - 1 - 1 | underground mine |  |  |  |  | ore material | polished section | grab | mineral separate | [5 empty] | mineralisation |  |  |  | Sphalerite | [6 empty] | galena, arsenopyrite, bornite, fluorite, epidote, chlorite, calcite, siderite, limonite | Over 60 polished thin sections were prepared and analyzed via transmitted and reflected light microscopy; ten representative samples were analyzed via back-scattered electron (BSE) and LA-ICP-MS | LA-ICPMS |  |  | 26 μm-diameter spot size; background acquisition approximately 30 s (gas blank); 60 s of data acquisition from the sample | STDGL3 for chalcophile and siderophile concentrations; in-house standard of pure pyrite Py to calibrate S and Fe concentrations; GSD-1G for lithophile element concentrations; MASS-1 as unknown sample to check analytical accuracy | 134.159 |  | 0.87356 |  | 0.085543 |  | 0.018467 | [7 empty] | 1.0217 |  |  |  | 88.6721 |  | 3552.2095 | [5 empty] | 0.088261 |  | 1.0949 |  |  |  | 35121.4229 | [9 empty] | 88679.1027 |  | 2.3811 |  |  |  | 0.239 | [7 empty] | 43.8796 | [5 empty] | 0 | [5 empty] | 6.5971 |  | 699.7765 |  | 0.001 |  |  |  | 0 |  |  |  | 0.050696 | [5 empty] | 182.4413 | [15 empty] | 333139.4396 |  | 1.108 |  | 0.12 |  | 0.71137 |  | 392.9499 |  |  |  | 27.4306 |  |  |  | 0.008635 |  |  |  | 0.2104 |  |  |  | 2.7658 |  | 0.49478 | [5 empty] | 0.02 |  | 0.057763 | [5 empty] | 537211.8292 |  |  |  |  | 2022 | Chu, X. et al. (2022). Ore Geology Reviews, 144, 104867 |  | CHN | Hunan
| Huangshaping |  | Magmatic hydrothermal | Skarn | W-Mo-Pb-Zn polymetallic skarn | W, Mo, Pb, Zn | Cu, Ag | W, Mo, Pb, Zn, Cu, Ag | Ding et al., 2018a; Ding et al., 2018b |  | HSP-13-sp - 2 - 1 | HSP-13-sp - 2 - 1 | underground mine |  |  |  |  | ore material | polished section | grab | mineral separate | [5 empty] | mineralisation |  |  |  | Sphalerite | [6 empty] | galena, arsenopyrite, bornite, fluorite, epidote, chlorite, calcite, siderite, limonite | Over 60 polished thin sections were prepared and analyzed via transmitted and reflected light microscopy; ten representative samples were analyzed via back-scattered electron (BSE) and LA-ICP-MS | LA-ICPMS |  |  | 26 μm-diameter spot size; background acquisition approximately 30 s (gas blank); 60 s of data acquisition from the sample | STDGL3 for chalcophile and siderophile concentrations; in-house standard of pure pyrite Py to calibrate S and Fe concentrations; GSD-1G for lithophile element concentrations; MASS-1 as unknown sample to check analytical accuracy | 45.9981 |  | 0.515 |  | 0.049795 |  | 0.017831 | [7 empty] | 0.041645 |  |  |  | 78.736 |  | 3589.322 | [5 empty] | 0.09609 |  | 0.6357 |  |  |  | 1943.0776 | [9 empty] | 123379.8765 |  | 3.0552 |  |  |  | 0.253 | [7 empty] | 13.0283 | [5 empty] | 0 | [5 empty] | 0.721 |  | 661.284 |  | 0.002 |  |  |  | 0 |  |  |  | 0.054 | [5 empty] | 23.1312 | [15 empty] | 334876.6195 |  | 0.006958 |  | 0.07762 |  | 1.334 |  | 420.2246 |  |  |  | 50.9943 |  |  |  | 0.001429 |  |  |  | 0.014 |  |  |  | 3.0124 |  | 0.016776 | [5 empty] | 0.009363 |  | 0.009231 | [5 empty] | 534306.6242 |  |  |  |  | 2022 | Chu, X. et al. (2022). Ore Geology Reviews, 144, 104867 |  | CHN | Hunan
| Huangshaping |  | Magmatic hydrothermal | Skarn | W-Mo-Pb-Zn polymetallic skarn | W, Mo, Pb, Zn | Cu, Ag | W, Mo, Pb, Zn, Cu, Ag | Ding et al., 2018a; Ding et al., 2018b |  | HSP-13-sp - 3 - 1 | HSP-13-sp - 3 - 1 | underground mine |  |  |  |  | ore material | polished section | grab | mineral separate | [5 empty] | mineralisation |  |  |  | Sphalerite | [6 empty] | galena, arsenopyrite, bornite, fluorite, epidote, chlorite, calcite, siderite, limonite | Over 60 polished thin sections were prepared and analyzed via transmitted and reflected light microscopy; ten representative samples were analyzed via back-scattered electron (BSE) and LA-ICP-MS | LA-ICPMS |  |  | 26 μm-diameter spot size; background acquisition approximately 30 s (gas blank); 60 s of data acquisition from the sample | STDGL3 for chalcophile and siderophile concentrations; in-house standard of pure pyrite Py to calibrate S and Fe concentrations; GSD-1G for lithophile element concentrations; MASS-1 as unknown sample to check analytical accuracy | 50.7072 |  | 0.721 |  | 0.18834 |  | 0.001 | [7 empty] | 0.007423 |  |  |  | 102.707 |  | 3966.4706 | [5 empty] | 0.085092 |  | 1.04 |  |  |  | 4652.7067 | [9 empty] | 118744.4197 |  | 5.4816 |  |  |  | 0.332 | [7 empty] | 12.9209 | [5 empty] | 0 | [5 empty] | 1.549 |  | 519.1043 |  | 0.002 |  |  |  | 0.010477 |  |  |  | 0.381 | [5 empty] | 2.9411 | [15 empty] | 334520.3095 |  | 0.079788 |  | 0.15 |  | 0.508 |  | 582.9757 |  |  |  | 178.2358 |  |  |  | 0.003854 |  |  |  | 0.02 |  |  |  | 2.6621 |  | 0.001 | [5 empty] | 0.012 |  | 0 | [5 empty] | 535935.5111 |  |  |  |  | 2022 | Chu, X. et al. (2022). Ore Geology Reviews, 144, 104867 |  | CHN | Hunan
| Huangshaping |  | Magmatic hydrothermal | Skarn | W-Mo-Pb-Zn polymetallic skarn | W, Mo, Pb, Zn | Cu, Ag | W, Mo, Pb, Zn, Cu, Ag | Ding et al., 2018a; Ding et al., 2018b |  | HSP-13-sp - 4 - 1 | HSP-13-sp - 4 - 1 | underground mine |  |  |  |  | ore material | polished section | grab | mineral separate | [5 empty] | mineralisation |  |  |  | Sphalerite | [6 empty] | galena, arsenopyrite, bornite, fluorite, epidote, chlorite, calcite, siderite, limonite | Over 60 polished thin sections were prepared and analyzed via transmitted and reflected light microscopy; ten representative samples were analyzed via back-scattered electron (BSE) and LA-ICP-MS | LA-ICPMS |  |  | 26 μm-diameter spot size; background acquisition approximately 30 s (gas blank); 60 s of data acquisition from the sample | STDGL3 for chalcophile and siderophile concentrations; in-house standard of pure pyrite Py to calibrate S and Fe concentrations; GSD-1G for lithophile element concentrations; MASS-1 as unknown sample to check analytical accuracy | 81.378 |  | 3.6117 |  | 0.016 |  | 0.013934 | [7 empty] | 0.74037 |  |  |  | 127.736 |  | 3849.3683 | [5 empty] | 0.066527 |  | 0.37738 |  |  |  | 19998.3409 | [9 empty] | 116461.5448 |  | 2.3223 |  |  |  | 0.447 | [7 empty] | 15.714 | [5 empty] | 0 | [5 empty] | 1.6747 |  | 623.1398 |  | 0.002 |  |  |  | 0 |  |  |  | 0.048771 | [5 empty] | 68.7358 | [15 empty] | 334434.4825 |  | 0.10406 |  | 0.13 |  | 0.64739 |  | 630.918 |  |  |  | 288.9872 |  |  |  | 0.006 |  |  |  | 0.017 |  |  |  | 2.8112 |  | 0.023225 | [5 empty] | 0.019 |  | 0 | [5 empty] | 522619.6102 |  |  |  |  | 2022 | Chu, X. et al. (2022). Ore Geology Reviews, 144, 104867 |  | CHN | Hunan
| Huangshaping |  | Magmatic hydrothermal | Skarn | W-Mo-Pb-Zn polymetallic skarn | W, Mo, Pb, Zn | Cu, Ag | W, Mo, Pb, Zn, Cu, Ag | Ding et al., 2018a; Ding et al., 2018b |  | HSP-13-sp - 5 - 1 | HSP-13-sp - 5 - 1 | underground mine |  |  |  |  | ore material | polished section | grab | mineral separate | [5 empty] | mineralisation |  |  |  | Sphalerite | [6 empty] | galena, arsenopyrite, bornite, fluorite, epidote, chlorite, calcite, siderite, limonite | Over 60 polished thin sections were prepared and analyzed via transmitted and reflected light microscopy; ten representative samples were analyzed via back-scattered electron (BSE) and LA-ICP-MS | LA-ICPMS |  |  | 26 μm-diameter spot size; background acquisition approximately 30 s (gas blank); 60 s of data acquisition from the sample | STDGL3 for chalcophile and siderophile concentrations; in-house standard of pure pyrite Py to calibrate S and Fe concentrations; GSD-1G for lithophile element concentrations; MASS-1 as unknown sample to check analytical accuracy | 100.5844 |  | 0.707 |  | 0.31478 |  | 0.005422 | [7 empty] | 1.0435 |  |  |  | 82.293 |  | 3852.4729 | [5 empty] | 0.095494 |  | 0.384 |  |  |  | 9666.5921 | [9 empty] | 111876.6841 |  | 12.2878 |  |  |  | 0.4845 | [7 empty] | 340.8617 | [5 empty] | 0 | [5 empty] | 1.442 |  | 642.7208 |  | 0.024583 |  |  |  | 0 |  |  |  | 0.13333 | [5 empty] | 49.1522 | [15 empty] | 333992.6894 |  | 0.34616 |  | 0.097 |  | 1.2166 |  | 554.5716 |  |  |  | 278.5631 |  |  |  | 0.005051 |  |  |  | 0.2239 |  |  |  | 2.8455 |  | 0.10405 | [5 empty] | 0.021 |  | 0.00804 | [5 empty] | 537722.6502 |  |  |  |  | 2022 | Chu, X. et al. (2022). Ore Geology Reviews, 144, 104867 |  | CHN | Hunan
| Huangshaping |  | Magmatic hydrothermal | Skarn | W-Mo-Pb-Zn polymetallic skarn | W, Mo, Pb, Zn | Cu, Ag | W, Mo, Pb, Zn, Cu, Ag | Ding et al., 2018a; Ding et al., 2018b |  | HSP-13-sp - 6 - 1 | HSP-13-sp - 6 - 1 | underground mine |  |  |  |  | ore material | polished section | grab | mineral separate | [5 empty] | mineralisation |  |  |  | Sphalerite | [6 empty] | galena, arsenopyrite, bornite, fluorite, epidote, chlorite, calcite, siderite, limonite | Over 60 polished thin sections were prepared and analyzed via transmitted and reflected light microscopy; ten representative samples were analyzed via back-scattered electron (BSE) and LA-ICP-MS | LA-ICPMS |  |  | 26 μm-diameter spot size; background acquisition approximately 30 s (gas blank); 60 s of data acquisition from the sample | STDGL3 for chalcophile and siderophile concentrations; in-house standard of pure pyrite Py to calibrate S and Fe concentrations; GSD-1G for lithophile element concentrations; MASS-1 as unknown sample to check analytical accuracy | 106.3841 |  | 0.74 |  | 0.145 |  | 0.008194 | [7 empty] | 0.086968 |  |  |  | 71.961 |  | 3675.6454 | [5 empty] | 0.12817 |  | 0.74763 |  |  |  | 12717.6932 | [9 empty] | 106559.7922 |  | 30.673 |  |  |  | 0.25843 | [7 empty] | 424.9178 | [5 empty] | 0 | [5 empty] | 1.893 |  | 697.1842 |  | 0.001 |  |  |  | 0.003864 |  |  |  | 0.15878 | [5 empty] | 20.9431 | [15 empty] | 333663.5999 |  | 0.081197 |  | 0.09 |  | 1.6889 |  | 521.269 |  |  |  | 602.9292 |  |  |  | 0.001 |  |  |  | 0.074482 |  |  |  | 2.7316 |  | 0.032239 | [5 empty] | 0.01304 |  | 0.005857 | [5 empty] | 540070.2644 |  |  |  |  | 2022 | Chu, X. et al. (2022). Ore Geology Reviews, 144, 104867 |  | CHN | Hunan
| Huangshaping |  | Magmatic hydrothermal | Skarn | W-Mo-Pb-Zn polymetallic skarn | W, Mo, Pb, Zn | Cu, Ag | W, Mo, Pb, Zn, Cu, Ag | Ding et al., 2018a; Ding et al., 2018b |  | HSP-13-py - 1 - 1 | HSP-13-py - 1 - 1 | underground mine |  |  |  |  | ore material | polished section | grab | mineral separate | [5 empty] | mineralisation |  |  |  | Pyrite | [6 empty] | galena, arsenopyrite, bornite, fluorite, epidote, chlorite, calcite, siderite, limonite | Over 60 polished thin sections were prepared and analyzed via transmitted and reflected light microscopy; ten representative samples were analyzed via back-scattered electron (BSE) and LA-ICP-MS | LA-ICPMS |  |  | 26 μm-diameter spot size; background acquisition approximately 30 s (gas blank); 60 s of data acquisition from the sample | STDGL3 for chalcophile and siderophile concentrations; in-house standard of pure pyrite Py to calibrate S and Fe concentrations; GSD-1G for lithophile element concentrations; MASS-1 as unknown sample to check analytical accuracy | 0.91312 |  | 1.286 |  | 0.699 |  | 0.028 | [7 empty] | 0.069 |  |  |  | 135.814 |  | 0.156 | [5 empty] | 0.25703 |  | 1.134 |  |  |  | 2.2562 | [9 empty] | 465425.8745 |  | 0.019 |  |  |  | 0.362 | [7 empty] | 0.01 | [5 empty] | 0.012 | [5 empty] | 2.021 |  | 0.44294 |  | 0.064446 |  |  |  | 0.01 |  |  |  | 3.7798 | [5 empty] | 10.5802 | [15 empty] | 534504.2329 |  | 2.8143 |  | 0.159 |  | 2.392 |  | 271.993 |  |  |  | 0.24317 |  |  |  | 0.015 |  |  |  | 0.22725 |  |  |  | 6.7339 |  | 0.88936 | [5 empty] | 0.029 |  | 20.2699 | [5 empty] | 2.046 |  |  |  |  | 2022 | Chu, X. et al. (2022). Ore Geology Reviews, 144, 104867 |  | CHN | Hunan
| Huangshaping |  | Magmatic hydrothermal | Skarn | W-Mo-Pb-Zn polymetallic skarn | W, Mo, Pb, Zn | Cu, Ag | W, Mo, Pb, Zn, Cu, Ag | Ding et al., 2018a; Ding et al., 2018b |  | HSP-13-py - 2 - 1 | HSP-13-py - 2 - 1 | underground mine |  |  |  |  | ore material | polished section | grab | mineral separate | [5 empty] | mineralisation |  |  |  | Pyrite | [6 empty] | galena, arsenopyrite, bornite, fluorite, epidote, chlorite, calcite, siderite, limonite | Over 60 polished thin sections were prepared and analyzed via transmitted and reflected light microscopy; ten representative samples were analyzed via back-scattered electron (BSE) and LA-ICP-MS | LA-ICPMS |  |  | 26 μm-diameter spot size; background acquisition approximately 30 s (gas blank); 60 s of data acquisition from the sample | STDGL3 for chalcophile and siderophile concentrations; in-house standard of pure pyrite Py to calibrate S and Fe concentrations; GSD-1G for lithophile element concentrations; MASS-1 as unknown sample to check analytical accuracy | 0.697 |  | 0.774 |  | 0.44057 |  | 0.027902 | [7 empty] | 0.027 |  |  |  | 105.149 |  | 0.125 | [5 empty] | 0.1953 |  | 0.761 |  |  |  | 0.42 | [9 empty] | 465415.4767 |  | 0.024223 |  |  |  | 0.314 | [7 empty] | 0.002 | [5 empty] | 0.01 | [5 empty] | 1.924 |  | 0.324 |  | 0.031998 |  |  |  | 0.018 |  |  |  | 2.4368 | [5 empty] | 8.1166 | [15 empty] | 534499.6134 |  | 0.54099 |  | 0.146 |  | 2.1405 |  | 208.976 |  |  |  | 0.15128 |  |  |  | 0.022 |  |  |  | 0.27604 |  |  |  | 7.6268 |  | 0.5366 | [5 empty] | 0.06235 |  | 44.8535 | [5 empty] | 1.621 |  |  |  |  | 2022 | Chu, X. et al. (2022). Ore Geology Reviews, 144, 104867 |  | CHN | Hunan
| Huangshaping |  | Magmatic hydrothermal | Skarn | W-Mo-Pb-Zn polymetallic skarn | W, Mo, Pb, Zn | Cu, Ag | W, Mo, Pb, Zn, Cu, Ag | Ding et al., 2018a; Ding et al., 2018b |  | HSP-13-py - 3 - 1 | HSP-13-py - 3 - 1 | underground mine |  |  |  |  | ore material | polished section | grab | mineral separate | [5 empty] | mineralisation |  |  |  | Pyrite | [6 empty] | galena, arsenopyrite, bornite, fluorite, epidote, chlorite, calcite, siderite, limonite | Over 60 polished thin sections were prepared and analyzed via transmitted and reflected light microscopy; ten representative samples were analyzed via back-scattered electron (BSE) and LA-ICP-MS | LA-ICPMS |  |  | 26 μm-diameter spot size; background acquisition approximately 30 s (gas blank); 60 s of data acquisition from the sample | STDGL3 for chalcophile and siderophile concentrations; in-house standard of pure pyrite Py to calibrate S and Fe concentrations; GSD-1G for lithophile element concentrations; MASS-1 as unknown sample to check analytical accuracy | 0.92029 |  | 0.815 |  | 0.5612 |  | 0.021055 | [7 empty] | 0.035 |  |  |  | 108.1763 |  | 0.129 | [5 empty] | 0.47591 |  | 2.7493 |  |  |  | 1.0763 | [9 empty] | 465343.2714 |  | 0.027923 |  |  |  | 0.326 | [7 empty] | 0.003 | [5 empty] | 0.01 | [5 empty] | 2.059 |  | 0.58895 |  | 0.085501 |  |  |  | 0.006 |  |  |  | 6.3035 | [5 empty] | 11.9047 | [15 empty] | 534417.6715 |  | 1.7128 |  | 0.147 |  | 3.0702 |  | 218.738 |  |  |  | 0.44611 |  |  |  | 0.019 |  |  |  | 0.16568 |  |  |  | 6.3506 |  | 0.93628 | [5 empty] | 0.045765 |  | 21.7511 | [5 empty] | 9.1757 |  |  |  |  | 2022 | Chu, X. et al. (2022). Ore Geology Reviews, 144, 104867 |  | CHN | Hunan
| Huangshaping |  | Magmatic hydrothermal | Skarn | W-Mo-Pb-Zn polymetallic skarn | W, Mo, Pb, Zn | Cu, Ag | W, Mo, Pb, Zn, Cu, Ag | Ding et al., 2018a; Ding et al., 2018b |  | HSP-13-py - 4 - 1 | HSP-13-py - 4 - 1 | underground mine |  |  |  |  | ore material | polished section | grab | mineral separate | [5 empty] | mineralisation |  |  |  | Pyrite | [6 empty] | galena, arsenopyrite, bornite, fluorite, epidote, chlorite, calcite, siderite, limonite | Over 60 polished thin sections were prepared and analyzed via transmitted and reflected light microscopy; ten representative samples were analyzed via back-scattered electron (BSE) and LA-ICP-MS | LA-ICPMS |  |  | 26 μm-diameter spot size; background acquisition approximately 30 s (gas blank); 60 s of data acquisition from the sample | STDGL3 for chalcophile and siderophile concentrations; in-house standard of pure pyrite Py to calibrate S and Fe concentrations; GSD-1G for lithophile element concentrations; MASS-1 as unknown sample to check analytical accuracy | 0.473 |  | 0.93698 |  | 0.20771 |  | 0.013 | [7 empty] | 0.052379 |  |  |  | 76.13 |  | 0.097 | [5 empty] | 0.25059 |  | 0.729 |  |  |  | 0.76354 | [9 empty] | 465402.0721 |  | 0.037404 |  |  |  | 0.32697 | [7 empty] | 0.008 | [5 empty] | 0.008 | [5 empty] | 1.799 |  | 0.28115 |  | 0.020214 |  |  |  | 0.002679 |  |  |  | 2.7299 | [5 empty] | 12.557 | [15 empty] | 534497.8044 |  | 0.57194 |  | 0.135 |  | 1.638 |  | 192.806 |  |  |  | 0.15047 |  |  |  | 0.006 |  |  |  | 0.40487 |  |  |  | 6.0468 |  | 0.34051 | [5 empty] | 0.037228 |  | 54.3552 | [5 empty] | 3.1906 |  |  |  |  | 2022 | Chu, X. et al. (2022). Ore Geology Reviews, 144, 104867 |  | CHN | Hunan
| Huangshaping |  | Magmatic hydrothermal | Skarn | W-Mo-Pb-Zn polymetallic skarn | W, Mo, Pb, Zn | Cu, Ag | W, Mo, Pb, Zn, Cu, Ag | Ding et al., 2018a; Ding et al., 2018b |  | HSP-13-py - 5 - 1 | HSP-13-py - 5 - 1 | underground mine |  |  |  |  | ore material | polished section | grab | mineral separate | [5 empty] | mineralisation |  |  |  | Pyrite | [6 empty] | galena, arsenopyrite, bornite, fluorite, epidote, chlorite, calcite, siderite, limonite | Over 60 polished thin sections were prepared and analyzed via transmitted and reflected light microscopy; ten representative samples were analyzed via back-scattered electron (BSE) and LA-ICP-MS | LA-ICPMS |  |  | 26 μm-diameter spot size; background acquisition approximately 30 s (gas blank); 60 s of data acquisition from the sample | STDGL3 for chalcophile and siderophile concentrations; in-house standard of pure pyrite Py to calibrate S and Fe concentrations; GSD-1G for lithophile element concentrations; MASS-1 as unknown sample to check analytical accuracy | 1.4241 |  | 0.806 |  | 0.58757 |  | 0.031 | [7 empty] | 0.022 |  |  |  | 114.827 |  | 0.139 | [5 empty] | 0.81881 |  | 1.262 |  |  |  | 0.45935 | [9 empty] | 465392.6132 |  | 0.02 |  |  |  | 0.66173 | [7 empty] | 0.010263 | [5 empty] | 0.011 | [5 empty] | 2.813 |  | 0.341 |  | 0.053774 |  |  |  | 0.002681 |  |  |  | 8.772 | [5 empty] | 22.5464 | [15 empty] | 534489.3416 |  | 4.4079 |  | 0.168 |  | 4.7935 |  | 311.587 |  |  |  | 0.78276 |  |  |  | 0.009 |  |  |  | 0.953 |  |  |  | 8.5517 |  | 1.4424 | [5 empty] | 0.056 |  | 41.5354 | [5 empty] | 2.7721 |  |  |  |  | 2022 | Chu, X. et al. (2022). Ore Geology Reviews, 144, 104867 |  | CHN | Hunan
| Huangshaping |  | Magmatic hydrothermal | Skarn | W-Mo-Pb-Zn polymetallic skarn | W, Mo, Pb, Zn | Cu, Ag | W, Mo, Pb, Zn, Cu, Ag | Ding et al., 2018a; Ding et al., 2018b |  | HSP-13-py - 6 - 1 | HSP-13-py - 6 - 1 | underground mine |  |  |  |  | ore material | polished section | grab | mineral separate | [5 empty] | mineralisation |  |  |  | Pyrite | [6 empty] | galena, arsenopyrite, bornite, fluorite, epidote, chlorite, calcite, siderite, limonite | Over 60 polished thin sections were prepared and analyzed via transmitted and reflected light microscopy; ten representative samples were analyzed via back-scattered electron (BSE) and LA-ICP-MS | LA-ICPMS |  |  | 26 μm-diameter spot size; background acquisition approximately 30 s (gas blank); 60 s of data acquisition from the sample | STDGL3 for chalcophile and siderophile concentrations; in-house standard of pure pyrite Py to calibrate S and Fe concentrations; GSD-1G for lithophile element concentrations; MASS-1 as unknown sample to check analytical accuracy | 0.89397 |  | 1.068 |  | 0.89972 |  | 0.087 | [7 empty] | 0.066163 |  |  |  | 99.186 |  | 0.146 | [5 empty] | 0.060713 |  | 1.27 |  |  |  | 0.95389 | [9 empty] | 465110.7185 |  | 0.022 |  |  |  | 0.535 | [7 empty] | 0.008 | [5 empty] | 0.012 | [5 empty] | 2.634 |  | 0.4196 |  | 0.104 |  |  |  | 0.010939 |  |  |  | 0.87981 | [5 empty] | 4.1947 | [15 empty] | 534131.1711 |  | 0.27783 |  | 0.243 |  | 1.349 |  | 327.4032 |  |  |  | 0.167 |  |  |  | 0.017 |  |  |  | 0.94504 |  |  |  | 8.0618 |  | 0.086168 | [5 empty] | 0.069 |  | 17.6657 | [5 empty] | 1.7021 |  |  |  |  | 2022 | Chu, X. et al. (2022). Ore Geology Reviews, 144, 104867 |  | CHN | Hunan
| Huangshaping |  | Magmatic hydrothermal | Skarn | W-Mo-Pb-Zn polymetallic skarn | W, Mo, Pb, Zn | Cu, Ag | W, Mo, Pb, Zn, Cu, Ag | Ding et al., 2018a; Ding et al., 2018b |  | HSP-13-py - 7 - 1 | HSP-13-py - 7 - 1 | underground mine |  |  |  |  | ore material | polished section | grab | mineral separate | [5 empty] | mineralisation |  |  |  | Pyrite | [6 empty] | galena, arsenopyrite, bornite, fluorite, epidote, chlorite, calcite, siderite, limonite | Over 60 polished thin sections were prepared and analyzed via transmitted and reflected light microscopy; ten representative samples were analyzed via back-scattered electron (BSE) and LA-ICP-MS | LA-ICPMS |  |  | 26 μm-diameter spot size; background acquisition approximately 30 s (gas blank); 60 s of data acquisition from the sample | STDGL3 for chalcophile and siderophile concentrations; in-house standard of pure pyrite Py to calibrate S and Fe concentrations; GSD-1G for lithophile element concentrations; MASS-1 as unknown sample to check analytical accuracy | 3.4812 |  | 0.839 |  | 0.6365 |  | 0.017 | [7 empty] | 0.79954 |  |  |  | 94.375 |  | 0.118 | [5 empty] | 0.62364 |  | 0.912 |  |  |  | 1.2407 | [9 empty] | 465399.2164 |  | 0.02689 |  |  |  | 0.337 | [7 empty] | 0.013 | [5 empty] | 0.01 | [5 empty] | 2.273 |  | 0.31183 |  | 0.098 |  |  |  | 0.004 |  |  |  | 10.4942 | [5 empty] | 12.2672 | [15 empty] | 534493.5475 |  | 0.99036 |  | 0.15538 |  | 6.7646 |  | 235.768 |  |  |  | 0.096865 |  |  |  | 0.006 |  |  |  | 0.26828 |  |  |  | 6.2536 |  | 0.27384 | [5 empty] | 0.046 |  | 46.614 | [5 empty] | 1.313 |  |  |  |  | 2022 | Chu, X. et al. (2022). Ore Geology Reviews, 144, 104867 |  | CHN | Hunan
| Huangshaping |  | Magmatic hydrothermal | Skarn | W-Mo-Pb-Zn polymetallic skarn | W, Mo, Pb, Zn | Cu, Ag | W, Mo, Pb, Zn, Cu, Ag | Ding et al., 2018a; Ding et al., 2018b |  | HSP-13-py - 8 - 1 | HSP-13-py - 8 - 1 | underground mine |  |  |  |  | ore material | polished section | grab | mineral separate | [5 empty] | mineralisation |  |  |  | Pyrite | [6 empty] | galena, arsenopyrite, bornite, fluorite, epidote, chlorite, calcite, siderite, limonite | Over 60 polished thin sections were prepared and analyzed via transmitted and reflected light microscopy; ten representative samples were analyzed via back-scattered electron (BSE) and LA-ICP-MS | LA-ICPMS |  |  | 26 μm-diameter spot size; background acquisition approximately 30 s (gas blank); 60 s of data acquisition from the sample | STDGL3 for chalcophile and siderophile concentrations; in-house standard of pure pyrite Py to calibrate S and Fe concentrations; GSD-1G for lithophile element concentrations; MASS-1 as unknown sample to check analytical accuracy | 1.4189 |  | 0.743 |  | 0.82286 |  | 0.020795 | [7 empty] | 1.8176 |  |  |  | 134.731 |  | 0.118 | [5 empty] | 0.46882 |  | 0.964 |  |  |  | 1.1391 | [9 empty] | 465388.094 |  | 0.027055 |  |  |  | 0.321 | [7 empty] | 0.006385 | [5 empty] | 0.009 | [5 empty] | 2.83 |  | 0.48487 |  | 0.058542 |  |  |  | 0.016 |  |  |  | 6.1688 | [5 empty] | 38.8296 | [15 empty] | 534486.6186 |  | 6.3313 |  | 0.191 |  | 3.3772 |  | 246.06 |  |  |  | 0.93436 |  |  |  | 0.01 |  |  |  | 0.152 |  |  |  | 5.6618 |  | 1.3192 | [5 empty] | 0.026643 |  | 39.4567 | [5 empty] | 1.3182 |  |  |  |  | 2022 | Chu, X. et al. (2022). Ore Geology Reviews, 144, 104867 |  | CHN | Hunan
| Huangshaping |  | Magmatic hydrothermal | Skarn | W-Mo-Pb-Zn polymetallic skarn | W, Mo, Pb, Zn | Cu, Ag | W, Mo, Pb, Zn, Cu, Ag | Ding et al., 2018a; Ding et al., 2018b |  | HSP-13-py - 9 - 1 | HSP-13-py - 9 - 1 | underground mine |  |  |  |  | ore material | polished section | grab | mineral separate | [5 empty] | mineralisation |  |  |  | Pyrite | [6 empty] | galena, arsenopyrite, bornite, fluorite, epidote, chlorite, calcite, siderite, limonite | Over 60 polished thin sections were prepared and analyzed via transmitted and reflected light microscopy; ten representative samples were analyzed via back-scattered electron (BSE) and LA-ICP-MS | LA-ICPMS |  |  | 26 μm-diameter spot size; background acquisition approximately 30 s (gas blank); 60 s of data acquisition from the sample | STDGL3 for chalcophile and siderophile concentrations; in-house standard of pure pyrite Py to calibrate S and Fe concentrations; GSD-1G for lithophile element concentrations; MASS-1 as unknown sample to check analytical accuracy | 0.472 |  | 0.801 |  | 0.534 |  | 0.031078 | [7 empty] | 0.027 |  |  |  | 104.664 |  | 0.105 | [5 empty] | 0.25623 |  | 0.88 |  |  |  | 0.498 | [9 empty] | 465441.5752 |  | 0.024321 |  |  |  | 0.277 | [7 empty] | 0.003 | [5 empty] | 0.008 | [5 empty] | 2.536 |  | 0.44523 |  | 0.16478 |  |  |  | 0.005 |  |  |  | 3.5678 | [5 empty] | 0.80397 | [15 empty] | 534511.1591 |  | 0.08 |  | 0.174 |  | 3.238 |  | 218.517 |  |  |  | 0.066 |  |  |  | 0.006 |  |  |  | 1.149 |  |  |  | 5.896 |  | 0.2896 | [5 empty] | 0.05 |  | 19.5462 | [5 empty] | 1.227 |  |  |  |  | 2022 | Chu, X. et al. (2022). Ore Geology Reviews, 144, 104867 |  | CHN | Hunan
| Huangshaping |  | Magmatic hydrothermal | Skarn | W-Mo-Pb-Zn polymetallic skarn | W, Mo, Pb, Zn | Cu, Ag | W, Mo, Pb, Zn, Cu, Ag | Ding et al., 2018a; Ding et al., 2018b |  | HSP-13-py - 10 - 1 | HSP-13-py - 10 - 1 | underground mine |  |  |  |  | ore material | polished section | grab | mineral separate | [5 empty] | mineralisation |  |  |  | Pyrite | [6 empty] | galena, arsenopyrite, bornite, fluorite, epidote, chlorite, calcite, siderite, limonite | Over 60 polished thin sections were prepared and analyzed via transmitted and reflected light microscopy; ten representative samples were analyzed via back-scattered electron (BSE) and LA-ICP-MS | LA-ICPMS |  |  | 26 μm-diameter spot size; background acquisition approximately 30 s (gas blank); 60 s of data acquisition from the sample | STDGL3 for chalcophile and siderophile concentrations; in-house standard of pure pyrite Py to calibrate S and Fe concentrations; GSD-1G for lithophile element concentrations; MASS-1 as unknown sample to check analytical accuracy | 2.1854 |  | 0.72 |  | 1.6191 |  | 0.011 | [7 empty] | 0.034988 |  |  |  | 107.419 |  | 0.13158 | [5 empty] | 0.60832 |  | 0.982 |  |  |  | 3.9109 | [9 empty] | 465412.5 |  | 0.03785 |  |  |  | 0.281 | [7 empty] | 0.02 | [5 empty] | 0.008 | [5 empty] | 2.47 |  | 0.62128 |  | 0.11633 |  |  |  | 0.003921 |  |  |  | 8.6892 | [5 empty] | 6.7517 | [15 empty] | 534497.1064 |  | 2.5182 |  | 0.135 |  | 9.5303 |  | 223.179 |  |  |  | 0.12296 |  |  |  | 0.01 |  |  |  | 0.62 |  |  |  | 5.8737 |  | 1.5877 | [5 empty] | 0.06 |  | 24.9014 | [5 empty] | 5.3515 |  |  |  |  | 2022 | Chu, X. et al. (2022). Ore Geology Reviews, 144, 104867 |  | CHN | Hunan