## Sheet1
Uploaded | deposit_name | deposit_local_id | deposit_environment | deposit_group | deposit_type | primary_commodities | secondary_commodities | all_commodities | deposit_source | sample_uid | sample_name | sample_local_id | feature_type | feature_name | feature_uid | top_depth_m | bottom_depth_m | sample_deposit_relation | sample_type | sampling_method | material_class | material_class_comments | province | strat_unit_name | strat_unit_uid | strat_grouping | earth_material_group | earth_material_qualifier | earth_material | metamorphic_grade | mineral | paragenetic_stage | mode_of_occurrence | texture | color | alteration | sample_description | associated_minerals | sample_preparation | analytical_method | instrument_type_model | laboratory_location/if reported | operating_conditions/if reported | standards_used/if reported | ag_ppm | ag_detection_limit | al_ppm | al_detection_limit | as_ppm | as_detection_limit | au_ppm | au_detection_limit | b_ppm | b_detection_limit | ba_ppm | ba_detection_limit | be_ppm | be_detection_limit | bi_ppm | bi_detection_limit | br_ppm | br_detection_limit | ca_ppm | ca_detection_limit | cd_ppm | cd_detection_limit | ce_ppm | ce_detection_limit | cl_ppm | cl_detection_limit | co_ppm | co_detection_limit | cr_ppm | cr_detection_limit | cs_ppm | cs_detection_limit | cu_ppm | cu_detection_limit | dy_ppm | dy_detection_limit | er_ppm | er_detection_limit | eu_ppm | eu_detection_limit | f_ppm | f_detection_limit | fe_ppm | fe_detection_limit | ga_ppm | ga_detection_limit | gd_ppm | gd_detection_limit | ge_ppm | ge_detection_limit | hf_ppm | hf_detection_limit | hg_ppm | hg_detection_limit | ho_ppm | ho_detection_limit | in_ppm | in_detection_limit | ir_ppm | ir_detection_limit | k_ppm | k_detection_limit | la_ppm | la_detection_limit | li_ppm | li_detection_limit | lu_ppm | lu_detection_limit | mg_ppm | mg_detection_limit | mn_ppm | mn_detection_limit | mo_ppm | mo_detection_limit | na_ppm | na_detection_limit | nb_ppm | nb_detection_limit | nd_ppm | nd_detection_limit | ni_ppm | ni_detection_limit | os_ppm | os_detection_limit | p_ppm | p_detection_limit | pb_ppm | pb_detection_limit | pd_ppm | pd_detection_limit | pr_ppm | pr_detection_limit | pt_ppm | pt_detection_limit | rb_ppm | rb_detection_limit | re_ppm | re_detection_limit | rh_ppm | rh_detection_limit | ru_ppm | ru_detection_limit | s_ppm | s_detection_limit | sb_ppm | sb_detection_limit | sc_ppm | sc_detection_limit | se_ppm | se_detection_limit | si_ppm | si_detection_limit | sm_ppm | sm_detection_limit | sn_ppm | sn_detection_limit | sr_ppm | sr_detection_limit | ta_ppm | ta_detection_limit | tb_ppm | tb_detection_limit | te_ppm | te_detection_limit | th_ppm | th_detection_limit | ti_ppm | ti_detection_limit | tl_ppm | tl_detection_limit | tm_ppm | tm_detection_limit | u_ppm | u_detection_limit | v_ppm | v_detection_limit | w_ppm | w_detection_limit | y_ppm | y_detection_limit | yb_ppm | yb_detection_limit | zn_ppm | zn_detection_limit | zr_ppm | zr_detection_limit | analysis_datetime | publication_date | sample_source | submitter | country | state | deposit_longitude_wgs84 | deposit_latitude_wgs84 | sample_longitude_wgs84 | sample_latitude_wgs84 | sample_easting | sample_northing | sample_utm_zone | sample_location_description | location_source | location_accuracy | comments | last_update
| Guojiagou |  | Basin hydrothermal | Mississippi Valley-type (MVT) | MVT zinc-lead | Zn, Pb | Ga, Ge | Zn, Pb, Ga, Ge | Zhang, S.X., Ding, Z.J., Cai, H.A., Zhang, B.Q., Wang, Z.X., Li, Z.J., Liu, Z.Y., 2019a |  | Sp1 n = 25 |  | underground mine |  |  |  |  | ore material | polished section | grab | mineral separate | [5 empty] | mineralisation |  |  |  | sphalerite | [6 empty] | ankerite, pyrite, calcite, chalcopyrite, tetrahedrite | polished sections | LA-ICPMS, EMPA | NWR 193 nm Ar F Excimer laser ablation system paired with a Thermo Scientific iCAP RQ quadrupole inductively coupled plasma mass spectrometer (ICP-MS) | Guangzhou Tuoyan Analytical Technology Co., Ltd., Guangzhou, China | helium gas flow of 700 ml/min as carrier gas, argon gas flow of 0.89 L/min, fluence of 3.5 J/cm², repetition rate of 6 Hz, spot diameter of 30 µm, 45-second laser ablation period, 40-second background measurement | NIST SRM610 (calibration standard for laser ablation system and external standard for concentration calibration), MASS-1 (external standard for concentration calibration), SRM612 and GE8 as unknown samples for data quality | [147 empty] | 2025 |  |  | CHN | Gansu Province
| Guojiagou |  | Basin hydrothermal | Mississippi Valley-type (MVT) | MVT zinc-lead | Zn, Pb | Ga, Ge | Zn, Pb, Ga, Ge | Zhang, S.X., Ding, Z.J., Cai, H.A., Zhang, B.Q., Wang, Z.X., Li, Z.J., Liu, Z.Y., 2019a |  | GB-1-1-SP@1 |  | underground mine |  |  |  |  | ore material | polished section | grab | mineral separate | [5 empty] | mineralisation |  |  |  | sphalerite | [6 empty] | ankerite, pyrite, calcite, chalcopyrite, tetrahedrite | polished sections | LA-ICPMS, EMPA | NWR 193 nm Ar F Excimer laser ablation system paired with a Thermo Scientific iCAP RQ quadrupole inductively coupled plasma mass spectrometer (ICP-MS) | Guangzhou Tuoyan Analytical Technology Co., Ltd., Guangzhou, China | helium gas flow of 700 ml/min as carrier gas, argon gas flow of 0.89 L/min, fluence of 3.5 J/cm², repetition rate of 6 Hz, spot diameter of 30 µm, 45-second laser ablation period, 40-second background measurement | NIST SRM610 (calibration standard for laser ablation system and external standard for concentration calibration), MASS-1 (external standard for concentration calibration), SRM612 and GE8 as unknown samples for data quality | 106.4495 | [19 empty] | 3900 | [5 empty] | 209.4974 | [5 empty] | 0 | [9 empty] | 32850 |  | 0 |  |  |  | 0 |  |  |  | 564.3854 |  |  |  | 0 | [13 empty] | 90 | [15 empty] | 125.4038 | [15 empty] | 328560 |  | 82.7979 | [9 empty] | 0 | [27 empty] | 627810 |  |  |  |  | 2025 |  |  | CHN | Gansu Province
| Guojiagou |  | Basin hydrothermal | Mississippi Valley-type (MVT) | MVT zinc-lead | Zn, Pb | Ga, Ge | Zn, Pb, Ga, Ge | Zhang, S.X., Ding, Z.J., Cai, H.A., Zhang, B.Q., Wang, Z.X., Li, Z.J., Liu, Z.Y., 2019a |  | GB-1-1-SP@2 |  | underground mine |  |  |  |  | ore material | polished section | grab | mineral separate | [5 empty] | mineralisation |  |  |  | sphalerite | [6 empty] | ankerite, pyrite, calcite, chalcopyrite, tetrahedrite | polished sections | LA-ICPMS, EMPA | NWR 193 nm Ar F Excimer laser ablation system paired with a Thermo Scientific iCAP RQ quadrupole inductively coupled plasma mass spectrometer (ICP-MS) | Guangzhou Tuoyan Analytical Technology Co., Ltd., Guangzhou, China | helium gas flow of 700 ml/min as carrier gas, argon gas flow of 0.89 L/min, fluence of 3.5 J/cm², repetition rate of 6 Hz, spot diameter of 30 µm, 45-second laser ablation period, 40-second background measurement | NIST SRM610 (calibration standard for laser ablation system and external standard for concentration calibration), MASS-1 (external standard for concentration calibration), SRM612 and GE8 as unknown samples for data quality | 24.2369 | [19 empty] | 3760 | [5 empty] | 207.4856 | [5 empty] | 0 | [9 empty] | 33010 |  | 0 |  |  |  | 0 |  |  |  | 705.2005 |  |  |  | 0 | [13 empty] | 60 | [15 empty] | 30.3308 | [15 empty] | 325940 |  | 0.4312 | [9 empty] | 0 | [27 empty] | 628740 |  |  |  |  | 2025 |  |  | CHN | Gansu Province
| Guojiagou |  | Basin hydrothermal | Mississippi Valley-type (MVT) | MVT zinc-lead | Zn, Pb | Ga, Ge | Zn, Pb, Ga, Ge | Zhang, S.X., Ding, Z.J., Cai, H.A., Zhang, B.Q., Wang, Z.X., Li, Z.J., Liu, Z.Y., 2019a |  | GB-1-1-SP@3 |  | underground mine |  |  |  |  | ore material | polished section | grab | mineral separate | [5 empty] | mineralisation |  |  |  | sphalerite | [6 empty] | ankerite, pyrite, calcite, chalcopyrite, tetrahedrite | polished sections | LA-ICPMS, EMPA | NWR 193 nm Ar F Excimer laser ablation system paired with a Thermo Scientific iCAP RQ quadrupole inductively coupled plasma mass spectrometer (ICP-MS) | Guangzhou Tuoyan Analytical Technology Co., Ltd., Guangzhou, China | helium gas flow of 700 ml/min as carrier gas, argon gas flow of 0.89 L/min, fluence of 3.5 J/cm², repetition rate of 6 Hz, spot diameter of 30 µm, 45-second laser ablation period, 40-second background measurement | NIST SRM610 (calibration standard for laser ablation system and external standard for concentration calibration), MASS-1 (external standard for concentration calibration), SRM612 and GE8 as unknown samples for data quality | 40.615 | [19 empty] | 3660 | [5 empty] | 201.743 | [5 empty] | 0 | [9 empty] | 31820 |  | 0 |  |  |  | 0 |  |  |  | 634.0318 |  |  |  | 0 | [13 empty] | 50 | [15 empty] | 62.2785 | [15 empty] | 326900 |  | 4.5665 | [9 empty] | 0 | [27 empty] | 623590 |  |  |  |  | 2025 |  |  | CHN | Gansu Province
| Guojiagou |  | Basin hydrothermal | Mississippi Valley-type (MVT) | MVT zinc-lead | Zn, Pb | Ga, Ge | Zn, Pb, Ga, Ge | Zhang, S.X., Ding, Z.J., Cai, H.A., Zhang, B.Q., Wang, Z.X., Li, Z.J., Liu, Z.Y., 2019a |  | GB-1-1-SP@4 |  | underground mine |  |  |  |  | ore material | polished section | grab | mineral separate | [5 empty] | mineralisation |  |  |  | sphalerite | [6 empty] | ankerite, pyrite, calcite, chalcopyrite, tetrahedrite | polished sections | LA-ICPMS, EMPA | NWR 193 nm Ar F Excimer laser ablation system paired with a Thermo Scientific iCAP RQ quadrupole inductively coupled plasma mass spectrometer (ICP-MS) | Guangzhou Tuoyan Analytical Technology Co., Ltd., Guangzhou, China | helium gas flow of 700 ml/min as carrier gas, argon gas flow of 0.89 L/min, fluence of 3.5 J/cm², repetition rate of 6 Hz, spot diameter of 30 µm, 45-second laser ablation period, 40-second background measurement | NIST SRM610 (calibration standard for laser ablation system and external standard for concentration calibration), MASS-1 (external standard for concentration calibration), SRM612 and GE8 as unknown samples for data quality | 46.4995 | [19 empty] | 3460 | [5 empty] | 193.7395 | [5 empty] | 0 | [9 empty] | 29390 |  | 0 |  |  |  | 0 |  |  |  | 799.6289 |  |  |  | 0 | [13 empty] | 0 | [15 empty] | 62.9531 | [15 empty] | 325690 |  | 6.2268 | [9 empty] | 0 | [27 empty] | 633080 |  |  |  |  | 2025 |  |  | CHN | Gansu Province
| Guojiagou |  | Basin hydrothermal | Mississippi Valley-type (MVT) | MVT zinc-lead | Zn, Pb | Ga, Ge | Zn, Pb, Ga, Ge | Zhang, S.X., Ding, Z.J., Cai, H.A., Zhang, B.Q., Wang, Z.X., Li, Z.J., Liu, Z.Y., 2019a |  | GB-1-1-SP@5 |  | underground mine |  |  |  |  | ore material | polished section | grab | mineral separate | [5 empty] | mineralisation |  |  |  | sphalerite | [6 empty] | ankerite, pyrite, calcite, chalcopyrite, tetrahedrite | polished sections | LA-ICPMS, EMPA | NWR 193 nm Ar F Excimer laser ablation system paired with a Thermo Scientific iCAP RQ quadrupole inductively coupled plasma mass spectrometer (ICP-MS) | Guangzhou Tuoyan Analytical Technology Co., Ltd., Guangzhou, China | helium gas flow of 700 ml/min as carrier gas, argon gas flow of 0.89 L/min, fluence of 3.5 J/cm², repetition rate of 6 Hz, spot diameter of 30 µm, 45-second laser ablation period, 40-second background measurement | NIST SRM610 (calibration standard for laser ablation system and external standard for concentration calibration), MASS-1 (external standard for concentration calibration), SRM612 and GE8 as unknown samples for data quality | 54.1064 | [19 empty] | 3520 | [5 empty] | 208.0653 | [5 empty] | 0 | [9 empty] | 29430 |  | 0 |  |  |  | 0 |  |  |  | 661.9733 |  |  |  | 0 | [13 empty] | 0 | [15 empty] | 74.9232 | [15 empty] | 325760 |  | 3.5025 | [9 empty] | 40 | [27 empty] | 631080 |  |  |  |  | 2025 |  |  | CHN | Gansu Province
| Guojiagou |  | Basin hydrothermal | Mississippi Valley-type (MVT) | MVT zinc-lead | Zn, Pb | Ga, Ge | Zn, Pb, Ga, Ge | Zhang, S.X., Ding, Z.J., Cai, H.A., Zhang, B.Q., Wang, Z.X., Li, Z.J., Liu, Z.Y., 2019a |  | GB-1-1-SP@6 |  | underground mine |  |  |  |  | ore material | polished section | grab | mineral separate | [5 empty] | mineralisation |  |  |  | sphalerite | [6 empty] | ankerite, pyrite, calcite, chalcopyrite, tetrahedrite | polished sections | LA-ICPMS, EMPA | NWR 193 nm Ar F Excimer laser ablation system paired with a Thermo Scientific iCAP RQ quadrupole inductively coupled plasma mass spectrometer (ICP-MS) | Guangzhou Tuoyan Analytical Technology Co., Ltd., Guangzhou, China | helium gas flow of 700 ml/min as carrier gas, argon gas flow of 0.89 L/min, fluence of 3.5 J/cm², repetition rate of 6 Hz, spot diameter of 30 µm, 45-second laser ablation period, 40-second background measurement | NIST SRM610 (calibration standard for laser ablation system and external standard for concentration calibration), MASS-1 (external standard for concentration calibration), SRM612 and GE8 as unknown samples for data quality | 318.5192 | [19 empty] | 3780 | [5 empty] | 297.3046 | [5 empty] | 0 | [9 empty] | 32070 |  | 0 |  |  |  | 0 |  |  |  | 548.6961 |  |  |  | 0 | [13 empty] | 0 | [15 empty] | 536.7513 | [15 empty] | 327430 |  | 174.2708 | [9 empty] | 0 | [27 empty] | 628530 |  |  |  |  | 2025 |  |  | CHN | Gansu Province
| Guojiagou |  | Basin hydrothermal | Mississippi Valley-type (MVT) | MVT zinc-lead | Zn, Pb | Ga, Ge | Zn, Pb, Ga, Ge | Zhang, S.X., Ding, Z.J., Cai, H.A., Zhang, B.Q., Wang, Z.X., Li, Z.J., Liu, Z.Y., 2019a |  | GJG-1-13-1@1 |  | underground mine |  |  |  |  | ore material | polished section | grab | mineral separate | [5 empty] | mineralisation |  |  |  | sphalerite | [6 empty] | ankerite, pyrite, calcite, chalcopyrite, tetrahedrite | polished sections | LA-ICPMS, EMPA | NWR 193 nm Ar F Excimer laser ablation system paired with a Thermo Scientific iCAP RQ quadrupole inductively coupled plasma mass spectrometer (ICP-MS) | Guangzhou Tuoyan Analytical Technology Co., Ltd., Guangzhou, China | helium gas flow of 700 ml/min as carrier gas, argon gas flow of 0.89 L/min, fluence of 3.5 J/cm², repetition rate of 6 Hz, spot diameter of 30 µm, 45-second laser ablation period, 40-second background measurement | NIST SRM610 (calibration standard for laser ablation system and external standard for concentration calibration), MASS-1 (external standard for concentration calibration), SRM612 and GE8 as unknown samples for data quality | 14.0384 | [19 empty] | 2900 | [5 empty] | 88.0453 | [5 empty] | 0 | [9 empty] | 34690 |  | 0 |  |  |  | 0 |  |  |  | 349.7864 |  |  |  | 120 | [13 empty] | 0 | [15 empty] | 6.094 | [15 empty] | 325220 |  | 0.36164 | [9 empty] | 0 | [27 empty] | 627190 |  |  |  |  | 2025 |  |  | CHN | Gansu Province
| Guojiagou |  | Basin hydrothermal | Mississippi Valley-type (MVT) | MVT zinc-lead | Zn, Pb | Ga, Ge | Zn, Pb, Ga, Ge | Zhang, S.X., Ding, Z.J., Cai, H.A., Zhang, B.Q., Wang, Z.X., Li, Z.J., Liu, Z.Y., 2019a |  | GJG-1-13-1@2 |  | underground mine |  |  |  |  | ore material | polished section | grab | mineral separate | [5 empty] | mineralisation |  |  |  | sphalerite | [6 empty] | ankerite, pyrite, calcite, chalcopyrite, tetrahedrite | polished sections | LA-ICPMS, EMPA | NWR 193 nm Ar F Excimer laser ablation system paired with a Thermo Scientific iCAP RQ quadrupole inductively coupled plasma mass spectrometer (ICP-MS) | Guangzhou Tuoyan Analytical Technology Co., Ltd., Guangzhou, China | helium gas flow of 700 ml/min as carrier gas, argon gas flow of 0.89 L/min, fluence of 3.5 J/cm², repetition rate of 6 Hz, spot diameter of 30 µm, 45-second laser ablation period, 40-second background measurement | NIST SRM610 (calibration standard for laser ablation system and external standard for concentration calibration), MASS-1 (external standard for concentration calibration), SRM612 and GE8 as unknown samples for data quality | 44.365 | [19 empty] | 2830 | [5 empty] | 108.2932 | [5 empty] | 0 | [9 empty] | 31400 |  | 0 |  |  |  | 0 |  |  |  | 310.4755 |  |  |  | 40 | [13 empty] | 0 | [15 empty] | 10.2161 | [15 empty] | 326260 |  | 36.1386 | [9 empty] | 0 | [27 empty] | 624450 |  |  |  |  | 2025 |  |  | CHN | Gansu Province
| Guojiagou |  | Basin hydrothermal | Mississippi Valley-type (MVT) | MVT zinc-lead | Zn, Pb | Ga, Ge | Zn, Pb, Ga, Ge | Zhang, S.X., Ding, Z.J., Cai, H.A., Zhang, B.Q., Wang, Z.X., Li, Z.J., Liu, Z.Y., 2019a |  | GJG-1-13-1@3 |  | underground mine |  |  |  |  | ore material | polished section | grab | mineral separate | [5 empty] | mineralisation |  |  |  | sphalerite | [6 empty] | ankerite, pyrite, calcite, chalcopyrite, tetrahedrite | polished sections | LA-ICPMS, EMPA | NWR 193 nm Ar F Excimer laser ablation system paired with a Thermo Scientific iCAP RQ quadrupole inductively coupled plasma mass spectrometer (ICP-MS) | Guangzhou Tuoyan Analytical Technology Co., Ltd., Guangzhou, China | helium gas flow of 700 ml/min as carrier gas, argon gas flow of 0.89 L/min, fluence of 3.5 J/cm², repetition rate of 6 Hz, spot diameter of 30 µm, 45-second laser ablation period, 40-second background measurement | NIST SRM610 (calibration standard for laser ablation system and external standard for concentration calibration), MASS-1 (external standard for concentration calibration), SRM612 and GE8 as unknown samples for data quality | 19.9355 | [19 empty] | 2460 | [5 empty] | 112.9235 | [5 empty] | 0 | [9 empty] | 33080 |  | 0 |  |  |  | 0 |  |  |  | 310.4657 |  |  |  | 0 | [13 empty] | 0 | [15 empty] | 10.1769 | [15 empty] | 325370 |  | 1.5938 | [9 empty] | 0 | [27 empty] | 627340 |  |  |  |  | 2025 |  |  | CHN | Gansu Province
| Guojiagou |  | Basin hydrothermal | Mississippi Valley-type (MVT) | MVT zinc-lead | Zn, Pb | Ga, Ge | Zn, Pb, Ga, Ge | Zhang, S.X., Ding, Z.J., Cai, H.A., Zhang, B.Q., Wang, Z.X., Li, Z.J., Liu, Z.Y., 2019a |  | GJG-1-13-1@4 |  | underground mine |  |  |  |  | ore material | polished section | grab | mineral separate | [5 empty] | mineralisation |  |  |  | sphalerite | [6 empty] | ankerite, pyrite, calcite, chalcopyrite, tetrahedrite | polished sections | LA-ICPMS, EMPA | NWR 193 nm Ar F Excimer laser ablation system paired with a Thermo Scientific iCAP RQ quadrupole inductively coupled plasma mass spectrometer (ICP-MS) | Guangzhou Tuoyan Analytical Technology Co., Ltd., Guangzhou, China | helium gas flow of 700 ml/min as carrier gas, argon gas flow of 0.89 L/min, fluence of 3.5 J/cm², repetition rate of 6 Hz, spot diameter of 30 µm, 45-second laser ablation period, 40-second background measurement | NIST SRM610 (calibration standard for laser ablation system and external standard for concentration calibration), MASS-1 (external standard for concentration calibration), SRM612 and GE8 as unknown samples for data quality | 24.3145 | [19 empty] | 2580 | [5 empty] | 112.7345 | [5 empty] | 0 | [9 empty] | 32340 |  | 0 |  |  |  | 0 |  |  |  | 319.435 |  |  |  | 10 | [13 empty] | 50 | [15 empty] | 12.788 | [15 empty] | 325580 |  | 6.0828 | [9 empty] | 0 | [27 empty] | 629150 |  |  |  |  | 2025 |  |  | CHN | Gansu Province
| Guojiagou |  | Basin hydrothermal | Mississippi Valley-type (MVT) | MVT zinc-lead | Zn, Pb | Ga, Ge | Zn, Pb, Ga, Ge | Zhang, S.X., Ding, Z.J., Cai, H.A., Zhang, B.Q., Wang, Z.X., Li, Z.J., Liu, Z.Y., 2019a |  | GJG-1-13-1@5 |  | underground mine |  |  |  |  | ore material | polished section | grab | mineral separate | [5 empty] | mineralisation |  |  |  | sphalerite | [6 empty] | ankerite, pyrite, calcite, chalcopyrite, tetrahedrite | polished sections | LA-ICPMS, EMPA | NWR 193 nm Ar F Excimer laser ablation system paired with a Thermo Scientific iCAP RQ quadrupole inductively coupled plasma mass spectrometer (ICP-MS) | Guangzhou Tuoyan Analytical Technology Co., Ltd., Guangzhou, China | helium gas flow of 700 ml/min as carrier gas, argon gas flow of 0.89 L/min, fluence of 3.5 J/cm², repetition rate of 6 Hz, spot diameter of 30 µm, 45-second laser ablation period, 40-second background measurement | NIST SRM610 (calibration standard for laser ablation system and external standard for concentration calibration), MASS-1 (external standard for concentration calibration), SRM612 and GE8 as unknown samples for data quality | 31.6181 | [19 empty] | 2480 | [5 empty] | 112.0111 | [5 empty] | 0 | [9 empty] | 32350 |  | 0 |  |  |  | 0 |  |  |  | 314.0882 |  |  |  | 0 | [13 empty] | 0 | [15 empty] | 18.0551 | [15 empty] | 322880 |  | 4.9383 | [9 empty] | 180 | [27 empty] | 628210 |  |  |  |  | 2025 |  |  | CHN | Gansu Province
| Guojiagou |  | Basin hydrothermal | Mississippi Valley-type (MVT) | MVT zinc-lead | Zn, Pb | Ga, Ge | Zn, Pb, Ga, Ge | Zhang, S.X., Ding, Z.J., Cai, H.A., Zhang, B.Q., Wang, Z.X., Li, Z.J., Liu, Z.Y., 2019a |  | GJG-1-13-1@6 |  | underground mine |  |  |  |  | ore material | polished section | grab | mineral separate | [5 empty] | mineralisation |  |  |  | sphalerite | [6 empty] | ankerite, pyrite, calcite, chalcopyrite, tetrahedrite | polished sections | LA-ICPMS, EMPA | NWR 193 nm Ar F Excimer laser ablation system paired with a Thermo Scientific iCAP RQ quadrupole inductively coupled plasma mass spectrometer (ICP-MS) | Guangzhou Tuoyan Analytical Technology Co., Ltd., Guangzhou, China | helium gas flow of 700 ml/min as carrier gas, argon gas flow of 0.89 L/min, fluence of 3.5 J/cm², repetition rate of 6 Hz, spot diameter of 30 µm, 45-second laser ablation period, 40-second background measurement | NIST SRM610 (calibration standard for laser ablation system and external standard for concentration calibration), MASS-1 (external standard for concentration calibration), SRM612 and GE8 as unknown samples for data quality | 16.2955 | [19 empty] | 2570 | [5 empty] | 119.9345 | [5 empty] | 0 | [9 empty] | 30810 |  | 0 |  |  |  | 0 |  |  |  | 307.1774 |  |  |  | 0 | [13 empty] | 0 | [15 empty] | 9.3046 | [15 empty] | 325900 |  | 0.85584 | [9 empty] | 0 | [27 empty] | 627350 |  |  |  |  | 2025 |  |  | CHN | Gansu Province
| Guojiagou |  | Basin hydrothermal | Mississippi Valley-type (MVT) | MVT zinc-lead | Zn, Pb | Ga, Ge | Zn, Pb, Ga, Ge | Zhang, S.X., Ding, Z.J., Cai, H.A., Zhang, B.Q., Wang, Z.X., Li, Z.J., Liu, Z.Y., 2019a |  | GJ-N7-22-1@1 |  | underground mine |  |  |  |  | ore material | polished section | grab | mineral separate | [5 empty] | mineralisation |  |  |  | sphalerite | [6 empty] | ankerite, pyrite, calcite, chalcopyrite, tetrahedrite | polished sections | LA-ICPMS, EMPA | NWR 193 nm Ar F Excimer laser ablation system paired with a Thermo Scientific iCAP RQ quadrupole inductively coupled plasma mass spectrometer (ICP-MS) | Guangzhou Tuoyan Analytical Technology Co., Ltd., Guangzhou, China | helium gas flow of 700 ml/min as carrier gas, argon gas flow of 0.89 L/min, fluence of 3.5 J/cm², repetition rate of 6 Hz, spot diameter of 30 µm, 45-second laser ablation period, 40-second background measurement | NIST SRM610 (calibration standard for laser ablation system and external standard for concentration calibration), MASS-1 (external standard for concentration calibration), SRM612 and GE8 as unknown samples for data quality | 42.0513 | [19 empty] | 3820 | [5 empty] | 23.5798 | [5 empty] | 1750 | [9 empty] | 14300 |  | 0 |  |  |  | 0 |  |  |  | 450.267 |  |  |  | 0 | [13 empty] | 120 | [15 empty] | 119.8175 | [15 empty] | 323340 |  | 15.1819 | [9 empty] | 0 | [27 empty] | 647130 |  |  |  |  | 2025 |  |  | CHN | Gansu Province
| Guojiagou |  | Basin hydrothermal | Mississippi Valley-type (MVT) | MVT zinc-lead | Zn, Pb | Ga, Ge | Zn, Pb, Ga, Ge | Zhang, S.X., Ding, Z.J., Cai, H.A., Zhang, B.Q., Wang, Z.X., Li, Z.J., Liu, Z.Y., 2019a |  | GJ-N7-22-1@2 |  | underground mine |  |  |  |  | ore material | polished section | grab | mineral separate | [5 empty] | mineralisation |  |  |  | sphalerite | [6 empty] | ankerite, pyrite, calcite, chalcopyrite, tetrahedrite | polished sections | LA-ICPMS, EMPA | NWR 193 nm Ar F Excimer laser ablation system paired with a Thermo Scientific iCAP RQ quadrupole inductively coupled plasma mass spectrometer (ICP-MS) | Guangzhou Tuoyan Analytical Technology Co., Ltd., Guangzhou, China | helium gas flow of 700 ml/min as carrier gas, argon gas flow of 0.89 L/min, fluence of 3.5 J/cm², repetition rate of 6 Hz, spot diameter of 30 µm, 45-second laser ablation period, 40-second background measurement | NIST SRM610 (calibration standard for laser ablation system and external standard for concentration calibration), MASS-1 (external standard for concentration calibration), SRM612 and GE8 as unknown samples for data quality | 52.6668 | [19 empty] | 3270 | [5 empty] | 31.4061 | [5 empty] | 2300 | [9 empty] | 14130 |  | 0 |  |  |  | 0 |  |  |  | 399.0209 |  |  |  | 0 | [13 empty] | 0 | [15 empty] | 139.7971 | [15 empty] | 323960 |  | 82.5923 | [9 empty] | 0 | [27 empty] | 648530 |  |  |  |  | 2025 |  |  | CHN | Gansu Province
| Guojiagou |  | Basin hydrothermal | Mississippi Valley-type (MVT) | MVT zinc-lead | Zn, Pb | Ga, Ge | Zn, Pb, Ga, Ge | Zhang, S.X., Ding, Z.J., Cai, H.A., Zhang, B.Q., Wang, Z.X., Li, Z.J., Liu, Z.Y., 2019a |  | GJ-N7-22-1@3 |  | underground mine |  |  |  |  | ore material | polished section | grab | mineral separate | [5 empty] | mineralisation |  |  |  | sphalerite | [6 empty] | ankerite, pyrite, calcite, chalcopyrite, tetrahedrite | polished sections | LA-ICPMS, EMPA | NWR 193 nm Ar F Excimer laser ablation system paired with a Thermo Scientific iCAP RQ quadrupole inductively coupled plasma mass spectrometer (ICP-MS) | Guangzhou Tuoyan Analytical Technology Co., Ltd., Guangzhou, China | helium gas flow of 700 ml/min as carrier gas, argon gas flow of 0.89 L/min, fluence of 3.5 J/cm², repetition rate of 6 Hz, spot diameter of 30 µm, 45-second laser ablation period, 40-second background measurement | NIST SRM610 (calibration standard for laser ablation system and external standard for concentration calibration), MASS-1 (external standard for concentration calibration), SRM612 and GE8 as unknown samples for data quality | 25.1326 | [19 empty] | 3470 | [5 empty] | 46.6368 | [5 empty] | 6010 | [9 empty] | 15290 |  | 0 |  |  |  | 0 |  |  |  | 359.2339 |  |  |  | 100 | [13 empty] | 0 | [15 empty] | 68.1792 | [15 empty] | 326630 |  | 7.8479 | [9 empty] | 0 | [27 empty] | 643540 |  |  |  |  | 2025 |  |  | CHN | Gansu Province
| Guojiagou |  | Basin hydrothermal | Mississippi Valley-type (MVT) | MVT zinc-lead | Zn, Pb | Ga, Ge | Zn, Pb, Ga, Ge | Zhang, S.X., Ding, Z.J., Cai, H.A., Zhang, B.Q., Wang, Z.X., Li, Z.J., Liu, Z.Y., 2019a |  | GJ-N7-22-1@4 |  | underground mine |  |  |  |  | ore material | polished section | grab | mineral separate | [5 empty] | mineralisation |  |  |  | sphalerite | [6 empty] | ankerite, pyrite, calcite, chalcopyrite, tetrahedrite | polished sections | LA-ICPMS, EMPA | NWR 193 nm Ar F Excimer laser ablation system paired with a Thermo Scientific iCAP RQ quadrupole inductively coupled plasma mass spectrometer (ICP-MS) | Guangzhou Tuoyan Analytical Technology Co., Ltd., Guangzhou, China | helium gas flow of 700 ml/min as carrier gas, argon gas flow of 0.89 L/min, fluence of 3.5 J/cm², repetition rate of 6 Hz, spot diameter of 30 µm, 45-second laser ablation period, 40-second background measurement | NIST SRM610 (calibration standard for laser ablation system and external standard for concentration calibration), MASS-1 (external standard for concentration calibration), SRM612 and GE8 as unknown samples for data quality | 34.9125 | [19 empty] | 3360 | [5 empty] | 42.4529 | [5 empty] | 3150 | [9 empty] | 12630 |  | 0 |  |  |  | 0 |  |  |  | 525.7763 |  |  |  | 0 | [13 empty] | 20 | [15 empty] | 141.5997 | [15 empty] | 329890 |  | 24.4348 | [9 empty] | 70 | [27 empty] | 648190 |  |  |  |  | 2025 |  |  | CHN | Gansu Province
| Guojiagou |  | Basin hydrothermal | Mississippi Valley-type (MVT) | MVT zinc-lead | Zn, Pb | Ga, Ge | Zn, Pb, Ga, Ge | Zhang, S.X., Ding, Z.J., Cai, H.A., Zhang, B.Q., Wang, Z.X., Li, Z.J., Liu, Z.Y., 2019a |  | GJ-N7-22-1@5 |  | underground mine |  |  |  |  | ore material | polished section | grab | mineral separate | [5 empty] | mineralisation |  |  |  | sphalerite | [6 empty] | ankerite, pyrite, calcite, chalcopyrite, tetrahedrite | polished sections | LA-ICPMS, EMPA | NWR 193 nm Ar F Excimer laser ablation system paired with a Thermo Scientific iCAP RQ quadrupole inductively coupled plasma mass spectrometer (ICP-MS) | Guangzhou Tuoyan Analytical Technology Co., Ltd., Guangzhou, China | helium gas flow of 700 ml/min as carrier gas, argon gas flow of 0.89 L/min, fluence of 3.5 J/cm², repetition rate of 6 Hz, spot diameter of 30 µm, 45-second laser ablation period, 40-second background measurement | NIST SRM610 (calibration standard for laser ablation system and external standard for concentration calibration), MASS-1 (external standard for concentration calibration), SRM612 and GE8 as unknown samples for data quality | 59.8943 | [19 empty] | 3680 | [5 empty] | 34.2342 | [5 empty] | 6760 | [9 empty] | 13900 |  | 0 |  |  |  | 0 |  |  |  | 541.2229 |  |  |  | 0 | [13 empty] | 0 | [15 empty] | 192.9303 | [15 empty] | 322720 |  | 68.6919 | [9 empty] | 80 | [27 empty] | 641770 |  |  |  |  | 2025 |  |  | CHN | Gansu Province
| Guojiagou |  | Basin hydrothermal | Mississippi Valley-type (MVT) | MVT zinc-lead | Zn, Pb | Ga, Ge | Zn, Pb, Ga, Ge | Zhang, S.X., Ding, Z.J., Cai, H.A., Zhang, B.Q., Wang, Z.X., Li, Z.J., Liu, Z.Y., 2019a |  | GJ-N7-22-1@6 |  | underground mine |  |  |  |  | ore material | polished section | grab | mineral separate | [5 empty] | mineralisation |  |  |  | sphalerite | [6 empty] | ankerite, pyrite, calcite, chalcopyrite, tetrahedrite | polished sections | LA-ICPMS, EMPA | NWR 193 nm Ar F Excimer laser ablation system paired with a Thermo Scientific iCAP RQ quadrupole inductively coupled plasma mass spectrometer (ICP-MS) | Guangzhou Tuoyan Analytical Technology Co., Ltd., Guangzhou, China | helium gas flow of 700 ml/min as carrier gas, argon gas flow of 0.89 L/min, fluence of 3.5 J/cm², repetition rate of 6 Hz, spot diameter of 30 µm, 45-second laser ablation period, 40-second background measurement | NIST SRM610 (calibration standard for laser ablation system and external standard for concentration calibration), MASS-1 (external standard for concentration calibration), SRM612 and GE8 as unknown samples for data quality | 126.7301 | [19 empty] | 4840 | [5 empty] | 32.2617 | [5 empty] | 5410 | [9 empty] | 11090 |  | 0 |  |  |  | 0 |  |  |  | 421.5219 |  |  |  | 0 | [13 empty] | 30 | [15 empty] | 431.7181 | [15 empty] | 325630 |  | 223.3123 | [9 empty] | 0 | [27 empty] | 646540 |  |  |  |  | 2025 |  |  | CHN | Gansu Province
| Guojiagou |  | Basin hydrothermal | Mississippi Valley-type (MVT) | MVT zinc-lead | Zn, Pb | Ga, Ge | Zn, Pb, Ga, Ge | Zhang, S.X., Ding, Z.J., Cai, H.A., Zhang, B.Q., Wang, Z.X., Li, Z.J., Liu, Z.Y., 2019a |  | GT-N7-18-Z-1@1 |  | underground mine |  |  |  |  | ore material | polished section | grab | mineral separate | [5 empty] | mineralisation |  |  |  | sphalerite | [6 empty] | ankerite, pyrite, calcite, chalcopyrite, tetrahedrite | polished sections | LA-ICPMS, EMPA | NWR 193 nm Ar F Excimer laser ablation system paired with a Thermo Scientific iCAP RQ quadrupole inductively coupled plasma mass spectrometer (ICP-MS) | Guangzhou Tuoyan Analytical Technology Co., Ltd., Guangzhou, China | helium gas flow of 700 ml/min as carrier gas, argon gas flow of 0.89 L/min, fluence of 3.5 J/cm², repetition rate of 6 Hz, spot diameter of 30 µm, 45-second laser ablation period, 40-second background measurement | NIST SRM610 (calibration standard for laser ablation system and external standard for concentration calibration), MASS-1 (external standard for concentration calibration), SRM612 and GE8 as unknown samples for data quality | 29.9189 | [19 empty] | 2960 | [5 empty] | 64.4356 | [5 empty] | 0 | [9 empty] | 33570 |  | 0 |  |  |  | 0 |  |  |  | 381.2739 |  |  |  | 10 | [13 empty] | 150 | [15 empty] | 60.9947 | [15 empty] | 328450 |  | 25.5395 | [9 empty] | 110 | [27 empty] | 629150 |  |  |  |  | 2025 |  |  | CHN | Gansu Province
| Guojiagou |  | Basin hydrothermal | Mississippi Valley-type (MVT) | MVT zinc-lead | Zn, Pb | Ga, Ge | Zn, Pb, Ga, Ge | Zhang, S.X., Ding, Z.J., Cai, H.A., Zhang, B.Q., Wang, Z.X., Li, Z.J., Liu, Z.Y., 2019a |  | GT-N7-18-Z-1@2 |  | underground mine |  |  |  |  | ore material | polished section | grab | mineral separate | [5 empty] | mineralisation |  |  |  | sphalerite | [6 empty] | ankerite, pyrite, calcite, chalcopyrite, tetrahedrite | polished sections | LA-ICPMS, EMPA | NWR 193 nm Ar F Excimer laser ablation system paired with a Thermo Scientific iCAP RQ quadrupole inductively coupled plasma mass spectrometer (ICP-MS) | Guangzhou Tuoyan Analytical Technology Co., Ltd., Guangzhou, China | helium gas flow of 700 ml/min as carrier gas, argon gas flow of 0.89 L/min, fluence of 3.5 J/cm², repetition rate of 6 Hz, spot diameter of 30 µm, 45-second laser ablation period, 40-second background measurement | NIST SRM610 (calibration standard for laser ablation system and external standard for concentration calibration), MASS-1 (external standard for concentration calibration), SRM612 and GE8 as unknown samples for data quality | 41.8885 | [19 empty] | 2850 | [5 empty] | 63.0653 | [5 empty] | 2750 | [9 empty] | 31690 |  | 0 |  |  |  | 0 |  |  |  | 312.2509 |  |  |  | 0 | [13 empty] | 0 | [15 empty] | 135.6377 | [15 empty] | 324320 |  | 25.1638 | [9 empty] | 0 | [27 empty] | 634010 |  |  |  |  | 2025 |  |  | CHN | Gansu Province
| Guojiagou |  | Basin hydrothermal | Mississippi Valley-type (MVT) | MVT zinc-lead | Zn, Pb | Ga, Ge | Zn, Pb, Ga, Ge | Zhang, S.X., Ding, Z.J., Cai, H.A., Zhang, B.Q., Wang, Z.X., Li, Z.J., Liu, Z.Y., 2019a |  | GT-N7-18-Z-1@3 |  | underground mine |  |  |  |  | ore material | polished section | grab | mineral separate | [5 empty] | mineralisation |  |  |  | sphalerite | [6 empty] | ankerite, pyrite, calcite, chalcopyrite, tetrahedrite | polished sections | LA-ICPMS, EMPA | NWR 193 nm Ar F Excimer laser ablation system paired with a Thermo Scientific iCAP RQ quadrupole inductively coupled plasma mass spectrometer (ICP-MS) | Guangzhou Tuoyan Analytical Technology Co., Ltd., Guangzhou, China | helium gas flow of 700 ml/min as carrier gas, argon gas flow of 0.89 L/min, fluence of 3.5 J/cm², repetition rate of 6 Hz, spot diameter of 30 µm, 45-second laser ablation period, 40-second background measurement | NIST SRM610 (calibration standard for laser ablation system and external standard for concentration calibration), MASS-1 (external standard for concentration calibration), SRM612 and GE8 as unknown samples for data quality | 34.6089 | [19 empty] | 3490 | [5 empty] | 94.5044 | [5 empty] | 40 | [9 empty] | 36630 |  | 0 |  |  |  | 0 |  |  |  | 410.0413 |  |  |  | 40 | [13 empty] | 0 | [15 empty] | 61.331 | [15 empty] | 326210 |  | 9.6049 | [9 empty] | 0 | [27 empty] | 625230 |  |  |  |  | 2025 |  |  | CHN | Gansu Province
| Guojiagou |  | Basin hydrothermal | Mississippi Valley-type (MVT) | MVT zinc-lead | Zn, Pb | Ga, Ge | Zn, Pb, Ga, Ge | Zhang, S.X., Ding, Z.J., Cai, H.A., Zhang, B.Q., Wang, Z.X., Li, Z.J., Liu, Z.Y., 2019a |  | GT-N7-18-Z-1@4 |  | underground mine |  |  |  |  | ore material | polished section | grab | mineral separate | [5 empty] | mineralisation |  |  |  | sphalerite | [6 empty] | ankerite, pyrite, calcite, chalcopyrite, tetrahedrite | polished sections | LA-ICPMS, EMPA | NWR 193 nm Ar F Excimer laser ablation system paired with a Thermo Scientific iCAP RQ quadrupole inductively coupled plasma mass spectrometer (ICP-MS) | Guangzhou Tuoyan Analytical Technology Co., Ltd., Guangzhou, China | helium gas flow of 700 ml/min as carrier gas, argon gas flow of 0.89 L/min, fluence of 3.5 J/cm², repetition rate of 6 Hz, spot diameter of 30 µm, 45-second laser ablation period, 40-second background measurement | NIST SRM610 (calibration standard for laser ablation system and external standard for concentration calibration), MASS-1 (external standard for concentration calibration), SRM612 and GE8 as unknown samples for data quality | 664.3274 | [19 empty] | 3760 | [5 empty] | 130.8859 | [5 empty] | 1080 | [9 empty] | 26770 |  | 0 |  |  |  | 0 |  |  |  | 523.6881 |  |  |  | 40 | [13 empty] | 60 | [15 empty] | 228.9355 | [15 empty] | 321360 |  | 621.3831 | [9 empty] | 0 | [27 empty] | 631840 |  |  |  |  | 2025 |  |  | CHN | Gansu Province
| Guojiagou |  | Basin hydrothermal | Mississippi Valley-type (MVT) | MVT zinc-lead | Zn, Pb | Ga, Ge | Zn, Pb, Ga, Ge | Zhang, S.X., Ding, Z.J., Cai, H.A., Zhang, B.Q., Wang, Z.X., Li, Z.J., Liu, Z.Y., 2019a |  | GJ-1-3-2@1 |  | underground mine |  |  |  |  | ore material | polished section | grab | mineral separate | [5 empty] | mineralisation |  |  |  | sphalerite | [6 empty] | ankerite, pyrite, calcite, chalcopyrite, tetrahedrite | polished sections | LA-ICPMS, EMPA | NWR 193 nm Ar F Excimer laser ablation system paired with a Thermo Scientific iCAP RQ quadrupole inductively coupled plasma mass spectrometer (ICP-MS) | Guangzhou Tuoyan Analytical Technology Co., Ltd., Guangzhou, China | helium gas flow of 700 ml/min as carrier gas, argon gas flow of 0.89 L/min, fluence of 3.5 J/cm², repetition rate of 6 Hz, spot diameter of 30 µm, 45-second laser ablation period, 40-second background measurement | NIST SRM610 (calibration standard for laser ablation system and external standard for concentration calibration), MASS-1 (external standard for concentration calibration), SRM612 and GE8 as unknown samples for data quality | 70.6538 | [19 empty] | 3280 | [5 empty] | 131.2181 | [5 empty] | 80 | [9 empty] | 39830 |  | 0 |  |  |  | 0 |  |  |  | 411.5815 |  |  |  | 0 | [13 empty] | 0 | [15 empty] | 73.3912 | [15 empty] | 327140 |  | 20.1459 | [9 empty] | 0 | [27 empty] | 622210 |  |  |  |  | 2025 |  |  | CHN | Gansu Province
| Guojiagou |  | Basin hydrothermal | Mississippi Valley-type (MVT) | MVT zinc-lead | Zn, Pb | Ga, Ge | Zn, Pb, Ga, Ge | Zhang, S.X., Ding, Z.J., Cai, H.A., Zhang, B.Q., Wang, Z.X., Li, Z.J., Liu, Z.Y., 2019a |  | GJ-1-3-2@2 |  | underground mine |  |  |  |  | ore material | polished section | grab | mineral separate | [5 empty] | mineralisation |  |  |  | sphalerite | [6 empty] | ankerite, pyrite, calcite, chalcopyrite, tetrahedrite | polished sections | LA-ICPMS, EMPA | NWR 193 nm Ar F Excimer laser ablation system paired with a Thermo Scientific iCAP RQ quadrupole inductively coupled plasma mass spectrometer (ICP-MS) | Guangzhou Tuoyan Analytical Technology Co., Ltd., Guangzhou, China | helium gas flow of 700 ml/min as carrier gas, argon gas flow of 0.89 L/min, fluence of 3.5 J/cm², repetition rate of 6 Hz, spot diameter of 30 µm, 45-second laser ablation period, 40-second background measurement | NIST SRM610 (calibration standard for laser ablation system and external standard for concentration calibration), MASS-1 (external standard for concentration calibration), SRM612 and GE8 as unknown samples for data quality | 27.342 | [19 empty] | 3130 | [5 empty] | 96.4755 | [5 empty] | 470 | [9 empty] | 34760 |  | 0 |  |  |  | 0 |  |  |  | 397.6994 |  |  |  | 0 | [13 empty] | 110 | [15 empty] | 54.0206 | [15 empty] | 327510 |  | 3.2876 | [9 empty] | 0 | [27 empty] | 629370 |  |  |  |  | 2025 |  |  | CHN | Gansu Province
| Guojiagou |  | Basin hydrothermal | Mississippi Valley-type (MVT) | MVT zinc-lead | Zn, Pb | Ga, Ge | Zn, Pb, Ga, Ge | Zhang, S.X., Ding, Z.J., Cai, H.A., Zhang, B.Q., Wang, Z.X., Li, Z.J., Liu, Z.Y., 2019a |  | GJ-1-3-2@3 |  | underground mine |  |  |  |  | ore material | polished section | grab | mineral separate | [5 empty] | mineralisation |  |  |  | sphalerite | [6 empty] | ankerite, pyrite, calcite, chalcopyrite, tetrahedrite | polished sections | LA-ICPMS, EMPA | NWR 193 nm Ar F Excimer laser ablation system paired with a Thermo Scientific iCAP RQ quadrupole inductively coupled plasma mass spectrometer (ICP-MS) | Guangzhou Tuoyan Analytical Technology Co., Ltd., Guangzhou, China | helium gas flow of 700 ml/min as carrier gas, argon gas flow of 0.89 L/min, fluence of 3.5 J/cm², repetition rate of 6 Hz, spot diameter of 30 µm, 45-second laser ablation period, 40-second background measurement | NIST SRM610 (calibration standard for laser ablation system and external standard for concentration calibration), MASS-1 (external standard for concentration calibration), SRM612 and GE8 as unknown samples for data quality | 148.6007 | [19 empty] | 2680 | [5 empty] | 143.4357 | [5 empty] | 0 | [9 empty] | 30940 |  | 0 |  |  |  | 0 |  |  |  | 468.3599 |  |  |  | 70 | [13 empty] | 0 | [15 empty] | 868.2135 | [15 empty] | 324760 |  | 96.1001 | [9 empty] | 0 | [27 empty] | 626960 |  |  |  |  | 2025 |  |  | CHN | Gansu Province
| Guojiagou |  | Basin hydrothermal | Mississippi Valley-type (MVT) | MVT zinc-lead | Zn, Pb | Ga, Ge | Zn, Pb, Ga, Ge | Zhang, S.X., Ding, Z.J., Cai, H.A., Zhang, B.Q., Wang, Z.X., Li, Z.J., Liu, Z.Y., 2019a |  | Sp2 n= 31 |  | underground mine |  |  |  |  | ore material | polished section | grab | mineral separate | [5 empty] | mineralisation |  |  |  | sphalerite | [6 empty] | ankerite, pyrite, calcite, chalcopyrite, tetrahedrite | polished sections | LA-ICPMS, EMPA | NWR 193 nm Ar F Excimer laser ablation system paired with a Thermo Scientific iCAP RQ quadrupole inductively coupled plasma mass spectrometer (ICP-MS) | Guangzhou Tuoyan Analytical Technology Co., Ltd., Guangzhou, China | helium gas flow of 700 ml/min as carrier gas, argon gas flow of 0.89 L/min, fluence of 3.5 J/cm², repetition rate of 6 Hz, spot diameter of 30 µm, 45-second laser ablation period, 40-second background measurement | NIST SRM610 (calibration standard for laser ablation system and external standard for concentration calibration), MASS-1 (external standard for concentration calibration), SRM612 and GE8 as unknown samples for data quality | [147 empty] | 2025 |  |  | CHN | Gansu Province
| Guojiagou |  | Basin hydrothermal | Mississippi Valley-type (MVT) | MVT zinc-lead | Zn, Pb | Ga, Ge | Zn, Pb, Ga, Ge | Zhang, S.X., Ding, Z.J., Cai, H.A., Zhang, B.Q., Wang, Z.X., Li, Z.J., Liu, Z.Y., 2019a |  | GJ-1-3-2@4 |  | underground mine |  |  |  |  | ore material | polished section | grab | mineral separate | [5 empty] | mineralisation |  |  |  | sphalerite | [6 empty] | ankerite, pyrite, calcite, chalcopyrite, tetrahedrite | polished sections | LA-ICPMS, EMPA | NWR 193 nm Ar F Excimer laser ablation system paired with a Thermo Scientific iCAP RQ quadrupole inductively coupled plasma mass spectrometer (ICP-MS) | Guangzhou Tuoyan Analytical Technology Co., Ltd., Guangzhou, China | helium gas flow of 700 ml/min as carrier gas, argon gas flow of 0.89 L/min, fluence of 3.5 J/cm², repetition rate of 6 Hz, spot diameter of 30 µm, 45-second laser ablation period, 40-second background measurement | NIST SRM610 (calibration standard for laser ablation system and external standard for concentration calibration), MASS-1 (external standard for concentration calibration), SRM612 and GE8 as unknown samples for data quality | 31.4568 | [19 empty] | 3020 | [5 empty] | 105.8957 | [5 empty] | 0 | [9 empty] | 50540 |  | 0 |  |  |  | 0 |  |  |  | 749.3599 |  |  |  | 0 | [13 empty] | 20 | [15 empty] | 14.1183 | [15 empty] | 322680 |  | 15.0754 | [9 empty] | 0 | [27 empty] | 612150 |  |  |  |  | 2025 |  |  | CHN | Gansu Province
| Guojiagou |  | Basin hydrothermal | Mississippi Valley-type (MVT) | MVT zinc-lead | Zn, Pb | Ga, Ge | Zn, Pb, Ga, Ge | Zhang, S.X., Ding, Z.J., Cai, H.A., Zhang, B.Q., Wang, Z.X., Li, Z.J., Liu, Z.Y., 2019a |  | GJ-1-3-2@5 |  | underground mine |  |  |  |  | ore material | polished section | grab | mineral separate | [5 empty] | mineralisation |  |  |  | sphalerite | [6 empty] | ankerite, pyrite, calcite, chalcopyrite, tetrahedrite | polished sections | LA-ICPMS, EMPA | NWR 193 nm Ar F Excimer laser ablation system paired with a Thermo Scientific iCAP RQ quadrupole inductively coupled plasma mass spectrometer (ICP-MS) | Guangzhou Tuoyan Analytical Technology Co., Ltd., Guangzhou, China | helium gas flow of 700 ml/min as carrier gas, argon gas flow of 0.89 L/min, fluence of 3.5 J/cm², repetition rate of 6 Hz, spot diameter of 30 µm, 45-second laser ablation period, 40-second background measurement | NIST SRM610 (calibration standard for laser ablation system and external standard for concentration calibration), MASS-1 (external standard for concentration calibration), SRM612 and GE8 as unknown samples for data quality | 29.8481 | [19 empty] | 3900 | [5 empty] | 93.891 | [5 empty] | 0 | [9 empty] | 46710 |  | 0 |  |  |  | 0 |  |  |  | 743.6058 |  |  |  | 0 | [13 empty] | 0 | [15 empty] | 50.8948 | [15 empty] | 325210 |  | 19.0633 | [9 empty] | 0 | [27 empty] | 619520 |  |  |  |  | 2025 |  |  | CHN | Gansu Province
| Guojiagou |  | Basin hydrothermal | Mississippi Valley-type (MVT) | MVT zinc-lead | Zn, Pb | Ga, Ge | Zn, Pb, Ga, Ge | Zhang, S.X., Ding, Z.J., Cai, H.A., Zhang, B.Q., Wang, Z.X., Li, Z.J., Liu, Z.Y., 2019a |  | GJ-1-3-2@6 |  | underground mine |  |  |  |  | ore material | polished section | grab | mineral separate | [5 empty] | mineralisation |  |  |  | sphalerite | [6 empty] | ankerite, pyrite, calcite, chalcopyrite, tetrahedrite | polished sections | LA-ICPMS, EMPA | NWR 193 nm Ar F Excimer laser ablation system paired with a Thermo Scientific iCAP RQ quadrupole inductively coupled plasma mass spectrometer (ICP-MS) | Guangzhou Tuoyan Analytical Technology Co., Ltd., Guangzhou, China | helium gas flow of 700 ml/min as carrier gas, argon gas flow of 0.89 L/min, fluence of 3.5 J/cm², repetition rate of 6 Hz, spot diameter of 30 µm, 45-second laser ablation period, 40-second background measurement | NIST SRM610 (calibration standard for laser ablation system and external standard for concentration calibration), MASS-1 (external standard for concentration calibration), SRM612 and GE8 as unknown samples for data quality | 36.693 | [19 empty] | 3920 | [5 empty] | 108.6963 | [5 empty] | 0 | [9 empty] | 47150 |  | 0 |  |  |  | 0 |  |  |  | 654.9226 |  |  |  | 0 | [13 empty] | 30 | [15 empty] | 25.2909 | [15 empty] | 325090 |  | 15.0844 | [9 empty] | 0 | [27 empty] | 613910 |  |  |  |  | 2025 |  |  | CHN | Gansu Province
| Guojiagou |  | Basin hydrothermal | Mississippi Valley-type (MVT) | MVT zinc-lead | Zn, Pb | Ga, Ge | Zn, Pb, Ga, Ge | Zhang, S.X., Ding, Z.J., Cai, H.A., Zhang, B.Q., Wang, Z.X., Li, Z.J., Liu, Z.Y., 2019a |  | GT-N7-18-Z-1@5 |  | underground mine |  |  |  |  | ore material | polished section | grab | mineral separate | [5 empty] | mineralisation |  |  |  | sphalerite | [6 empty] | ankerite, pyrite, calcite, chalcopyrite, tetrahedrite | polished sections | LA-ICPMS, EMPA | NWR 193 nm Ar F Excimer laser ablation system paired with a Thermo Scientific iCAP RQ quadrupole inductively coupled plasma mass spectrometer (ICP-MS) | Guangzhou Tuoyan Analytical Technology Co., Ltd., Guangzhou, China | helium gas flow of 700 ml/min as carrier gas, argon gas flow of 0.89 L/min, fluence of 3.5 J/cm², repetition rate of 6 Hz, spot diameter of 30 µm, 45-second laser ablation period, 40-second background measurement | NIST SRM610 (calibration standard for laser ablation system and external standard for concentration calibration), MASS-1 (external standard for concentration calibration), SRM612 and GE8 as unknown samples for data quality | 84.4841 | [19 empty] | 2450 | [5 empty] | 129.8504 | [5 empty] | 440 | [9 empty] | 29780 |  | 0 |  |  |  | 0 |  |  |  | 429.23 |  |  |  | 0 | [13 empty] | 0 | [15 empty] | 59.8702 | [15 empty] | 328840 |  | 39.8605 | [9 empty] | 0 | [27 empty] | 630800 |  |  |  |  | 2025 |  |  | CHN | Gansu Province
| Guojiagou |  | Basin hydrothermal | Mississippi Valley-type (MVT) | MVT zinc-lead | Zn, Pb | Ga, Ge | Zn, Pb, Ga, Ge | Zhang, S.X., Ding, Z.J., Cai, H.A., Zhang, B.Q., Wang, Z.X., Li, Z.J., Liu, Z.Y., 2019a |  | GT-N7-18-Z-1@6 |  | underground mine |  |  |  |  | ore material | polished section | grab | mineral separate | [5 empty] | mineralisation |  |  |  | sphalerite | [6 empty] | ankerite, pyrite, calcite, chalcopyrite, tetrahedrite | polished sections | LA-ICPMS, EMPA | NWR 193 nm Ar F Excimer laser ablation system paired with a Thermo Scientific iCAP RQ quadrupole inductively coupled plasma mass spectrometer (ICP-MS) | Guangzhou Tuoyan Analytical Technology Co., Ltd., Guangzhou, China | helium gas flow of 700 ml/min as carrier gas, argon gas flow of 0.89 L/min, fluence of 3.5 J/cm², repetition rate of 6 Hz, spot diameter of 30 µm, 45-second laser ablation period, 40-second background measurement | NIST SRM610 (calibration standard for laser ablation system and external standard for concentration calibration), MASS-1 (external standard for concentration calibration), SRM612 and GE8 as unknown samples for data quality | 29.3636 | [19 empty] | 2750 | [5 empty] | 128.2519 | [5 empty] | 80 | [9 empty] | 29440 |  | 0 |  |  |  | 0 |  |  |  | 409.8282 |  |  |  | 0 | [13 empty] | 90 | [15 empty] | 20.8101 | [15 empty] | 320090 |  | 5.4757 | [9 empty] | 0 | [27 empty] | 632590 |  |  |  |  | 2025 |  |  | CHN | Gansu Province
| Guojiagou |  | Basin hydrothermal | Mississippi Valley-type (MVT) | MVT zinc-lead | Zn, Pb | Ga, Ge | Zn, Pb, Ga, Ge | Zhang, S.X., Ding, Z.J., Cai, H.A., Zhang, B.Q., Wang, Z.X., Li, Z.J., Liu, Z.Y., 2019a |  | GJG-1-36J-1-SP@1 |  | underground mine |  |  |  |  | ore material | polished section | grab | mineral separate | [5 empty] | mineralisation |  |  |  | sphalerite | [6 empty] | ankerite, pyrite, calcite, chalcopyrite, tetrahedrite | polished sections | LA-ICPMS, EMPA | NWR 193 nm Ar F Excimer laser ablation system paired with a Thermo Scientific iCAP RQ quadrupole inductively coupled plasma mass spectrometer (ICP-MS) | Guangzhou Tuoyan Analytical Technology Co., Ltd., Guangzhou, China | helium gas flow of 700 ml/min as carrier gas, argon gas flow of 0.89 L/min, fluence of 3.5 J/cm², repetition rate of 6 Hz, spot diameter of 30 µm, 45-second laser ablation period, 40-second background measurement | NIST SRM610 (calibration standard for laser ablation system and external standard for concentration calibration), MASS-1 (external standard for concentration calibration), SRM612 and GE8 as unknown samples for data quality | 3.8744 | [19 empty] | 3470 | [5 empty] | 356.7757 | [5 empty] | 0 | [9 empty] | 33980 |  | 0 |  |  |  | 0 |  |  |  | 435.2517 |  |  |  | 20 | [13 empty] | 70 | [15 empty] | 31.7418 | [15 empty] | 322820 |  | 1.2696 | [9 empty] | 100 | [27 empty] | 627270 |  |  |  |  | 2025 |  |  | CHN | Gansu Province
| Guojiagou |  | Basin hydrothermal | Mississippi Valley-type (MVT) | MVT zinc-lead | Zn, Pb | Ga, Ge | Zn, Pb, Ga, Ge | Zhang, S.X., Ding, Z.J., Cai, H.A., Zhang, B.Q., Wang, Z.X., Li, Z.J., Liu, Z.Y., 2019a |  | GJG-1-36J-1-SP@2 |  | underground mine |  |  |  |  | ore material | polished section | grab | mineral separate | [5 empty] | mineralisation |  |  |  | sphalerite | [6 empty] | ankerite, pyrite, calcite, chalcopyrite, tetrahedrite | polished sections | LA-ICPMS, EMPA | NWR 193 nm Ar F Excimer laser ablation system paired with a Thermo Scientific iCAP RQ quadrupole inductively coupled plasma mass spectrometer (ICP-MS) | Guangzhou Tuoyan Analytical Technology Co., Ltd., Guangzhou, China | helium gas flow of 700 ml/min as carrier gas, argon gas flow of 0.89 L/min, fluence of 3.5 J/cm², repetition rate of 6 Hz, spot diameter of 30 µm, 45-second laser ablation period, 40-second background measurement | NIST SRM610 (calibration standard for laser ablation system and external standard for concentration calibration), MASS-1 (external standard for concentration calibration), SRM612 and GE8 as unknown samples for data quality | 2.8676 | [19 empty] | 3340 | [5 empty] | 358.4274 | [5 empty] | 0 | [9 empty] | 33730 |  | 0 |  |  |  | 0 |  |  |  | 439.4525 |  |  |  | 0 | [13 empty] | 0 | [15 empty] | 22.1456 | [15 empty] | 324420 |  | 6.2098 | [9 empty] | 0 | [27 empty] | 621390 |  |  |  |  | 2025 |  |  | CHN | Gansu Province
| Guojiagou |  | Basin hydrothermal | Mississippi Valley-type (MVT) | MVT zinc-lead | Zn, Pb | Ga, Ge | Zn, Pb, Ga, Ge | Zhang, S.X., Ding, Z.J., Cai, H.A., Zhang, B.Q., Wang, Z.X., Li, Z.J., Liu, Z.Y., 2019a |  | GJG-1-36J-1-SP@3 |  | underground mine |  |  |  |  | ore material | polished section | grab | mineral separate | [5 empty] | mineralisation |  |  |  | sphalerite | [6 empty] | ankerite, pyrite, calcite, chalcopyrite, tetrahedrite | polished sections | LA-ICPMS, EMPA | NWR 193 nm Ar F Excimer laser ablation system paired with a Thermo Scientific iCAP RQ quadrupole inductively coupled plasma mass spectrometer (ICP-MS) | Guangzhou Tuoyan Analytical Technology Co., Ltd., Guangzhou, China | helium gas flow of 700 ml/min as carrier gas, argon gas flow of 0.89 L/min, fluence of 3.5 J/cm², repetition rate of 6 Hz, spot diameter of 30 µm, 45-second laser ablation period, 40-second background measurement | NIST SRM610 (calibration standard for laser ablation system and external standard for concentration calibration), MASS-1 (external standard for concentration calibration), SRM612 and GE8 as unknown samples for data quality | 4.3471 | [19 empty] | 3430 | [5 empty] | 357.756 | [5 empty] | 0 | [9 empty] | 33300 |  | 0 |  |  |  | 0 |  |  |  | 436.0428 |  |  |  | 0 | [13 empty] | 0 | [15 empty] | 31.8228 | [15 empty] | 325820 |  | 17.5216 | [9 empty] | 10 | [27 empty] | 623640 |  |  |  |  | 2025 |  |  | CHN | Gansu Province
| Guojiagou |  | Basin hydrothermal | Mississippi Valley-type (MVT) | MVT zinc-lead | Zn, Pb | Ga, Ge | Zn, Pb, Ga, Ge | Zhang, S.X., Ding, Z.J., Cai, H.A., Zhang, B.Q., Wang, Z.X., Li, Z.J., Liu, Z.Y., 2019a |  | GJG-1-36J-1-SP@4 |  | underground mine |  |  |  |  | ore material | polished section | grab | mineral separate | [5 empty] | mineralisation |  |  |  | sphalerite | [6 empty] | ankerite, pyrite, calcite, chalcopyrite, tetrahedrite | polished sections | LA-ICPMS, EMPA | NWR 193 nm Ar F Excimer laser ablation system paired with a Thermo Scientific iCAP RQ quadrupole inductively coupled plasma mass spectrometer (ICP-MS) | Guangzhou Tuoyan Analytical Technology Co., Ltd., Guangzhou, China | helium gas flow of 700 ml/min as carrier gas, argon gas flow of 0.89 L/min, fluence of 3.5 J/cm², repetition rate of 6 Hz, spot diameter of 30 µm, 45-second laser ablation period, 40-second background measurement | NIST SRM610 (calibration standard for laser ablation system and external standard for concentration calibration), MASS-1 (external standard for concentration calibration), SRM612 and GE8 as unknown samples for data quality | 12.6918 | [19 empty] | 3350 | [5 empty] | 329.7909 | [5 empty] | 0 | [9 empty] | 34140 |  | 0 |  |  |  | 0 |  |  |  | 514.9927 |  |  |  | 20 | [13 empty] | 0 | [15 empty] | 8.222 | [15 empty] | 321860 |  | 3.4458 | [9 empty] | 50 | [27 empty] | 631900 |  |  |  |  | 2025 |  |  | CHN | Gansu Province
| Guojiagou |  | Basin hydrothermal | Mississippi Valley-type (MVT) | MVT zinc-lead | Zn, Pb | Ga, Ge | Zn, Pb, Ga, Ge | Zhang, S.X., Ding, Z.J., Cai, H.A., Zhang, B.Q., Wang, Z.X., Li, Z.J., Liu, Z.Y., 2019a |  | GJG-1-36J-1-SP@5 |  | underground mine |  |  |  |  | ore material | polished section | grab | mineral separate | [5 empty] | mineralisation |  |  |  | sphalerite | [6 empty] | ankerite, pyrite, calcite, chalcopyrite, tetrahedrite | polished sections | LA-ICPMS, EMPA | NWR 193 nm Ar F Excimer laser ablation system paired with a Thermo Scientific iCAP RQ quadrupole inductively coupled plasma mass spectrometer (ICP-MS) | Guangzhou Tuoyan Analytical Technology Co., Ltd., Guangzhou, China | helium gas flow of 700 ml/min as carrier gas, argon gas flow of 0.89 L/min, fluence of 3.5 J/cm², repetition rate of 6 Hz, spot diameter of 30 µm, 45-second laser ablation period, 40-second background measurement | NIST SRM610 (calibration standard for laser ablation system and external standard for concentration calibration), MASS-1 (external standard for concentration calibration), SRM612 and GE8 as unknown samples for data quality | 12.4688 | [19 empty] | 3470 | [5 empty] | 336.8716 | [5 empty] | 0 | [9 empty] | 33670 |  | 0 |  |  |  | 0 |  |  |  | 502.773 |  |  |  | 0 | [13 empty] | 110 | [15 empty] | 26.8258 | [15 empty] | 324580 |  | 0.84485 | [9 empty] | 0 | [27 empty] | 625740 |  |  |  |  | 2025 |  |  | CHN | Gansu Province
| Guojiagou |  | Basin hydrothermal | Mississippi Valley-type (MVT) | MVT zinc-lead | Zn, Pb | Ga, Ge | Zn, Pb, Ga, Ge | Zhang, S.X., Ding, Z.J., Cai, H.A., Zhang, B.Q., Wang, Z.X., Li, Z.J., Liu, Z.Y., 2019a |  | GJG-1-36J-1-SP@6 |  | underground mine |  |  |  |  | ore material | polished section | grab | mineral separate | [5 empty] | mineralisation |  |  |  | sphalerite | [6 empty] | ankerite, pyrite, calcite, chalcopyrite, tetrahedrite | polished sections | LA-ICPMS, EMPA | NWR 193 nm Ar F Excimer laser ablation system paired with a Thermo Scientific iCAP RQ quadrupole inductively coupled plasma mass spectrometer (ICP-MS) | Guangzhou Tuoyan Analytical Technology Co., Ltd., Guangzhou, China | helium gas flow of 700 ml/min as carrier gas, argon gas flow of 0.89 L/min, fluence of 3.5 J/cm², repetition rate of 6 Hz, spot diameter of 30 µm, 45-second laser ablation period, 40-second background measurement | NIST SRM610 (calibration standard for laser ablation system and external standard for concentration calibration), MASS-1 (external standard for concentration calibration), SRM612 and GE8 as unknown samples for data quality | 14.4971 | [19 empty] | 3560 | [5 empty] | 336.4357 | [5 empty] | 0 | [9 empty] | 33660 |  | 0 |  |  |  | 0 |  |  |  | 503.7346 |  |  |  | 0 | [13 empty] | 70 | [15 empty] | 16.5906 | [15 empty] | 325220 |  | 2.7306 | [9 empty] | 0 | [27 empty] | 631760 |  |  |  |  | 2025 |  |  | CHN | Gansu Province
| Guojiagou |  | Basin hydrothermal | Mississippi Valley-type (MVT) | MVT zinc-lead | Zn, Pb | Ga, Ge | Zn, Pb, Ga, Ge | Zhang, S.X., Ding, Z.J., Cai, H.A., Zhang, B.Q., Wang, Z.X., Li, Z.J., Liu, Z.Y., 2019a |  | GJG-1-5-1-SP@1 |  | underground mine |  |  |  |  | ore material | polished section | grab | mineral separate | [5 empty] | mineralisation |  |  |  | sphalerite | [6 empty] | ankerite, pyrite, calcite, chalcopyrite, tetrahedrite | polished sections | LA-ICPMS, EMPA | NWR 193 nm Ar F Excimer laser ablation system paired with a Thermo Scientific iCAP RQ quadrupole inductively coupled plasma mass spectrometer (ICP-MS) | Guangzhou Tuoyan Analytical Technology Co., Ltd., Guangzhou, China | helium gas flow of 700 ml/min as carrier gas, argon gas flow of 0.89 L/min, fluence of 3.5 J/cm², repetition rate of 6 Hz, spot diameter of 30 µm, 45-second laser ablation period, 40-second background measurement | NIST SRM610 (calibration standard for laser ablation system and external standard for concentration calibration), MASS-1 (external standard for concentration calibration), SRM612 and GE8 as unknown samples for data quality | 9.1903 | [19 empty] | 3510 | [5 empty] | 322.7425 | [5 empty] | 0 | [9 empty] | 34460 |  | 0 |  |  |  | 0 |  |  |  | 477.0174 |  |  |  | 0 | [13 empty] | 90 | [15 empty] | 17.4243 | [15 empty] | 325590 |  | 11.2928 | [9 empty] | 100 | [27 empty] | 629240 |  |  |  |  | 2025 |  |  | CHN | Gansu Province
| Guojiagou |  | Basin hydrothermal | Mississippi Valley-type (MVT) | MVT zinc-lead | Zn, Pb | Ga, Ge | Zn, Pb, Ga, Ge | Zhang, S.X., Ding, Z.J., Cai, H.A., Zhang, B.Q., Wang, Z.X., Li, Z.J., Liu, Z.Y., 2019a |  | GJG-1-5-1-SP@2 |  | underground mine |  |  |  |  | ore material | polished section | grab | mineral separate | [5 empty] | mineralisation |  |  |  | sphalerite | [6 empty] | ankerite, pyrite, calcite, chalcopyrite, tetrahedrite | polished sections | LA-ICPMS, EMPA | NWR 193 nm Ar F Excimer laser ablation system paired with a Thermo Scientific iCAP RQ quadrupole inductively coupled plasma mass spectrometer (ICP-MS) | Guangzhou Tuoyan Analytical Technology Co., Ltd., Guangzhou, China | helium gas flow of 700 ml/min as carrier gas, argon gas flow of 0.89 L/min, fluence of 3.5 J/cm², repetition rate of 6 Hz, spot diameter of 30 µm, 45-second laser ablation period, 40-second background measurement | NIST SRM610 (calibration standard for laser ablation system and external standard for concentration calibration), MASS-1 (external standard for concentration calibration), SRM612 and GE8 as unknown samples for data quality | 6.9314 | [19 empty] | 3610 | [5 empty] | 339.4442 | [5 empty] | 0 | [9 empty] | 35650 |  | 0 |  |  |  | 0 |  |  |  | 481.9264 |  |  |  | 0 | [13 empty] | 0 | [15 empty] | 5.145 | [15 empty] | 326290 |  | 1.1943 | [9 empty] | 210 | [27 empty] | 631930 |  |  |  |  | 2025 |  |  | CHN | Gansu Province
| Guojiagou |  | Basin hydrothermal | Mississippi Valley-type (MVT) | MVT zinc-lead | Zn, Pb | Ga, Ge | Zn, Pb, Ga, Ge | Zhang, S.X., Ding, Z.J., Cai, H.A., Zhang, B.Q., Wang, Z.X., Li, Z.J., Liu, Z.Y., 2019a |  | GJG-1-5-1-SP@3 |  | underground mine |  |  |  |  | ore material | polished section | grab | mineral separate | [5 empty] | mineralisation |  |  |  | sphalerite | [6 empty] | ankerite, pyrite, calcite, chalcopyrite, tetrahedrite | polished sections | LA-ICPMS, EMPA | NWR 193 nm Ar F Excimer laser ablation system paired with a Thermo Scientific iCAP RQ quadrupole inductively coupled plasma mass spectrometer (ICP-MS) | Guangzhou Tuoyan Analytical Technology Co., Ltd., Guangzhou, China | helium gas flow of 700 ml/min as carrier gas, argon gas flow of 0.89 L/min, fluence of 3.5 J/cm², repetition rate of 6 Hz, spot diameter of 30 µm, 45-second laser ablation period, 40-second background measurement | NIST SRM610 (calibration standard for laser ablation system and external standard for concentration calibration), MASS-1 (external standard for concentration calibration), SRM612 and GE8 as unknown samples for data quality | 10.018 | [19 empty] | 3560 | [5 empty] | 340.7588 | [5 empty] | 740 | [9 empty] | 36080 |  | 0 |  |  |  | 0 |  |  |  | 493.1839 |  |  |  | 0 | [13 empty] | 100 | [15 empty] | 7.3168 | [15 empty] | 326240 |  | 6.5122 | [9 empty] | 640 | [27 empty] | 624740 |  |  |  |  | 2025 |  |  | CHN | Gansu Province
| Guojiagou |  | Basin hydrothermal | Mississippi Valley-type (MVT) | MVT zinc-lead | Zn, Pb | Ga, Ge | Zn, Pb, Ga, Ge | Zhang, S.X., Ding, Z.J., Cai, H.A., Zhang, B.Q., Wang, Z.X., Li, Z.J., Liu, Z.Y., 2019a |  | GJG-1-5-1-SP@4 |  | underground mine |  |  |  |  | ore material | polished section | grab | mineral separate | [5 empty] | mineralisation |  |  |  | sphalerite | [6 empty] | ankerite, pyrite, calcite, chalcopyrite, tetrahedrite | polished sections | LA-ICPMS, EMPA | NWR 193 nm Ar F Excimer laser ablation system paired with a Thermo Scientific iCAP RQ quadrupole inductively coupled plasma mass spectrometer (ICP-MS) | Guangzhou Tuoyan Analytical Technology Co., Ltd., Guangzhou, China | helium gas flow of 700 ml/min as carrier gas, argon gas flow of 0.89 L/min, fluence of 3.5 J/cm², repetition rate of 6 Hz, spot diameter of 30 µm, 45-second laser ablation period, 40-second background measurement | NIST SRM610 (calibration standard for laser ablation system and external standard for concentration calibration), MASS-1 (external standard for concentration calibration), SRM612 and GE8 as unknown samples for data quality | 8.6661 | [19 empty] | 3610 | [5 empty] | 357.079 | [5 empty] | 0 | [9 empty] | 36200 |  | 0 |  |  |  | 0 |  |  |  | 496.9699 |  |  |  | 0 | [13 empty] | 0 | [15 empty] | 5.5108 | [15 empty] | 325800 |  | 1.7076 | [9 empty] | 60 | [27 empty] | 629340 |  |  |  |  | 2025 |  |  | CHN | Gansu Province
| Guojiagou |  | Basin hydrothermal | Mississippi Valley-type (MVT) | MVT zinc-lead | Zn, Pb | Ga, Ge | Zn, Pb, Ga, Ge | Zhang, S.X., Ding, Z.J., Cai, H.A., Zhang, B.Q., Wang, Z.X., Li, Z.J., Liu, Z.Y., 2019a |  | GJG-1-5-1-SP@5 |  | underground mine |  |  |  |  | ore material | polished section | grab | mineral separate | [5 empty] | mineralisation |  |  |  | sphalerite | [6 empty] | ankerite, pyrite, calcite, chalcopyrite, tetrahedrite | polished sections | LA-ICPMS, EMPA | NWR 193 nm Ar F Excimer laser ablation system paired with a Thermo Scientific iCAP RQ quadrupole inductively coupled plasma mass spectrometer (ICP-MS) | Guangzhou Tuoyan Analytical Technology Co., Ltd., Guangzhou, China | helium gas flow of 700 ml/min as carrier gas, argon gas flow of 0.89 L/min, fluence of 3.5 J/cm², repetition rate of 6 Hz, spot diameter of 30 µm, 45-second laser ablation period, 40-second background measurement | NIST SRM610 (calibration standard for laser ablation system and external standard for concentration calibration), MASS-1 (external standard for concentration calibration), SRM612 and GE8 as unknown samples for data quality | 9.4796 | [19 empty] | 3680 | [5 empty] | 362.8822 | [5 empty] | 0 | [9 empty] | 36660 |  | 0 |  |  |  | 0 |  |  |  | 559.5051 |  |  |  | 0 | [13 empty] | 0 | [15 empty] | 14.0566 | [15 empty] | 327770 |  | 4.4003 | [9 empty] | 50 | [27 empty] | 630030 |  |  |  |  | 2025 |  |  | CHN | Gansu Province
| Guojiagou |  | Basin hydrothermal | Mississippi Valley-type (MVT) | MVT zinc-lead | Zn, Pb | Ga, Ge | Zn, Pb, Ga, Ge | Zhang, S.X., Ding, Z.J., Cai, H.A., Zhang, B.Q., Wang, Z.X., Li, Z.J., Liu, Z.Y., 2019a |  | GJG-1-5-1-SP@6 |  | underground mine |  |  |  |  | ore material | polished section | grab | mineral separate | [5 empty] | mineralisation |  |  |  | sphalerite | [6 empty] | ankerite, pyrite, calcite, chalcopyrite, tetrahedrite | polished sections | LA-ICPMS, EMPA | NWR 193 nm Ar F Excimer laser ablation system paired with a Thermo Scientific iCAP RQ quadrupole inductively coupled plasma mass spectrometer (ICP-MS) | Guangzhou Tuoyan Analytical Technology Co., Ltd., Guangzhou, China | helium gas flow of 700 ml/min as carrier gas, argon gas flow of 0.89 L/min, fluence of 3.5 J/cm², repetition rate of 6 Hz, spot diameter of 30 µm, 45-second laser ablation period, 40-second background measurement | NIST SRM610 (calibration standard for laser ablation system and external standard for concentration calibration), MASS-1 (external standard for concentration calibration), SRM612 and GE8 as unknown samples for data quality | 10.8834 | [19 empty] | 3760 | [5 empty] | 360.8586 | [5 empty] | 50 | [9 empty] | 37360 |  | 0 |  |  |  | 0 |  |  |  | 522.7767 |  |  |  | 0 | [13 empty] | 0 | [15 empty] | 32.2764 | [15 empty] | 326060 |  | 5.8797 | [9 empty] | 60 | [27 empty] | 625260 |  |  |  |  | 2025 |  |  | CHN | Gansu Province
| Guojiagou |  | Basin hydrothermal | Mississippi Valley-type (MVT) | MVT zinc-lead | Zn, Pb | Ga, Ge | Zn, Pb, Ga, Ge | Zhang, S.X., Ding, Z.J., Cai, H.A., Zhang, B.Q., Wang, Z.X., Li, Z.J., Liu, Z.Y., 2019a |  | GJ-S1-11-1@1 |  | underground mine |  |  |  |  | ore material | polished section | grab | mineral separate | [5 empty] | mineralisation |  |  |  | sphalerite | [6 empty] | ankerite, pyrite, calcite, chalcopyrite, tetrahedrite | polished sections | LA-ICPMS, EMPA | NWR 193 nm Ar F Excimer laser ablation system paired with a Thermo Scientific iCAP RQ quadrupole inductively coupled plasma mass spectrometer (ICP-MS) | Guangzhou Tuoyan Analytical Technology Co., Ltd., Guangzhou, China | helium gas flow of 700 ml/min as carrier gas, argon gas flow of 0.89 L/min, fluence of 3.5 J/cm², repetition rate of 6 Hz, spot diameter of 30 µm, 45-second laser ablation period, 40-second background measurement | NIST SRM610 (calibration standard for laser ablation system and external standard for concentration calibration), MASS-1 (external standard for concentration calibration), SRM612 and GE8 as unknown samples for data quality | 88.2415 | [19 empty] | 2600 | [5 empty] | 122.4989 | [5 empty] | 0 | [9 empty] | 25270 |  | 0 |  |  |  | 0 |  |  |  | 545.3091 |  |  |  | 0 | [13 empty] | 0 | [15 empty] | 1081.4279 | [15 empty] | 325940 |  | 58.5711 | [9 empty] | 0 | [27 empty] | 637620 |  |  |  |  | 2025 |  |  | CHN | Gansu Province
| Guojiagou |  | Basin hydrothermal | Mississippi Valley-type (MVT) | MVT zinc-lead | Zn, Pb | Ga, Ge | Zn, Pb, Ga, Ge | Zhang, S.X., Ding, Z.J., Cai, H.A., Zhang, B.Q., Wang, Z.X., Li, Z.J., Liu, Z.Y., 2019a |  | GJ-S1-11-1@2 |  | underground mine |  |  |  |  | ore material | polished section | grab | mineral separate | [5 empty] | mineralisation |  |  |  | sphalerite | [6 empty] | ankerite, pyrite, calcite, chalcopyrite, tetrahedrite | polished sections | LA-ICPMS, EMPA | NWR 193 nm Ar F Excimer laser ablation system paired with a Thermo Scientific iCAP RQ quadrupole inductively coupled plasma mass spectrometer (ICP-MS) | Guangzhou Tuoyan Analytical Technology Co., Ltd., Guangzhou, China | helium gas flow of 700 ml/min as carrier gas, argon gas flow of 0.89 L/min, fluence of 3.5 J/cm², repetition rate of 6 Hz, spot diameter of 30 µm, 45-second laser ablation period, 40-second background measurement | NIST SRM610 (calibration standard for laser ablation system and external standard for concentration calibration), MASS-1 (external standard for concentration calibration), SRM612 and GE8 as unknown samples for data quality | 55.9471 | [19 empty] | 2550 | [5 empty] | 127.9909 | [5 empty] | 0 | [9 empty] | 28430 |  | 0 |  |  |  | 0 |  |  |  | 457.4156 |  |  |  | 0 | [13 empty] | 30 | [15 empty] | 60.1227 | [15 empty] | 323830 |  | 23.4499 | [9 empty] | 130 | [27 empty] | 632050 |  |  |  |  | 2025 |  |  | CHN | Gansu Province
| Guojiagou |  | Basin hydrothermal | Mississippi Valley-type (MVT) | MVT zinc-lead | Zn, Pb | Ga, Ge | Zn, Pb, Ga, Ge | Zhang, S.X., Ding, Z.J., Cai, H.A., Zhang, B.Q., Wang, Z.X., Li, Z.J., Liu, Z.Y., 2019a |  | GJ-S1-11-1@3 |  | underground mine |  |  |  |  | ore material | polished section | grab | mineral separate | [5 empty] | mineralisation |  |  |  | sphalerite | [6 empty] | ankerite, pyrite, calcite, chalcopyrite, tetrahedrite | polished sections | LA-ICPMS, EMPA | NWR 193 nm Ar F Excimer laser ablation system paired with a Thermo Scientific iCAP RQ quadrupole inductively coupled plasma mass spectrometer (ICP-MS) | Guangzhou Tuoyan Analytical Technology Co., Ltd., Guangzhou, China | helium gas flow of 700 ml/min as carrier gas, argon gas flow of 0.89 L/min, fluence of 3.5 J/cm², repetition rate of 6 Hz, spot diameter of 30 µm, 45-second laser ablation period, 40-second background measurement | NIST SRM610 (calibration standard for laser ablation system and external standard for concentration calibration), MASS-1 (external standard for concentration calibration), SRM612 and GE8 as unknown samples for data quality | 41.2007 | [19 empty] | 2860 | [5 empty] | 106.3802 | [5 empty] | 0 | [9 empty] | 42400 |  | 0 |  |  |  | 0 |  |  |  | 440.2993 |  |  |  | 10 | [13 empty] | 0 | [15 empty] | 19.5467 | [15 empty] | 324250 |  | 20.4756 | [9 empty] | 0 | [27 empty] | 618310 |  |  |  |  | 2025 |  |  | CHN | Gansu Province
| Guojiagou |  | Basin hydrothermal | Mississippi Valley-type (MVT) | MVT zinc-lead | Zn, Pb | Ga, Ge | Zn, Pb, Ga, Ge | Zhang, S.X., Ding, Z.J., Cai, H.A., Zhang, B.Q., Wang, Z.X., Li, Z.J., Liu, Z.Y., 2019a |  | GJ-S1-11-1@4 |  | underground mine |  |  |  |  | ore material | polished section | grab | mineral separate | [5 empty] | mineralisation |  |  |  | sphalerite | [6 empty] | ankerite, pyrite, calcite, chalcopyrite, tetrahedrite | polished sections | LA-ICPMS, EMPA | NWR 193 nm Ar F Excimer laser ablation system paired with a Thermo Scientific iCAP RQ quadrupole inductively coupled plasma mass spectrometer (ICP-MS) | Guangzhou Tuoyan Analytical Technology Co., Ltd., Guangzhou, China | helium gas flow of 700 ml/min as carrier gas, argon gas flow of 0.89 L/min, fluence of 3.5 J/cm², repetition rate of 6 Hz, spot diameter of 30 µm, 45-second laser ablation period, 40-second background measurement | NIST SRM610 (calibration standard for laser ablation system and external standard for concentration calibration), MASS-1 (external standard for concentration calibration), SRM612 and GE8 as unknown samples for data quality | 14.4678 | [19 empty] | 2900 | [5 empty] | 86.5677 | [5 empty] | 0 | [9 empty] | 32510 |  | 0 |  |  |  | 0 |  |  |  | 389.4854 |  |  |  | 0 | [13 empty] | 0 | [15 empty] | 5.9433 | [15 empty] | 327870 |  | 0 | [9 empty] | 70 | [27 empty] | 630790 |  |  |  |  | 2025 |  |  | CHN | Gansu Province
| Guojiagou |  | Basin hydrothermal | Mississippi Valley-type (MVT) | MVT zinc-lead | Zn, Pb | Ga, Ge | Zn, Pb, Ga, Ge | Zhang, S.X., Ding, Z.J., Cai, H.A., Zhang, B.Q., Wang, Z.X., Li, Z.J., Liu, Z.Y., 2019a |  | GJ-S1-11-1@5 |  | underground mine |  |  |  |  | ore material | polished section | grab | mineral separate | [5 empty] | mineralisation |  |  |  | sphalerite | [6 empty] | ankerite, pyrite, calcite, chalcopyrite, tetrahedrite | polished sections | LA-ICPMS, EMPA | NWR 193 nm Ar F Excimer laser ablation system paired with a Thermo Scientific iCAP RQ quadrupole inductively coupled plasma mass spectrometer (ICP-MS) | Guangzhou Tuoyan Analytical Technology Co., Ltd., Guangzhou, China | helium gas flow of 700 ml/min as carrier gas, argon gas flow of 0.89 L/min, fluence of 3.5 J/cm², repetition rate of 6 Hz, spot diameter of 30 µm, 45-second laser ablation period, 40-second background measurement | NIST SRM610 (calibration standard for laser ablation system and external standard for concentration calibration), MASS-1 (external standard for concentration calibration), SRM612 and GE8 as unknown samples for data quality | 30.4839 | [19 empty] | 3320 | [5 empty] | 105.9568 | [5 empty] | 0 | [9 empty] | 47490 |  | 0 |  |  |  | 0 |  |  |  | 659.21 |  |  |  | 0 | [13 empty] | 20 | [15 empty] | 30.4152 | [15 empty] | 323470 |  | 5.8124 | [9 empty] | 190 | [27 empty] | 615450 |  |  |  |  | 2025 |  |  | CHN | Gansu Province
| Guojiagou |  | Basin hydrothermal | Mississippi Valley-type (MVT) | MVT zinc-lead | Zn, Pb | Ga, Ge | Zn, Pb, Ga, Ge | Zhang, S.X., Ding, Z.J., Cai, H.A., Zhang, B.Q., Wang, Z.X., Li, Z.J., Liu, Z.Y., 2019a |  | GJ-S1-11-1@6 |  | underground mine |  |  |  |  | ore material | polished section | grab | mineral separate | [5 empty] | mineralisation |  |  |  | sphalerite | [6 empty] | ankerite, pyrite, calcite, chalcopyrite, tetrahedrite | polished sections | LA-ICPMS, EMPA | NWR 193 nm Ar F Excimer laser ablation system paired with a Thermo Scientific iCAP RQ quadrupole inductively coupled plasma mass spectrometer (ICP-MS) | Guangzhou Tuoyan Analytical Technology Co., Ltd., Guangzhou, China | helium gas flow of 700 ml/min as carrier gas, argon gas flow of 0.89 L/min, fluence of 3.5 J/cm², repetition rate of 6 Hz, spot diameter of 30 µm, 45-second laser ablation period, 40-second background measurement | NIST SRM610 (calibration standard for laser ablation system and external standard for concentration calibration), MASS-1 (external standard for concentration calibration), SRM612 and GE8 as unknown samples for data quality | 42.6936 | [19 empty] | 3350 | [5 empty] | 101.7471 | [5 empty] | 0 | [9 empty] | 46260 |  | 0 |  |  |  | 0 |  |  |  | 670.2727 |  |  |  | 0 | [13 empty] | 0 | [15 empty] | 46.7614 | [15 empty] | 322590 |  | 24.7445 | [9 empty] | 0 | [27 empty] | 616470 |  |  |  |  | 2025 |  |  | CHN | Gansu Province
| Guojiagou |  | Basin hydrothermal | Mississippi Valley-type (MVT) | MVT zinc-lead | Zn, Pb | Ga, Ge | Zn, Pb, Ga, Ge | Zhang, S.X., Ding, Z.J., Cai, H.A., Zhang, B.Q., Wang, Z.X., Li, Z.J., Liu, Z.Y., 2019a |  | GTG-1-2-1L@1 |  | underground mine |  |  |  |  | ore material | polished section | grab | mineral separate | [5 empty] | mineralisation |  |  |  | sphalerite | [6 empty] | ankerite, pyrite, calcite, chalcopyrite, tetrahedrite | polished sections | LA-ICPMS, EMPA | NWR 193 nm Ar F Excimer laser ablation system paired with a Thermo Scientific iCAP RQ quadrupole inductively coupled plasma mass spectrometer (ICP-MS) | Guangzhou Tuoyan Analytical Technology Co., Ltd., Guangzhou, China | helium gas flow of 700 ml/min as carrier gas, argon gas flow of 0.89 L/min, fluence of 3.5 J/cm², repetition rate of 6 Hz, spot diameter of 30 µm, 45-second laser ablation period, 40-second background measurement | NIST SRM610 (calibration standard for laser ablation system and external standard for concentration calibration), MASS-1 (external standard for concentration calibration), SRM612 and GE8 as unknown samples for data quality | 25.3516 | [19 empty] | 2600 | [5 empty] | 90.1293 | [5 empty] | 350 | [9 empty] | 34760 |  | 0 |  |  |  | 0 |  |  |  | 355.8924 |  |  |  | 0 | [13 empty] | 0 | [15 empty] | 12.0385 | [15 empty] | 326940 |  | 3.0199 | [9 empty] | 0 | [27 empty] | 628340 |  |  |  |  | 2025 |  |  | CHN | Gansu Province
| Guojiagou |  | Basin hydrothermal | Mississippi Valley-type (MVT) | MVT zinc-lead | Zn, Pb | Ga, Ge | Zn, Pb, Ga, Ge | Zhang, S.X., Ding, Z.J., Cai, H.A., Zhang, B.Q., Wang, Z.X., Li, Z.J., Liu, Z.Y., 2019a |  | GTG-1-2-1L@2 |  | underground mine |  |  |  |  | ore material | polished section | grab | mineral separate | [5 empty] | mineralisation |  |  |  | sphalerite | [6 empty] | ankerite, pyrite, calcite, chalcopyrite, tetrahedrite | polished sections | LA-ICPMS, EMPA | NWR 193 nm Ar F Excimer laser ablation system paired with a Thermo Scientific iCAP RQ quadrupole inductively coupled plasma mass spectrometer (ICP-MS) | Guangzhou Tuoyan Analytical Technology Co., Ltd., Guangzhou, China | helium gas flow of 700 ml/min as carrier gas, argon gas flow of 0.89 L/min, fluence of 3.5 J/cm², repetition rate of 6 Hz, spot diameter of 30 µm, 45-second laser ablation period, 40-second background measurement | NIST SRM610 (calibration standard for laser ablation system and external standard for concentration calibration), MASS-1 (external standard for concentration calibration), SRM612 and GE8 as unknown samples for data quality | 27.6127 | [19 empty] | 3390 | [5 empty] | 122.9903 | [5 empty] | 110 | [9 empty] | 43300 |  | 0 |  |  |  | 0 |  |  |  | 422.8624 |  |  |  | 0 | [13 empty] | 0 | [15 empty] | 24.8482 | [15 empty] | 324770 |  | 3.4175 | [9 empty] | 0 | [27 empty] | 616500 |  |  |  |  | 2025 |  |  | CHN | Gansu Province
| Guojiagou |  | Basin hydrothermal | Mississippi Valley-type (MVT) | MVT zinc-lead | Zn, Pb | Ga, Ge | Zn, Pb, Ga, Ge | Zhang, S.X., Ding, Z.J., Cai, H.A., Zhang, B.Q., Wang, Z.X., Li, Z.J., Liu, Z.Y., 2019a |  | GTG-1-2-1L@3 |  | underground mine |  |  |  |  | ore material | polished section | grab | mineral separate | [5 empty] | mineralisation |  |  |  | sphalerite | [6 empty] | ankerite, pyrite, calcite, chalcopyrite, tetrahedrite | polished sections | LA-ICPMS, EMPA | NWR 193 nm Ar F Excimer laser ablation system paired with a Thermo Scientific iCAP RQ quadrupole inductively coupled plasma mass spectrometer (ICP-MS) | Guangzhou Tuoyan Analytical Technology Co., Ltd., Guangzhou, China | helium gas flow of 700 ml/min as carrier gas, argon gas flow of 0.89 L/min, fluence of 3.5 J/cm², repetition rate of 6 Hz, spot diameter of 30 µm, 45-second laser ablation period, 40-second background measurement | NIST SRM610 (calibration standard for laser ablation system and external standard for concentration calibration), MASS-1 (external standard for concentration calibration), SRM612 and GE8 as unknown samples for data quality | 15.8952 | [19 empty] | 3670 | [5 empty] | 127.3376 | [5 empty] | 0 | [9 empty] | 47790 |  | 0 |  |  |  | 0 |  |  |  | 428.6641 |  |  |  | 0 | [13 empty] | 10 | [15 empty] | 8.9778 | [15 empty] | 324180 |  | 2.7648 | [9 empty] | 0 | [27 empty] | 614330 |  |  |  |  | 2025 |  |  | CHN | Gansu Province
| Guojiagou |  | Basin hydrothermal | Mississippi Valley-type (MVT) | MVT zinc-lead | Zn, Pb | Ga, Ge | Zn, Pb, Ga, Ge | Zhang, S.X., Ding, Z.J., Cai, H.A., Zhang, B.Q., Wang, Z.X., Li, Z.J., Liu, Z.Y., 2019a |  | GTG-1-2-1L@4 |  | underground mine |  |  |  |  | ore material | polished section | grab | mineral separate | [5 empty] | mineralisation |  |  |  | sphalerite | [6 empty] | ankerite, pyrite, calcite, chalcopyrite, tetrahedrite | polished sections | LA-ICPMS, EMPA | NWR 193 nm Ar F Excimer laser ablation system paired with a Thermo Scientific iCAP RQ quadrupole inductively coupled plasma mass spectrometer (ICP-MS) | Guangzhou Tuoyan Analytical Technology Co., Ltd., Guangzhou, China | helium gas flow of 700 ml/min as carrier gas, argon gas flow of 0.89 L/min, fluence of 3.5 J/cm², repetition rate of 6 Hz, spot diameter of 30 µm, 45-second laser ablation period, 40-second background measurement | NIST SRM610 (calibration standard for laser ablation system and external standard for concentration calibration), MASS-1 (external standard for concentration calibration), SRM612 and GE8 as unknown samples for data quality | 52.6077 | [19 empty] | 3620 | [5 empty] | 127.868 | [5 empty] | 0 | [9 empty] | 47710 |  | 0 |  |  |  | 0 |  |  |  | 366.4257 |  |  |  | 0 | [13 empty] | 0 | [15 empty] | 27.3178 | [15 empty] | 325860 |  | 14.5244 | [9 empty] | 0 | [27 empty] | 612910 |  |  |  |  | 2025 |  |  | CHN | Gansu Province
| Guojiagou |  | Basin hydrothermal | Mississippi Valley-type (MVT) | MVT zinc-lead | Zn, Pb | Ga, Ge | Zn, Pb, Ga, Ge | Zhang, S.X., Ding, Z.J., Cai, H.A., Zhang, B.Q., Wang, Z.X., Li, Z.J., Liu, Z.Y., 2019a |  | GTG-1-2-1L@5 |  | underground mine |  |  |  |  | ore material | polished section | grab | mineral separate | [5 empty] | mineralisation |  |  |  | sphalerite | [6 empty] | ankerite, pyrite, calcite, chalcopyrite, tetrahedrite | polished sections | LA-ICPMS, EMPA | NWR 193 nm Ar F Excimer laser ablation system paired with a Thermo Scientific iCAP RQ quadrupole inductively coupled plasma mass spectrometer (ICP-MS) | Guangzhou Tuoyan Analytical Technology Co., Ltd., Guangzhou, China | helium gas flow of 700 ml/min as carrier gas, argon gas flow of 0.89 L/min, fluence of 3.5 J/cm², repetition rate of 6 Hz, spot diameter of 30 µm, 45-second laser ablation period, 40-second background measurement | NIST SRM610 (calibration standard for laser ablation system and external standard for concentration calibration), MASS-1 (external standard for concentration calibration), SRM612 and GE8 as unknown samples for data quality | 50.1437 | [19 empty] | 2960 | [5 empty] | 71.7253 | [5 empty] | 800 | [9 empty] | 33320 |  | 0 |  |  |  | 0 |  |  |  | 377.9795 |  |  |  | 0 | [13 empty] | 40 | [15 empty] | 111.8103 | [15 empty] | 326850 |  | 29.6643 | [9 empty] | 0 | [27 empty] | 626900 |  |  |  |  | 2025 |  |  | CHN | Gansu Province
| Guojiagou |  | Basin hydrothermal | Mississippi Valley-type (MVT) | MVT zinc-lead | Zn, Pb | Ga, Ge | Zn, Pb, Ga, Ge | Zhang, S.X., Ding, Z.J., Cai, H.A., Zhang, B.Q., Wang, Z.X., Li, Z.J., Liu, Z.Y., 2019a |  | GTG-1-2-1L@6 |  | underground mine |  |  |  |  | ore material | polished section | grab | mineral separate | [5 empty] | mineralisation |  |  |  | sphalerite | [6 empty] | ankerite, pyrite, calcite, chalcopyrite, tetrahedrite | polished sections | LA-ICPMS, EMPA | NWR 193 nm Ar F Excimer laser ablation system paired with a Thermo Scientific iCAP RQ quadrupole inductively coupled plasma mass spectrometer (ICP-MS) | Guangzhou Tuoyan Analytical Technology Co., Ltd., Guangzhou, China | helium gas flow of 700 ml/min as carrier gas, argon gas flow of 0.89 L/min, fluence of 3.5 J/cm², repetition rate of 6 Hz, spot diameter of 30 µm, 45-second laser ablation period, 40-second background measurement | NIST SRM610 (calibration standard for laser ablation system and external standard for concentration calibration), MASS-1 (external standard for concentration calibration), SRM612 and GE8 as unknown samples for data quality | 36.0411 | [19 empty] | 3570 | [5 empty] | 127.3898 | [5 empty] | 0 | [9 empty] | 48450 |  | 0 |  |  |  | 0 |  |  |  | 370.0161 |  |  |  | 0 | [13 empty] | 20 | [15 empty] | 22.3084 | [15 empty] | 325120 |  | 10.0067 | [9 empty] | 0 | [27 empty] | 609560 |  |  |  |  | 2025 |  |  | CHN | Gansu Province
| Guojiagou |  | Basin hydrothermal | Mississippi Valley-type (MVT) | MVT zinc-lead | Zn, Pb | Ga, Ge | Zn, Pb, Ga, Ge | Zhang, S.X., Ding, Z.J., Cai, H.A., Zhang, B.Q., Wang, Z.X., Li, Z.J., Liu, Z.Y., 2019a |  | GJ-S1-5-2-1@1 |  | underground mine |  |  |  |  | ore material | polished section | grab | mineral separate | [5 empty] | mineralisation |  |  |  | sphalerite | [6 empty] | ankerite, pyrite, calcite, chalcopyrite, tetrahedrite | polished sections | LA-ICPMS, EMPA | NWR 193 nm Ar F Excimer laser ablation system paired with a Thermo Scientific iCAP RQ quadrupole inductively coupled plasma mass spectrometer (ICP-MS) | Guangzhou Tuoyan Analytical Technology Co., Ltd., Guangzhou, China | helium gas flow of 700 ml/min as carrier gas, argon gas flow of 0.89 L/min, fluence of 3.5 J/cm², repetition rate of 6 Hz, spot diameter of 30 µm, 45-second laser ablation period, 40-second background measurement | NIST SRM610 (calibration standard for laser ablation system and external standard for concentration calibration), MASS-1 (external standard for concentration calibration), SRM612 and GE8 as unknown samples for data quality | 37.6038 | [19 empty] | 2990 | [5 empty] | 99.5993 | [5 empty] | 0 | [9 empty] | 46910 |  | 0 |  |  |  | 0 |  |  |  | 641.7038 |  |  |  | 0 | [13 empty] | 0 | [15 empty] | 27.6807 | [15 empty] | 323170 |  | 8.3707 | [9 empty] | 0 | [27 empty] | 616630 |  |  |  |  | 2025 |  |  | CHN | Gansu Province
| Guojiagou |  | Basin hydrothermal | Mississippi Valley-type (MVT) | MVT zinc-lead | Zn, Pb | Ga, Ge | Zn, Pb, Ga, Ge | Zhang, S.X., Ding, Z.J., Cai, H.A., Zhang, B.Q., Wang, Z.X., Li, Z.J., Liu, Z.Y., 2019a |  | GJ-S1-5-2-1@2 |  | underground mine |  |  |  |  | ore material | polished section | grab | mineral separate | [5 empty] | mineralisation |  |  |  | sphalerite | [6 empty] | ankerite, pyrite, calcite, chalcopyrite, tetrahedrite | polished sections | LA-ICPMS, EMPA | NWR 193 nm Ar F Excimer laser ablation system paired with a Thermo Scientific iCAP RQ quadrupole inductively coupled plasma mass spectrometer (ICP-MS) | Guangzhou Tuoyan Analytical Technology Co., Ltd., Guangzhou, China | helium gas flow of 700 ml/min as carrier gas, argon gas flow of 0.89 L/min, fluence of 3.5 J/cm², repetition rate of 6 Hz, spot diameter of 30 µm, 45-second laser ablation period, 40-second background measurement | NIST SRM610 (calibration standard for laser ablation system and external standard for concentration calibration), MASS-1 (external standard for concentration calibration), SRM612 and GE8 as unknown samples for data quality | 23.4793 | [19 empty] | 3910 | [5 empty] | 105.9814 | [5 empty] | 0 | [9 empty] | 48640 |  | 0 |  |  |  | 0 |  |  |  | 655.4443 |  |  |  | 30 | [13 empty] | 110 | [15 empty] | 20.1787 | [15 empty] | 322310 |  | 10.3799 | [9 empty] | 120 | [27 empty] | 614300 |  |  |  |  | 2025 |  |  | CHN | Gansu Province
| Guojiagou |  | Basin hydrothermal | Mississippi Valley-type (MVT) | MVT zinc-lead | Zn, Pb | Ga, Ge | Zn, Pb, Ga, Ge | Zhang, S.X., Ding, Z.J., Cai, H.A., Zhang, B.Q., Wang, Z.X., Li, Z.J., Liu, Z.Y., 2019a |  | Sp3 n = 34 |  | underground mine |  |  |  |  | ore material | polished section | grab | mineral separate | [5 empty] | mineralisation |  |  |  | sphalerite | [6 empty] | ankerite, pyrite, calcite, chalcopyrite, tetrahedrite | polished sections | LA-ICPMS, EMPA | NWR 193 nm Ar F Excimer laser ablation system paired with a Thermo Scientific iCAP RQ quadrupole inductively coupled plasma mass spectrometer (ICP-MS) | Guangzhou Tuoyan Analytical Technology Co., Ltd., Guangzhou, China | helium gas flow of 700 ml/min as carrier gas, argon gas flow of 0.89 L/min, fluence of 3.5 J/cm², repetition rate of 6 Hz, spot diameter of 30 µm, 45-second laser ablation period, 40-second background measurement | NIST SRM610 (calibration standard for laser ablation system and external standard for concentration calibration), MASS-1 (external standard for concentration calibration), SRM612 and GE8 as unknown samples for data quality | [147 empty] | 2025 |  |  | CHN | Gansu Province
| Guojiagou |  | Basin hydrothermal | Mississippi Valley-type (MVT) | MVT zinc-lead | Zn, Pb | Ga, Ge | Zn, Pb, Ga, Ge | Zhang, S.X., Ding, Z.J., Cai, H.A., Zhang, B.Q., Wang, Z.X., Li, Z.J., Liu, Z.Y., 2019a |  | GJ-S1-5-2-1@3 |  | underground mine |  |  |  |  | ore material | polished section | grab | mineral separate | [5 empty] | mineralisation |  |  |  | sphalerite | [6 empty] | ankerite, pyrite, calcite, chalcopyrite, tetrahedrite | polished sections | LA-ICPMS, EMPA | NWR 193 nm Ar F Excimer laser ablation system paired with a Thermo Scientific iCAP RQ quadrupole inductively coupled plasma mass spectrometer (ICP-MS) | Guangzhou Tuoyan Analytical Technology Co., Ltd., Guangzhou, China | helium gas flow of 700 ml/min as carrier gas, argon gas flow of 0.89 L/min, fluence of 3.5 J/cm², repetition rate of 6 Hz, spot diameter of 30 µm, 45-second laser ablation period, 40-second background measurement | NIST SRM610 (calibration standard for laser ablation system and external standard for concentration calibration), MASS-1 (external standard for concentration calibration), SRM612 and GE8 as unknown samples for data quality | 66.3628 | [19 empty] | 2600 | [5 empty] | 129.7493 | [5 empty] | 490 | [9 empty] | 31480 |  | 0 |  |  |  | 0 |  |  |  | 414.2919 |  |  |  | 60 | [13 empty] | 0 | [15 empty] | 44.8962 | [15 empty] | 327000 |  | 26.5664 | [9 empty] | 0 | [27 empty] | 632400 |  |  |  |  | 2025 |  |  | CHN | Gansu Province
| Guojiagou |  | Basin hydrothermal | Mississippi Valley-type (MVT) | MVT zinc-lead | Zn, Pb | Ga, Ge | Zn, Pb, Ga, Ge | Zhang, S.X., Ding, Z.J., Cai, H.A., Zhang, B.Q., Wang, Z.X., Li, Z.J., Liu, Z.Y., 2019a |  | GJ-S1-5-2-1@4 |  | underground mine |  |  |  |  | ore material | polished section | grab | mineral separate | [5 empty] | mineralisation |  |  |  | sphalerite | [6 empty] | ankerite, pyrite, calcite, chalcopyrite, tetrahedrite | polished sections | LA-ICPMS, EMPA | NWR 193 nm Ar F Excimer laser ablation system paired with a Thermo Scientific iCAP RQ quadrupole inductively coupled plasma mass spectrometer (ICP-MS) | Guangzhou Tuoyan Analytical Technology Co., Ltd., Guangzhou, China | helium gas flow of 700 ml/min as carrier gas, argon gas flow of 0.89 L/min, fluence of 3.5 J/cm², repetition rate of 6 Hz, spot diameter of 30 µm, 45-second laser ablation period, 40-second background measurement | NIST SRM610 (calibration standard for laser ablation system and external standard for concentration calibration), MASS-1 (external standard for concentration calibration), SRM612 and GE8 as unknown samples for data quality | 74.6189 | [19 empty] | 3140 | [5 empty] | 84.0219 | [5 empty] | 750 | [9 empty] | 32370 |  | 0 |  |  |  | 0 |  |  |  | 368.9046 |  |  |  | 0 | [13 empty] | 50 | [15 empty] | 10.5288 | [15 empty] | 323600 |  | 25.3362 | [9 empty] | 40 | [27 empty] | 625700 |  |  |  |  | 2025 |  |  | CHN | Gansu Province
| Guojiagou |  | Basin hydrothermal | Mississippi Valley-type (MVT) | MVT zinc-lead | Zn, Pb | Ga, Ge | Zn, Pb, Ga, Ge | Zhang, S.X., Ding, Z.J., Cai, H.A., Zhang, B.Q., Wang, Z.X., Li, Z.J., Liu, Z.Y., 2019a |  | GJ-S1-5-2-1@5 |  | underground mine |  |  |  |  | ore material | polished section | grab | mineral separate | [5 empty] | mineralisation |  |  |  | sphalerite | [6 empty] | ankerite, pyrite, calcite, chalcopyrite, tetrahedrite | polished sections | LA-ICPMS, EMPA | NWR 193 nm Ar F Excimer laser ablation system paired with a Thermo Scientific iCAP RQ quadrupole inductively coupled plasma mass spectrometer (ICP-MS) | Guangzhou Tuoyan Analytical Technology Co., Ltd., Guangzhou, China | helium gas flow of 700 ml/min as carrier gas, argon gas flow of 0.89 L/min, fluence of 3.5 J/cm², repetition rate of 6 Hz, spot diameter of 30 µm, 45-second laser ablation period, 40-second background measurement | NIST SRM610 (calibration standard for laser ablation system and external standard for concentration calibration), MASS-1 (external standard for concentration calibration), SRM612 and GE8 as unknown samples for data quality | 57.7861 | [19 empty] | 2720 | [5 empty] | 86.7472 | [5 empty] | 150 | [9 empty] | 33410 |  | 0 |  |  |  | 0 |  |  |  | 363.2923 |  |  |  | 0 | [13 empty] | 0 | [15 empty] | 20.9453 | [15 empty] | 324420 |  | 7.3884 | [9 empty] | 0 | [27 empty] | 625210 |  |  |  |  | 2025 |  |  | CHN | Gansu Province
| Guojiagou |  | Basin hydrothermal | Mississippi Valley-type (MVT) | MVT zinc-lead | Zn, Pb | Ga, Ge | Zn, Pb, Ga, Ge | Zhang, S.X., Ding, Z.J., Cai, H.A., Zhang, B.Q., Wang, Z.X., Li, Z.J., Liu, Z.Y., 2019a |  | GJ-S1-5-2-1@6 |  | underground mine |  |  |  |  | ore material | polished section | grab | mineral separate | [5 empty] | mineralisation |  |  |  | sphalerite | [6 empty] | ankerite, pyrite, calcite, chalcopyrite, tetrahedrite | polished sections | LA-ICPMS, EMPA | NWR 193 nm Ar F Excimer laser ablation system paired with a Thermo Scientific iCAP RQ quadrupole inductively coupled plasma mass spectrometer (ICP-MS) | Guangzhou Tuoyan Analytical Technology Co., Ltd., Guangzhou, China | helium gas flow of 700 ml/min as carrier gas, argon gas flow of 0.89 L/min, fluence of 3.5 J/cm², repetition rate of 6 Hz, spot diameter of 30 µm, 45-second laser ablation period, 40-second background measurement | NIST SRM610 (calibration standard for laser ablation system and external standard for concentration calibration), MASS-1 (external standard for concentration calibration), SRM612 and GE8 as unknown samples for data quality | 36.1965 | [19 empty] | 2610 | [5 empty] | 86.5911 | [5 empty] | 0 | [9 empty] | 34780 |  | 0 |  |  |  | 0 |  |  |  | 353.4955 |  |  |  | 0 | [13 empty] | 0 | [15 empty] | 8.7373 | [15 empty] | 326970 |  | 6.6458 | [9 empty] | 0 | [27 empty] | 624670 |  |  |  |  | 2025 |  |  | CHN | Gansu Province
| Guojiagou |  | Basin hydrothermal | Mississippi Valley-type (MVT) | MVT zinc-lead | Zn, Pb | Ga, Ge | Zn, Pb, Ga, Ge | Zhang, S.X., Ding, Z.J., Cai, H.A., Zhang, B.Q., Wang, Z.X., Li, Z.J., Liu, Z.Y., 2019a |  | GJG-1-36-1-SP@1 |  | underground mine |  |  |  |  | ore material | polished section | grab | mineral separate | [5 empty] | mineralisation |  |  |  | sphalerite | [6 empty] | ankerite, pyrite, calcite, chalcopyrite, tetrahedrite | polished sections | LA-ICPMS, EMPA | NWR 193 nm Ar F Excimer laser ablation system paired with a Thermo Scientific iCAP RQ quadrupole inductively coupled plasma mass spectrometer (ICP-MS) | Guangzhou Tuoyan Analytical Technology Co., Ltd., Guangzhou, China | helium gas flow of 700 ml/min as carrier gas, argon gas flow of 0.89 L/min, fluence of 3.5 J/cm², repetition rate of 6 Hz, spot diameter of 30 µm, 45-second laser ablation period, 40-second background measurement | NIST SRM610 (calibration standard for laser ablation system and external standard for concentration calibration), MASS-1 (external standard for concentration calibration), SRM612 and GE8 as unknown samples for data quality | 7.2687 | [19 empty] | 3910 | [5 empty] | 377.4435 | [5 empty] | 650 | [9 empty] | 34120 |  | 0 |  |  |  | 0 |  |  |  | 433.2454 |  |  |  | 0 | [13 empty] | 0 | [15 empty] | 6.44 | [15 empty] | 326530 |  | 6.1087 | [9 empty] | 0 | [27 empty] | 622790 |  |  |  |  | 2025 |  |  | CHN | Gansu Province
| Guojiagou |  | Basin hydrothermal | Mississippi Valley-type (MVT) | MVT zinc-lead | Zn, Pb | Ga, Ge | Zn, Pb, Ga, Ge | Zhang, S.X., Ding, Z.J., Cai, H.A., Zhang, B.Q., Wang, Z.X., Li, Z.J., Liu, Z.Y., 2019a |  | GJG-1-36-1-SP@2 |  | underground mine |  |  |  |  | ore material | polished section | grab | mineral separate | [5 empty] | mineralisation |  |  |  | sphalerite | [6 empty] | ankerite, pyrite, calcite, chalcopyrite, tetrahedrite | polished sections | LA-ICPMS, EMPA | NWR 193 nm Ar F Excimer laser ablation system paired with a Thermo Scientific iCAP RQ quadrupole inductively coupled plasma mass spectrometer (ICP-MS) | Guangzhou Tuoyan Analytical Technology Co., Ltd., Guangzhou, China | helium gas flow of 700 ml/min as carrier gas, argon gas flow of 0.89 L/min, fluence of 3.5 J/cm², repetition rate of 6 Hz, spot diameter of 30 µm, 45-second laser ablation period, 40-second background measurement | NIST SRM610 (calibration standard for laser ablation system and external standard for concentration calibration), MASS-1 (external standard for concentration calibration), SRM612 and GE8 as unknown samples for data quality | 6.0714 | [19 empty] | 3440 | [5 empty] | 367.4041 | [5 empty] | 0 | [9 empty] | 34360 |  | 0 |  |  |  | 0 |  |  |  | 436.7002 |  |  |  | 0 | [13 empty] | 0 | [15 empty] | 12.715 | [15 empty] | 322950 |  | 7.1723 | [9 empty] | 0 | [27 empty] | 626130 |  |  |  |  | 2025 |  |  | CHN | Gansu Province
| Guojiagou |  | Basin hydrothermal | Mississippi Valley-type (MVT) | MVT zinc-lead | Zn, Pb | Ga, Ge | Zn, Pb, Ga, Ge | Zhang, S.X., Ding, Z.J., Cai, H.A., Zhang, B.Q., Wang, Z.X., Li, Z.J., Liu, Z.Y., 2019a |  | GJG-1-36-1-SP@3 |  | underground mine |  |  |  |  | ore material | polished section | grab | mineral separate | [5 empty] | mineralisation |  |  |  | sphalerite | [6 empty] | ankerite, pyrite, calcite, chalcopyrite, tetrahedrite | polished sections | LA-ICPMS, EMPA | NWR 193 nm Ar F Excimer laser ablation system paired with a Thermo Scientific iCAP RQ quadrupole inductively coupled plasma mass spectrometer (ICP-MS) | Guangzhou Tuoyan Analytical Technology Co., Ltd., Guangzhou, China | helium gas flow of 700 ml/min as carrier gas, argon gas flow of 0.89 L/min, fluence of 3.5 J/cm², repetition rate of 6 Hz, spot diameter of 30 µm, 45-second laser ablation period, 40-second background measurement | NIST SRM610 (calibration standard for laser ablation system and external standard for concentration calibration), MASS-1 (external standard for concentration calibration), SRM612 and GE8 as unknown samples for data quality | 3.3029 | [19 empty] | 3430 | [5 empty] | 299.6167 | [5 empty] | 590 | [9 empty] | 32590 |  | 0 |  |  |  | 0 |  |  |  | 379.5074 |  |  |  | 290 | [13 empty] | 40 | [15 empty] | 24.8485 | [15 empty] | 324020 |  | 6.1178 | [9 empty] | 30 | [27 empty] | 625880 |  |  |  |  | 2025 |  |  | CHN | Gansu Province
| Guojiagou |  | Basin hydrothermal | Mississippi Valley-type (MVT) | MVT zinc-lead | Zn, Pb | Ga, Ge | Zn, Pb, Ga, Ge | Zhang, S.X., Ding, Z.J., Cai, H.A., Zhang, B.Q., Wang, Z.X., Li, Z.J., Liu, Z.Y., 2019a |  | GJG-1-36-1-SP@4 |  | underground mine |  |  |  |  | ore material | polished section | grab | mineral separate | [5 empty] | mineralisation |  |  |  | sphalerite | [6 empty] | ankerite, pyrite, calcite, chalcopyrite, tetrahedrite | polished sections | LA-ICPMS, EMPA | NWR 193 nm Ar F Excimer laser ablation system paired with a Thermo Scientific iCAP RQ quadrupole inductively coupled plasma mass spectrometer (ICP-MS) | Guangzhou Tuoyan Analytical Technology Co., Ltd., Guangzhou, China | helium gas flow of 700 ml/min as carrier gas, argon gas flow of 0.89 L/min, fluence of 3.5 J/cm², repetition rate of 6 Hz, spot diameter of 30 µm, 45-second laser ablation period, 40-second background measurement | NIST SRM610 (calibration standard for laser ablation system and external standard for concentration calibration), MASS-1 (external standard for concentration calibration), SRM612 and GE8 as unknown samples for data quality | 29.9007 | [19 empty] | 3500 | [5 empty] | 334.7297 | [5 empty] | 340 | [9 empty] | 35060 |  | 160 |  |  |  | 0 |  |  |  | 521.0815 |  |  |  | 0 | [13 empty] | 10 | [15 empty] | 13.8871 | [15 empty] | 324550 |  | 7.7428 | [9 empty] | 150 | [27 empty] | 630540 |  |  |  |  | 2025 |  |  | CHN | Gansu Province
| Guojiagou |  | Basin hydrothermal | Mississippi Valley-type (MVT) | MVT zinc-lead | Zn, Pb | Ga, Ge | Zn, Pb, Ga, Ge | Zhang, S.X., Ding, Z.J., Cai, H.A., Zhang, B.Q., Wang, Z.X., Li, Z.J., Liu, Z.Y., 2019a |  | GJG-1-36-1-SP@5 |  | underground mine |  |  |  |  | ore material | polished section | grab | mineral separate | [5 empty] | mineralisation |  |  |  | sphalerite | [6 empty] | ankerite, pyrite, calcite, chalcopyrite, tetrahedrite | polished sections | LA-ICPMS, EMPA | NWR 193 nm Ar F Excimer laser ablation system paired with a Thermo Scientific iCAP RQ quadrupole inductively coupled plasma mass spectrometer (ICP-MS) | Guangzhou Tuoyan Analytical Technology Co., Ltd., Guangzhou, China | helium gas flow of 700 ml/min as carrier gas, argon gas flow of 0.89 L/min, fluence of 3.5 J/cm², repetition rate of 6 Hz, spot diameter of 30 µm, 45-second laser ablation period, 40-second background measurement | NIST SRM610 (calibration standard for laser ablation system and external standard for concentration calibration), MASS-1 (external standard for concentration calibration), SRM612 and GE8 as unknown samples for data quality | 25.9143 | [19 empty] | 3380 | [5 empty] | 343.0323 | [5 empty] | 220 | [9 empty] | 34090 |  | 0 |  |  |  | 0 |  |  |  | 531.4973 |  |  |  | 0 | [13 empty] | 0 | [15 empty] | 19.3927 | [15 empty] | 325150 |  | 6.0217 | [9 empty] | 0 | [27 empty] | 627750 |  |  |  |  | 2025 |  |  | CHN | Gansu Province
| Guojiagou |  | Basin hydrothermal | Mississippi Valley-type (MVT) | MVT zinc-lead | Zn, Pb | Ga, Ge | Zn, Pb, Ga, Ge | Zhang, S.X., Ding, Z.J., Cai, H.A., Zhang, B.Q., Wang, Z.X., Li, Z.J., Liu, Z.Y., 2019a |  | GJG-1-36-1-SP@6 |  | underground mine |  |  |  |  | ore material | polished section | grab | mineral separate | [5 empty] | mineralisation |  |  |  | sphalerite | [6 empty] | ankerite, pyrite, calcite, chalcopyrite, tetrahedrite | polished sections | LA-ICPMS, EMPA | NWR 193 nm Ar F Excimer laser ablation system paired with a Thermo Scientific iCAP RQ quadrupole inductively coupled plasma mass spectrometer (ICP-MS) | Guangzhou Tuoyan Analytical Technology Co., Ltd., Guangzhou, China | helium gas flow of 700 ml/min as carrier gas, argon gas flow of 0.89 L/min, fluence of 3.5 J/cm², repetition rate of 6 Hz, spot diameter of 30 µm, 45-second laser ablation period, 40-second background measurement | NIST SRM610 (calibration standard for laser ablation system and external standard for concentration calibration), MASS-1 (external standard for concentration calibration), SRM612 and GE8 as unknown samples for data quality | 24.0719 | [19 empty] | 3280 | [5 empty] | 369.0184 | [5 empty] | 1680 | [9 empty] | 35320 |  | 360 |  |  |  | 0 |  |  |  | 528.5613 |  |  |  | 0 | [13 empty] | 0 | [15 empty] | 10.2399 | [15 empty] | 320690 |  | 5.9661 | [9 empty] | 0 | [27 empty] | 625080 |  |  |  |  | 2025 |  |  | CHN | Gansu Province
| Guojiagou |  | Basin hydrothermal | Mississippi Valley-type (MVT) | MVT zinc-lead | Zn, Pb | Ga, Ge | Zn, Pb, Ga, Ge | Zhang, S.X., Ding, Z.J., Cai, H.A., Zhang, B.Q., Wang, Z.X., Li, Z.J., Liu, Z.Y., 2019a |  | GJ-N1-3-1@1 |  | underground mine |  |  |  |  | ore material | polished section | grab | mineral separate | [5 empty] | mineralisation |  |  |  | sphalerite | [6 empty] | ankerite, pyrite, calcite, chalcopyrite, tetrahedrite | polished sections | LA-ICPMS, EMPA | NWR 193 nm Ar F Excimer laser ablation system paired with a Thermo Scientific iCAP RQ quadrupole inductively coupled plasma mass spectrometer (ICP-MS) | Guangzhou Tuoyan Analytical Technology Co., Ltd., Guangzhou, China | helium gas flow of 700 ml/min as carrier gas, argon gas flow of 0.89 L/min, fluence of 3.5 J/cm², repetition rate of 6 Hz, spot diameter of 30 µm, 45-second laser ablation period, 40-second background measurement | NIST SRM610 (calibration standard for laser ablation system and external standard for concentration calibration), MASS-1 (external standard for concentration calibration), SRM612 and GE8 as unknown samples for data quality | 88.0775 | [19 empty] | 2620 | [5 empty] | 66.5855 | [5 empty] | 480 | [9 empty] | 23610 |  | 0 |  |  |  | 0 |  |  |  | 499.8246 |  |  |  | 0 | [13 empty] | 0 | [15 empty] | 23.8069 | [15 empty] | 325580 |  | 17.0778 | [9 empty] | 50 | [27 empty] | 637720 |  |  |  |  | 2025 |  |  | CHN | Gansu Province
| Guojiagou |  | Basin hydrothermal | Mississippi Valley-type (MVT) | MVT zinc-lead | Zn, Pb | Ga, Ge | Zn, Pb, Ga, Ge | Zhang, S.X., Ding, Z.J., Cai, H.A., Zhang, B.Q., Wang, Z.X., Li, Z.J., Liu, Z.Y., 2019a |  | GJ-N1-3-1@2 |  | underground mine |  |  |  |  | ore material | polished section | grab | mineral separate | [5 empty] | mineralisation |  |  |  | sphalerite | [6 empty] | ankerite, pyrite, calcite, chalcopyrite, tetrahedrite | polished sections | LA-ICPMS, EMPA | NWR 193 nm Ar F Excimer laser ablation system paired with a Thermo Scientific iCAP RQ quadrupole inductively coupled plasma mass spectrometer (ICP-MS) | Guangzhou Tuoyan Analytical Technology Co., Ltd., Guangzhou, China | helium gas flow of 700 ml/min as carrier gas, argon gas flow of 0.89 L/min, fluence of 3.5 J/cm², repetition rate of 6 Hz, spot diameter of 30 µm, 45-second laser ablation period, 40-second background measurement | NIST SRM610 (calibration standard for laser ablation system and external standard for concentration calibration), MASS-1 (external standard for concentration calibration), SRM612 and GE8 as unknown samples for data quality | 65.6298 | [19 empty] | 2440 | [5 empty] | 78.4993 | [5 empty] | 0 | [9 empty] | 23410 |  | 0 |  |  |  | 0 |  |  |  | 524.1923 |  |  |  | 80 | [13 empty] | 90 | [15 empty] | 34.9405 | [15 empty] | 326380 |  | 28.3816 | [9 empty] | 0 | [27 empty] | 640270 |  |  |  |  | 2025 |  |  | CHN | Gansu Province
| Guojiagou |  | Basin hydrothermal | Mississippi Valley-type (MVT) | MVT zinc-lead | Zn, Pb | Ga, Ge | Zn, Pb, Ga, Ge | Zhang, S.X., Ding, Z.J., Cai, H.A., Zhang, B.Q., Wang, Z.X., Li, Z.J., Liu, Z.Y., 2019a |  | GJ-N1-3-1@3 |  | underground mine |  |  |  |  | ore material | polished section | grab | mineral separate | [5 empty] | mineralisation |  |  |  | sphalerite | [6 empty] | ankerite, pyrite, calcite, chalcopyrite, tetrahedrite | polished sections | LA-ICPMS, EMPA | NWR 193 nm Ar F Excimer laser ablation system paired with a Thermo Scientific iCAP RQ quadrupole inductively coupled plasma mass spectrometer (ICP-MS) | Guangzhou Tuoyan Analytical Technology Co., Ltd., Guangzhou, China | helium gas flow of 700 ml/min as carrier gas, argon gas flow of 0.89 L/min, fluence of 3.5 J/cm², repetition rate of 6 Hz, spot diameter of 30 µm, 45-second laser ablation period, 40-second background measurement | NIST SRM610 (calibration standard for laser ablation system and external standard for concentration calibration), MASS-1 (external standard for concentration calibration), SRM612 and GE8 as unknown samples for data quality | 64.7948 | [19 empty] | 2500 | [5 empty] | 77.7515 | [5 empty] | 0 | [9 empty] | 23850 |  | 0 |  |  |  | 0 |  |  |  | 516.5432 |  |  |  | 0 | [13 empty] | 0 | [15 empty] | 19.8778 | [15 empty] | 324530 |  | 11.1466 | [9 empty] | 0 | [27 empty] | 637930 |  |  |  |  | 2025 |  |  | CHN | Gansu Province
| Guojiagou |  | Basin hydrothermal | Mississippi Valley-type (MVT) | MVT zinc-lead | Zn, Pb | Ga, Ge | Zn, Pb, Ga, Ge | Zhang, S.X., Ding, Z.J., Cai, H.A., Zhang, B.Q., Wang, Z.X., Li, Z.J., Liu, Z.Y., 2019a |  | GJ-N1-3-1@4 |  | underground mine |  |  |  |  | ore material | polished section | grab | mineral separate | [5 empty] | mineralisation |  |  |  | sphalerite | [6 empty] | ankerite, pyrite, calcite, chalcopyrite, tetrahedrite | polished sections | LA-ICPMS, EMPA | NWR 193 nm Ar F Excimer laser ablation system paired with a Thermo Scientific iCAP RQ quadrupole inductively coupled plasma mass spectrometer (ICP-MS) | Guangzhou Tuoyan Analytical Technology Co., Ltd., Guangzhou, China | helium gas flow of 700 ml/min as carrier gas, argon gas flow of 0.89 L/min, fluence of 3.5 J/cm², repetition rate of 6 Hz, spot diameter of 30 µm, 45-second laser ablation period, 40-second background measurement | NIST SRM610 (calibration standard for laser ablation system and external standard for concentration calibration), MASS-1 (external standard for concentration calibration), SRM612 and GE8 as unknown samples for data quality | 73.6265 | [19 empty] | 2390 | [5 empty] | 84.5974 | [5 empty] | 550 | [9 empty] | 24870 |  | 0 |  |  |  | 0 |  |  |  | 509.7966 |  |  |  | 0 | [13 empty] | 0 | [15 empty] | 10.1685 | [15 empty] | 324710 |  | 40.1021 | [9 empty] | 0 | [27 empty] | 638660 |  |  |  |  | 2025 |  |  | CHN | Gansu Province
| Guojiagou |  | Basin hydrothermal | Mississippi Valley-type (MVT) | MVT zinc-lead | Zn, Pb | Ga, Ge | Zn, Pb, Ga, Ge | Zhang, S.X., Ding, Z.J., Cai, H.A., Zhang, B.Q., Wang, Z.X., Li, Z.J., Liu, Z.Y., 2019a |  | GJ-N1-3-1@5 |  | underground mine |  |  |  |  | ore material | polished section | grab | mineral separate | [5 empty] | mineralisation |  |  |  | sphalerite | [6 empty] | ankerite, pyrite, calcite, chalcopyrite, tetrahedrite | polished sections | LA-ICPMS, EMPA | NWR 193 nm Ar F Excimer laser ablation system paired with a Thermo Scientific iCAP RQ quadrupole inductively coupled plasma mass spectrometer (ICP-MS) | Guangzhou Tuoyan Analytical Technology Co., Ltd., Guangzhou, China | helium gas flow of 700 ml/min as carrier gas, argon gas flow of 0.89 L/min, fluence of 3.5 J/cm², repetition rate of 6 Hz, spot diameter of 30 µm, 45-second laser ablation period, 40-second background measurement | NIST SRM610 (calibration standard for laser ablation system and external standard for concentration calibration), MASS-1 (external standard for concentration calibration), SRM612 and GE8 as unknown samples for data quality | 62.1127 | [19 empty] | 2470 | [5 empty] | 86.8626 | [5 empty] | 610 | [9 empty] | 25320 |  | 0 |  |  |  | 0 |  |  |  | 471.3441 |  |  |  | 110 | [13 empty] | 0 | [15 empty] | 10.3197 | [15 empty] | 326670 |  | 10.5231 | [9 empty] | 0 | [27 empty] | 639270 |  |  |  |  | 2025 |  |  | CHN | Gansu Province
| Guojiagou |  | Basin hydrothermal | Mississippi Valley-type (MVT) | MVT zinc-lead | Zn, Pb | Ga, Ge | Zn, Pb, Ga, Ge | Zhang, S.X., Ding, Z.J., Cai, H.A., Zhang, B.Q., Wang, Z.X., Li, Z.J., Liu, Z.Y., 2019a |  | GJ-N1-3-1@6 |  | underground mine |  |  |  |  | ore material | polished section | grab | mineral separate | [5 empty] | mineralisation |  |  |  | sphalerite | [6 empty] | ankerite, pyrite, calcite, chalcopyrite, tetrahedrite | polished sections | LA-ICPMS, EMPA | NWR 193 nm Ar F Excimer laser ablation system paired with a Thermo Scientific iCAP RQ quadrupole inductively coupled plasma mass spectrometer (ICP-MS) | Guangzhou Tuoyan Analytical Technology Co., Ltd., Guangzhou, China | helium gas flow of 700 ml/min as carrier gas, argon gas flow of 0.89 L/min, fluence of 3.5 J/cm², repetition rate of 6 Hz, spot diameter of 30 µm, 45-second laser ablation period, 40-second background measurement | NIST SRM610 (calibration standard for laser ablation system and external standard for concentration calibration), MASS-1 (external standard for concentration calibration), SRM612 and GE8 as unknown samples for data quality | 103.4348 | [19 empty] | 2590 | [5 empty] | 86.1987 | [5 empty] | 690 | [9 empty] | 25100 |  | 0 |  |  |  | 0 |  |  |  | 482.4688 |  |  |  | 0 | [13 empty] | 0 | [15 empty] | 22.1032 | [15 empty] | 323380 |  | 60.4815 | [9 empty] | 100 | [27 empty] | 638830 |  |  |  |  | 2025 |  |  | CHN | Gansu Province
| Guojiagou |  | Basin hydrothermal | Mississippi Valley-type (MVT) | MVT zinc-lead | Zn, Pb | Ga, Ge | Zn, Pb, Ga, Ge | Zhang, S.X., Ding, Z.J., Cai, H.A., Zhang, B.Q., Wang, Z.X., Li, Z.J., Liu, Z.Y., 2019a |  | GJ-S1-3B-1@1 |  | underground mine |  |  |  |  | ore material | polished section | grab | mineral separate | [5 empty] | mineralisation |  |  |  | sphalerite | [6 empty] | ankerite, pyrite, calcite, chalcopyrite, tetrahedrite | polished sections | LA-ICPMS, EMPA | NWR 193 nm Ar F Excimer laser ablation system paired with a Thermo Scientific iCAP RQ quadrupole inductively coupled plasma mass spectrometer (ICP-MS) | Guangzhou Tuoyan Analytical Technology Co., Ltd., Guangzhou, China | helium gas flow of 700 ml/min as carrier gas, argon gas flow of 0.89 L/min, fluence of 3.5 J/cm², repetition rate of 6 Hz, spot diameter of 30 µm, 45-second laser ablation period, 40-second background measurement | NIST SRM610 (calibration standard for laser ablation system and external standard for concentration calibration), MASS-1 (external standard for concentration calibration), SRM612 and GE8 as unknown samples for data quality | 27.0445 | [19 empty] | 3190 | [5 empty] | 94.3274 | [5 empty] | 0 | [9 empty] | 50480 |  | 0 |  |  |  | 0 |  |  |  | 779.3096 |  |  |  | 60 | [13 empty] | 60 | [15 empty] | 12.8218 | [15 empty] | 323170 |  | 8.7518 | [9 empty] | 0 | [27 empty] | 610200 |  |  |  |  | 2025 |  |  | CHN | Gansu Province
| Guojiagou |  | Basin hydrothermal | Mississippi Valley-type (MVT) | MVT zinc-lead | Zn, Pb | Ga, Ge | Zn, Pb, Ga, Ge | Zhang, S.X., Ding, Z.J., Cai, H.A., Zhang, B.Q., Wang, Z.X., Li, Z.J., Liu, Z.Y., 2019a |  | GJ-S1-3B-1@2 |  | underground mine |  |  |  |  | ore material | polished section | grab | mineral separate | [5 empty] | mineralisation |  |  |  | sphalerite | [6 empty] | ankerite, pyrite, calcite, chalcopyrite, tetrahedrite | polished sections | LA-ICPMS, EMPA | NWR 193 nm Ar F Excimer laser ablation system paired with a Thermo Scientific iCAP RQ quadrupole inductively coupled plasma mass spectrometer (ICP-MS) | Guangzhou Tuoyan Analytical Technology Co., Ltd., Guangzhou, China | helium gas flow of 700 ml/min as carrier gas, argon gas flow of 0.89 L/min, fluence of 3.5 J/cm², repetition rate of 6 Hz, spot diameter of 30 µm, 45-second laser ablation period, 40-second background measurement | NIST SRM610 (calibration standard for laser ablation system and external standard for concentration calibration), MASS-1 (external standard for concentration calibration), SRM612 and GE8 as unknown samples for data quality | 50.1848 | [19 empty] | 2590 | [5 empty] | 98.4606 | [5 empty] | 0 | [9 empty] | 42080 |  | 0 |  |  |  | 0 |  |  |  | 744.6933 |  |  |  | 0 | [13 empty] | 140 | [15 empty] | 17.1636 | [15 empty] | 320910 |  | 27.6388 | [9 empty] | 70 | [27 empty] | 620230 |  |  |  |  | 2025 |  |  | CHN | Gansu Province
| Guojiagou |  | Basin hydrothermal | Mississippi Valley-type (MVT) | MVT zinc-lead | Zn, Pb | Ga, Ge | Zn, Pb, Ga, Ge | Zhang, S.X., Ding, Z.J., Cai, H.A., Zhang, B.Q., Wang, Z.X., Li, Z.J., Liu, Z.Y., 2019a |  | GJ-S1-3B-1@3 |  | underground mine |  |  |  |  | ore material | polished section | grab | mineral separate | [5 empty] | mineralisation |  |  |  | sphalerite | [6 empty] | ankerite, pyrite, calcite, chalcopyrite, tetrahedrite | polished sections | LA-ICPMS, EMPA | NWR 193 nm Ar F Excimer laser ablation system paired with a Thermo Scientific iCAP RQ quadrupole inductively coupled plasma mass spectrometer (ICP-MS) | Guangzhou Tuoyan Analytical Technology Co., Ltd., Guangzhou, China | helium gas flow of 700 ml/min as carrier gas, argon gas flow of 0.89 L/min, fluence of 3.5 J/cm², repetition rate of 6 Hz, spot diameter of 30 µm, 45-second laser ablation period, 40-second background measurement | NIST SRM610 (calibration standard for laser ablation system and external standard for concentration calibration), MASS-1 (external standard for concentration calibration), SRM612 and GE8 as unknown samples for data quality | 37.3607 | [19 empty] | 3600 | [5 empty] | 103.9688 | [5 empty] | 80 | [9 empty] | 50930 |  | 0 |  |  |  | 0 |  |  |  | 762.6186 |  |  |  | 0 | [13 empty] | 0 | [15 empty] | 4.3065 | [15 empty] | 324170 |  | 3.6068 | [9 empty] | 0 | [27 empty] | 609550 |  |  |  |  | 2025 |  |  | CHN | Gansu Province
| Guojiagou |  | Basin hydrothermal | Mississippi Valley-type (MVT) | MVT zinc-lead | Zn, Pb | Ga, Ge | Zn, Pb, Ga, Ge | Zhang, S.X., Ding, Z.J., Cai, H.A., Zhang, B.Q., Wang, Z.X., Li, Z.J., Liu, Z.Y., 2019a |  | GJ-S1-3B-1@4 |  | underground mine |  |  |  |  | ore material | polished section | grab | mineral separate | [5 empty] | mineralisation |  |  |  | sphalerite | [6 empty] | ankerite, pyrite, calcite, chalcopyrite, tetrahedrite | polished sections | LA-ICPMS, EMPA | NWR 193 nm Ar F Excimer laser ablation system paired with a Thermo Scientific iCAP RQ quadrupole inductively coupled plasma mass spectrometer (ICP-MS) | Guangzhou Tuoyan Analytical Technology Co., Ltd., Guangzhou, China | helium gas flow of 700 ml/min as carrier gas, argon gas flow of 0.89 L/min, fluence of 3.5 J/cm², repetition rate of 6 Hz, spot diameter of 30 µm, 45-second laser ablation period, 40-second background measurement | NIST SRM610 (calibration standard for laser ablation system and external standard for concentration calibration), MASS-1 (external standard for concentration calibration), SRM612 and GE8 as unknown samples for data quality | 45.0114 | [19 empty] | 2610 | [5 empty] | 115.9153 | [5 empty] | 0 | [9 empty] | 31670 |  | 0 |  |  |  | 0 |  |  |  | 320.9681 |  |  |  | 70 | [13 empty] | 100 | [15 empty] | 25.7078 | [15 empty] | 326880 |  | 9.0715 | [9 empty] | 110 | [27 empty] | 626780 |  |  |  |  | 2025 |  |  | CHN | Gansu Province
| Guojiagou |  | Basin hydrothermal | Mississippi Valley-type (MVT) | MVT zinc-lead | Zn, Pb | Ga, Ge | Zn, Pb, Ga, Ge | Zhang, S.X., Ding, Z.J., Cai, H.A., Zhang, B.Q., Wang, Z.X., Li, Z.J., Liu, Z.Y., 2019a |  | GJ-S1-3B-1@5 |  | underground mine |  |  |  |  | ore material | polished section | grab | mineral separate | [5 empty] | mineralisation |  |  |  | sphalerite | [6 empty] | ankerite, pyrite, calcite, chalcopyrite, tetrahedrite | polished sections | LA-ICPMS, EMPA | NWR 193 nm Ar F Excimer laser ablation system paired with a Thermo Scientific iCAP RQ quadrupole inductively coupled plasma mass spectrometer (ICP-MS) | Guangzhou Tuoyan Analytical Technology Co., Ltd., Guangzhou, China | helium gas flow of 700 ml/min as carrier gas, argon gas flow of 0.89 L/min, fluence of 3.5 J/cm², repetition rate of 6 Hz, spot diameter of 30 µm, 45-second laser ablation period, 40-second background measurement | NIST SRM610 (calibration standard for laser ablation system and external standard for concentration calibration), MASS-1 (external standard for concentration calibration), SRM612 and GE8 as unknown samples for data quality | 35.9611 | [19 empty] | 2900 | [5 empty] | 104.46 | [5 empty] | 0 | [9 empty] | 49270 |  | 0 |  |  |  | 0 |  |  |  | 717.115 |  |  |  | 50 | [13 empty] | 0 | [15 empty] | 20.0938 | [15 empty] | 320740 |  | 16.3422 | [9 empty] | 0 | [27 empty] | 613040 |  |  |  |  | 2025 |  |  | CHN | Gansu Province
| Guojiagou |  | Basin hydrothermal | Mississippi Valley-type (MVT) | MVT zinc-lead | Zn, Pb | Ga, Ge | Zn, Pb, Ga, Ge | Zhang, S.X., Ding, Z.J., Cai, H.A., Zhang, B.Q., Wang, Z.X., Li, Z.J., Liu, Z.Y., 2019a |  | GJ-S1-3B-1@6 |  | underground mine |  |  |  |  | ore material | polished section | grab | mineral separate | [5 empty] | mineralisation |  |  |  | sphalerite | [6 empty] | ankerite, pyrite, calcite, chalcopyrite, tetrahedrite | polished sections | LA-ICPMS, EMPA | NWR 193 nm Ar F Excimer laser ablation system paired with a Thermo Scientific iCAP RQ quadrupole inductively coupled plasma mass spectrometer (ICP-MS) | Guangzhou Tuoyan Analytical Technology Co., Ltd., Guangzhou, China | helium gas flow of 700 ml/min as carrier gas, argon gas flow of 0.89 L/min, fluence of 3.5 J/cm², repetition rate of 6 Hz, spot diameter of 30 µm, 45-second laser ablation period, 40-second background measurement | NIST SRM610 (calibration standard for laser ablation system and external standard for concentration calibration), MASS-1 (external standard for concentration calibration), SRM612 and GE8 as unknown samples for data quality | 64.3643 | [19 empty] | 3270 | [5 empty] | 97.3534 | [5 empty] | 0 | [9 empty] | 49990 |  | 0 |  |  |  | 0 |  |  |  | 655.0739 |  |  |  | 0 | [13 empty] | 0 | [15 empty] | 46.1396 | [15 empty] | 317870 |  | 37.0081 | [9 empty] | 110 | [27 empty] | 612400 |  |  |  |  | 2025 |  |  | CHN | Gansu Province
| Guojiagou |  | Basin hydrothermal | Mississippi Valley-type (MVT) | MVT zinc-lead | Zn, Pb | Ga, Ge | Zn, Pb, Ga, Ge | Zhang, S.X., Ding, Z.J., Cai, H.A., Zhang, B.Q., Wang, Z.X., Li, Z.J., Liu, Z.Y., 2019a |  | GJ-S1-3J-1@1 |  | underground mine |  |  |  |  | ore material | polished section | grab | mineral separate | [5 empty] | mineralisation |  |  |  | sphalerite | [6 empty] | ankerite, pyrite, calcite, chalcopyrite, tetrahedrite | polished sections | LA-ICPMS, EMPA | NWR 193 nm Ar F Excimer laser ablation system paired with a Thermo Scientific iCAP RQ quadrupole inductively coupled plasma mass spectrometer (ICP-MS) | Guangzhou Tuoyan Analytical Technology Co., Ltd., Guangzhou, China | helium gas flow of 700 ml/min as carrier gas, argon gas flow of 0.89 L/min, fluence of 3.5 J/cm², repetition rate of 6 Hz, spot diameter of 30 µm, 45-second laser ablation period, 40-second background measurement | NIST SRM610 (calibration standard for laser ablation system and external standard for concentration calibration), MASS-1 (external standard for concentration calibration), SRM612 and GE8 as unknown samples for data quality | 43.5171 | [19 empty] | 3400 | [5 empty] | 106.3229 | [5 empty] | 0 | [9 empty] | 49140 |  | 0 |  |  |  | 0 |  |  |  | 686.9684 |  |  |  | 0 | [13 empty] | 0 | [15 empty] | 28.2397 | [15 empty] | 323710 |  | 14.3857 | [9 empty] | 70 | [27 empty] | 613230 |  |  |  |  | 2025 |  |  | CHN | Gansu Province
| Guojiagou |  | Basin hydrothermal | Mississippi Valley-type (MVT) | MVT zinc-lead | Zn, Pb | Ga, Ge | Zn, Pb, Ga, Ge | Zhang, S.X., Ding, Z.J., Cai, H.A., Zhang, B.Q., Wang, Z.X., Li, Z.J., Liu, Z.Y., 2019a |  | GJ-S1-3J-1@2 |  | underground mine |  |  |  |  | ore material | polished section | grab | mineral separate | [5 empty] | mineralisation |  |  |  | sphalerite | [6 empty] | ankerite, pyrite, calcite, chalcopyrite, tetrahedrite | polished sections | LA-ICPMS, EMPA | NWR 193 nm Ar F Excimer laser ablation system paired with a Thermo Scientific iCAP RQ quadrupole inductively coupled plasma mass spectrometer (ICP-MS) | Guangzhou Tuoyan Analytical Technology Co., Ltd., Guangzhou, China | helium gas flow of 700 ml/min as carrier gas, argon gas flow of 0.89 L/min, fluence of 3.5 J/cm², repetition rate of 6 Hz, spot diameter of 30 µm, 45-second laser ablation period, 40-second background measurement | NIST SRM610 (calibration standard for laser ablation system and external standard for concentration calibration), MASS-1 (external standard for concentration calibration), SRM612 and GE8 as unknown samples for data quality | 37.3184 | [19 empty] | 3540 | [5 empty] | 99.3813 | [5 empty] | 0 | [9 empty] | 46140 |  | 0 |  |  |  | 0 |  |  |  | 683.7369 |  |  |  | 50 | [13 empty] | 0 | [15 empty] | 737.0018 | [15 empty] | 324820 |  | 17.1203 | [9 empty] | 0 | [27 empty] | 619760 |  |  |  |  | 2025 |  |  | CHN | Gansu Province
| Guojiagou |  | Basin hydrothermal | Mississippi Valley-type (MVT) | MVT zinc-lead | Zn, Pb | Ga, Ge | Zn, Pb, Ga, Ge | Zhang, S.X., Ding, Z.J., Cai, H.A., Zhang, B.Q., Wang, Z.X., Li, Z.J., Liu, Z.Y., 2019a |  | GJ-S1-3J-1@3 |  | underground mine |  |  |  |  | ore material | polished section | grab | mineral separate | [5 empty] | mineralisation |  |  |  | sphalerite | [6 empty] | ankerite, pyrite, calcite, chalcopyrite, tetrahedrite | polished sections | LA-ICPMS, EMPA | NWR 193 nm Ar F Excimer laser ablation system paired with a Thermo Scientific iCAP RQ quadrupole inductively coupled plasma mass spectrometer (ICP-MS) | Guangzhou Tuoyan Analytical Technology Co., Ltd., Guangzhou, China | helium gas flow of 700 ml/min as carrier gas, argon gas flow of 0.89 L/min, fluence of 3.5 J/cm², repetition rate of 6 Hz, spot diameter of 30 µm, 45-second laser ablation period, 40-second background measurement | NIST SRM610 (calibration standard for laser ablation system and external standard for concentration calibration), MASS-1 (external standard for concentration calibration), SRM612 and GE8 as unknown samples for data quality | 45.6791 | [19 empty] | 3390 | [5 empty] | 97.2513 | [5 empty] | 0 | [9 empty] | 45470 |  | 0 |  |  |  | 0 |  |  |  | 677.1167 |  |  |  | 20 | [13 empty] | 110 | [15 empty] | 47.2275 | [15 empty] | 323370 |  | 26.4641 | [9 empty] | 0 | [27 empty] | 613880 |  |  |  |  | 2025 |  |  | CHN | Gansu Province
| Guojiagou |  | Basin hydrothermal | Mississippi Valley-type (MVT) | MVT zinc-lead | Zn, Pb | Ga, Ge | Zn, Pb, Ga, Ge | Zhang, S.X., Ding, Z.J., Cai, H.A., Zhang, B.Q., Wang, Z.X., Li, Z.J., Liu, Z.Y., 2019a |  | GJ-S1-3J-1@4 |  | underground mine |  |  |  |  | ore material | polished section | grab | mineral separate | [5 empty] | mineralisation |  |  |  | sphalerite | [6 empty] | ankerite, pyrite, calcite, chalcopyrite, tetrahedrite | polished sections | LA-ICPMS, EMPA | NWR 193 nm Ar F Excimer laser ablation system paired with a Thermo Scientific iCAP RQ quadrupole inductively coupled plasma mass spectrometer (ICP-MS) | Guangzhou Tuoyan Analytical Technology Co., Ltd., Guangzhou, China | helium gas flow of 700 ml/min as carrier gas, argon gas flow of 0.89 L/min, fluence of 3.5 J/cm², repetition rate of 6 Hz, spot diameter of 30 µm, 45-second laser ablation period, 40-second background measurement | NIST SRM610 (calibration standard for laser ablation system and external standard for concentration calibration), MASS-1 (external standard for concentration calibration), SRM612 and GE8 as unknown samples for data quality | 55.0488 | [19 empty] | 3470 | [5 empty] | 109.0732 | [5 empty] | 820 | [9 empty] | 45920 |  | 0 |  |  |  | 0 |  |  |  | 747.3648 |  |  |  | 0 | [13 empty] | 0 | [15 empty] | 58.6883 | [15 empty] | 328270 |  | 16.3796 | [9 empty] | 0 | [27 empty] | 615470 |  |  |  |  | 2025 |  |  | CHN | Gansu Province
| Guojiagou |  | Basin hydrothermal | Mississippi Valley-type (MVT) | MVT zinc-lead | Zn, Pb | Ga, Ge | Zn, Pb, Ga, Ge | Zhang, S.X., Ding, Z.J., Cai, H.A., Zhang, B.Q., Wang, Z.X., Li, Z.J., Liu, Z.Y., 2019a |  | GJ-S1-3J-1@5 |  | underground mine |  |  |  |  | ore material | polished section | grab | mineral separate | [5 empty] | mineralisation |  |  |  | sphalerite | [6 empty] | ankerite, pyrite, calcite, chalcopyrite, tetrahedrite | polished sections | LA-ICPMS, EMPA | NWR 193 nm Ar F Excimer laser ablation system paired with a Thermo Scientific iCAP RQ quadrupole inductively coupled plasma mass spectrometer (ICP-MS) | Guangzhou Tuoyan Analytical Technology Co., Ltd., Guangzhou, China | helium gas flow of 700 ml/min as carrier gas, argon gas flow of 0.89 L/min, fluence of 3.5 J/cm², repetition rate of 6 Hz, spot diameter of 30 µm, 45-second laser ablation period, 40-second background measurement | NIST SRM610 (calibration standard for laser ablation system and external standard for concentration calibration), MASS-1 (external standard for concentration calibration), SRM612 and GE8 as unknown samples for data quality | 48.2062 | [19 empty] | 3470 | [5 empty] | 121.9637 | [5 empty] | 590 | [9 empty] | 48490 |  | 0 |  |  |  | 0 |  |  |  | 707.3695 |  |  |  | 0 | [13 empty] | 0 | [15 empty] | 14.3227 | [15 empty] | 325560 |  | 35.8944 | [9 empty] | 0 | [27 empty] | 616990 |  |  |  |  | 2025 |  |  | CHN | Gansu Province
| Guojiagou |  | Basin hydrothermal | Mississippi Valley-type (MVT) | MVT zinc-lead | Zn, Pb | Ga, Ge | Zn, Pb, Ga, Ge | Zhang, S.X., Ding, Z.J., Cai, H.A., Zhang, B.Q., Wang, Z.X., Li, Z.J., Liu, Z.Y., 2019a |  | GJ-S1-3J-1@6 |  | underground mine |  |  |  |  | ore material | polished section | grab | mineral separate | [5 empty] | mineralisation |  |  |  | sphalerite | [6 empty] | ankerite, pyrite, calcite, chalcopyrite, tetrahedrite | polished sections | LA-ICPMS, EMPA | NWR 193 nm Ar F Excimer laser ablation system paired with a Thermo Scientific iCAP RQ quadrupole inductively coupled plasma mass spectrometer (ICP-MS) | Guangzhou Tuoyan Analytical Technology Co., Ltd., Guangzhou, China | helium gas flow of 700 ml/min as carrier gas, argon gas flow of 0.89 L/min, fluence of 3.5 J/cm², repetition rate of 6 Hz, spot diameter of 30 µm, 45-second laser ablation period, 40-second background measurement | NIST SRM610 (calibration standard for laser ablation system and external standard for concentration calibration), MASS-1 (external standard for concentration calibration), SRM612 and GE8 as unknown samples for data quality | 53.5969 | [19 empty] | 3360 | [5 empty] | 123.9334 | [5 empty] | 1030 | [9 empty] | 47380 |  | 0 |  |  |  | 0 |  |  |  | 565.1887 |  |  |  | 0 | [13 empty] | 0 | [15 empty] | 82.7414 | [15 empty] | 323130 |  | 39.8511 | [9 empty] | 90 | [27 empty] | 614680 |  |  |  |  | 2025 |  |  | CHN | Gansu Province
| Guojiagou |  | Basin hydrothermal | Mississippi Valley-type (MVT) | MVT zinc-lead | Zn, Pb | Ga, Ge | Zn, Pb, Ga, Ge | Zhang, S.X., Ding, Z.J., Cai, H.A., Zhang, B.Q., Wang, Z.X., Li, Z.J., Liu, Z.Y., 2019a |  | GTG-1-2-1S@1 |  | underground mine |  |  |  |  | ore material | polished section | grab | mineral separate | [5 empty] | mineralisation |  |  |  | sphalerite | [6 empty] | ankerite, pyrite, calcite, chalcopyrite, tetrahedrite | polished sections | LA-ICPMS, EMPA | NWR 193 nm Ar F Excimer laser ablation system paired with a Thermo Scientific iCAP RQ quadrupole inductively coupled plasma mass spectrometer (ICP-MS) | Guangzhou Tuoyan Analytical Technology Co., Ltd., Guangzhou, China | helium gas flow of 700 ml/min as carrier gas, argon gas flow of 0.89 L/min, fluence of 3.5 J/cm², repetition rate of 6 Hz, spot diameter of 30 µm, 45-second laser ablation period, 40-second background measurement | NIST SRM610 (calibration standard for laser ablation system and external standard for concentration calibration), MASS-1 (external standard for concentration calibration), SRM612 and GE8 as unknown samples for data quality | 28.157 | [19 empty] | 3300 | [5 empty] | 76.8666 | [5 empty] | 0 | [9 empty] | 36450 |  | 0 |  |  |  | 0 |  |  |  | 359.8537 |  |  |  | 0 | [13 empty] | 0 | [15 empty] | 52.7809 | [15 empty] | 325860 |  | 10.1463 | [9 empty] | 0 | [27 empty] | 625010 |  |  |  |  | 2025 |  |  | CHN | Gansu Province
| Guojiagou |  | Basin hydrothermal | Mississippi Valley-type (MVT) | MVT zinc-lead | Zn, Pb | Ga, Ge | Zn, Pb, Ga, Ge | Zhang, S.X., Ding, Z.J., Cai, H.A., Zhang, B.Q., Wang, Z.X., Li, Z.J., Liu, Z.Y., 2019a |  | GTG-1-2-1S@2 |  | underground mine |  |  |  |  | ore material | polished section | grab | mineral separate | [5 empty] | mineralisation |  |  |  | sphalerite | [6 empty] | ankerite, pyrite, calcite, chalcopyrite, tetrahedrite | polished sections | LA-ICPMS, EMPA | NWR 193 nm Ar F Excimer laser ablation system paired with a Thermo Scientific iCAP RQ quadrupole inductively coupled plasma mass spectrometer (ICP-MS) | Guangzhou Tuoyan Analytical Technology Co., Ltd., Guangzhou, China | helium gas flow of 700 ml/min as carrier gas, argon gas flow of 0.89 L/min, fluence of 3.5 J/cm², repetition rate of 6 Hz, spot diameter of 30 µm, 45-second laser ablation period, 40-second background measurement | NIST SRM610 (calibration standard for laser ablation system and external standard for concentration calibration), MASS-1 (external standard for concentration calibration), SRM612 and GE8 as unknown samples for data quality | 28.4669 | [19 empty] | 3210 | [5 empty] | 123.9069 | [5 empty] | 0 | [9 empty] | 42500 |  | 0 |  |  |  | 0 |  |  |  | 446.2365 |  |  |  | 0 | [13 empty] | 40 | [15 empty] | 18.3082 | [15 empty] | 323440 |  | 8.3062 | [9 empty] | 0 | [27 empty] | 621030 |  |  |  |  | 2025 |  |  | CHN | Gansu Province
| Guojiagou |  | Basin hydrothermal | Mississippi Valley-type (MVT) | MVT zinc-lead | Zn, Pb | Ga, Ge | Zn, Pb, Ga, Ge | Zhang, S.X., Ding, Z.J., Cai, H.A., Zhang, B.Q., Wang, Z.X., Li, Z.J., Liu, Z.Y., 2019a |  | GTG-1-2-1S@3 |  | underground mine |  |  |  |  | ore material | polished section | grab | mineral separate | [5 empty] | mineralisation |  |  |  | sphalerite | [6 empty] | ankerite, pyrite, calcite, chalcopyrite, tetrahedrite | polished sections | LA-ICPMS, EMPA | NWR 193 nm Ar F Excimer laser ablation system paired with a Thermo Scientific iCAP RQ quadrupole inductively coupled plasma mass spectrometer (ICP-MS) | Guangzhou Tuoyan Analytical Technology Co., Ltd., Guangzhou, China | helium gas flow of 700 ml/min as carrier gas, argon gas flow of 0.89 L/min, fluence of 3.5 J/cm², repetition rate of 6 Hz, spot diameter of 30 µm, 45-second laser ablation period, 40-second background measurement | NIST SRM610 (calibration standard for laser ablation system and external standard for concentration calibration), MASS-1 (external standard for concentration calibration), SRM612 and GE8 as unknown samples for data quality | 36.1225 | [19 empty] | 3030 | [5 empty] | 125.1412 | [5 empty] | 0 | [9 empty] | 41400 |  | 0 |  |  |  | 0 |  |  |  | 464.1916 |  |  |  | 10 | [13 empty] | 0 | [15 empty] | 15.5753 | [15 empty] | 323480 |  | 12.177 | [9 empty] | 30 | [27 empty] | 620690 |  |  |  |  | 2025 |  |  | CHN | Gansu Province
| Guojiagou |  | Basin hydrothermal | Mississippi Valley-type (MVT) | MVT zinc-lead | Zn, Pb | Ga, Ge | Zn, Pb, Ga, Ge | Zhang, S.X., Ding, Z.J., Cai, H.A., Zhang, B.Q., Wang, Z.X., Li, Z.J., Liu, Z.Y., 2019a |  | GTG-1-2-1S@4 |  | underground mine |  |  |  |  | ore material | polished section | grab | mineral separate | [5 empty] | mineralisation |  |  |  | sphalerite | [6 empty] | ankerite, pyrite, calcite, chalcopyrite, tetrahedrite | polished sections | LA-ICPMS, EMPA | NWR 193 nm Ar F Excimer laser ablation system paired with a Thermo Scientific iCAP RQ quadrupole inductively coupled plasma mass spectrometer (ICP-MS) | Guangzhou Tuoyan Analytical Technology Co., Ltd., Guangzhou, China | helium gas flow of 700 ml/min as carrier gas, argon gas flow of 0.89 L/min, fluence of 3.5 J/cm², repetition rate of 6 Hz, spot diameter of 30 µm, 45-second laser ablation period, 40-second background measurement | NIST SRM610 (calibration standard for laser ablation system and external standard for concentration calibration), MASS-1 (external standard for concentration calibration), SRM612 and GE8 as unknown samples for data quality | 51.9185 | [19 empty] | 3140 | [5 empty] | 130.0877 | [5 empty] | 0 | [9 empty] | 40610 |  | 0 |  |  |  | 0 |  |  |  | 448.3521 |  |  |  | 10 | [13 empty] | 0 | [15 empty] | 28.0822 | [15 empty] | 327250 |  | 20.5213 | [9 empty] | 0 | [27 empty] | 623080 |  |  |  |  | 2025 |  |  | CHN | Gansu Province
| Guojiagou |  | Basin hydrothermal | Mississippi Valley-type (MVT) | MVT zinc-lead | Zn, Pb | Ga, Ge | Zn, Pb, Ga, Ge | Zhang, S.X., Ding, Z.J., Cai, H.A., Zhang, B.Q., Wang, Z.X., Li, Z.J., Liu, Z.Y., 2019a |  | GTG-1-2-1S@5 |  | underground mine |  |  |  |  | ore material | polished section | grab | mineral separate | [5 empty] | mineralisation |  |  |  | sphalerite | [6 empty] | ankerite, pyrite, calcite, chalcopyrite, tetrahedrite | polished sections | LA-ICPMS, EMPA | NWR 193 nm Ar F Excimer laser ablation system paired with a Thermo Scientific iCAP RQ quadrupole inductively coupled plasma mass spectrometer (ICP-MS) | Guangzhou Tuoyan Analytical Technology Co., Ltd., Guangzhou, China | helium gas flow of 700 ml/min as carrier gas, argon gas flow of 0.89 L/min, fluence of 3.5 J/cm², repetition rate of 6 Hz, spot diameter of 30 µm, 45-second laser ablation period, 40-second background measurement | NIST SRM610 (calibration standard for laser ablation system and external standard for concentration calibration), MASS-1 (external standard for concentration calibration), SRM612 and GE8 as unknown samples for data quality | 123.4445 | [19 empty] | 3720 | [5 empty] | 126.7449 | [5 empty] | 520 | [9 empty] | 48230 |  | 0 |  |  |  | 0 |  |  |  | 383.8864 |  |  |  | 30 | [13 empty] | 0 | [15 empty] | 40.1724 | [15 empty] | 324890 |  | 77.4654 | [9 empty] | 10 | [27 empty] | 609430 |  |  |  |  | 2025 |  |  | CHN | Gansu Province
| Guojiagou |  | Basin hydrothermal | Mississippi Valley-type (MVT) | MVT zinc-lead | Zn, Pb | Ga, Ge | Zn, Pb, Ga, Ge | Zhang, S.X., Ding, Z.J., Cai, H.A., Zhang, B.Q., Wang, Z.X., Li, Z.J., Liu, Z.Y., 2019a |  | GTG-1-2-1S@6 |  | underground mine |  |  |  |  | ore material | polished section | grab | mineral separate | [5 empty] | mineralisation |  |  |  | sphalerite | [6 empty] | ankerite, pyrite, calcite, chalcopyrite, tetrahedrite | polished sections | LA-ICPMS, EMPA | NWR 193 nm Ar F Excimer laser ablation system paired with a Thermo Scientific iCAP RQ quadrupole inductively coupled plasma mass spectrometer (ICP-MS) | Guangzhou Tuoyan Analytical Technology Co., Ltd., Guangzhou, China | helium gas flow of 700 ml/min as carrier gas, argon gas flow of 0.89 L/min, fluence of 3.5 J/cm², repetition rate of 6 Hz, spot diameter of 30 µm, 45-second laser ablation period, 40-second background measurement | NIST SRM610 (calibration standard for laser ablation system and external standard for concentration calibration), MASS-1 (external standard for concentration calibration), SRM612 and GE8 as unknown samples for data quality | 33.2524 | [19 empty] | 3450 | [5 empty] | 133.5781 | [5 empty] | 50 | [9 empty] | 38130 |  | 0 |  |  |  | 0 |  |  |  | 419.9256 |  |  |  | 0 | [13 empty] | 50 | [15 empty] | 143.386 | [15 empty] | 326290 |  | 10.2927 | [9 empty] | 0 | [27 empty] | 622380 |  |  |  |  | 2025 |  |  | CHN | Gansu Province
| Guojiagou |  | Basin hydrothermal | Mississippi Valley-type (MVT) | MVT zinc-lead | Zn, Pb | Ga, Ge | Zn, Pb, Ga, Ge | Zhang, S.X., Ding, Z.J., Cai, H.A., Zhang, B.Q., Wang, Z.X., Li, Z.J., Liu, Z.Y., 2019a |  | Sp2 n = 31 |  | underground mine |  |  |  |  | ore material | polished section | grab | mineral separate | [5 empty] | mineralisation |  |  |  | sphalerite | [6 empty] | ankerite, pyrite, calcite, chalcopyrite, tetrahedrite | polished sections | LA-ICPMS, EMPA | NWR 193 nm Ar F Excimer laser ablation system paired with a Thermo Scientific iCAP RQ quadrupole inductively coupled plasma mass spectrometer (ICP-MS) | Guangzhou Tuoyan Analytical Technology Co., Ltd., Guangzhou, China | helium gas flow of 700 ml/min as carrier gas, argon gas flow of 0.89 L/min, fluence of 3.5 J/cm², repetition rate of 6 Hz, spot diameter of 30 µm, 45-second laser ablation period, 40-second background measurement | NIST SRM610 (calibration standard for laser ablation system and external standard for concentration calibration), MASS-1 (external standard for concentration calibration), SRM612 and GE8 as unknown samples for data quality | [147 empty] | 2025 |  |  | CHN | Gansu Province