## Sheet1
Uploaded | deposit_name | deposit_local_id | deposit_environment | deposit_group | deposit_type | primary_commodities | secondary_commodities | all_commodities | deposit_source | sample_uid | sample_name | sample_local_id | feature_type | feature_name | feature_uid | top_depth_m | bottom_depth_m | sample_deposit_relation | sample_type | sampling_method | material_class | material_class_comments | province | strat_unit_name | strat_unit_uid | strat_grouping | earth_material_group | earth_material_qualifier | earth_material | metamorphic_grade | mineral | paragenetic_stage | mode_of_occurrence | texture | color | alteration | sample_description | associated_minerals | sample_preparation | analytical_method | instrument_type_model | laboratory_location/if reported | operating_conditions/if reported | standards_used/if reported | ag_ppm | ag_detection_limit | al_ppm | al_detection_limit | as_ppm | as_detection_limit | au_ppm | au_detection_limit | b_ppm | b_detection_limit | ba_ppm | ba_detection_limit | be_ppm | be_detection_limit | bi_ppm | bi_detection_limit | br_ppm | br_detection_limit | ca_ppm | ca_detection_limit | cd_ppm | cd_detection_limit | ce_ppm | ce_detection_limit | cl_ppm | cl_detection_limit | co_ppm | co_detection_limit | cr_ppm | cr_detection_limit | cs_ppm | cs_detection_limit | cu_ppm | cu_detection_limit | dy_ppm | dy_detection_limit | er_ppm | er_detection_limit | eu_ppm | eu_detection_limit | f_ppm | f_detection_limit | fe_ppm | fe_detection_limit | ga_ppm | ga_detection_limit | gd_ppm | gd_detection_limit | ge_ppm | ge_detection_limit | hf_ppm | hf_detection_limit | hg_ppm | hg_detection_limit | ho_ppm | ho_detection_limit | in_ppm | in_detection_limit | ir_ppm | ir_detection_limit | k_ppm | k_detection_limit | la_ppm | la_detection_limit | li_ppm | li_detection_limit | lu_ppm | lu_detection_limit | mg_ppm | mg_detection_limit | mn_ppm | mn_detection_limit | mo_ppm | mo_detection_limit | na_ppm | na_detection_limit | nb_ppm | nb_detection_limit | nd_ppm | nd_detection_limit | ni_ppm | ni_detection_limit | os_ppm | os_detection_limit | p_ppm | p_detection_limit | pb_ppm | pb_detection_limit | pd_ppm | pd_detection_limit | pr_ppm | pr_detection_limit | pt_ppm | pt_detection_limit | rb_ppm | rb_detection_limit | re_ppm | re_detection_limit | rh_ppm | rh_detection_limit | ru_ppm | ru_detection_limit | s_ppm | s_detection_limit | sb_ppm | sb_detection_limit | sc_ppm | sc_detection_limit | se_ppm | se_detection_limit | si_ppm | si_detection_limit | sm_ppm | sm_detection_limit | sn_ppm | sn_detection_limit | sr_ppm | sr_detection_limit | ta_ppm | ta_detection_limit | tb_ppm | tb_detection_limit | te_ppm | te_detection_limit | th_ppm | th_detection_limit | ti_ppm | ti_detection_limit | tl_ppm | tl_detection_limit | tm_ppm | tm_detection_limit | u_ppm | u_detection_limit | v_ppm | v_detection_limit | w_ppm | w_detection_limit | y_ppm | y_detection_limit | yb_ppm | yb_detection_limit | zn_ppm | zn_detection_limit | zr_ppm | zr_detection_limit | analysis_datetime | publication_date | sample_source | submitter | country | state | deposit_longitude_wgs84 | deposit_latitude_wgs84 | sample_longitude_wgs84 | sample_latitude_wgs84 | sample_easting | sample_northing | sample_utm_zone | sample_location_description | location_source | location_accuracy | comments | last_update
| Fule |  | Basin hydrothermal | Mississippi Valley-type (MVT) | MVT zinc-lead | Pb, Zn | Ga, Ge, Ag | Pb, Zn, Ga, Ge, Ag | Zhou et al., 2018 |  | FL-1-1 | FL-1-1-1 | underground mine |  |  |  |  | ore material | polished section | grab | mineral separate | [5 empty] | mineralisation |  |  |  | sphalerite | Stage I (Sp1rb, Sp1y, Sp1w), Stage II (Sp2) | disseminated, intergrown with calcite | Sp1rb |  |  |  | calcite, galena, limestone | polished sections | LA-ICPMS | 193 nm ArF excimer laser-ablation system coupled to an Thermo Scientific iCap-RQ (ICP-MS) | Guangzhou Tuoyan Analytical Technology Co., Ltd., Guangzhou, China | laser energy density 4 J/cm2, repetition rate 6 Hz, spot diameter 35 µm, 40 s background, 45 s ablation, He carrier gas with Ar makeup gas; mapping: laser energy 5 J/cm2, repetition rate 15 Hz, spot diameter 10 μm, scan speed 40 μm/s | NIST 610 (external standard for calibration and mapping), MASS-1 (calibration), BCR-2G (calibration); NIST 612 (monitoring standard) | 5.6335 |  |  |  | 174.2526 | [15 empty] | 15232.6251 | [11 empty] | 2642.7168 | [9 empty] | 2212.1108 |  | 62.4726 |  |  |  | 700.3832 |  |  |  | 63.5141 |  |  |  | 0.29308 | [13 empty] | 2.7294 | [15 empty] | 98.2927 | [17 empty] | 716.7507 | [9 empty] | 4.8501 | [13 empty] | 0.059193 | [18 empty] | 2025 | Miao, Y., Li, W.C., Zhou, J.X., Luo, K., Zhou, Y., Chen, S.M., Fan, Z.Y., Pan, J.R. — Ga, Ge, and other trace element composition in sphalerite from the carbonate-hosted Pb-Zn Fule deposit, Sichuan-Yunnan-Guizhou region |  | CHN | Yunnan
| Fule |  | Basin hydrothermal | Mississippi Valley-type (MVT) | MVT zinc-lead | Pb, Zn | Ga, Ge, Ag | Pb, Zn, Ga, Ge, Ag | Zhou et al., 2018 |  | FL-1-1 | FL-1-1-2 | underground mine |  |  |  |  | ore material | polished section | grab | mineral separate | [5 empty] | mineralisation |  |  |  | sphalerite | Stage I (Sp1rb, Sp1y, Sp1w), Stage II (Sp2) | disseminated, intergrown with calcite | Sp1rb |  |  |  | calcite, galena, limestone | polished sections | LA-ICPMS | 193 nm ArF excimer laser-ablation system coupled to an Thermo Scientific iCap-RQ (ICP-MS) | Guangzhou Tuoyan Analytical Technology Co., Ltd., Guangzhou, China | laser energy density 4 J/cm2, repetition rate 6 Hz, spot diameter 35 µm, 40 s background, 45 s ablation, He carrier gas with Ar makeup gas; mapping: laser energy 5 J/cm2, repetition rate 15 Hz, spot diameter 10 μm, scan speed 40 μm/s | NIST 610 (external standard for calibration and mapping), MASS-1 (calibration), BCR-2G (calibration); NIST 612 (monitoring standard) | 4.8258 |  |  |  | 177.1022 | [15 empty] | 16399.5858 | [11 empty] | 3055.2086 | [9 empty] | 2223.2865 |  | 244.0881 |  |  |  | 703.1837 |  |  |  | 20.3104 | [17 empty] | 2.5243 | [15 empty] | 123.7157 | [17 empty] | 928.3632 | [23 empty] | 0.008139 | [18 empty] | 2025 | Miao, Y., Li, W.C., Zhou, J.X., Luo, K., Zhou, Y., Chen, S.M., Fan, Z.Y., Pan, J.R. — Ga, Ge, and other trace element composition in sphalerite from the carbonate-hosted Pb-Zn Fule deposit, Sichuan-Yunnan-Guizhou region |  | CHN | Yunnan
| Fule |  | Basin hydrothermal | Mississippi Valley-type (MVT) | MVT zinc-lead | Pb, Zn | Ga, Ge, Ag | Pb, Zn, Ga, Ge, Ag | Zhou et al., 2018 |  | FL-1-1 | FL-1-1-3 | underground mine |  |  |  |  | ore material | polished section | grab | mineral separate | [5 empty] | mineralisation |  |  |  | sphalerite | Stage I (Sp1rb, Sp1y, Sp1w), Stage II (Sp2) | disseminated, intergrown with calcite | Sp1rb |  |  |  | calcite, galena, limestone | polished sections | LA-ICPMS | 193 nm ArF excimer laser-ablation system coupled to an Thermo Scientific iCap-RQ (ICP-MS) | Guangzhou Tuoyan Analytical Technology Co., Ltd., Guangzhou, China | laser energy density 4 J/cm2, repetition rate 6 Hz, spot diameter 35 µm, 40 s background, 45 s ablation, He carrier gas with Ar makeup gas; mapping: laser energy 5 J/cm2, repetition rate 15 Hz, spot diameter 10 μm, scan speed 40 μm/s | NIST 610 (external standard for calibration and mapping), MASS-1 (calibration), BCR-2G (calibration); NIST 612 (monitoring standard) | 8.9148 |  |  |  | 201.6592 | [15 empty] | 17092.3 | [11 empty] | 3013.2421 | [9 empty] | 2290.9264 |  | 221.8214 |  |  |  | 687.2375 |  |  |  | 66.2001 |  |  |  | 0.27313 | [13 empty] | 2.6517 | [15 empty] | 126.9176 | [17 empty] | 925.7145 | [9 empty] | 4.7533 | [13 empty] | 0.094056 | [18 empty] | 2025 | Miao, Y., Li, W.C., Zhou, J.X., Luo, K., Zhou, Y., Chen, S.M., Fan, Z.Y., Pan, J.R. — Ga, Ge, and other trace element composition in sphalerite from the carbonate-hosted Pb-Zn Fule deposit, Sichuan-Yunnan-Guizhou region |  | CHN | Yunnan
| Fule |  | Basin hydrothermal | Mississippi Valley-type (MVT) | MVT zinc-lead | Pb, Zn | Ga, Ge, Ag | Pb, Zn, Ga, Ge, Ag | Zhou et al., 2018 |  | FL-1-1 | FL-1-1-4 | underground mine |  |  |  |  | ore material | polished section | grab | mineral separate | [5 empty] | mineralisation |  |  |  | sphalerite | Stage I (Sp1rb, Sp1y, Sp1w), Stage II (Sp2) | disseminated, intergrown with calcite | Sp1rb |  |  |  | calcite, galena, limestone | polished sections | LA-ICPMS | 193 nm ArF excimer laser-ablation system coupled to an Thermo Scientific iCap-RQ (ICP-MS) | Guangzhou Tuoyan Analytical Technology Co., Ltd., Guangzhou, China | laser energy density 4 J/cm2, repetition rate 6 Hz, spot diameter 35 µm, 40 s background, 45 s ablation, He carrier gas with Ar makeup gas; mapping: laser energy 5 J/cm2, repetition rate 15 Hz, spot diameter 10 μm, scan speed 40 μm/s | NIST 610 (external standard for calibration and mapping), MASS-1 (calibration), BCR-2G (calibration); NIST 612 (monitoring standard) | 7.5352 |  |  |  | 187.3871 | [15 empty] | 17851.0696 | [11 empty] | 2799.8726 | [9 empty] | 2343.5339 |  | 158.863 |  |  |  | 651.2598 |  |  |  | 196.5086 |  |  |  | 0.52316 | [13 empty] | 2.884 | [15 empty] | 119.0512 | [17 empty] | 847.3323 | [9 empty] | 8.326 | [13 empty] | 0.10747 | [18 empty] | 2025 | Miao, Y., Li, W.C., Zhou, J.X., Luo, K., Zhou, Y., Chen, S.M., Fan, Z.Y., Pan, J.R. — Ga, Ge, and other trace element composition in sphalerite from the carbonate-hosted Pb-Zn Fule deposit, Sichuan-Yunnan-Guizhou region |  | CHN | Yunnan
| Fule |  | Basin hydrothermal | Mississippi Valley-type (MVT) | MVT zinc-lead | Pb, Zn | Ga, Ge, Ag | Pb, Zn, Ga, Ge, Ag | Zhou et al., 2018 |  | FL-1-1 | FL-1-1-5 | underground mine |  |  |  |  | ore material | polished section | grab | mineral separate | [5 empty] | mineralisation |  |  |  | sphalerite | Stage I (Sp1rb, Sp1y, Sp1w), Stage II (Sp2) | disseminated, intergrown with calcite | Sp1rb |  |  |  | calcite, galena, limestone | polished sections | LA-ICPMS | 193 nm ArF excimer laser-ablation system coupled to an Thermo Scientific iCap-RQ (ICP-MS) | Guangzhou Tuoyan Analytical Technology Co., Ltd., Guangzhou, China | laser energy density 4 J/cm2, repetition rate 6 Hz, spot diameter 35 µm, 40 s background, 45 s ablation, He carrier gas with Ar makeup gas; mapping: laser energy 5 J/cm2, repetition rate 15 Hz, spot diameter 10 μm, scan speed 40 μm/s | NIST 610 (external standard for calibration and mapping), MASS-1 (calibration), BCR-2G (calibration); NIST 612 (monitoring standard) | 5.0635 |  |  |  | 177.28 | [15 empty] | 18000.7067 | [11 empty] | 3038.7396 | [9 empty] | 2407.4713 |  | 229.4829 |  |  |  | 681.0732 |  |  |  | 31.6091 |  |  |  | 0.61457 | [13 empty] | 2.6422 | [15 empty] | 124.2838 | [17 empty] | 928.7977 | [9 empty] | 5.2765 | [13 empty] | 0.019918 | [18 empty] | 2025 | Miao, Y., Li, W.C., Zhou, J.X., Luo, K., Zhou, Y., Chen, S.M., Fan, Z.Y., Pan, J.R. — Ga, Ge, and other trace element composition in sphalerite from the carbonate-hosted Pb-Zn Fule deposit, Sichuan-Yunnan-Guizhou region |  | CHN | Yunnan
| Fule |  | Basin hydrothermal | Mississippi Valley-type (MVT) | MVT zinc-lead | Pb, Zn | Ga, Ge, Ag | Pb, Zn, Ga, Ge, Ag | Zhou et al., 2018 |  | FL-1-1 | FL-1-1-6 | underground mine |  |  |  |  | ore material | polished section | grab | mineral separate | [5 empty] | mineralisation |  |  |  | sphalerite | Stage I (Sp1rb, Sp1y, Sp1w), Stage II (Sp2) | disseminated, intergrown with calcite | Sp1y |  |  |  | calcite, galena, limestone | polished sections | LA-ICPMS | 193 nm ArF excimer laser-ablation system coupled to an Thermo Scientific iCap-RQ (ICP-MS) | Guangzhou Tuoyan Analytical Technology Co., Ltd., Guangzhou, China | laser energy density 4 J/cm2, repetition rate 6 Hz, spot diameter 35 µm, 40 s background, 45 s ablation, He carrier gas with Ar makeup gas; mapping: laser energy 5 J/cm2, repetition rate 15 Hz, spot diameter 10 μm, scan speed 40 μm/s | NIST 610 (external standard for calibration and mapping), MASS-1 (calibration), BCR-2G (calibration); NIST 612 (monitoring standard) | 0.82515 |  |  |  | 3.9973 | [15 empty] | 17428.3547 | [11 empty] | 589.429 | [9 empty] | 2527.557 |  | 385.5662 |  |  |  | 48.1189 |  |  |  | 29.1869 | [17 empty] | 2.9451 | [15 empty] | 8.6836 | [17 empty] | 44.0729 | [9 empty] | 0.07599 | [32 empty] | 2025 | Miao, Y., Li, W.C., Zhou, J.X., Luo, K., Zhou, Y., Chen, S.M., Fan, Z.Y., Pan, J.R. — Ga, Ge, and other trace element composition in sphalerite from the carbonate-hosted Pb-Zn Fule deposit, Sichuan-Yunnan-Guizhou region |  | CHN | Yunnan
| Fule |  | Basin hydrothermal | Mississippi Valley-type (MVT) | MVT zinc-lead | Pb, Zn | Ga, Ge, Ag | Pb, Zn, Ga, Ge, Ag | Zhou et al., 2018 |  | FL-1-1 | FL-1-1-7 | underground mine |  |  |  |  | ore material | polished section | grab | mineral separate | [5 empty] | mineralisation |  |  |  | sphalerite | Stage I (Sp1rb, Sp1y, Sp1w), Stage II (Sp2) | disseminated, intergrown with calcite | Sp1y |  |  |  | calcite, galena, limestone | polished sections | LA-ICPMS | 193 nm ArF excimer laser-ablation system coupled to an Thermo Scientific iCap-RQ (ICP-MS) | Guangzhou Tuoyan Analytical Technology Co., Ltd., Guangzhou, China | laser energy density 4 J/cm2, repetition rate 6 Hz, spot diameter 35 µm, 40 s background, 45 s ablation, He carrier gas with Ar makeup gas; mapping: laser energy 5 J/cm2, repetition rate 15 Hz, spot diameter 10 μm, scan speed 40 μm/s | NIST 610 (external standard for calibration and mapping), MASS-1 (calibration), BCR-2G (calibration); NIST 612 (monitoring standard) | 0.51347 |  |  |  | 5.4202 | [15 empty] | 20563.7193 | [11 empty] | 304.441 | [9 empty] | 2344.6113 |  | 83.8454 |  |  |  | 61.7089 |  |  |  | 29.9667 | [17 empty] | 2.8854 | [15 empty] | 10.0753 | [17 empty] | 49.5492 | [42 empty] | 2025 | Miao, Y., Li, W.C., Zhou, J.X., Luo, K., Zhou, Y., Chen, S.M., Fan, Z.Y., Pan, J.R. — Ga, Ge, and other trace element composition in sphalerite from the carbonate-hosted Pb-Zn Fule deposit, Sichuan-Yunnan-Guizhou region |  | CHN | Yunnan
| Fule |  | Basin hydrothermal | Mississippi Valley-type (MVT) | MVT zinc-lead | Pb, Zn | Ga, Ge, Ag | Pb, Zn, Ga, Ge, Ag | Zhou et al., 2018 |  | FL-1-1 | FL-1-1-8 | underground mine |  |  |  |  | ore material | polished section | grab | mineral separate | [5 empty] | mineralisation |  |  |  | sphalerite | Stage I (Sp1rb, Sp1y, Sp1w), Stage II (Sp2) | disseminated, intergrown with calcite | Sp1y |  |  |  | calcite, galena, limestone | polished sections | LA-ICPMS | 193 nm ArF excimer laser-ablation system coupled to an Thermo Scientific iCap-RQ (ICP-MS) | Guangzhou Tuoyan Analytical Technology Co., Ltd., Guangzhou, China | laser energy density 4 J/cm2, repetition rate 6 Hz, spot diameter 35 µm, 40 s background, 45 s ablation, He carrier gas with Ar makeup gas; mapping: laser energy 5 J/cm2, repetition rate 15 Hz, spot diameter 10 μm, scan speed 40 μm/s | NIST 610 (external standard for calibration and mapping), MASS-1 (calibration), BCR-2G (calibration); NIST 612 (monitoring standard) | 0.615 |  |  |  | 3.6859 | [15 empty] | 17247.8853 | [11 empty] | 430.1751 | [9 empty] | 2203.3602 |  | 213.0133 |  |  |  | 72.9455 |  |  |  | 23.9492 | [17 empty] | 2.3953 | [15 empty] | 4.1814 | [17 empty] | 26.2715 | [42 empty] | 2025 | Miao, Y., Li, W.C., Zhou, J.X., Luo, K., Zhou, Y., Chen, S.M., Fan, Z.Y., Pan, J.R. — Ga, Ge, and other trace element composition in sphalerite from the carbonate-hosted Pb-Zn Fule deposit, Sichuan-Yunnan-Guizhou region |  | CHN | Yunnan
| Fule |  | Basin hydrothermal | Mississippi Valley-type (MVT) | MVT zinc-lead | Pb, Zn | Ga, Ge, Ag | Pb, Zn, Ga, Ge, Ag | Zhou et al., 2018 |  | FL-1-1 | FL-1-1-9 | underground mine |  |  |  |  | ore material | polished section | grab | mineral separate | [5 empty] | mineralisation |  |  |  | sphalerite | Stage I (Sp1rb, Sp1y, Sp1w), Stage II (Sp2) | disseminated, intergrown with calcite | Sp1y |  |  |  | calcite, galena, limestone | polished sections | LA-ICPMS | 193 nm ArF excimer laser-ablation system coupled to an Thermo Scientific iCap-RQ (ICP-MS) | Guangzhou Tuoyan Analytical Technology Co., Ltd., Guangzhou, China | laser energy density 4 J/cm2, repetition rate 6 Hz, spot diameter 35 µm, 40 s background, 45 s ablation, He carrier gas with Ar makeup gas; mapping: laser energy 5 J/cm2, repetition rate 15 Hz, spot diameter 10 μm, scan speed 40 μm/s | NIST 610 (external standard for calibration and mapping), MASS-1 (calibration), BCR-2G (calibration); NIST 612 (monitoring standard) | 0.97311 |  |  |  | 5.5261 | [15 empty] | 21616.7542 | [11 empty] | 277.7533 | [9 empty] | 2734.6749 |  | 83.1069 |  |  |  | 46.4338 |  |  |  | 27.3598 | [17 empty] | 3.6443 | [15 empty] | 13.4028 | [17 empty] | 53.8519 | [42 empty] | 2025 | Miao, Y., Li, W.C., Zhou, J.X., Luo, K., Zhou, Y., Chen, S.M., Fan, Z.Y., Pan, J.R. — Ga, Ge, and other trace element composition in sphalerite from the carbonate-hosted Pb-Zn Fule deposit, Sichuan-Yunnan-Guizhou region |  | CHN | Yunnan
| Fule |  | Basin hydrothermal | Mississippi Valley-type (MVT) | MVT zinc-lead | Pb, Zn | Ga, Ge, Ag | Pb, Zn, Ga, Ge, Ag | Zhou et al., 2018 |  | FL-1-1 | FL-1-1-10 | underground mine |  |  |  |  | ore material | polished section | grab | mineral separate | [5 empty] | mineralisation |  |  |  | sphalerite | Stage I (Sp1rb, Sp1y, Sp1w), Stage II (Sp2) | disseminated, intergrown with calcite | Sp1y |  |  |  | calcite, galena, limestone | polished sections | LA-ICPMS | 193 nm ArF excimer laser-ablation system coupled to an Thermo Scientific iCap-RQ (ICP-MS) | Guangzhou Tuoyan Analytical Technology Co., Ltd., Guangzhou, China | laser energy density 4 J/cm2, repetition rate 6 Hz, spot diameter 35 µm, 40 s background, 45 s ablation, He carrier gas with Ar makeup gas; mapping: laser energy 5 J/cm2, repetition rate 15 Hz, spot diameter 10 μm, scan speed 40 μm/s | NIST 610 (external standard for calibration and mapping), MASS-1 (calibration), BCR-2G (calibration); NIST 612 (monitoring standard) | 0.45016 |  |  |  | 3.0234 | [15 empty] | 19747.4114 | [11 empty] | 313.3458 | [9 empty] | 2174.8891 |  | 130.3936 |  |  |  | 51.6166 |  |  |  | 27.9041 | [17 empty] | 2.5935 | [15 empty] | 6.7867 | [17 empty] | 34.486 | [9 empty] | 0.17374 | [32 empty] | 2025 | Miao, Y., Li, W.C., Zhou, J.X., Luo, K., Zhou, Y., Chen, S.M., Fan, Z.Y., Pan, J.R. — Ga, Ge, and other trace element composition in sphalerite from the carbonate-hosted Pb-Zn Fule deposit, Sichuan-Yunnan-Guizhou region |  | CHN | Yunnan
| Fule |  | Basin hydrothermal | Mississippi Valley-type (MVT) | MVT zinc-lead | Pb, Zn | Ga, Ge, Ag | Pb, Zn, Ga, Ge, Ag | Zhou et al., 2018 |  | FL-1-1 | FL-1-1-11 | underground mine |  |  |  |  | ore material | polished section | grab | mineral separate | [5 empty] | mineralisation |  |  |  | sphalerite | Stage I (Sp1rb, Sp1y, Sp1w), Stage II (Sp2) | disseminated, intergrown with calcite | Sp1w |  |  |  | calcite, galena, limestone | polished sections | LA-ICPMS | 193 nm ArF excimer laser-ablation system coupled to an Thermo Scientific iCap-RQ (ICP-MS) | Guangzhou Tuoyan Analytical Technology Co., Ltd., Guangzhou, China | laser energy density 4 J/cm2, repetition rate 6 Hz, spot diameter 35 µm, 40 s background, 45 s ablation, He carrier gas with Ar makeup gas; mapping: laser energy 5 J/cm2, repetition rate 15 Hz, spot diameter 10 μm, scan speed 40 μm/s | NIST 610 (external standard for calibration and mapping), MASS-1 (calibration), BCR-2G (calibration); NIST 612 (monitoring standard) | 0.27821 |  |  |  | 1.2114 | [15 empty] | 19509.6963 | [11 empty] | 26.7944 | [9 empty] | 2543.8088 |  | 9.4185 |  |  |  | 4.709 |  |  |  | 24.4218 | [17 empty] | 2.6632 | [15 empty] | 0.13469 | [17 empty] | 0.17161 | [9 empty] | 0.15786 | [32 empty] | 2025 | Miao, Y., Li, W.C., Zhou, J.X., Luo, K., Zhou, Y., Chen, S.M., Fan, Z.Y., Pan, J.R. — Ga, Ge, and other trace element composition in sphalerite from the carbonate-hosted Pb-Zn Fule deposit, Sichuan-Yunnan-Guizhou region |  | CHN | Yunnan
| Fule |  | Basin hydrothermal | Mississippi Valley-type (MVT) | MVT zinc-lead | Pb, Zn | Ga, Ge, Ag | Pb, Zn, Ga, Ge, Ag | Zhou et al., 2018 |  | FL-1-1 | FL-1-1-12 | underground mine |  |  |  |  | ore material | polished section | grab | mineral separate | [5 empty] | mineralisation |  |  |  | sphalerite | Stage I (Sp1rb, Sp1y, Sp1w), Stage II (Sp2) | disseminated, intergrown with calcite | Sp1w |  |  |  | calcite, galena, limestone | polished sections | LA-ICPMS | 193 nm ArF excimer laser-ablation system coupled to an Thermo Scientific iCap-RQ (ICP-MS) | Guangzhou Tuoyan Analytical Technology Co., Ltd., Guangzhou, China | laser energy density 4 J/cm2, repetition rate 6 Hz, spot diameter 35 µm, 40 s background, 45 s ablation, He carrier gas with Ar makeup gas; mapping: laser energy 5 J/cm2, repetition rate 15 Hz, spot diameter 10 μm, scan speed 40 μm/s | NIST 610 (external standard for calibration and mapping), MASS-1 (calibration), BCR-2G (calibration); NIST 612 (monitoring standard) | 0.36699 |  |  |  | 1.9493 | [15 empty] | 17397.6574 | [11 empty] | 117.794 | [9 empty] | 2593.4203 |  | 69.8567 |  |  |  | 13.8735 |  |  |  | 21.6163 | [17 empty] | 2.9438 | [15 empty] | 0.4041 | [17 empty] | 1.8556 | [9 empty] | 0.10487 | [32 empty] | 2025 | Miao, Y., Li, W.C., Zhou, J.X., Luo, K., Zhou, Y., Chen, S.M., Fan, Z.Y., Pan, J.R. — Ga, Ge, and other trace element composition in sphalerite from the carbonate-hosted Pb-Zn Fule deposit, Sichuan-Yunnan-Guizhou region |  | CHN | Yunnan
| Fule |  | Basin hydrothermal | Mississippi Valley-type (MVT) | MVT zinc-lead | Pb, Zn | Ga, Ge, Ag | Pb, Zn, Ga, Ge, Ag | Zhou et al., 2018 |  | FL-1-1 | FL-1-1-13 | underground mine |  |  |  |  | ore material | polished section | grab | mineral separate | [5 empty] | mineralisation |  |  |  | sphalerite | Stage I (Sp1rb, Sp1y, Sp1w), Stage II (Sp2) | disseminated, intergrown with calcite | Sp1w |  |  |  | calcite, galena, limestone | polished sections | LA-ICPMS | 193 nm ArF excimer laser-ablation system coupled to an Thermo Scientific iCap-RQ (ICP-MS) | Guangzhou Tuoyan Analytical Technology Co., Ltd., Guangzhou, China | laser energy density 4 J/cm2, repetition rate 6 Hz, spot diameter 35 µm, 40 s background, 45 s ablation, He carrier gas with Ar makeup gas; mapping: laser energy 5 J/cm2, repetition rate 15 Hz, spot diameter 10 μm, scan speed 40 μm/s | NIST 610 (external standard for calibration and mapping), MASS-1 (calibration), BCR-2G (calibration); NIST 612 (monitoring standard) | 0.2938 |  |  |  | 2.0293 | [15 empty] | 24674.9745 | [11 empty] | 89.5215 | [9 empty] | 3265.1261 |  | 30.5852 |  |  |  | 10.3644 |  |  |  | 25.6411 | [17 empty] | 3.7366 | [15 empty] | 9.2014 | [17 empty] | 18.2059 | [9 empty] | 0.063711 | [32 empty] | 2025 | Miao, Y., Li, W.C., Zhou, J.X., Luo, K., Zhou, Y., Chen, S.M., Fan, Z.Y., Pan, J.R. — Ga, Ge, and other trace element composition in sphalerite from the carbonate-hosted Pb-Zn Fule deposit, Sichuan-Yunnan-Guizhou region |  | CHN | Yunnan
| Fule |  | Basin hydrothermal | Mississippi Valley-type (MVT) | MVT zinc-lead | Pb, Zn | Ga, Ge, Ag | Pb, Zn, Ga, Ge, Ag | Zhou et al., 2018 |  | FL-1-1 | FL-1-1-14 | underground mine |  |  |  |  | ore material | polished section | grab | mineral separate | [5 empty] | mineralisation |  |  |  | sphalerite | Stage I (Sp1rb, Sp1y, Sp1w), Stage II (Sp2) | disseminated, intergrown with calcite | Sp1w |  |  |  | calcite, galena, limestone | polished sections | LA-ICPMS | 193 nm ArF excimer laser-ablation system coupled to an Thermo Scientific iCap-RQ (ICP-MS) | Guangzhou Tuoyan Analytical Technology Co., Ltd., Guangzhou, China | laser energy density 4 J/cm2, repetition rate 6 Hz, spot diameter 35 µm, 40 s background, 45 s ablation, He carrier gas with Ar makeup gas; mapping: laser energy 5 J/cm2, repetition rate 15 Hz, spot diameter 10 μm, scan speed 40 μm/s | NIST 610 (external standard for calibration and mapping), MASS-1 (calibration), BCR-2G (calibration); NIST 612 (monitoring standard) | 0.38375 |  |  |  | 1.337 | [15 empty] | 18997.8506 | [11 empty] | 242.9115 | [9 empty] | 3487.3594 |  | 173.6371 |  |  |  | 10.7287 |  |  |  | 27.5949 | [17 empty] | 3.7749 | [15 empty] | 2.3238 | [17 empty] | 3.8578 | [9 empty] | 0.10897 | [32 empty] | 2025 | Miao, Y., Li, W.C., Zhou, J.X., Luo, K., Zhou, Y., Chen, S.M., Fan, Z.Y., Pan, J.R. — Ga, Ge, and other trace element composition in sphalerite from the carbonate-hosted Pb-Zn Fule deposit, Sichuan-Yunnan-Guizhou region |  | CHN | Yunnan
| Fule |  | Basin hydrothermal | Mississippi Valley-type (MVT) | MVT zinc-lead | Pb, Zn | Ga, Ge, Ag | Pb, Zn, Ga, Ge, Ag | Zhou et al., 2018 |  | FL-1-1 | FL-1-1-15 | underground mine |  |  |  |  | ore material | polished section | grab | mineral separate | [5 empty] | mineralisation |  |  |  | sphalerite | Stage I (Sp1rb, Sp1y, Sp1w), Stage II (Sp2) | disseminated, intergrown with calcite | Sp1w |  |  |  | calcite, galena, limestone | polished sections | LA-ICPMS | 193 nm ArF excimer laser-ablation system coupled to an Thermo Scientific iCap-RQ (ICP-MS) | Guangzhou Tuoyan Analytical Technology Co., Ltd., Guangzhou, China | laser energy density 4 J/cm2, repetition rate 6 Hz, spot diameter 35 µm, 40 s background, 45 s ablation, He carrier gas with Ar makeup gas; mapping: laser energy 5 J/cm2, repetition rate 15 Hz, spot diameter 10 μm, scan speed 40 μm/s | NIST 610 (external standard for calibration and mapping), MASS-1 (calibration), BCR-2G (calibration); NIST 612 (monitoring standard) | 0.67657 | [19 empty] | 19573.946 | [11 empty] | 340.4996 | [9 empty] | 3333.6753 |  | 250.9768 |  |  |  | 12.6657 |  |  |  | 24.7553 | [17 empty] | 4.2611 | [15 empty] | 8.6693 | [17 empty] | 12.3161 | [42 empty] | 2025 | Miao, Y., Li, W.C., Zhou, J.X., Luo, K., Zhou, Y., Chen, S.M., Fan, Z.Y., Pan, J.R. — Ga, Ge, and other trace element composition in sphalerite from the carbonate-hosted Pb-Zn Fule deposit, Sichuan-Yunnan-Guizhou region |  | CHN | Yunnan
| Fule |  | Basin hydrothermal | Mississippi Valley-type (MVT) | MVT zinc-lead | Pb, Zn | Ga, Ge, Ag | Pb, Zn, Ga, Ge, Ag | Zhou et al., 2018 |  | FL-1-2 | FL-1-2-1 | underground mine |  |  |  |  | ore material | polished section | grab | mineral separate | [5 empty] | mineralisation |  |  |  | sphalerite | Stage I (Sp1rb, Sp1y, Sp1w), Stage II (Sp2) | disseminated, intergrown with calcite | Sp1rb |  |  |  | calcite, galena, limestone | polished sections | LA-ICPMS | 193 nm ArF excimer laser-ablation system coupled to an Thermo Scientific iCap-RQ (ICP-MS) | Guangzhou Tuoyan Analytical Technology Co., Ltd., Guangzhou, China | laser energy density 4 J/cm2, repetition rate 6 Hz, spot diameter 35 µm, 40 s background, 45 s ablation, He carrier gas with Ar makeup gas; mapping: laser energy 5 J/cm2, repetition rate 15 Hz, spot diameter 10 μm, scan speed 40 μm/s | NIST 610 (external standard for calibration and mapping), MASS-1 (calibration), BCR-2G (calibration); NIST 612 (monitoring standard) | 2.4765 |  |  |  | 77.5571 | [15 empty] | 17208.2821 | [11 empty] | 2178.8739 | [9 empty] | 2334.6842 |  | 113.3623 |  |  |  | 638.0264 |  |  |  | 20.4298 | [17 empty] | 2.8063 | [15 empty] | 73.0442 | [17 empty] | 455.6266 | [9 empty] | 0.078765 | [13 empty] | 0.000876 | [18 empty] | 2025 | Miao, Y., Li, W.C., Zhou, J.X., Luo, K., Zhou, Y., Chen, S.M., Fan, Z.Y., Pan, J.R. — Ga, Ge, and other trace element composition in sphalerite from the carbonate-hosted Pb-Zn Fule deposit, Sichuan-Yunnan-Guizhou region |  | CHN | Yunnan
| Fule |  | Basin hydrothermal | Mississippi Valley-type (MVT) | MVT zinc-lead | Pb, Zn | Ga, Ge, Ag | Pb, Zn, Ga, Ge, Ag | Zhou et al., 2018 |  | FL-1-2 | FL-1-2-2 | underground mine |  |  |  |  | ore material | polished section | grab | mineral separate | [5 empty] | mineralisation |  |  |  | sphalerite | Stage I (Sp1rb, Sp1y, Sp1w), Stage II (Sp2) | disseminated, intergrown with calcite | Sp1rb |  |  |  | calcite, galena, limestone | polished sections | LA-ICPMS | 193 nm ArF excimer laser-ablation system coupled to an Thermo Scientific iCap-RQ (ICP-MS) | Guangzhou Tuoyan Analytical Technology Co., Ltd., Guangzhou, China | laser energy density 4 J/cm2, repetition rate 6 Hz, spot diameter 35 µm, 40 s background, 45 s ablation, He carrier gas with Ar makeup gas; mapping: laser energy 5 J/cm2, repetition rate 15 Hz, spot diameter 10 μm, scan speed 40 μm/s | NIST 610 (external standard for calibration and mapping), MASS-1 (calibration), BCR-2G (calibration); NIST 612 (monitoring standard) | 3.9079 |  |  |  | 87.3646 | [15 empty] | 19840.2297 | [11 empty] | 2581.3717 | [9 empty] | 2250.6131 |  | 474.0998 |  |  |  | 586.9878 |  |  |  | 99.9699 |  |  |  | 1.3812 | [13 empty] | 2.6417 | [15 empty] | 86.3531 | [17 empty] | 496.2458 | [9 empty] | 16.4595 | [13 empty] | 0.087188 | [18 empty] | 2025 | Miao, Y., Li, W.C., Zhou, J.X., Luo, K., Zhou, Y., Chen, S.M., Fan, Z.Y., Pan, J.R. — Ga, Ge, and other trace element composition in sphalerite from the carbonate-hosted Pb-Zn Fule deposit, Sichuan-Yunnan-Guizhou region |  | CHN | Yunnan
| Fule |  | Basin hydrothermal | Mississippi Valley-type (MVT) | MVT zinc-lead | Pb, Zn | Ga, Ge, Ag | Pb, Zn, Ga, Ge, Ag | Zhou et al., 2018 |  | FL-1-2 | FL-1-2-3 | underground mine |  |  |  |  | ore material | polished section | grab | mineral separate | [5 empty] | mineralisation |  |  |  | sphalerite | Stage I (Sp1rb, Sp1y, Sp1w), Stage II (Sp2) | disseminated, intergrown with calcite | Sp1rb |  |  |  | calcite, galena, limestone | polished sections | LA-ICPMS | 193 nm ArF excimer laser-ablation system coupled to an Thermo Scientific iCap-RQ (ICP-MS) | Guangzhou Tuoyan Analytical Technology Co., Ltd., Guangzhou, China | laser energy density 4 J/cm2, repetition rate 6 Hz, spot diameter 35 µm, 40 s background, 45 s ablation, He carrier gas with Ar makeup gas; mapping: laser energy 5 J/cm2, repetition rate 15 Hz, spot diameter 10 μm, scan speed 40 μm/s | NIST 610 (external standard for calibration and mapping), MASS-1 (calibration), BCR-2G (calibration); NIST 612 (monitoring standard) | 4.3592 |  |  |  | 107.8194 | [15 empty] | 20637.6495 | [11 empty] | 2496.6378 | [9 empty] | 2498.6462 |  | 290.6432 |  |  |  | 632.4415 |  |  |  | 63.455 |  |  |  | 0.26246 | [13 empty] | 3.0941 | [15 empty] | 100.0735 | [17 empty] | 546.347 | [9 empty] | 1.1001 | [13 empty] | 0.090519 | [18 empty] | 2025 | Miao, Y., Li, W.C., Zhou, J.X., Luo, K., Zhou, Y., Chen, S.M., Fan, Z.Y., Pan, J.R. — Ga, Ge, and other trace element composition in sphalerite from the carbonate-hosted Pb-Zn Fule deposit, Sichuan-Yunnan-Guizhou region |  | CHN | Yunnan
| Fule |  | Basin hydrothermal | Mississippi Valley-type (MVT) | MVT zinc-lead | Pb, Zn | Ga, Ge, Ag | Pb, Zn, Ga, Ge, Ag | Zhou et al., 2018 |  | FL-1-2 | FL-1-2-4 | underground mine |  |  |  |  | ore material | polished section | grab | mineral separate | [5 empty] | mineralisation |  |  |  | sphalerite | Stage I (Sp1rb, Sp1y, Sp1w), Stage II (Sp2) | disseminated, intergrown with calcite | Sp1rb |  |  |  | calcite, galena, limestone | polished sections | LA-ICPMS | 193 nm ArF excimer laser-ablation system coupled to an Thermo Scientific iCap-RQ (ICP-MS) | Guangzhou Tuoyan Analytical Technology Co., Ltd., Guangzhou, China | laser energy density 4 J/cm2, repetition rate 6 Hz, spot diameter 35 µm, 40 s background, 45 s ablation, He carrier gas with Ar makeup gas; mapping: laser energy 5 J/cm2, repetition rate 15 Hz, spot diameter 10 μm, scan speed 40 μm/s | NIST 610 (external standard for calibration and mapping), MASS-1 (calibration), BCR-2G (calibration); NIST 612 (monitoring standard) | 1.574 |  |  |  | 77.8273 | [15 empty] | 19385.9686 | [11 empty] | 2503.826 | [9 empty] | 2325.1406 |  | 385.1078 |  |  |  | 638.28 |  |  |  | 19.3148 | [17 empty] | 3.0287 | [15 empty] | 59.8904 | [17 empty] | 442.7896 | [9 empty] | 0.082954 | [32 empty] | 2025 | Miao, Y., Li, W.C., Zhou, J.X., Luo, K., Zhou, Y., Chen, S.M., Fan, Z.Y., Pan, J.R. — Ga, Ge, and other trace element composition in sphalerite from the carbonate-hosted Pb-Zn Fule deposit, Sichuan-Yunnan-Guizhou region |  | CHN | Yunnan
| Fule |  | Basin hydrothermal | Mississippi Valley-type (MVT) | MVT zinc-lead | Pb, Zn | Ga, Ge, Ag | Pb, Zn, Ga, Ge, Ag | Zhou et al., 2018 |  | FL-1-2 | FL-1-2-5 | underground mine |  |  |  |  | ore material | polished section | grab | mineral separate | [5 empty] | mineralisation |  |  |  | sphalerite | Stage I (Sp1rb, Sp1y, Sp1w), Stage II (Sp2) | disseminated, intergrown with calcite | Sp1rb |  |  |  | calcite, galena, limestone | polished sections | LA-ICPMS | 193 nm ArF excimer laser-ablation system coupled to an Thermo Scientific iCap-RQ (ICP-MS) | Guangzhou Tuoyan Analytical Technology Co., Ltd., Guangzhou, China | laser energy density 4 J/cm2, repetition rate 6 Hz, spot diameter 35 µm, 40 s background, 45 s ablation, He carrier gas with Ar makeup gas; mapping: laser energy 5 J/cm2, repetition rate 15 Hz, spot diameter 10 μm, scan speed 40 μm/s | NIST 610 (external standard for calibration and mapping), MASS-1 (calibration), BCR-2G (calibration); NIST 612 (monitoring standard) | 3.6484 |  |  |  | 131.0562 | [15 empty] | 21475.7086 | [11 empty] | 2809.7457 | [9 empty] | 2612.2024 |  | 165.312 |  |  |  | 763.2514 |  |  |  | 88.3447 |  |  |  | 1.2448 | [13 empty] | 3.3146 | [15 empty] | 76.2344 | [17 empty] | 574.1657 | [9 empty] | 15.0138 | [13 empty] | 0.084207 | [18 empty] | 2025 | Miao, Y., Li, W.C., Zhou, J.X., Luo, K., Zhou, Y., Chen, S.M., Fan, Z.Y., Pan, J.R. — Ga, Ge, and other trace element composition in sphalerite from the carbonate-hosted Pb-Zn Fule deposit, Sichuan-Yunnan-Guizhou region |  | CHN | Yunnan
| Fule |  | Basin hydrothermal | Mississippi Valley-type (MVT) | MVT zinc-lead | Pb, Zn | Ga, Ge, Ag | Pb, Zn, Ga, Ge, Ag | Zhou et al., 2018 |  | FL-1-2 | FL-1-2-6 | underground mine |  |  |  |  | ore material | polished section | grab | mineral separate | [5 empty] | mineralisation |  |  |  | sphalerite | Stage I (Sp1rb, Sp1y, Sp1w), Stage II (Sp2) | disseminated, intergrown with calcite | Sp1y |  |  |  | calcite, galena, limestone | polished sections | LA-ICPMS | 193 nm ArF excimer laser-ablation system coupled to an Thermo Scientific iCap-RQ (ICP-MS) | Guangzhou Tuoyan Analytical Technology Co., Ltd., Guangzhou, China | laser energy density 4 J/cm2, repetition rate 6 Hz, spot diameter 35 µm, 40 s background, 45 s ablation, He carrier gas with Ar makeup gas; mapping: laser energy 5 J/cm2, repetition rate 15 Hz, spot diameter 10 μm, scan speed 40 μm/s | NIST 610 (external standard for calibration and mapping), MASS-1 (calibration), BCR-2G (calibration); NIST 612 (monitoring standard) | 1.2112 |  |  |  | 33.411 | [15 empty] | 22140.5451 | [11 empty] | 1136.6448 | [9 empty] | 2539.2157 |  | 4.9275 |  |  |  | 379.3446 |  |  |  | 23.3745 |  |  |  | 0.006084 | [13 empty] | 3.3398 | [15 empty] | 40.9622 | [17 empty] | 123.4995 | [9 empty] | 0.15135 | [13 empty] | 0.012221 | [18 empty] | 2025 | Miao, Y., Li, W.C., Zhou, J.X., Luo, K., Zhou, Y., Chen, S.M., Fan, Z.Y., Pan, J.R. — Ga, Ge, and other trace element composition in sphalerite from the carbonate-hosted Pb-Zn Fule deposit, Sichuan-Yunnan-Guizhou region |  | CHN | Yunnan
| Fule |  | Basin hydrothermal | Mississippi Valley-type (MVT) | MVT zinc-lead | Pb, Zn | Ga, Ge, Ag | Pb, Zn, Ga, Ge, Ag | Zhou et al., 2018 |  | FL-1-2 | FL-1-2-7 | underground mine |  |  |  |  | ore material | polished section | grab | mineral separate | [5 empty] | mineralisation |  |  |  | sphalerite | Stage I (Sp1rb, Sp1y, Sp1w), Stage II (Sp2) | disseminated, intergrown with calcite | Sp1y |  |  |  | calcite, galena, limestone | polished sections | LA-ICPMS | 193 nm ArF excimer laser-ablation system coupled to an Thermo Scientific iCap-RQ (ICP-MS) | Guangzhou Tuoyan Analytical Technology Co., Ltd., Guangzhou, China | laser energy density 4 J/cm2, repetition rate 6 Hz, spot diameter 35 µm, 40 s background, 45 s ablation, He carrier gas with Ar makeup gas; mapping: laser energy 5 J/cm2, repetition rate 15 Hz, spot diameter 10 μm, scan speed 40 μm/s | NIST 610 (external standard for calibration and mapping), MASS-1 (calibration), BCR-2G (calibration); NIST 612 (monitoring standard) | 1.6109 |  |  |  | 6.6267 | [15 empty] | 29043.8052 | [11 empty] | 452.6826 | [9 empty] | 2939.8445 |  | 171.3225 |  |  |  | 56.3319 |  |  |  | 117.1558 | [17 empty] | 3.8157 | [15 empty] | 31.7443 | [17 empty] | 85.2931 | [9 empty] | 0.065752 | [13 empty] | 0.014711 | [18 empty] | 2025 | Miao, Y., Li, W.C., Zhou, J.X., Luo, K., Zhou, Y., Chen, S.M., Fan, Z.Y., Pan, J.R. — Ga, Ge, and other trace element composition in sphalerite from the carbonate-hosted Pb-Zn Fule deposit, Sichuan-Yunnan-Guizhou region |  | CHN | Yunnan
| Fule |  | Basin hydrothermal | Mississippi Valley-type (MVT) | MVT zinc-lead | Pb, Zn | Ga, Ge, Ag | Pb, Zn, Ga, Ge, Ag | Zhou et al., 2018 |  | FL-1-2 | FL-1-2-8 | underground mine |  |  |  |  | ore material | polished section | grab | mineral separate | [5 empty] | mineralisation |  |  |  | sphalerite | Stage I (Sp1rb, Sp1y, Sp1w), Stage II (Sp2) | disseminated, intergrown with calcite | Sp1y |  |  |  | calcite, galena, limestone | polished sections | LA-ICPMS | 193 nm ArF excimer laser-ablation system coupled to an Thermo Scientific iCap-RQ (ICP-MS) | Guangzhou Tuoyan Analytical Technology Co., Ltd., Guangzhou, China | laser energy density 4 J/cm2, repetition rate 6 Hz, spot diameter 35 µm, 40 s background, 45 s ablation, He carrier gas with Ar makeup gas; mapping: laser energy 5 J/cm2, repetition rate 15 Hz, spot diameter 10 μm, scan speed 40 μm/s | NIST 610 (external standard for calibration and mapping), MASS-1 (calibration), BCR-2G (calibration); NIST 612 (monitoring standard) | 0.82816 |  |  |  | 15.6374 | [15 empty] | 25084.3974 | [11 empty] | 691.216 | [9 empty] | 2209.4275 |  | 9.4816 |  |  |  | 235.8408 |  |  |  | 17.712 | [17 empty] | 3.2313 | [15 empty] | 22.1983 | [17 empty] | 68.2202 | [42 empty] | 2025 | Miao, Y., Li, W.C., Zhou, J.X., Luo, K., Zhou, Y., Chen, S.M., Fan, Z.Y., Pan, J.R. — Ga, Ge, and other trace element composition in sphalerite from the carbonate-hosted Pb-Zn Fule deposit, Sichuan-Yunnan-Guizhou region |  | CHN | Yunnan
| Fule |  | Basin hydrothermal | Mississippi Valley-type (MVT) | MVT zinc-lead | Pb, Zn | Ga, Ge, Ag | Pb, Zn, Ga, Ge, Ag | Zhou et al., 2018 |  | FL-1-2 | FL-1-2-9 | underground mine |  |  |  |  | ore material | polished section | grab | mineral separate | [5 empty] | mineralisation |  |  |  | sphalerite | Stage I (Sp1rb, Sp1y, Sp1w), Stage II (Sp2) | disseminated, intergrown with calcite | Sp1y |  |  |  | calcite, galena, limestone | polished sections | LA-ICPMS | 193 nm ArF excimer laser-ablation system coupled to an Thermo Scientific iCap-RQ (ICP-MS) | Guangzhou Tuoyan Analytical Technology Co., Ltd., Guangzhou, China | laser energy density 4 J/cm2, repetition rate 6 Hz, spot diameter 35 µm, 40 s background, 45 s ablation, He carrier gas with Ar makeup gas; mapping: laser energy 5 J/cm2, repetition rate 15 Hz, spot diameter 10 μm, scan speed 40 μm/s | NIST 610 (external standard for calibration and mapping), MASS-1 (calibration), BCR-2G (calibration); NIST 612 (monitoring standard) | 0.81874 |  |  |  | 28.878 | [15 empty] | 18934.9331 | [11 empty] | 661.2141 | [9 empty] | 2073.184 |  | 8.3683 |  |  |  | 220.7047 |  |  |  | 62.3337 |  |  |  | 0.3564 | [13 empty] | 2.8392 | [15 empty] | 16.8601 | [17 empty] | 41.8616 | [9 empty] | 5.8606 | [13 empty] | 0.080515 | [18 empty] | 2025 | Miao, Y., Li, W.C., Zhou, J.X., Luo, K., Zhou, Y., Chen, S.M., Fan, Z.Y., Pan, J.R. — Ga, Ge, and other trace element composition in sphalerite from the carbonate-hosted Pb-Zn Fule deposit, Sichuan-Yunnan-Guizhou region |  | CHN | Yunnan
| Fule |  | Basin hydrothermal | Mississippi Valley-type (MVT) | MVT zinc-lead | Pb, Zn | Ga, Ge, Ag | Pb, Zn, Ga, Ge, Ag | Zhou et al., 2018 |  | FL-1-2 | FL-1-2-10 | underground mine |  |  |  |  | ore material | polished section | grab | mineral separate | [5 empty] | mineralisation |  |  |  | sphalerite | Stage I (Sp1rb, Sp1y, Sp1w), Stage II (Sp2) | disseminated, intergrown with calcite | Sp1y |  |  |  | calcite, galena, limestone | polished sections | LA-ICPMS | 193 nm ArF excimer laser-ablation system coupled to an Thermo Scientific iCap-RQ (ICP-MS) | Guangzhou Tuoyan Analytical Technology Co., Ltd., Guangzhou, China | laser energy density 4 J/cm2, repetition rate 6 Hz, spot diameter 35 µm, 40 s background, 45 s ablation, He carrier gas with Ar makeup gas; mapping: laser energy 5 J/cm2, repetition rate 15 Hz, spot diameter 10 μm, scan speed 40 μm/s | NIST 610 (external standard for calibration and mapping), MASS-1 (calibration), BCR-2G (calibration); NIST 612 (monitoring standard) | 0.77119 |  |  |  | 15.6524 | [15 empty] | 18923.8336 | [11 empty] | 845.4957 | [9 empty] | 2037.9422 |  | 2.7589 |  |  |  | 296.0373 |  |  |  | 20.9572 | [17 empty] | 2.8928 | [15 empty] | 20.3881 | [17 empty] | 62.3734 | [9 empty] | 1.1308 | [32 empty] | 2025 | Miao, Y., Li, W.C., Zhou, J.X., Luo, K., Zhou, Y., Chen, S.M., Fan, Z.Y., Pan, J.R. — Ga, Ge, and other trace element composition in sphalerite from the carbonate-hosted Pb-Zn Fule deposit, Sichuan-Yunnan-Guizhou region |  | CHN | Yunnan
| Fule |  | Basin hydrothermal | Mississippi Valley-type (MVT) | MVT zinc-lead | Pb, Zn | Ga, Ge, Ag | Pb, Zn, Ga, Ge, Ag | Zhou et al., 2018 |  | FL-1-2 | FL-1-2-11 | underground mine |  |  |  |  | ore material | polished section | grab | mineral separate | [5 empty] | mineralisation |  |  |  | sphalerite | Stage I (Sp1rb, Sp1y, Sp1w), Stage II (Sp2) | disseminated, intergrown with calcite | Sp1w |  |  |  | calcite, galena, limestone | polished sections | LA-ICPMS | 193 nm ArF excimer laser-ablation system coupled to an Thermo Scientific iCap-RQ (ICP-MS) | Guangzhou Tuoyan Analytical Technology Co., Ltd., Guangzhou, China | laser energy density 4 J/cm2, repetition rate 6 Hz, spot diameter 35 µm, 40 s background, 45 s ablation, He carrier gas with Ar makeup gas; mapping: laser energy 5 J/cm2, repetition rate 15 Hz, spot diameter 10 μm, scan speed 40 μm/s | NIST 610 (external standard for calibration and mapping), MASS-1 (calibration), BCR-2G (calibration); NIST 612 (monitoring standard) | 1.1619 |  |  |  | 2.8535 | [15 empty] | 31750.2199 | [11 empty] | 118.2947 | [9 empty] | 3015.2545 |  | 51.641 |  |  |  | 16.2502 |  |  |  | 37.9892 |  |  |  | 0.015392 | [13 empty] | 3.5969 | [15 empty] | 3.3732 | [17 empty] | 6.3234 | [9 empty] | 0.2215 | [13 empty] | 0.01796 | [18 empty] | 2025 | Miao, Y., Li, W.C., Zhou, J.X., Luo, K., Zhou, Y., Chen, S.M., Fan, Z.Y., Pan, J.R. — Ga, Ge, and other trace element composition in sphalerite from the carbonate-hosted Pb-Zn Fule deposit, Sichuan-Yunnan-Guizhou region |  | CHN | Yunnan
| Fule |  | Basin hydrothermal | Mississippi Valley-type (MVT) | MVT zinc-lead | Pb, Zn | Ga, Ge, Ag | Pb, Zn, Ga, Ge, Ag | Zhou et al., 2018 |  | FL-1-2 | FL-1-2-12 | underground mine |  |  |  |  | ore material | polished section | grab | mineral separate | [5 empty] | mineralisation |  |  |  | sphalerite | Stage I (Sp1rb, Sp1y, Sp1w), Stage II (Sp2) | disseminated, intergrown with calcite | Sp1w |  |  |  | calcite, galena, limestone | polished sections | LA-ICPMS | 193 nm ArF excimer laser-ablation system coupled to an Thermo Scientific iCap-RQ (ICP-MS) | Guangzhou Tuoyan Analytical Technology Co., Ltd., Guangzhou, China | laser energy density 4 J/cm2, repetition rate 6 Hz, spot diameter 35 µm, 40 s background, 45 s ablation, He carrier gas with Ar makeup gas; mapping: laser energy 5 J/cm2, repetition rate 15 Hz, spot diameter 10 μm, scan speed 40 μm/s | NIST 610 (external standard for calibration and mapping), MASS-1 (calibration), BCR-2G (calibration); NIST 612 (monitoring standard) | 0.28145 | [19 empty] | 35942.5748 | [11 empty] | 66.6862 | [9 empty] | 3272.2582 |  | 27.6654 |  |  |  | 8.5006 |  |  |  | 22.4606 | [17 empty] | 4.0194 | [15 empty] | 0.84257 | [17 empty] | 2.6447 | [9 empty] | 0.093857 | [32 empty] | 2025 | Miao, Y., Li, W.C., Zhou, J.X., Luo, K., Zhou, Y., Chen, S.M., Fan, Z.Y., Pan, J.R. — Ga, Ge, and other trace element composition in sphalerite from the carbonate-hosted Pb-Zn Fule deposit, Sichuan-Yunnan-Guizhou region |  | CHN | Yunnan
| Fule |  | Basin hydrothermal | Mississippi Valley-type (MVT) | MVT zinc-lead | Pb, Zn | Ga, Ge, Ag | Pb, Zn, Ga, Ge, Ag | Zhou et al., 2018 |  | FL-1-2 | FL-1-2-13 | underground mine |  |  |  |  | ore material | polished section | grab | mineral separate | [5 empty] | mineralisation |  |  |  | sphalerite | Stage I (Sp1rb, Sp1y, Sp1w), Stage II (Sp2) | disseminated, intergrown with calcite | Sp1w |  |  |  | calcite, galena, limestone | polished sections | LA-ICPMS | 193 nm ArF excimer laser-ablation system coupled to an Thermo Scientific iCap-RQ (ICP-MS) | Guangzhou Tuoyan Analytical Technology Co., Ltd., Guangzhou, China | laser energy density 4 J/cm2, repetition rate 6 Hz, spot diameter 35 µm, 40 s background, 45 s ablation, He carrier gas with Ar makeup gas; mapping: laser energy 5 J/cm2, repetition rate 15 Hz, spot diameter 10 μm, scan speed 40 μm/s | NIST 610 (external standard for calibration and mapping), MASS-1 (calibration), BCR-2G (calibration); NIST 612 (monitoring standard) | 0.53421 |  |  |  | 1.8146 | [15 empty] | 30301.6603 | [11 empty] | 85.4175 | [9 empty] | 2851.5828 |  | 23.1743 |  |  |  | 18.743 |  |  |  | 61.8417 |  |  |  | 0.052108 | [13 empty] | 3.5009 | [15 empty] | 2.0872 | [17 empty] | 4.6296 | [9 empty] | 0.38111 | [13 empty] | 0.007022 | [18 empty] | 2025 | Miao, Y., Li, W.C., Zhou, J.X., Luo, K., Zhou, Y., Chen, S.M., Fan, Z.Y., Pan, J.R. — Ga, Ge, and other trace element composition in sphalerite from the carbonate-hosted Pb-Zn Fule deposit, Sichuan-Yunnan-Guizhou region |  | CHN | Yunnan
| Fule |  | Basin hydrothermal | Mississippi Valley-type (MVT) | MVT zinc-lead | Pb, Zn | Ga, Ge, Ag | Pb, Zn, Ga, Ge, Ag | Zhou et al., 2018 |  | FL-1-2 | FL-1-2-14 | underground mine |  |  |  |  | ore material | polished section | grab | mineral separate | [5 empty] | mineralisation |  |  |  | sphalerite | Stage I (Sp1rb, Sp1y, Sp1w), Stage II (Sp2) | disseminated, intergrown with calcite | Sp1w |  |  |  | calcite, galena, limestone | polished sections | LA-ICPMS | 193 nm ArF excimer laser-ablation system coupled to an Thermo Scientific iCap-RQ (ICP-MS) | Guangzhou Tuoyan Analytical Technology Co., Ltd., Guangzhou, China | laser energy density 4 J/cm2, repetition rate 6 Hz, spot diameter 35 µm, 40 s background, 45 s ablation, He carrier gas with Ar makeup gas; mapping: laser energy 5 J/cm2, repetition rate 15 Hz, spot diameter 10 μm, scan speed 40 μm/s | NIST 610 (external standard for calibration and mapping), MASS-1 (calibration), BCR-2G (calibration); NIST 612 (monitoring standard) | 0.44137 |  |  |  | 2.193 | [15 empty] | 31095.592 | [11 empty] | 51.644 | [9 empty] | 3001.5765 |  | 14.7723 |  |  |  | 9.1313 |  |  |  | 20.4097 |  |  |  | 0.23706 | [13 empty] | 3.6579 | [15 empty] | 1.1438 | [17 empty] | 2.3001 | [9 empty] | 1.4954 | [32 empty] | 2025 | Miao, Y., Li, W.C., Zhou, J.X., Luo, K., Zhou, Y., Chen, S.M., Fan, Z.Y., Pan, J.R. — Ga, Ge, and other trace element composition in sphalerite from the carbonate-hosted Pb-Zn Fule deposit, Sichuan-Yunnan-Guizhou region |  | CHN | Yunnan
| Fule |  | Basin hydrothermal | Mississippi Valley-type (MVT) | MVT zinc-lead | Pb, Zn | Ga, Ge, Ag | Pb, Zn, Ga, Ge, Ag | Zhou et al., 2018 |  | FL-1-2 | FL-1-2-15 | underground mine |  |  |  |  | ore material | polished section | grab | mineral separate | [5 empty] | mineralisation |  |  |  | sphalerite | Stage I (Sp1rb, Sp1y, Sp1w), Stage II (Sp2) | disseminated, intergrown with calcite | Sp1w |  |  |  | calcite, galena, limestone | polished sections | LA-ICPMS | 193 nm ArF excimer laser-ablation system coupled to an Thermo Scientific iCap-RQ (ICP-MS) | Guangzhou Tuoyan Analytical Technology Co., Ltd., Guangzhou, China | laser energy density 4 J/cm2, repetition rate 6 Hz, spot diameter 35 µm, 40 s background, 45 s ablation, He carrier gas with Ar makeup gas; mapping: laser energy 5 J/cm2, repetition rate 15 Hz, spot diameter 10 μm, scan speed 40 μm/s | NIST 610 (external standard for calibration and mapping), MASS-1 (calibration), BCR-2G (calibration); NIST 612 (monitoring standard) | 0.316 |  |  |  | 3.1056 | [15 empty] | 32747.984 | [11 empty] | 96.6959 | [9 empty] | 3083.7443 |  | 36.2593 |  |  |  | 12.8808 |  |  |  | 47.5339 |  |  |  | 0.047055 | [13 empty] | 3.6424 | [15 empty] | 3.5591 | [17 empty] | 8.2919 | [9 empty] | 0.42294 | [13 empty] | 0.011797 | [18 empty] | 2025 | Miao, Y., Li, W.C., Zhou, J.X., Luo, K., Zhou, Y., Chen, S.M., Fan, Z.Y., Pan, J.R. — Ga, Ge, and other trace element composition in sphalerite from the carbonate-hosted Pb-Zn Fule deposit, Sichuan-Yunnan-Guizhou region |  | CHN | Yunnan
| Fule |  | Basin hydrothermal | Mississippi Valley-type (MVT) | MVT zinc-lead | Pb, Zn | Ga, Ge, Ag | Pb, Zn, Ga, Ge, Ag | Zhou et al., 2018 |  | FL-1-3 | FL-1-3-1 | underground mine |  |  |  |  | ore material | polished section | grab | mineral separate | [5 empty] | mineralisation |  |  |  | sphalerite | Stage I (Sp1rb, Sp1y, Sp1w), Stage II (Sp2) | disseminated, intergrown with calcite | Sp1rb |  |  |  | calcite, galena, limestone | polished sections | LA-ICPMS | 193 nm ArF excimer laser-ablation system coupled to an Thermo Scientific iCap-RQ (ICP-MS) | Guangzhou Tuoyan Analytical Technology Co., Ltd., Guangzhou, China | laser energy density 4 J/cm2, repetition rate 6 Hz, spot diameter 35 µm, 40 s background, 45 s ablation, He carrier gas with Ar makeup gas; mapping: laser energy 5 J/cm2, repetition rate 15 Hz, spot diameter 10 μm, scan speed 40 μm/s | NIST 610 (external standard for calibration and mapping), MASS-1 (calibration), BCR-2G (calibration); NIST 612 (monitoring standard) | 2.4969 |  |  |  | 125.3204 | [15 empty] | 15315.6914 | [11 empty] | 2765.664 | [9 empty] | 2213.3686 |  | 82.2927 |  |  |  | 836.2737 |  |  |  | 17.1463 |  |  |  | 0.038628 | [13 empty] | 2.3863 | [15 empty] | 81.5066 | [17 empty] | 513.7238 | [9 empty] | 0.55457 | [13 empty] | 0.015774 | [18 empty] | 2025 | Miao, Y., Li, W.C., Zhou, J.X., Luo, K., Zhou, Y., Chen, S.M., Fan, Z.Y., Pan, J.R. — Ga, Ge, and other trace element composition in sphalerite from the carbonate-hosted Pb-Zn Fule deposit, Sichuan-Yunnan-Guizhou region |  | CHN | Yunnan
| Fule |  | Basin hydrothermal | Mississippi Valley-type (MVT) | MVT zinc-lead | Pb, Zn | Ga, Ge, Ag | Pb, Zn, Ga, Ge, Ag | Zhou et al., 2018 |  | FL-1-3 | FL-1-3-2 | underground mine |  |  |  |  | ore material | polished section | grab | mineral separate | [5 empty] | mineralisation |  |  |  | sphalerite | Stage I (Sp1rb, Sp1y, Sp1w), Stage II (Sp2) | disseminated, intergrown with calcite | Sp1rb |  |  |  | calcite, galena, limestone | polished sections | LA-ICPMS | 193 nm ArF excimer laser-ablation system coupled to an Thermo Scientific iCap-RQ (ICP-MS) | Guangzhou Tuoyan Analytical Technology Co., Ltd., Guangzhou, China | laser energy density 4 J/cm2, repetition rate 6 Hz, spot diameter 35 µm, 40 s background, 45 s ablation, He carrier gas with Ar makeup gas; mapping: laser energy 5 J/cm2, repetition rate 15 Hz, spot diameter 10 μm, scan speed 40 μm/s | NIST 610 (external standard for calibration and mapping), MASS-1 (calibration), BCR-2G (calibration); NIST 612 (monitoring standard) | 2.9573 |  |  |  | 140.3313 | [15 empty] | 16018.1668 | [11 empty] | 2900.295 | [9 empty] | 2191.3197 |  | 120.0839 |  |  |  | 819.8026 |  |  |  | 17.1856 | [17 empty] | 1.9786 | [15 empty] | 93.6979 | [17 empty] | 605.5522 | [42 empty] | 2025 | Miao, Y., Li, W.C., Zhou, J.X., Luo, K., Zhou, Y., Chen, S.M., Fan, Z.Y., Pan, J.R. — Ga, Ge, and other trace element composition in sphalerite from the carbonate-hosted Pb-Zn Fule deposit, Sichuan-Yunnan-Guizhou region |  | CHN | Yunnan
| Fule |  | Basin hydrothermal | Mississippi Valley-type (MVT) | MVT zinc-lead | Pb, Zn | Ga, Ge, Ag | Pb, Zn, Ga, Ge, Ag | Zhou et al., 2018 |  | FL-1-3 | FL-1-3-3 | underground mine |  |  |  |  | ore material | polished section | grab | mineral separate | [5 empty] | mineralisation |  |  |  | sphalerite | Stage I (Sp1rb, Sp1y, Sp1w), Stage II (Sp2) | disseminated, intergrown with calcite | Sp1rb |  |  |  | calcite, galena, limestone | polished sections | LA-ICPMS | 193 nm ArF excimer laser-ablation system coupled to an Thermo Scientific iCap-RQ (ICP-MS) | Guangzhou Tuoyan Analytical Technology Co., Ltd., Guangzhou, China | laser energy density 4 J/cm2, repetition rate 6 Hz, spot diameter 35 µm, 40 s background, 45 s ablation, He carrier gas with Ar makeup gas; mapping: laser energy 5 J/cm2, repetition rate 15 Hz, spot diameter 10 μm, scan speed 40 μm/s | NIST 610 (external standard for calibration and mapping), MASS-1 (calibration), BCR-2G (calibration); NIST 612 (monitoring standard) | 4.5305 |  |  |  | 145.0806 | [15 empty] | 16180.0976 | [11 empty] | 3143.3752 | [9 empty] | 2254.9516 |  | 294.1436 |  |  |  | 815.9891 |  |  |  | 16.9699 | [17 empty] | 2.2539 | [15 empty] | 103.2709 | [17 empty] | 666.4995 | [9 empty] | 0.092258 | [13 empty] | 0.001389 | [18 empty] | 2025 | Miao, Y., Li, W.C., Zhou, J.X., Luo, K., Zhou, Y., Chen, S.M., Fan, Z.Y., Pan, J.R. — Ga, Ge, and other trace element composition in sphalerite from the carbonate-hosted Pb-Zn Fule deposit, Sichuan-Yunnan-Guizhou region |  | CHN | Yunnan
| Fule |  | Basin hydrothermal | Mississippi Valley-type (MVT) | MVT zinc-lead | Pb, Zn | Ga, Ge, Ag | Pb, Zn, Ga, Ge, Ag | Zhou et al., 2018 |  | FL-1-3 | FL-1-3-4 | underground mine |  |  |  |  | ore material | polished section | grab | mineral separate | [5 empty] | mineralisation |  |  |  | sphalerite | Stage I (Sp1rb, Sp1y, Sp1w), Stage II (Sp2) | disseminated, intergrown with calcite | Sp1rb |  |  |  | calcite, galena, limestone | polished sections | LA-ICPMS | 193 nm ArF excimer laser-ablation system coupled to an Thermo Scientific iCap-RQ (ICP-MS) | Guangzhou Tuoyan Analytical Technology Co., Ltd., Guangzhou, China | laser energy density 4 J/cm2, repetition rate 6 Hz, spot diameter 35 µm, 40 s background, 45 s ablation, He carrier gas with Ar makeup gas; mapping: laser energy 5 J/cm2, repetition rate 15 Hz, spot diameter 10 μm, scan speed 40 μm/s | NIST 610 (external standard for calibration and mapping), MASS-1 (calibration), BCR-2G (calibration); NIST 612 (monitoring standard) | 3.0172 |  |  |  | 138.2967 | [15 empty] | 16293.2001 | [11 empty] | 2740.3929 | [9 empty] | 2114.831 |  | 377.0179 |  |  |  | 729.3078 |  |  |  | 224.3192 |  |  |  | 1.0192 | [13 empty] | 2.502 | [15 empty] | 68.7016 | [17 empty] | 412.2557 | [9 empty] | 14.4019 | [13 empty] | 0.098247 | [18 empty] | 2025 | Miao, Y., Li, W.C., Zhou, J.X., Luo, K., Zhou, Y., Chen, S.M., Fan, Z.Y., Pan, J.R. — Ga, Ge, and other trace element composition in sphalerite from the carbonate-hosted Pb-Zn Fule deposit, Sichuan-Yunnan-Guizhou region |  | CHN | Yunnan
| Fule |  | Basin hydrothermal | Mississippi Valley-type (MVT) | MVT zinc-lead | Pb, Zn | Ga, Ge, Ag | Pb, Zn, Ga, Ge, Ag | Zhou et al., 2018 |  | FL-1-3 | FL-1-3-5 | underground mine |  |  |  |  | ore material | polished section | grab | mineral separate | [5 empty] | mineralisation |  |  |  | sphalerite | Stage I (Sp1rb, Sp1y, Sp1w), Stage II (Sp2) | disseminated, intergrown with calcite | Sp1rb |  |  |  | calcite, galena, limestone | polished sections | LA-ICPMS | 193 nm ArF excimer laser-ablation system coupled to an Thermo Scientific iCap-RQ (ICP-MS) | Guangzhou Tuoyan Analytical Technology Co., Ltd., Guangzhou, China | laser energy density 4 J/cm2, repetition rate 6 Hz, spot diameter 35 µm, 40 s background, 45 s ablation, He carrier gas with Ar makeup gas; mapping: laser energy 5 J/cm2, repetition rate 15 Hz, spot diameter 10 μm, scan speed 40 μm/s | NIST 610 (external standard for calibration and mapping), MASS-1 (calibration), BCR-2G (calibration); NIST 612 (monitoring standard) | 1.2233 |  |  |  | 92.5792 | [15 empty] | 14324.9609 | [11 empty] | 2595.8505 | [9 empty] | 2613.1989 |  | 170.489 |  |  |  | 805.3396 |  |  |  | 18.5447 | [17 empty] | 2.4665 | [15 empty] | 56.3877 | [17 empty] | 370.7323 | [9 empty] | 0.25003 | [32 empty] | 2025 | Miao, Y., Li, W.C., Zhou, J.X., Luo, K., Zhou, Y., Chen, S.M., Fan, Z.Y., Pan, J.R. — Ga, Ge, and other trace element composition in sphalerite from the carbonate-hosted Pb-Zn Fule deposit, Sichuan-Yunnan-Guizhou region |  | CHN | Yunnan
| Fule |  | Basin hydrothermal | Mississippi Valley-type (MVT) | MVT zinc-lead | Pb, Zn | Ga, Ge, Ag | Pb, Zn, Ga, Ge, Ag | Zhou et al., 2018 |  | FL-1-3 | FL-1-3-6 | underground mine |  |  |  |  | ore material | polished section | grab | mineral separate | [5 empty] | mineralisation |  |  |  | sphalerite | Stage I (Sp1rb, Sp1y, Sp1w), Stage II (Sp2) | disseminated, intergrown with calcite | Sp1y |  |  |  | calcite, galena, limestone | polished sections | LA-ICPMS | 193 nm ArF excimer laser-ablation system coupled to an Thermo Scientific iCap-RQ (ICP-MS) | Guangzhou Tuoyan Analytical Technology Co., Ltd., Guangzhou, China | laser energy density 4 J/cm2, repetition rate 6 Hz, spot diameter 35 µm, 40 s background, 45 s ablation, He carrier gas with Ar makeup gas; mapping: laser energy 5 J/cm2, repetition rate 15 Hz, spot diameter 10 μm, scan speed 40 μm/s | NIST 610 (external standard for calibration and mapping), MASS-1 (calibration), BCR-2G (calibration); NIST 612 (monitoring standard) | 0.99729 |  |  |  | 8.5916 | [15 empty] | 21675.4591 | [11 empty] | 409.745 | [9 empty] | 3421.7094 |  | 242.8372 |  |  |  | 44.9516 |  |  |  | 34.6328 |  |  |  | 0.081222 | [13 empty] | 3.8306 | [15 empty] | 9.6493 | [17 empty] | 30.1674 | [9 empty] | 0.77696 | [32 empty] | 2025 | Miao, Y., Li, W.C., Zhou, J.X., Luo, K., Zhou, Y., Chen, S.M., Fan, Z.Y., Pan, J.R. — Ga, Ge, and other trace element composition in sphalerite from the carbonate-hosted Pb-Zn Fule deposit, Sichuan-Yunnan-Guizhou region |  | CHN | Yunnan
| Fule |  | Basin hydrothermal | Mississippi Valley-type (MVT) | MVT zinc-lead | Pb, Zn | Ga, Ge, Ag | Pb, Zn, Ga, Ge, Ag | Zhou et al., 2018 |  | FL-1-3 | FL-1-3-7 | underground mine |  |  |  |  | ore material | polished section | grab | mineral separate | [5 empty] | mineralisation |  |  |  | sphalerite | Stage I (Sp1rb, Sp1y, Sp1w), Stage II (Sp2) | disseminated, intergrown with calcite | Sp1y |  |  |  | calcite, galena, limestone | polished sections | LA-ICPMS | 193 nm ArF excimer laser-ablation system coupled to an Thermo Scientific iCap-RQ (ICP-MS) | Guangzhou Tuoyan Analytical Technology Co., Ltd., Guangzhou, China | laser energy density 4 J/cm2, repetition rate 6 Hz, spot diameter 35 µm, 40 s background, 45 s ablation, He carrier gas with Ar makeup gas; mapping: laser energy 5 J/cm2, repetition rate 15 Hz, spot diameter 10 μm, scan speed 40 μm/s | NIST 610 (external standard for calibration and mapping), MASS-1 (calibration), BCR-2G (calibration); NIST 612 (monitoring standard) | 0.81873 |  |  |  | 7.0621 | [15 empty] | 22442.7597 | [11 empty] | 315.578 | [9 empty] | 3289.542 |  | 113.6336 |  |  |  | 50.0147 |  |  |  | 20.9141 | [17 empty] | 3.7266 | [15 empty] | 14.0506 | [17 empty] | 52.5249 | [42 empty] | 2025 | Miao, Y., Li, W.C., Zhou, J.X., Luo, K., Zhou, Y., Chen, S.M., Fan, Z.Y., Pan, J.R. — Ga, Ge, and other trace element composition in sphalerite from the carbonate-hosted Pb-Zn Fule deposit, Sichuan-Yunnan-Guizhou region |  | CHN | Yunnan
| Fule |  | Basin hydrothermal | Mississippi Valley-type (MVT) | MVT zinc-lead | Pb, Zn | Ga, Ge, Ag | Pb, Zn, Ga, Ge, Ag | Zhou et al., 2018 |  | FL-1-3 | FL-1-3-8 | underground mine |  |  |  |  | ore material | polished section | grab | mineral separate | [5 empty] | mineralisation |  |  |  | sphalerite | Stage I (Sp1rb, Sp1y, Sp1w), Stage II (Sp2) | disseminated, intergrown with calcite | Sp1y |  |  |  | calcite, galena, limestone | polished sections | LA-ICPMS | 193 nm ArF excimer laser-ablation system coupled to an Thermo Scientific iCap-RQ (ICP-MS) | Guangzhou Tuoyan Analytical Technology Co., Ltd., Guangzhou, China | laser energy density 4 J/cm2, repetition rate 6 Hz, spot diameter 35 µm, 40 s background, 45 s ablation, He carrier gas with Ar makeup gas; mapping: laser energy 5 J/cm2, repetition rate 15 Hz, spot diameter 10 μm, scan speed 40 μm/s | NIST 610 (external standard for calibration and mapping), MASS-1 (calibration), BCR-2G (calibration); NIST 612 (monitoring standard) | 1.1443 |  |  |  | 10.0382 | [15 empty] | 24609.018 | [11 empty] | 295.9719 | [9 empty] | 3530.7217 |  | 63.1935 |  |  |  | 53.8204 |  |  |  | 21.2843 | [17 empty] | 4.5428 | [15 empty] | 24.4274 | [17 empty] | 83.0149 | [9 empty] | 0.12099 | [32 empty] | 2025 | Miao, Y., Li, W.C., Zhou, J.X., Luo, K., Zhou, Y., Chen, S.M., Fan, Z.Y., Pan, J.R. — Ga, Ge, and other trace element composition in sphalerite from the carbonate-hosted Pb-Zn Fule deposit, Sichuan-Yunnan-Guizhou region |  | CHN | Yunnan
| Fule |  | Basin hydrothermal | Mississippi Valley-type (MVT) | MVT zinc-lead | Pb, Zn | Ga, Ge, Ag | Pb, Zn, Ga, Ge, Ag | Zhou et al., 2018 |  | FL-1-3 | FL-1-3-9 | underground mine |  |  |  |  | ore material | polished section | grab | mineral separate | [5 empty] | mineralisation |  |  |  | sphalerite | Stage I (Sp1rb, Sp1y, Sp1w), Stage II (Sp2) | disseminated, intergrown with calcite | Sp1y |  |  |  | calcite, galena, limestone | polished sections | LA-ICPMS | 193 nm ArF excimer laser-ablation system coupled to an Thermo Scientific iCap-RQ (ICP-MS) | Guangzhou Tuoyan Analytical Technology Co., Ltd., Guangzhou, China | laser energy density 4 J/cm2, repetition rate 6 Hz, spot diameter 35 µm, 40 s background, 45 s ablation, He carrier gas with Ar makeup gas; mapping: laser energy 5 J/cm2, repetition rate 15 Hz, spot diameter 10 μm, scan speed 40 μm/s | NIST 610 (external standard for calibration and mapping), MASS-1 (calibration), BCR-2G (calibration); NIST 612 (monitoring standard) | 1.2358 |  |  |  | 9.6964 | [15 empty] | 20928.5788 | [11 empty] | 266.0851 | [9 empty] | 3372.4389 |  | 41.0217 |  |  |  | 59.0668 |  |  |  | 20.2847 | [17 empty] | 3.4683 | [15 empty] | 20.3503 | [17 empty] | 76.5989 | [42 empty] | 2025 | Miao, Y., Li, W.C., Zhou, J.X., Luo, K., Zhou, Y., Chen, S.M., Fan, Z.Y., Pan, J.R. — Ga, Ge, and other trace element composition in sphalerite from the carbonate-hosted Pb-Zn Fule deposit, Sichuan-Yunnan-Guizhou region |  | CHN | Yunnan
| Fule |  | Basin hydrothermal | Mississippi Valley-type (MVT) | MVT zinc-lead | Pb, Zn | Ga, Ge, Ag | Pb, Zn, Ga, Ge, Ag | Zhou et al., 2018 |  | FL-1-3 | FL-1-3-10 | underground mine |  |  |  |  | ore material | polished section | grab | mineral separate | [5 empty] | mineralisation |  |  |  | sphalerite | Stage I (Sp1rb, Sp1y, Sp1w), Stage II (Sp2) | disseminated, intergrown with calcite | Sp1y |  |  |  | calcite, galena, limestone | polished sections | LA-ICPMS | 193 nm ArF excimer laser-ablation system coupled to an Thermo Scientific iCap-RQ (ICP-MS) | Guangzhou Tuoyan Analytical Technology Co., Ltd., Guangzhou, China | laser energy density 4 J/cm2, repetition rate 6 Hz, spot diameter 35 µm, 40 s background, 45 s ablation, He carrier gas with Ar makeup gas; mapping: laser energy 5 J/cm2, repetition rate 15 Hz, spot diameter 10 μm, scan speed 40 μm/s | NIST 610 (external standard for calibration and mapping), MASS-1 (calibration), BCR-2G (calibration); NIST 612 (monitoring standard) | 1.2281 |  |  |  | 11.3579 | [15 empty] | 21717.1246 | [11 empty] | 287.5333 | [9 empty] | 3453.1136 |  | 41.1883 |  |  |  | 64.5918 |  |  |  | 19.9432 | [17 empty] | 3.3837 | [15 empty] | 22.5736 | [17 empty] | 79.8508 | [9 empty] | 0.062601 | [32 empty] | 2025 | Miao, Y., Li, W.C., Zhou, J.X., Luo, K., Zhou, Y., Chen, S.M., Fan, Z.Y., Pan, J.R. — Ga, Ge, and other trace element composition in sphalerite from the carbonate-hosted Pb-Zn Fule deposit, Sichuan-Yunnan-Guizhou region |  | CHN | Yunnan
| Fule |  | Basin hydrothermal | Mississippi Valley-type (MVT) | MVT zinc-lead | Pb, Zn | Ga, Ge, Ag | Pb, Zn, Ga, Ge, Ag | Zhou et al., 2018 |  | FL-1-3 | FL-1-3-11 | underground mine |  |  |  |  | ore material | polished section | grab | mineral separate | [5 empty] | mineralisation |  |  |  | sphalerite | Stage I (Sp1rb, Sp1y, Sp1w), Stage II (Sp2) | disseminated, intergrown with calcite | Sp1w |  |  |  | calcite, galena, limestone | polished sections | LA-ICPMS | 193 nm ArF excimer laser-ablation system coupled to an Thermo Scientific iCap-RQ (ICP-MS) | Guangzhou Tuoyan Analytical Technology Co., Ltd., Guangzhou, China | laser energy density 4 J/cm2, repetition rate 6 Hz, spot diameter 35 µm, 40 s background, 45 s ablation, He carrier gas with Ar makeup gas; mapping: laser energy 5 J/cm2, repetition rate 15 Hz, spot diameter 10 μm, scan speed 40 μm/s | NIST 610 (external standard for calibration and mapping), MASS-1 (calibration), BCR-2G (calibration); NIST 612 (monitoring standard) | 0.3399 |  |  |  | 1.7838 | [15 empty] | 21641.4167 | [11 empty] | 69.5619 | [9 empty] | 3178.5857 |  | 2.7773 |  |  |  | 22.8592 |  |  |  | 17.9931 | [17 empty] | 3.0386 | [15 empty] | 4.9208 | [17 empty] | 14.5395 | [9 empty] | 0.087437 | [32 empty] | 2025 | Miao, Y., Li, W.C., Zhou, J.X., Luo, K., Zhou, Y., Chen, S.M., Fan, Z.Y., Pan, J.R. — Ga, Ge, and other trace element composition in sphalerite from the carbonate-hosted Pb-Zn Fule deposit, Sichuan-Yunnan-Guizhou region |  | CHN | Yunnan
| Fule |  | Basin hydrothermal | Mississippi Valley-type (MVT) | MVT zinc-lead | Pb, Zn | Ga, Ge, Ag | Pb, Zn, Ga, Ge, Ag | Zhou et al., 2018 |  | FL-1-3 | FL-1-3-12 | underground mine |  |  |  |  | ore material | polished section | grab | mineral separate | [5 empty] | mineralisation |  |  |  | sphalerite | Stage I (Sp1rb, Sp1y, Sp1w), Stage II (Sp2) | disseminated, intergrown with calcite | Sp1w |  |  |  | calcite, galena, limestone | polished sections | LA-ICPMS | 193 nm ArF excimer laser-ablation system coupled to an Thermo Scientific iCap-RQ (ICP-MS) | Guangzhou Tuoyan Analytical Technology Co., Ltd., Guangzhou, China | laser energy density 4 J/cm2, repetition rate 6 Hz, spot diameter 35 µm, 40 s background, 45 s ablation, He carrier gas with Ar makeup gas; mapping: laser energy 5 J/cm2, repetition rate 15 Hz, spot diameter 10 μm, scan speed 40 μm/s | NIST 610 (external standard for calibration and mapping), MASS-1 (calibration), BCR-2G (calibration); NIST 612 (monitoring standard) | 0.77728 |  |  |  | 4.1959 | [15 empty] | 19203.6654 | [11 empty] | 107.4388 | [9 empty] | 2862.232 |  | 7.0954 |  |  |  | 30.3881 |  |  |  | 144.505 |  |  |  | 0.094362 | [13 empty] | 3.5809 | [15 empty] | 9.3891 | [17 empty] | 17.7206 | [9 empty] | 0.28917 | [13 empty] | 0.038833 | [18 empty] | 2025 | Miao, Y., Li, W.C., Zhou, J.X., Luo, K., Zhou, Y., Chen, S.M., Fan, Z.Y., Pan, J.R. — Ga, Ge, and other trace element composition in sphalerite from the carbonate-hosted Pb-Zn Fule deposit, Sichuan-Yunnan-Guizhou region |  | CHN | Yunnan
| Fule |  | Basin hydrothermal | Mississippi Valley-type (MVT) | MVT zinc-lead | Pb, Zn | Ga, Ge, Ag | Pb, Zn, Ga, Ge, Ag | Zhou et al., 2018 |  | FL-1-3 | FL-1-3-13 | underground mine |  |  |  |  | ore material | polished section | grab | mineral separate | [5 empty] | mineralisation |  |  |  | sphalerite | Stage I (Sp1rb, Sp1y, Sp1w), Stage II (Sp2) | disseminated, intergrown with calcite | Sp1w |  |  |  | calcite, galena, limestone | polished sections | LA-ICPMS | 193 nm ArF excimer laser-ablation system coupled to an Thermo Scientific iCap-RQ (ICP-MS) | Guangzhou Tuoyan Analytical Technology Co., Ltd., Guangzhou, China | laser energy density 4 J/cm2, repetition rate 6 Hz, spot diameter 35 µm, 40 s background, 45 s ablation, He carrier gas with Ar makeup gas; mapping: laser energy 5 J/cm2, repetition rate 15 Hz, spot diameter 10 μm, scan speed 40 μm/s | NIST 610 (external standard for calibration and mapping), MASS-1 (calibration), BCR-2G (calibration); NIST 612 (monitoring standard) | 0.32336 |  |  |  | 1.6444 | [15 empty] | 18428.1354 | [11 empty] | 80.3942 | [9 empty] | 3019.3932 |  | 8.8228 |  |  |  | 26.7855 |  |  |  | 29.7664 | [17 empty] | 3.1615 | [15 empty] | 2.3469 | [17 empty] | 7.7817 | [9 empty] | 0.1191 | [32 empty] | 2025 | Miao, Y., Li, W.C., Zhou, J.X., Luo, K., Zhou, Y., Chen, S.M., Fan, Z.Y., Pan, J.R. — Ga, Ge, and other trace element composition in sphalerite from the carbonate-hosted Pb-Zn Fule deposit, Sichuan-Yunnan-Guizhou region |  | CHN | Yunnan
| Fule |  | Basin hydrothermal | Mississippi Valley-type (MVT) | MVT zinc-lead | Pb, Zn | Ga, Ge, Ag | Pb, Zn, Ga, Ge, Ag | Zhou et al., 2018 |  | FL-1-3 | FL-1-3-14 | underground mine |  |  |  |  | ore material | polished section | grab | mineral separate | [5 empty] | mineralisation |  |  |  | sphalerite | Stage I (Sp1rb, Sp1y, Sp1w), Stage II (Sp2) | disseminated, intergrown with calcite | Sp1w |  |  |  | calcite, galena, limestone | polished sections | LA-ICPMS | 193 nm ArF excimer laser-ablation system coupled to an Thermo Scientific iCap-RQ (ICP-MS) | Guangzhou Tuoyan Analytical Technology Co., Ltd., Guangzhou, China | laser energy density 4 J/cm2, repetition rate 6 Hz, spot diameter 35 µm, 40 s background, 45 s ablation, He carrier gas with Ar makeup gas; mapping: laser energy 5 J/cm2, repetition rate 15 Hz, spot diameter 10 μm, scan speed 40 μm/s | NIST 610 (external standard for calibration and mapping), MASS-1 (calibration), BCR-2G (calibration); NIST 612 (monitoring standard) | 0.54819 |  |  |  | 1.8249 | [15 empty] | 17752.5583 | [11 empty] | 140.1192 | [9 empty] | 2643.3135 |  | 49.7062 |  |  |  | 30.5954 |  |  |  | 16.5307 | [17 empty] | 2.9009 | [15 empty] | 2.9625 | [17 empty] | 15.6939 | [42 empty] | 2025 | Miao, Y., Li, W.C., Zhou, J.X., Luo, K., Zhou, Y., Chen, S.M., Fan, Z.Y., Pan, J.R. — Ga, Ge, and other trace element composition in sphalerite from the carbonate-hosted Pb-Zn Fule deposit, Sichuan-Yunnan-Guizhou region |  | CHN | Yunnan
| Fule |  | Basin hydrothermal | Mississippi Valley-type (MVT) | MVT zinc-lead | Pb, Zn | Ga, Ge, Ag | Pb, Zn, Ga, Ge, Ag | Zhou et al., 2018 |  | FL-1-3 | FL-1-3-15 | underground mine |  |  |  |  | ore material | polished section | grab | mineral separate | [5 empty] | mineralisation |  |  |  | sphalerite | Stage I (Sp1rb, Sp1y, Sp1w), Stage II (Sp2) | disseminated, intergrown with calcite | Sp1w |  |  |  | calcite, galena, limestone | polished sections | LA-ICPMS | 193 nm ArF excimer laser-ablation system coupled to an Thermo Scientific iCap-RQ (ICP-MS) | Guangzhou Tuoyan Analytical Technology Co., Ltd., Guangzhou, China | laser energy density 4 J/cm2, repetition rate 6 Hz, spot diameter 35 µm, 40 s background, 45 s ablation, He carrier gas with Ar makeup gas; mapping: laser energy 5 J/cm2, repetition rate 15 Hz, spot diameter 10 μm, scan speed 40 μm/s | NIST 610 (external standard for calibration and mapping), MASS-1 (calibration), BCR-2G (calibration); NIST 612 (monitoring standard) | 0.25957 | [19 empty] | 16110.5599 | [11 empty] | 143.5301 | [9 empty] | 2426.4181 |  | 70.2235 |  |  |  | 27.9554 |  |  |  | 16.3048 | [17 empty] | 2.6353 | [15 empty] | 1.4686 | [17 empty] | 6.2519 | [9 empty] | 0.098717 | [32 empty] | 2025 | Miao, Y., Li, W.C., Zhou, J.X., Luo, K., Zhou, Y., Chen, S.M., Fan, Z.Y., Pan, J.R. — Ga, Ge, and other trace element composition in sphalerite from the carbonate-hosted Pb-Zn Fule deposit, Sichuan-Yunnan-Guizhou region |  | CHN | Yunnan
| Fule |  | Basin hydrothermal | Mississippi Valley-type (MVT) | MVT zinc-lead | Pb, Zn | Ga, Ge, Ag | Pb, Zn, Ga, Ge, Ag | Zhou et al., 2018 |  | FL-1-3 | FL-1-3-16 | underground mine |  |  |  |  | ore material | polished section | grab | mineral separate | [5 empty] | mineralisation |  |  |  | sphalerite | Stage I (Sp1rb, Sp1y, Sp1w), Stage II (Sp2) | disseminated, intergrown with calcite | Sp1w |  |  |  | calcite, galena, limestone | polished sections | LA-ICPMS | 193 nm ArF excimer laser-ablation system coupled to an Thermo Scientific iCap-RQ (ICP-MS) | Guangzhou Tuoyan Analytical Technology Co., Ltd., Guangzhou, China | laser energy density 4 J/cm2, repetition rate 6 Hz, spot diameter 35 µm, 40 s background, 45 s ablation, He carrier gas with Ar makeup gas; mapping: laser energy 5 J/cm2, repetition rate 15 Hz, spot diameter 10 μm, scan speed 40 μm/s | NIST 610 (external standard for calibration and mapping), MASS-1 (calibration), BCR-2G (calibration); NIST 612 (monitoring standard) | 0.39683 | [19 empty] | 35533.7859 | [11 empty] | 5.9786 | [9 empty] | 2972.7035 | [9 empty] | 25.8413 | [17 empty] | 6.112 | [15 empty] | 0.068815 | [27 empty] | 0.19117 | [32 empty] | 2025 | Miao, Y., Li, W.C., Zhou, J.X., Luo, K., Zhou, Y., Chen, S.M., Fan, Z.Y., Pan, J.R. — Ga, Ge, and other trace element composition in sphalerite from the carbonate-hosted Pb-Zn Fule deposit, Sichuan-Yunnan-Guizhou region |  | CHN | Yunnan
| Fule |  | Basin hydrothermal | Mississippi Valley-type (MVT) | MVT zinc-lead | Pb, Zn | Ga, Ge, Ag | Pb, Zn, Ga, Ge, Ag | Zhou et al., 2018 |  | FL-1-4 | FL-1-4-1 | underground mine |  |  |  |  | ore material | polished section | grab | mineral separate | [5 empty] | mineralisation |  |  |  | sphalerite | Stage I (Sp1rb, Sp1y, Sp1w), Stage II (Sp2) | disseminated, intergrown with calcite | Sp1rb |  |  |  | calcite, galena, limestone | polished sections | LA-ICPMS | 193 nm ArF excimer laser-ablation system coupled to an Thermo Scientific iCap-RQ (ICP-MS) | Guangzhou Tuoyan Analytical Technology Co., Ltd., Guangzhou, China | laser energy density 4 J/cm2, repetition rate 6 Hz, spot diameter 35 µm, 40 s background, 45 s ablation, He carrier gas with Ar makeup gas; mapping: laser energy 5 J/cm2, repetition rate 15 Hz, spot diameter 10 μm, scan speed 40 μm/s | NIST 610 (external standard for calibration and mapping), MASS-1 (calibration), BCR-2G (calibration); NIST 612 (monitoring standard) | 1.8304 |  |  |  | 116.7923 | [15 empty] | 13540.6494 | [11 empty] | 2696.9408 | [9 empty] | 2471.2418 |  | 214.1835 |  |  |  | 985.1341 |  |  |  | 15.2811 |  |  |  | 0.045325 | [13 empty] | 2.7795 | [15 empty] | 87.6594 | [17 empty] | 320.1129 | [9 empty] | 0.3665 | [32 empty] | 2025 | Miao, Y., Li, W.C., Zhou, J.X., Luo, K., Zhou, Y., Chen, S.M., Fan, Z.Y., Pan, J.R. — Ga, Ge, and other trace element composition in sphalerite from the carbonate-hosted Pb-Zn Fule deposit, Sichuan-Yunnan-Guizhou region |  | CHN | Yunnan
| Fule |  | Basin hydrothermal | Mississippi Valley-type (MVT) | MVT zinc-lead | Pb, Zn | Ga, Ge, Ag | Pb, Zn, Ga, Ge, Ag | Zhou et al., 2018 |  | FL-1-4 | FL-1-4-2 | underground mine |  |  |  |  | ore material | polished section | grab | mineral separate | [5 empty] | mineralisation |  |  |  | sphalerite | Stage I (Sp1rb, Sp1y, Sp1w), Stage II (Sp2) | disseminated, intergrown with calcite | Sp1rb |  |  |  | calcite, galena, limestone | polished sections | LA-ICPMS | 193 nm ArF excimer laser-ablation system coupled to an Thermo Scientific iCap-RQ (ICP-MS) | Guangzhou Tuoyan Analytical Technology Co., Ltd., Guangzhou, China | laser energy density 4 J/cm2, repetition rate 6 Hz, spot diameter 35 µm, 40 s background, 45 s ablation, He carrier gas with Ar makeup gas; mapping: laser energy 5 J/cm2, repetition rate 15 Hz, spot diameter 10 μm, scan speed 40 μm/s | NIST 610 (external standard for calibration and mapping), MASS-1 (calibration), BCR-2G (calibration); NIST 612 (monitoring standard) | 2.2162 |  |  |  | 123.1935 | [15 empty] | 15038.1838 | [11 empty] | 2778.0544 | [9 empty] | 2391.3652 |  | 206.5995 |  |  |  | 970.238 |  |  |  | 15.4867 |  |  |  | 0.015595 | [13 empty] | 2.1282 | [15 empty] | 71.2327 | [17 empty] | 411.2351 | [9 empty] | 0.12342 | [32 empty] | 2025 | Miao, Y., Li, W.C., Zhou, J.X., Luo, K., Zhou, Y., Chen, S.M., Fan, Z.Y., Pan, J.R. — Ga, Ge, and other trace element composition in sphalerite from the carbonate-hosted Pb-Zn Fule deposit, Sichuan-Yunnan-Guizhou region |  | CHN | Yunnan
| Fule |  | Basin hydrothermal | Mississippi Valley-type (MVT) | MVT zinc-lead | Pb, Zn | Ga, Ge, Ag | Pb, Zn, Ga, Ge, Ag | Zhou et al., 2018 |  | FL-1-4 | FL-1-4-3 | underground mine |  |  |  |  | ore material | polished section | grab | mineral separate | [5 empty] | mineralisation |  |  |  | sphalerite | Stage I (Sp1rb, Sp1y, Sp1w), Stage II (Sp2) | disseminated, intergrown with calcite | Sp1rb |  |  |  | calcite, galena, limestone | polished sections | LA-ICPMS | 193 nm ArF excimer laser-ablation system coupled to an Thermo Scientific iCap-RQ (ICP-MS) | Guangzhou Tuoyan Analytical Technology Co., Ltd., Guangzhou, China | laser energy density 4 J/cm2, repetition rate 6 Hz, spot diameter 35 µm, 40 s background, 45 s ablation, He carrier gas with Ar makeup gas; mapping: laser energy 5 J/cm2, repetition rate 15 Hz, spot diameter 10 μm, scan speed 40 μm/s | NIST 610 (external standard for calibration and mapping), MASS-1 (calibration), BCR-2G (calibration); NIST 612 (monitoring standard) | 10.724 |  |  |  | 100.3209 | [15 empty] | 20709.5075 | [11 empty] | 1918.7146 | [9 empty] | 2668.751 |  | 213.5769 |  |  |  | 535.3846 |  |  |  | 17.8866 |  |  |  | 0.034429 | [13 empty] | 2.5135 | [15 empty] | 239.347 | [17 empty] | 518.4584 | [9 empty] | 0.40687 | [13 empty] | 0.015105 | [18 empty] | 2025 | Miao, Y., Li, W.C., Zhou, J.X., Luo, K., Zhou, Y., Chen, S.M., Fan, Z.Y., Pan, J.R. — Ga, Ge, and other trace element composition in sphalerite from the carbonate-hosted Pb-Zn Fule deposit, Sichuan-Yunnan-Guizhou region |  | CHN | Yunnan
| Fule |  | Basin hydrothermal | Mississippi Valley-type (MVT) | MVT zinc-lead | Pb, Zn | Ga, Ge, Ag | Pb, Zn, Ga, Ge, Ag | Zhou et al., 2018 |  | FL-1-4 | FL-1-4-4 | underground mine |  |  |  |  | ore material | polished section | grab | mineral separate | [5 empty] | mineralisation |  |  |  | sphalerite | Stage I (Sp1rb, Sp1y, Sp1w), Stage II (Sp2) | disseminated, intergrown with calcite | Sp1rb |  |  |  | calcite, galena, limestone | polished sections | LA-ICPMS | 193 nm ArF excimer laser-ablation system coupled to an Thermo Scientific iCap-RQ (ICP-MS) | Guangzhou Tuoyan Analytical Technology Co., Ltd., Guangzhou, China | laser energy density 4 J/cm2, repetition rate 6 Hz, spot diameter 35 µm, 40 s background, 45 s ablation, He carrier gas with Ar makeup gas; mapping: laser energy 5 J/cm2, repetition rate 15 Hz, spot diameter 10 μm, scan speed 40 μm/s | NIST 610 (external standard for calibration and mapping), MASS-1 (calibration), BCR-2G (calibration); NIST 612 (monitoring standard) | 1.6663 |  |  |  | 85.3451 | [15 empty] | 13417.171 | [11 empty] | 2843.8219 | [9 empty] | 2158.5577 |  | 276.2113 |  |  |  | 1038.3636 |  |  |  | 41.8694 |  |  |  | 0.70899 | [13 empty] | 2.0294 | [15 empty] | 53.5273 | [17 empty] | 261.0835 | [9 empty] | 5.9415 | [32 empty] | 2025 | Miao, Y., Li, W.C., Zhou, J.X., Luo, K., Zhou, Y., Chen, S.M., Fan, Z.Y., Pan, J.R. — Ga, Ge, and other trace element composition in sphalerite from the carbonate-hosted Pb-Zn Fule deposit, Sichuan-Yunnan-Guizhou region |  | CHN | Yunnan
| Fule |  | Basin hydrothermal | Mississippi Valley-type (MVT) | MVT zinc-lead | Pb, Zn | Ga, Ge, Ag | Pb, Zn, Ga, Ge, Ag | Zhou et al., 2018 |  | FL-1-4 | FL-1-4-5 | underground mine |  |  |  |  | ore material | polished section | grab | mineral separate | [5 empty] | mineralisation |  |  |  | sphalerite | Stage I (Sp1rb, Sp1y, Sp1w), Stage II (Sp2) | disseminated, intergrown with calcite | Sp1rb |  |  |  | calcite, galena, limestone | polished sections | LA-ICPMS | 193 nm ArF excimer laser-ablation system coupled to an Thermo Scientific iCap-RQ (ICP-MS) | Guangzhou Tuoyan Analytical Technology Co., Ltd., Guangzhou, China | laser energy density 4 J/cm2, repetition rate 6 Hz, spot diameter 35 µm, 40 s background, 45 s ablation, He carrier gas with Ar makeup gas; mapping: laser energy 5 J/cm2, repetition rate 15 Hz, spot diameter 10 μm, scan speed 40 μm/s | NIST 610 (external standard for calibration and mapping), MASS-1 (calibration), BCR-2G (calibration); NIST 612 (monitoring standard) | 2.292 |  |  |  | 147.0871 | [15 empty] | 14706.8949 | [11 empty] | 2685.2721 | [9 empty] | 2441.0693 |  | 58.1941 |  |  |  | 982.6449 |  |  |  | 27.9086 |  |  |  | 0.15247 | [13 empty] | 2.7304 | [15 empty] | 76.055 | [17 empty] | 419.3886 | [9 empty] | 1.1221 | [13 empty] | 0.025968 | [18 empty] | 2025 | Miao, Y., Li, W.C., Zhou, J.X., Luo, K., Zhou, Y., Chen, S.M., Fan, Z.Y., Pan, J.R. — Ga, Ge, and other trace element composition in sphalerite from the carbonate-hosted Pb-Zn Fule deposit, Sichuan-Yunnan-Guizhou region |  | CHN | Yunnan
| Fule |  | Basin hydrothermal | Mississippi Valley-type (MVT) | MVT zinc-lead | Pb, Zn | Ga, Ge, Ag | Pb, Zn, Ga, Ge, Ag | Zhou et al., 2018 |  | FL-1-4 | FL-1-4-6 | underground mine |  |  |  |  | ore material | polished section | grab | mineral separate | [5 empty] | mineralisation |  |  |  | sphalerite | Stage I (Sp1rb, Sp1y, Sp1w), Stage II (Sp2) | disseminated, intergrown with calcite | Sp1y |  |  |  | calcite, galena, limestone | polished sections | LA-ICPMS | 193 nm ArF excimer laser-ablation system coupled to an Thermo Scientific iCap-RQ (ICP-MS) | Guangzhou Tuoyan Analytical Technology Co., Ltd., Guangzhou, China | laser energy density 4 J/cm2, repetition rate 6 Hz, spot diameter 35 µm, 40 s background, 45 s ablation, He carrier gas with Ar makeup gas; mapping: laser energy 5 J/cm2, repetition rate 15 Hz, spot diameter 10 μm, scan speed 40 μm/s | NIST 610 (external standard for calibration and mapping), MASS-1 (calibration), BCR-2G (calibration); NIST 612 (monitoring standard) | 0.78921 |  |  |  | 12.7903 | [15 empty] | 24684.8524 | [11 empty] | 247.4605 | [9 empty] | 3096.7752 |  | 82.6903 |  |  |  | 43.0885 |  |  |  | 24.1413 |  |  |  | 0.1232 | [13 empty] | 3.3014 | [15 empty] | 20.5903 | [17 empty] | 60.6876 | [9 empty] | 0.86006 | [13 empty] | 0.02664 | [18 empty] | 2025 | Miao, Y., Li, W.C., Zhou, J.X., Luo, K., Zhou, Y., Chen, S.M., Fan, Z.Y., Pan, J.R. — Ga, Ge, and other trace element composition in sphalerite from the carbonate-hosted Pb-Zn Fule deposit, Sichuan-Yunnan-Guizhou region |  | CHN | Yunnan
| Fule |  | Basin hydrothermal | Mississippi Valley-type (MVT) | MVT zinc-lead | Pb, Zn | Ga, Ge, Ag | Pb, Zn, Ga, Ge, Ag | Zhou et al., 2018 |  | FL-1-4 | FL-1-4-7 | underground mine |  |  |  |  | ore material | polished section | grab | mineral separate | [5 empty] | mineralisation |  |  |  | sphalerite | Stage I (Sp1rb, Sp1y, Sp1w), Stage II (Sp2) | disseminated, intergrown with calcite | Sp1y |  |  |  | calcite, galena, limestone | polished sections | LA-ICPMS | 193 nm ArF excimer laser-ablation system coupled to an Thermo Scientific iCap-RQ (ICP-MS) | Guangzhou Tuoyan Analytical Technology Co., Ltd., Guangzhou, China | laser energy density 4 J/cm2, repetition rate 6 Hz, spot diameter 35 µm, 40 s background, 45 s ablation, He carrier gas with Ar makeup gas; mapping: laser energy 5 J/cm2, repetition rate 15 Hz, spot diameter 10 μm, scan speed 40 μm/s | NIST 610 (external standard for calibration and mapping), MASS-1 (calibration), BCR-2G (calibration); NIST 612 (monitoring standard) | 1.875 |  |  |  | 12.2027 | [15 empty] | 24103.9261 | [11 empty] | 278.7207 | [9 empty] | 3151.5861 |  | 87.4042 |  |  |  | 53.7498 |  |  |  | 19.8865 |  |  |  | 0.023924 | [13 empty] | 3.5705 | [15 empty] | 22.1612 | [17 empty] | 73.8324 | [9 empty] | 0.18329 | [32 empty] | 2025 | Miao, Y., Li, W.C., Zhou, J.X., Luo, K., Zhou, Y., Chen, S.M., Fan, Z.Y., Pan, J.R. — Ga, Ge, and other trace element composition in sphalerite from the carbonate-hosted Pb-Zn Fule deposit, Sichuan-Yunnan-Guizhou region |  | CHN | Yunnan
| Fule |  | Basin hydrothermal | Mississippi Valley-type (MVT) | MVT zinc-lead | Pb, Zn | Ga, Ge, Ag | Pb, Zn, Ga, Ge, Ag | Zhou et al., 2018 |  | FL-1-4 | FL-1-4-8 | underground mine |  |  |  |  | ore material | polished section | grab | mineral separate | [5 empty] | mineralisation |  |  |  | sphalerite | Stage I (Sp1rb, Sp1y, Sp1w), Stage II (Sp2) | disseminated, intergrown with calcite | Sp1y |  |  |  | calcite, galena, limestone | polished sections | LA-ICPMS | 193 nm ArF excimer laser-ablation system coupled to an Thermo Scientific iCap-RQ (ICP-MS) | Guangzhou Tuoyan Analytical Technology Co., Ltd., Guangzhou, China | laser energy density 4 J/cm2, repetition rate 6 Hz, spot diameter 35 µm, 40 s background, 45 s ablation, He carrier gas with Ar makeup gas; mapping: laser energy 5 J/cm2, repetition rate 15 Hz, spot diameter 10 μm, scan speed 40 μm/s | NIST 610 (external standard for calibration and mapping), MASS-1 (calibration), BCR-2G (calibration); NIST 612 (monitoring standard) | 0.99168 |  |  |  | 10.3554 | [15 empty] | 24445.2606 | [11 empty] | 269.8588 | [9 empty] | 3088.5289 |  | 87.3188 |  |  |  | 47.2485 |  |  |  | 19.2774 |  |  |  | 0.068944 | [13 empty] | 3.0841 | [15 empty] | 21.1605 | [17 empty] | 68.2646 | [9 empty] | 0.44428 | [32 empty] | 2025 | Miao, Y., Li, W.C., Zhou, J.X., Luo, K., Zhou, Y., Chen, S.M., Fan, Z.Y., Pan, J.R. — Ga, Ge, and other trace element composition in sphalerite from the carbonate-hosted Pb-Zn Fule deposit, Sichuan-Yunnan-Guizhou region |  | CHN | Yunnan
| Fule |  | Basin hydrothermal | Mississippi Valley-type (MVT) | MVT zinc-lead | Pb, Zn | Ga, Ge, Ag | Pb, Zn, Ga, Ge, Ag | Zhou et al., 2018 |  | FL-1-4 | FL-1-4-9 | underground mine |  |  |  |  | ore material | polished section | grab | mineral separate | [5 empty] | mineralisation |  |  |  | sphalerite | Stage I (Sp1rb, Sp1y, Sp1w), Stage II (Sp2) | disseminated, intergrown with calcite | Sp1y |  |  |  | calcite, galena, limestone | polished sections | LA-ICPMS | 193 nm ArF excimer laser-ablation system coupled to an Thermo Scientific iCap-RQ (ICP-MS) | Guangzhou Tuoyan Analytical Technology Co., Ltd., Guangzhou, China | laser energy density 4 J/cm2, repetition rate 6 Hz, spot diameter 35 µm, 40 s background, 45 s ablation, He carrier gas with Ar makeup gas; mapping: laser energy 5 J/cm2, repetition rate 15 Hz, spot diameter 10 μm, scan speed 40 μm/s | NIST 610 (external standard for calibration and mapping), MASS-1 (calibration), BCR-2G (calibration); NIST 612 (monitoring standard) | 2.6434 |  |  |  | 14.2936 | [15 empty] | 24185.6178 | [11 empty] | 319.1099 | [9 empty] | 3082.1354 |  | 95.5446 |  |  |  | 60.7917 |  |  |  | 19.6128 |  |  |  | 0.06319 | [13 empty] | 3.3935 | [15 empty] | 27.3397 | [17 empty] | 88.8162 | [9 empty] | 0.38674 | [32 empty] | 2025 | Miao, Y., Li, W.C., Zhou, J.X., Luo, K., Zhou, Y., Chen, S.M., Fan, Z.Y., Pan, J.R. — Ga, Ge, and other trace element composition in sphalerite from the carbonate-hosted Pb-Zn Fule deposit, Sichuan-Yunnan-Guizhou region |  | CHN | Yunnan
| Fule |  | Basin hydrothermal | Mississippi Valley-type (MVT) | MVT zinc-lead | Pb, Zn | Ga, Ge, Ag | Pb, Zn, Ga, Ge, Ag | Zhou et al., 2018 |  | FL-1-4 | FL-1-4-10 | underground mine |  |  |  |  | ore material | polished section | grab | mineral separate | [5 empty] | mineralisation |  |  |  | sphalerite | Stage I (Sp1rb, Sp1y, Sp1w), Stage II (Sp2) | disseminated, intergrown with calcite | Sp1y |  |  |  | calcite, galena, limestone | polished sections | LA-ICPMS | 193 nm ArF excimer laser-ablation system coupled to an Thermo Scientific iCap-RQ (ICP-MS) | Guangzhou Tuoyan Analytical Technology Co., Ltd., Guangzhou, China | laser energy density 4 J/cm2, repetition rate 6 Hz, spot diameter 35 µm, 40 s background, 45 s ablation, He carrier gas with Ar makeup gas; mapping: laser energy 5 J/cm2, repetition rate 15 Hz, spot diameter 10 μm, scan speed 40 μm/s | NIST 610 (external standard for calibration and mapping), MASS-1 (calibration), BCR-2G (calibration); NIST 612 (monitoring standard) | 1.4815 |  |  |  | 17.34 | [15 empty] | 24530.2034 | [11 empty] | 310.588 | [9 empty] | 3100.8841 |  | 80.8648 |  |  |  | 55.844 |  |  |  | 68.5597 |  |  |  | 0.4421 | [13 empty] | 3.3158 | [15 empty] | 29.7541 | [17 empty] | 97.8391 | [9 empty] | 5.1972 | [13 empty] | 0.023994 | [18 empty] | 2025 | Miao, Y., Li, W.C., Zhou, J.X., Luo, K., Zhou, Y., Chen, S.M., Fan, Z.Y., Pan, J.R. — Ga, Ge, and other trace element composition in sphalerite from the carbonate-hosted Pb-Zn Fule deposit, Sichuan-Yunnan-Guizhou region |  | CHN | Yunnan
| Fule |  | Basin hydrothermal | Mississippi Valley-type (MVT) | MVT zinc-lead | Pb, Zn | Ga, Ge, Ag | Pb, Zn, Ga, Ge, Ag | Zhou et al., 2018 |  | FL-1-4 | FL-1-4-11 | underground mine |  |  |  |  | ore material | polished section | grab | mineral separate | [5 empty] | mineralisation |  |  |  | sphalerite | Stage I (Sp1rb, Sp1y, Sp1w), Stage II (Sp2) | disseminated, intergrown with calcite | Sp1w |  |  |  | calcite, galena, limestone | polished sections | LA-ICPMS | 193 nm ArF excimer laser-ablation system coupled to an Thermo Scientific iCap-RQ (ICP-MS) | Guangzhou Tuoyan Analytical Technology Co., Ltd., Guangzhou, China | laser energy density 4 J/cm2, repetition rate 6 Hz, spot diameter 35 µm, 40 s background, 45 s ablation, He carrier gas with Ar makeup gas; mapping: laser energy 5 J/cm2, repetition rate 15 Hz, spot diameter 10 μm, scan speed 40 μm/s | NIST 610 (external standard for calibration and mapping), MASS-1 (calibration), BCR-2G (calibration); NIST 612 (monitoring standard) | 0.42692 | [19 empty] | 38957.5173 | [11 empty] | 7.6305 | [9 empty] | 2952.5198 | [9 empty] | 25.5639 | [17 empty] | 5.6282 | [15 empty] | 0.077891 | [27 empty] | 0.094044 | [32 empty] | 2025 | Miao, Y., Li, W.C., Zhou, J.X., Luo, K., Zhou, Y., Chen, S.M., Fan, Z.Y., Pan, J.R. — Ga, Ge, and other trace element composition in sphalerite from the carbonate-hosted Pb-Zn Fule deposit, Sichuan-Yunnan-Guizhou region |  | CHN | Yunnan
| Fule |  | Basin hydrothermal | Mississippi Valley-type (MVT) | MVT zinc-lead | Pb, Zn | Ga, Ge, Ag | Pb, Zn, Ga, Ge, Ag | Zhou et al., 2018 |  | FL-1-4 | FL-1-4-12 | underground mine |  |  |  |  | ore material | polished section | grab | mineral separate | [5 empty] | mineralisation |  |  |  | sphalerite | Stage I (Sp1rb, Sp1y, Sp1w), Stage II (Sp2) | disseminated, intergrown with calcite | Sp1w |  |  |  | calcite, galena, limestone | polished sections | LA-ICPMS | 193 nm ArF excimer laser-ablation system coupled to an Thermo Scientific iCap-RQ (ICP-MS) | Guangzhou Tuoyan Analytical Technology Co., Ltd., Guangzhou, China | laser energy density 4 J/cm2, repetition rate 6 Hz, spot diameter 35 µm, 40 s background, 45 s ablation, He carrier gas with Ar makeup gas; mapping: laser energy 5 J/cm2, repetition rate 15 Hz, spot diameter 10 μm, scan speed 40 μm/s | NIST 610 (external standard for calibration and mapping), MASS-1 (calibration), BCR-2G (calibration); NIST 612 (monitoring standard) | 0.3701 | [19 empty] | 40200.7448 | [11 empty] | 7.2314 | [9 empty] | 3080.8419 | [9 empty] | 42.1331 | [17 empty] | 5.316 | [15 empty] | 0.28422 | [60 empty] | 2025 | Miao, Y., Li, W.C., Zhou, J.X., Luo, K., Zhou, Y., Chen, S.M., Fan, Z.Y., Pan, J.R. — Ga, Ge, and other trace element composition in sphalerite from the carbonate-hosted Pb-Zn Fule deposit, Sichuan-Yunnan-Guizhou region |  | CHN | Yunnan
| Fule |  | Basin hydrothermal | Mississippi Valley-type (MVT) | MVT zinc-lead | Pb, Zn | Ga, Ge, Ag | Pb, Zn, Ga, Ge, Ag | Zhou et al., 2018 |  | FL-1-4 | FL-1-4-13 | underground mine |  |  |  |  | ore material | polished section | grab | mineral separate | [5 empty] | mineralisation |  |  |  | sphalerite | Stage I (Sp1rb, Sp1y, Sp1w), Stage II (Sp2) | disseminated, intergrown with calcite | Sp1w |  |  |  | calcite, galena, limestone | polished sections | LA-ICPMS | 193 nm ArF excimer laser-ablation system coupled to an Thermo Scientific iCap-RQ (ICP-MS) | Guangzhou Tuoyan Analytical Technology Co., Ltd., Guangzhou, China | laser energy density 4 J/cm2, repetition rate 6 Hz, spot diameter 35 µm, 40 s background, 45 s ablation, He carrier gas with Ar makeup gas; mapping: laser energy 5 J/cm2, repetition rate 15 Hz, spot diameter 10 μm, scan speed 40 μm/s | NIST 610 (external standard for calibration and mapping), MASS-1 (calibration), BCR-2G (calibration); NIST 612 (monitoring standard) | 1.2658 | [19 empty] | 19714.9885 | [11 empty] | 34.4004 | [9 empty] | 2461.6108 |  | 3.6335 |  |  |  | 5.4262 |  |  |  | 21.0148 | [17 empty] | 2.8041 | [15 empty] | 1.3083 | [60 empty] | 2025 | Miao, Y., Li, W.C., Zhou, J.X., Luo, K., Zhou, Y., Chen, S.M., Fan, Z.Y., Pan, J.R. — Ga, Ge, and other trace element composition in sphalerite from the carbonate-hosted Pb-Zn Fule deposit, Sichuan-Yunnan-Guizhou region |  | CHN | Yunnan
| Fule |  | Basin hydrothermal | Mississippi Valley-type (MVT) | MVT zinc-lead | Pb, Zn | Ga, Ge, Ag | Pb, Zn, Ga, Ge, Ag | Zhou et al., 2018 |  | FL-1-4 | FL-1-4-14 | underground mine |  |  |  |  | ore material | polished section | grab | mineral separate | [5 empty] | mineralisation |  |  |  | sphalerite | Stage I (Sp1rb, Sp1y, Sp1w), Stage II (Sp2) | disseminated, intergrown with calcite | Sp1w |  |  |  | calcite, galena, limestone | polished sections | LA-ICPMS | 193 nm ArF excimer laser-ablation system coupled to an Thermo Scientific iCap-RQ (ICP-MS) | Guangzhou Tuoyan Analytical Technology Co., Ltd., Guangzhou, China | laser energy density 4 J/cm2, repetition rate 6 Hz, spot diameter 35 µm, 40 s background, 45 s ablation, He carrier gas with Ar makeup gas; mapping: laser energy 5 J/cm2, repetition rate 15 Hz, spot diameter 10 μm, scan speed 40 μm/s | NIST 610 (external standard for calibration and mapping), MASS-1 (calibration), BCR-2G (calibration); NIST 612 (monitoring standard) | 0.54621 | [19 empty] | 39254.1271 | [11 empty] | 15.8582 | [9 empty] | 2905.8493 | [9 empty] | 78.2665 | [17 empty] | 5.3291 | [15 empty] | 13.2737 | [17 empty] | 0.064932 | [9 empty] | 0.07423 | [13 empty] | 0.038209 | [18 empty] | 2025 | Miao, Y., Li, W.C., Zhou, J.X., Luo, K., Zhou, Y., Chen, S.M., Fan, Z.Y., Pan, J.R. — Ga, Ge, and other trace element composition in sphalerite from the carbonate-hosted Pb-Zn Fule deposit, Sichuan-Yunnan-Guizhou region |  | CHN | Yunnan
| Fule |  | Basin hydrothermal | Mississippi Valley-type (MVT) | MVT zinc-lead | Pb, Zn | Ga, Ge, Ag | Pb, Zn, Ga, Ge, Ag | Zhou et al., 2018 |  | FL-2-1 | FL-2-1-1 | underground mine |  |  |  |  | ore material | polished section | grab | mineral separate | [5 empty] | mineralisation |  |  |  | sphalerite | Stage I (Sp1rb, Sp1y, Sp1w), Stage II (Sp2) | disseminated, intergrown with calcite | Sp2 |  |  |  | calcite, galena, limestone | polished sections | LA-ICPMS | 193 nm ArF excimer laser-ablation system coupled to an Thermo Scientific iCap-RQ (ICP-MS) | Guangzhou Tuoyan Analytical Technology Co., Ltd., Guangzhou, China | laser energy density 4 J/cm2, repetition rate 6 Hz, spot diameter 35 µm, 40 s background, 45 s ablation, He carrier gas with Ar makeup gas; mapping: laser energy 5 J/cm2, repetition rate 15 Hz, spot diameter 10 μm, scan speed 40 μm/s | NIST 610 (external standard for calibration and mapping), MASS-1 (calibration), BCR-2G (calibration); NIST 612 (monitoring standard) | 1.0006 |  |  |  | 20.5056 | [15 empty] | 29871.0427 | [11 empty] | 79.6674 | [9 empty] | 2904.7942 | [5 empty] | 16.0074 |  |  |  | 28.3384 | [17 empty] | 3.2417 | [15 empty] | 19.1909 | [17 empty] | 12.8094 | [42 empty] | 2025 | Miao, Y., Li, W.C., Zhou, J.X., Luo, K., Zhou, Y., Chen, S.M., Fan, Z.Y., Pan, J.R. — Ga, Ge, and other trace element composition in sphalerite from the carbonate-hosted Pb-Zn Fule deposit, Sichuan-Yunnan-Guizhou region |  | CHN | Yunnan
| Fule |  | Basin hydrothermal | Mississippi Valley-type (MVT) | MVT zinc-lead | Pb, Zn | Ga, Ge, Ag | Pb, Zn, Ga, Ge, Ag | Zhou et al., 2018 |  | FL-2-1 | FL-2-1-2 | underground mine |  |  |  |  | ore material | polished section | grab | mineral separate | [5 empty] | mineralisation |  |  |  | sphalerite | Stage I (Sp1rb, Sp1y, Sp1w), Stage II (Sp2) | disseminated, intergrown with calcite | Sp2 |  |  |  | calcite, galena, limestone | polished sections | LA-ICPMS | 193 nm ArF excimer laser-ablation system coupled to an Thermo Scientific iCap-RQ (ICP-MS) | Guangzhou Tuoyan Analytical Technology Co., Ltd., Guangzhou, China | laser energy density 4 J/cm2, repetition rate 6 Hz, spot diameter 35 µm, 40 s background, 45 s ablation, He carrier gas with Ar makeup gas; mapping: laser energy 5 J/cm2, repetition rate 15 Hz, spot diameter 10 μm, scan speed 40 μm/s | NIST 610 (external standard for calibration and mapping), MASS-1 (calibration), BCR-2G (calibration); NIST 612 (monitoring standard) | 0.234 | [19 empty] | 48491.5264 | [11 empty] | 4.647 | [9 empty] | 4482.6456 | [5 empty] | 0.60371 |  |  |  | 34.9705 | [17 empty] | 4.7633 | [15 empty] | 0.94343 | [17 empty] | 0.34775 | [42 empty] | 2025 | Miao, Y., Li, W.C., Zhou, J.X., Luo, K., Zhou, Y., Chen, S.M., Fan, Z.Y., Pan, J.R. — Ga, Ge, and other trace element composition in sphalerite from the carbonate-hosted Pb-Zn Fule deposit, Sichuan-Yunnan-Guizhou region |  | CHN | Yunnan
| Fule |  | Basin hydrothermal | Mississippi Valley-type (MVT) | MVT zinc-lead | Pb, Zn | Ga, Ge, Ag | Pb, Zn, Ga, Ge, Ag | Zhou et al., 2018 |  | FL-2-1 | FL-2-1-3 | underground mine |  |  |  |  | ore material | polished section | grab | mineral separate | [5 empty] | mineralisation |  |  |  | sphalerite | Stage I (Sp1rb, Sp1y, Sp1w), Stage II (Sp2) | disseminated, intergrown with calcite | Sp2 |  |  |  | calcite, galena, limestone | polished sections | LA-ICPMS | 193 nm ArF excimer laser-ablation system coupled to an Thermo Scientific iCap-RQ (ICP-MS) | Guangzhou Tuoyan Analytical Technology Co., Ltd., Guangzhou, China | laser energy density 4 J/cm2, repetition rate 6 Hz, spot diameter 35 µm, 40 s background, 45 s ablation, He carrier gas with Ar makeup gas; mapping: laser energy 5 J/cm2, repetition rate 15 Hz, spot diameter 10 μm, scan speed 40 μm/s | NIST 610 (external standard for calibration and mapping), MASS-1 (calibration), BCR-2G (calibration); NIST 612 (monitoring standard) | 22.5177 |  |  |  | 489.9877 | [15 empty] | 26805.5786 | [11 empty] | 1910.118 | [9 empty] | 3743.6605 |  | 0.44597 |  |  |  | 348.5423 |  |  |  | 24.9957 | [17 empty] | 3.1156 | [15 empty] | 549.2695 | [17 empty] | 293.36 | [23 empty] | 0.095761 | [18 empty] | 2025 | Miao, Y., Li, W.C., Zhou, J.X., Luo, K., Zhou, Y., Chen, S.M., Fan, Z.Y., Pan, J.R. — Ga, Ge, and other trace element composition in sphalerite from the carbonate-hosted Pb-Zn Fule deposit, Sichuan-Yunnan-Guizhou region |  | CHN | Yunnan
| Fule |  | Basin hydrothermal | Mississippi Valley-type (MVT) | MVT zinc-lead | Pb, Zn | Ga, Ge, Ag | Pb, Zn, Ga, Ge, Ag | Zhou et al., 2018 |  | FL-2-1 | FL-2-1-4 | underground mine |  |  |  |  | ore material | polished section | grab | mineral separate | [5 empty] | mineralisation |  |  |  | sphalerite | Stage I (Sp1rb, Sp1y, Sp1w), Stage II (Sp2) | disseminated, intergrown with calcite | Sp2 |  |  |  | calcite, galena, limestone | polished sections | LA-ICPMS | 193 nm ArF excimer laser-ablation system coupled to an Thermo Scientific iCap-RQ (ICP-MS) | Guangzhou Tuoyan Analytical Technology Co., Ltd., Guangzhou, China | laser energy density 4 J/cm2, repetition rate 6 Hz, spot diameter 35 µm, 40 s background, 45 s ablation, He carrier gas with Ar makeup gas; mapping: laser energy 5 J/cm2, repetition rate 15 Hz, spot diameter 10 μm, scan speed 40 μm/s | NIST 610 (external standard for calibration and mapping), MASS-1 (calibration), BCR-2G (calibration); NIST 612 (monitoring standard) | 1.0425 |  |  |  | 58.0226 | [15 empty] | 24067.9392 | [11 empty] | 818.2465 | [9 empty] | 3152.7934 | [5 empty] | 283.7083 |  |  |  | 24.1592 | [17 empty] | 3.0488 | [15 empty] | 68.3897 | [17 empty] | 23.1978 | [9 empty] | 0.091755 | [13 empty] | 0.002922 | [18 empty] | 2025 | Miao, Y., Li, W.C., Zhou, J.X., Luo, K., Zhou, Y., Chen, S.M., Fan, Z.Y., Pan, J.R. — Ga, Ge, and other trace element composition in sphalerite from the carbonate-hosted Pb-Zn Fule deposit, Sichuan-Yunnan-Guizhou region |  | CHN | Yunnan
| Fule |  | Basin hydrothermal | Mississippi Valley-type (MVT) | MVT zinc-lead | Pb, Zn | Ga, Ge, Ag | Pb, Zn, Ga, Ge, Ag | Zhou et al., 2018 |  | FL-2-1 | FL-2-1-5 | underground mine |  |  |  |  | ore material | polished section | grab | mineral separate | [5 empty] | mineralisation |  |  |  | sphalerite | Stage I (Sp1rb, Sp1y, Sp1w), Stage II (Sp2) | disseminated, intergrown with calcite | Sp2 |  |  |  | calcite, galena, limestone | polished sections | LA-ICPMS | 193 nm ArF excimer laser-ablation system coupled to an Thermo Scientific iCap-RQ (ICP-MS) | Guangzhou Tuoyan Analytical Technology Co., Ltd., Guangzhou, China | laser energy density 4 J/cm2, repetition rate 6 Hz, spot diameter 35 µm, 40 s background, 45 s ablation, He carrier gas with Ar makeup gas; mapping: laser energy 5 J/cm2, repetition rate 15 Hz, spot diameter 10 μm, scan speed 40 μm/s | NIST 610 (external standard for calibration and mapping), MASS-1 (calibration), BCR-2G (calibration); NIST 612 (monitoring standard) | 0.4217 |  |  |  | 3.848 | [15 empty] | 19264.0523 | [11 empty] | 28.9954 | [9 empty] | 2176.6346 | [5 empty] | 5.6244 |  |  |  | 24.1831 | [17 empty] | 2.058 | [15 empty] | 4.1256 | [17 empty] | 2.2795 | [42 empty] | 2025 | Miao, Y., Li, W.C., Zhou, J.X., Luo, K., Zhou, Y., Chen, S.M., Fan, Z.Y., Pan, J.R. — Ga, Ge, and other trace element composition in sphalerite from the carbonate-hosted Pb-Zn Fule deposit, Sichuan-Yunnan-Guizhou region |  | CHN | Yunnan
| Fule |  | Basin hydrothermal | Mississippi Valley-type (MVT) | MVT zinc-lead | Pb, Zn | Ga, Ge, Ag | Pb, Zn, Ga, Ge, Ag | Zhou et al., 2018 |  | FL-2-1 | FL-2-1-6 | underground mine |  |  |  |  | ore material | polished section | grab | mineral separate | [5 empty] | mineralisation |  |  |  | sphalerite | Stage I (Sp1rb, Sp1y, Sp1w), Stage II (Sp2) | disseminated, intergrown with calcite | Sp2 |  |  |  | calcite, galena, limestone | polished sections | LA-ICPMS | 193 nm ArF excimer laser-ablation system coupled to an Thermo Scientific iCap-RQ (ICP-MS) | Guangzhou Tuoyan Analytical Technology Co., Ltd., Guangzhou, China | laser energy density 4 J/cm2, repetition rate 6 Hz, spot diameter 35 µm, 40 s background, 45 s ablation, He carrier gas with Ar makeup gas; mapping: laser energy 5 J/cm2, repetition rate 15 Hz, spot diameter 10 μm, scan speed 40 μm/s | NIST 610 (external standard for calibration and mapping), MASS-1 (calibration), BCR-2G (calibration); NIST 612 (monitoring standard) | 10.3929 |  |  |  | 178.8837 | [15 empty] | 25278.3489 | [11 empty] | 520.23 | [9 empty] | 3129.6882 |  | 0.31351 |  |  |  | 54.2277 |  |  |  | 24.8066 | [17 empty] | 2.8291 | [15 empty] | 166.9956 | [17 empty] | 136.0917 | [23 empty] | 0.038067 | [18 empty] | 2025 | Miao, Y., Li, W.C., Zhou, J.X., Luo, K., Zhou, Y., Chen, S.M., Fan, Z.Y., Pan, J.R. — Ga, Ge, and other trace element composition in sphalerite from the carbonate-hosted Pb-Zn Fule deposit, Sichuan-Yunnan-Guizhou region |  | CHN | Yunnan
| Fule |  | Basin hydrothermal | Mississippi Valley-type (MVT) | MVT zinc-lead | Pb, Zn | Ga, Ge, Ag | Pb, Zn, Ga, Ge, Ag | Zhou et al., 2018 |  | FL-2-1 | FL-2-1-7 | underground mine |  |  |  |  | ore material | polished section | grab | mineral separate | [5 empty] | mineralisation |  |  |  | sphalerite | Stage I (Sp1rb, Sp1y, Sp1w), Stage II (Sp2) | disseminated, intergrown with calcite | Sp2 |  |  |  | calcite, galena, limestone | polished sections | LA-ICPMS | 193 nm ArF excimer laser-ablation system coupled to an Thermo Scientific iCap-RQ (ICP-MS) | Guangzhou Tuoyan Analytical Technology Co., Ltd., Guangzhou, China | laser energy density 4 J/cm2, repetition rate 6 Hz, spot diameter 35 µm, 40 s background, 45 s ablation, He carrier gas with Ar makeup gas; mapping: laser energy 5 J/cm2, repetition rate 15 Hz, spot diameter 10 μm, scan speed 40 μm/s | NIST 610 (external standard for calibration and mapping), MASS-1 (calibration), BCR-2G (calibration); NIST 612 (monitoring standard) | 5.0547 |  |  |  | 321.6762 | [15 empty] | 16180.5675 | [11 empty] | 1421.5421 | [9 empty] | 2848.5099 | [5 empty] | 329.7243 |  |  |  | 18.6077 | [17 empty] | 2.1606 | [15 empty] | 410.2575 | [17 empty] | 142.353 | [23 empty] | 0.016325 | [18 empty] | 2025 | Miao, Y., Li, W.C., Zhou, J.X., Luo, K., Zhou, Y., Chen, S.M., Fan, Z.Y., Pan, J.R. — Ga, Ge, and other trace element composition in sphalerite from the carbonate-hosted Pb-Zn Fule deposit, Sichuan-Yunnan-Guizhou region |  | CHN | Yunnan
| Fule |  | Basin hydrothermal | Mississippi Valley-type (MVT) | MVT zinc-lead | Pb, Zn | Ga, Ge, Ag | Pb, Zn, Ga, Ge, Ag | Zhou et al., 2018 |  | FL-2-1 | FL-2-1-8 | underground mine |  |  |  |  | ore material | polished section | grab | mineral separate | [5 empty] | mineralisation |  |  |  | sphalerite | Stage I (Sp1rb, Sp1y, Sp1w), Stage II (Sp2) | disseminated, intergrown with calcite | Sp2 |  |  |  | calcite, galena, limestone | polished sections | LA-ICPMS | 193 nm ArF excimer laser-ablation system coupled to an Thermo Scientific iCap-RQ (ICP-MS) | Guangzhou Tuoyan Analytical Technology Co., Ltd., Guangzhou, China | laser energy density 4 J/cm2, repetition rate 6 Hz, spot diameter 35 µm, 40 s background, 45 s ablation, He carrier gas with Ar makeup gas; mapping: laser energy 5 J/cm2, repetition rate 15 Hz, spot diameter 10 μm, scan speed 40 μm/s | NIST 610 (external standard for calibration and mapping), MASS-1 (calibration), BCR-2G (calibration); NIST 612 (monitoring standard) | 0.26819 |  |  |  | 1.577 | [15 empty] | 47248.3967 | [11 empty] | 6.7336 | [9 empty] | 4376.4406 | [5 empty] | 0.58869 |  |  |  | 36.0151 | [17 empty] | 4.5867 | [15 empty] | 1.4663 | [17 empty] | 0.30724 | [9 empty] | 0.12094 | [32 empty] | 2025 | Miao, Y., Li, W.C., Zhou, J.X., Luo, K., Zhou, Y., Chen, S.M., Fan, Z.Y., Pan, J.R. — Ga, Ge, and other trace element composition in sphalerite from the carbonate-hosted Pb-Zn Fule deposit, Sichuan-Yunnan-Guizhou region |  | CHN | Yunnan
| Fule |  | Basin hydrothermal | Mississippi Valley-type (MVT) | MVT zinc-lead | Pb, Zn | Ga, Ge, Ag | Pb, Zn, Ga, Ge, Ag | Zhou et al., 2018 |  | FL-2-1 | FL-2-1-9 | underground mine |  |  |  |  | ore material | polished section | grab | mineral separate | [5 empty] | mineralisation |  |  |  | sphalerite | Stage I (Sp1rb, Sp1y, Sp1w), Stage II (Sp2) | disseminated, intergrown with calcite | Sp2 |  |  |  | calcite, galena, limestone | polished sections | LA-ICPMS | 193 nm ArF excimer laser-ablation system coupled to an Thermo Scientific iCap-RQ (ICP-MS) | Guangzhou Tuoyan Analytical Technology Co., Ltd., Guangzhou, China | laser energy density 4 J/cm2, repetition rate 6 Hz, spot diameter 35 µm, 40 s background, 45 s ablation, He carrier gas with Ar makeup gas; mapping: laser energy 5 J/cm2, repetition rate 15 Hz, spot diameter 10 μm, scan speed 40 μm/s | NIST 610 (external standard for calibration and mapping), MASS-1 (calibration), BCR-2G (calibration); NIST 612 (monitoring standard) | 8.9554 |  |  |  | 173.3782 | [15 empty] | 15935.7754 | [11 empty] | 677.9189 | [9 empty] | 2455.9989 |  | 0.056854 |  |  |  | 113.9624 |  |  |  | 20.2133 | [17 empty] | 2.2862 | [15 empty] | 148.8123 | [17 empty] | 126.0658 | [9 empty] | 0.10091 | [13 empty] | 0.038133 | [18 empty] | 2025 | Miao, Y., Li, W.C., Zhou, J.X., Luo, K., Zhou, Y., Chen, S.M., Fan, Z.Y., Pan, J.R. — Ga, Ge, and other trace element composition in sphalerite from the carbonate-hosted Pb-Zn Fule deposit, Sichuan-Yunnan-Guizhou region |  | CHN | Yunnan
| Fule |  | Basin hydrothermal | Mississippi Valley-type (MVT) | MVT zinc-lead | Pb, Zn | Ga, Ge, Ag | Pb, Zn, Ga, Ge, Ag | Zhou et al., 2018 |  | FL-2-1 | FL-2-1-10 | underground mine |  |  |  |  | ore material | polished section | grab | mineral separate | [5 empty] | mineralisation |  |  |  | sphalerite | Stage I (Sp1rb, Sp1y, Sp1w), Stage II (Sp2) | disseminated, intergrown with calcite | Sp2 |  |  |  | calcite, galena, limestone | polished sections | LA-ICPMS | 193 nm ArF excimer laser-ablation system coupled to an Thermo Scientific iCap-RQ (ICP-MS) | Guangzhou Tuoyan Analytical Technology Co., Ltd., Guangzhou, China | laser energy density 4 J/cm2, repetition rate 6 Hz, spot diameter 35 µm, 40 s background, 45 s ablation, He carrier gas with Ar makeup gas; mapping: laser energy 5 J/cm2, repetition rate 15 Hz, spot diameter 10 μm, scan speed 40 μm/s | NIST 610 (external standard for calibration and mapping), MASS-1 (calibration), BCR-2G (calibration); NIST 612 (monitoring standard) | 4.2601 |  |  |  | 237.8418 | [15 empty] | 14226.7859 | [11 empty] | 1608.3154 | [9 empty] | 2633.5678 |  | 0.051733 |  |  |  | 487.7126 |  |  |  | 18.5814 | [17 empty] | 2.1991 | [15 empty] | 248.1136 | [17 empty] | 95.2821 | [23 empty] | 0.01317 | [18 empty] | 2025 | Miao, Y., Li, W.C., Zhou, J.X., Luo, K., Zhou, Y., Chen, S.M., Fan, Z.Y., Pan, J.R. — Ga, Ge, and other trace element composition in sphalerite from the carbonate-hosted Pb-Zn Fule deposit, Sichuan-Yunnan-Guizhou region |  | CHN | Yunnan
| Fule |  | Basin hydrothermal | Mississippi Valley-type (MVT) | MVT zinc-lead | Pb, Zn | Ga, Ge, Ag | Pb, Zn, Ga, Ge, Ag | Zhou et al., 2018 |  | FL-2-2 | FL-2-2-1 | underground mine |  |  |  |  | ore material | polished section | grab | mineral separate | [5 empty] | mineralisation |  |  |  | sphalerite | Stage I (Sp1rb, Sp1y, Sp1w), Stage II (Sp2) | disseminated, intergrown with calcite | Sp2 |  |  |  | calcite, galena, limestone | polished sections | LA-ICPMS | 193 nm ArF excimer laser-ablation system coupled to an Thermo Scientific iCap-RQ (ICP-MS) | Guangzhou Tuoyan Analytical Technology Co., Ltd., Guangzhou, China | laser energy density 4 J/cm2, repetition rate 6 Hz, spot diameter 35 µm, 40 s background, 45 s ablation, He carrier gas with Ar makeup gas; mapping: laser energy 5 J/cm2, repetition rate 15 Hz, spot diameter 10 μm, scan speed 40 μm/s | NIST 610 (external standard for calibration and mapping), MASS-1 (calibration), BCR-2G (calibration); NIST 612 (monitoring standard) | 5.7991 |  |  |  | 106.61 | [15 empty] | 22474.0611 | [11 empty] | 684.7673 | [9 empty] | 2135.7385 |  | 0.13213 |  |  |  | 149.7864 |  |  |  | 26.4278 | [17 empty] | 2.0476 | [15 empty] | 111.9462 | [17 empty] | 133.9438 | [9 empty] | 0.09331 | [13 empty] | 0.009815 | [18 empty] | 2025 | Miao, Y., Li, W.C., Zhou, J.X., Luo, K., Zhou, Y., Chen, S.M., Fan, Z.Y., Pan, J.R. — Ga, Ge, and other trace element composition in sphalerite from the carbonate-hosted Pb-Zn Fule deposit, Sichuan-Yunnan-Guizhou region |  | CHN | Yunnan
| Fule |  | Basin hydrothermal | Mississippi Valley-type (MVT) | MVT zinc-lead | Pb, Zn | Ga, Ge, Ag | Pb, Zn, Ga, Ge, Ag | Zhou et al., 2018 |  | FL-2-2 | FL-2-2-2 | underground mine |  |  |  |  | ore material | polished section | grab | mineral separate | [5 empty] | mineralisation |  |  |  | sphalerite | Stage I (Sp1rb, Sp1y, Sp1w), Stage II (Sp2) | disseminated, intergrown with calcite | Sp2 |  |  |  | calcite, galena, limestone | polished sections | LA-ICPMS | 193 nm ArF excimer laser-ablation system coupled to an Thermo Scientific iCap-RQ (ICP-MS) | Guangzhou Tuoyan Analytical Technology Co., Ltd., Guangzhou, China | laser energy density 4 J/cm2, repetition rate 6 Hz, spot diameter 35 µm, 40 s background, 45 s ablation, He carrier gas with Ar makeup gas; mapping: laser energy 5 J/cm2, repetition rate 15 Hz, spot diameter 10 μm, scan speed 40 μm/s | NIST 610 (external standard for calibration and mapping), MASS-1 (calibration), BCR-2G (calibration); NIST 612 (monitoring standard) | 0.34352 |  |  |  | 1.6364 | [15 empty] | 37493.901 | [11 empty] | 6.7118 | [9 empty] | 2876.2247 | [5 empty] | 0.40439 |  |  |  | 36.9377 | [17 empty] | 3.0526 | [15 empty] | 1.1554 | [17 empty] | 1.0281 | [9 empty] | 0.12186 | [32 empty] | 2025 | Miao, Y., Li, W.C., Zhou, J.X., Luo, K., Zhou, Y., Chen, S.M., Fan, Z.Y., Pan, J.R. — Ga, Ge, and other trace element composition in sphalerite from the carbonate-hosted Pb-Zn Fule deposit, Sichuan-Yunnan-Guizhou region |  | CHN | Yunnan
| Fule |  | Basin hydrothermal | Mississippi Valley-type (MVT) | MVT zinc-lead | Pb, Zn | Ga, Ge, Ag | Pb, Zn, Ga, Ge, Ag | Zhou et al., 2018 |  | FL-2-2 | FL-2-2-3 | underground mine |  |  |  |  | ore material | polished section | grab | mineral separate | [5 empty] | mineralisation |  |  |  | sphalerite | Stage I (Sp1rb, Sp1y, Sp1w), Stage II (Sp2) | disseminated, intergrown with calcite | Sp2 |  |  |  | calcite, galena, limestone | polished sections | LA-ICPMS | 193 nm ArF excimer laser-ablation system coupled to an Thermo Scientific iCap-RQ (ICP-MS) | Guangzhou Tuoyan Analytical Technology Co., Ltd., Guangzhou, China | laser energy density 4 J/cm2, repetition rate 6 Hz, spot diameter 35 µm, 40 s background, 45 s ablation, He carrier gas with Ar makeup gas; mapping: laser energy 5 J/cm2, repetition rate 15 Hz, spot diameter 10 μm, scan speed 40 μm/s | NIST 610 (external standard for calibration and mapping), MASS-1 (calibration), BCR-2G (calibration); NIST 612 (monitoring standard) | 0.62919 |  |  |  | 19.5309 | [15 empty] | 9356.9269 | [11 empty] | 432.9595 | [9 empty] | 1994.9989 | [5 empty] | 150.0863 |  |  |  | 16.4064 | [17 empty] | 1.4985 | [15 empty] | 14.7659 | [17 empty] | 12.3997 | [9 empty] | 0.18465 | [13 empty] | 0.008009 | [18 empty] | 2025 | Miao, Y., Li, W.C., Zhou, J.X., Luo, K., Zhou, Y., Chen, S.M., Fan, Z.Y., Pan, J.R. — Ga, Ge, and other trace element composition in sphalerite from the carbonate-hosted Pb-Zn Fule deposit, Sichuan-Yunnan-Guizhou region |  | CHN | Yunnan
| Fule |  | Basin hydrothermal | Mississippi Valley-type (MVT) | MVT zinc-lead | Pb, Zn | Ga, Ge, Ag | Pb, Zn, Ga, Ge, Ag | Zhou et al., 2018 |  | FL-2-2 | FL-2-2-4 | underground mine |  |  |  |  | ore material | polished section | grab | mineral separate | [5 empty] | mineralisation |  |  |  | sphalerite | Stage I (Sp1rb, Sp1y, Sp1w), Stage II (Sp2) | disseminated, intergrown with calcite | Sp2 |  |  |  | calcite, galena, limestone | polished sections | LA-ICPMS | 193 nm ArF excimer laser-ablation system coupled to an Thermo Scientific iCap-RQ (ICP-MS) | Guangzhou Tuoyan Analytical Technology Co., Ltd., Guangzhou, China | laser energy density 4 J/cm2, repetition rate 6 Hz, spot diameter 35 µm, 40 s background, 45 s ablation, He carrier gas with Ar makeup gas; mapping: laser energy 5 J/cm2, repetition rate 15 Hz, spot diameter 10 μm, scan speed 40 μm/s | NIST 610 (external standard for calibration and mapping), MASS-1 (calibration), BCR-2G (calibration); NIST 612 (monitoring standard) | 12.9624 |  |  |  | 158.7464 | [15 empty] | 18429.2992 | [11 empty] | 849.4656 | [9 empty] | 2202.4087 |  | 0.18445 |  |  |  | 129.1786 |  |  |  | 23.3832 | [17 empty] | 1.6296 | [15 empty] | 224.7577 | [17 empty] | 245.2037 | [23 empty] | 0.024412 | [18 empty] | 2025 | Miao, Y., Li, W.C., Zhou, J.X., Luo, K., Zhou, Y., Chen, S.M., Fan, Z.Y., Pan, J.R. — Ga, Ge, and other trace element composition in sphalerite from the carbonate-hosted Pb-Zn Fule deposit, Sichuan-Yunnan-Guizhou region |  | CHN | Yunnan
| Fule |  | Basin hydrothermal | Mississippi Valley-type (MVT) | MVT zinc-lead | Pb, Zn | Ga, Ge, Ag | Pb, Zn, Ga, Ge, Ag | Zhou et al., 2018 |  | FL-2-2 | FL-2-2-5 | underground mine |  |  |  |  | ore material | polished section | grab | mineral separate | [5 empty] | mineralisation |  |  |  | sphalerite | Stage I (Sp1rb, Sp1y, Sp1w), Stage II (Sp2) | disseminated, intergrown with calcite | Sp2 |  |  |  | calcite, galena, limestone | polished sections | LA-ICPMS | 193 nm ArF excimer laser-ablation system coupled to an Thermo Scientific iCap-RQ (ICP-MS) | Guangzhou Tuoyan Analytical Technology Co., Ltd., Guangzhou, China | laser energy density 4 J/cm2, repetition rate 6 Hz, spot diameter 35 µm, 40 s background, 45 s ablation, He carrier gas with Ar makeup gas; mapping: laser energy 5 J/cm2, repetition rate 15 Hz, spot diameter 10 μm, scan speed 40 μm/s | NIST 610 (external standard for calibration and mapping), MASS-1 (calibration), BCR-2G (calibration); NIST 612 (monitoring standard) | 17.5458 |  |  |  | 285.2154 | [15 empty] | 21588.1126 | [11 empty] | 1475.9651 | [9 empty] | 2499.4967 |  | 0.41957 |  |  |  | 255.1905 |  |  |  | 25.3295 | [17 empty] | 2.1359 | [15 empty] | 310.2819 | [17 empty] | 340.5951 | [23 empty] | 0.050543 | [18 empty] | 2025 | Miao, Y., Li, W.C., Zhou, J.X., Luo, K., Zhou, Y., Chen, S.M., Fan, Z.Y., Pan, J.R. — Ga, Ge, and other trace element composition in sphalerite from the carbonate-hosted Pb-Zn Fule deposit, Sichuan-Yunnan-Guizhou region |  | CHN | Yunnan
| Fule |  | Basin hydrothermal | Mississippi Valley-type (MVT) | MVT zinc-lead | Pb, Zn | Ga, Ge, Ag | Pb, Zn, Ga, Ge, Ag | Zhou et al., 2018 |  | FL-2-2 | FL-2-2-6 | underground mine |  |  |  |  | ore material | polished section | grab | mineral separate | [5 empty] | mineralisation |  |  |  | sphalerite | Stage I (Sp1rb, Sp1y, Sp1w), Stage II (Sp2) | disseminated, intergrown with calcite | Sp2 |  |  |  | calcite, galena, limestone | polished sections | LA-ICPMS | 193 nm ArF excimer laser-ablation system coupled to an Thermo Scientific iCap-RQ (ICP-MS) | Guangzhou Tuoyan Analytical Technology Co., Ltd., Guangzhou, China | laser energy density 4 J/cm2, repetition rate 6 Hz, spot diameter 35 µm, 40 s background, 45 s ablation, He carrier gas with Ar makeup gas; mapping: laser energy 5 J/cm2, repetition rate 15 Hz, spot diameter 10 μm, scan speed 40 μm/s | NIST 610 (external standard for calibration and mapping), MASS-1 (calibration), BCR-2G (calibration); NIST 612 (monitoring standard) | 24.4819 |  |  |  | 389.3333 | [15 empty] | 18281.941 | [11 empty] | 2045.4112 | [9 empty] | 2366.3637 |  | 0.9334 |  |  |  | 349.1283 |  |  |  | 23.6589 | [17 empty] | 1.8924 | [15 empty] | 399.816 | [17 empty] | 456.7004 | [23 empty] | 0.080017 | [18 empty] | 2025 | Miao, Y., Li, W.C., Zhou, J.X., Luo, K., Zhou, Y., Chen, S.M., Fan, Z.Y., Pan, J.R. — Ga, Ge, and other trace element composition in sphalerite from the carbonate-hosted Pb-Zn Fule deposit, Sichuan-Yunnan-Guizhou region |  | CHN | Yunnan
| Fule |  | Basin hydrothermal | Mississippi Valley-type (MVT) | MVT zinc-lead | Pb, Zn | Ga, Ge, Ag | Pb, Zn, Ga, Ge, Ag | Zhou et al., 2018 |  | FL-2-2 | FL-2-2-7 | underground mine |  |  |  |  | ore material | polished section | grab | mineral separate | [5 empty] | mineralisation |  |  |  | sphalerite | Stage I (Sp1rb, Sp1y, Sp1w), Stage II (Sp2) | disseminated, intergrown with calcite | Sp2 |  |  |  | calcite, galena, limestone | polished sections | LA-ICPMS | 193 nm ArF excimer laser-ablation system coupled to an Thermo Scientific iCap-RQ (ICP-MS) | Guangzhou Tuoyan Analytical Technology Co., Ltd., Guangzhou, China | laser energy density 4 J/cm2, repetition rate 6 Hz, spot diameter 35 µm, 40 s background, 45 s ablation, He carrier gas with Ar makeup gas; mapping: laser energy 5 J/cm2, repetition rate 15 Hz, spot diameter 10 μm, scan speed 40 μm/s | NIST 610 (external standard for calibration and mapping), MASS-1 (calibration), BCR-2G (calibration); NIST 612 (monitoring standard) | 0.34139 |  |  |  | 4.4288 | [15 empty] | 20386.3665 | [11 empty] | 34.469 | [9 empty] | 2194.123 | [5 empty] | 6.4699 |  |  |  | 21.1339 | [17 empty] | 2.0987 | [15 empty] | 4.7532 | [17 empty] | 6.4352 | [23 empty] | 0.009778 | [18 empty] | 2025 | Miao, Y., Li, W.C., Zhou, J.X., Luo, K., Zhou, Y., Chen, S.M., Fan, Z.Y., Pan, J.R. — Ga, Ge, and other trace element composition in sphalerite from the carbonate-hosted Pb-Zn Fule deposit, Sichuan-Yunnan-Guizhou region |  | CHN | Yunnan
| Fule |  | Basin hydrothermal | Mississippi Valley-type (MVT) | MVT zinc-lead | Pb, Zn | Ga, Ge, Ag | Pb, Zn, Ga, Ge, Ag | Zhou et al., 2018 |  | FL-2-2 | FL-2-2-8 | underground mine |  |  |  |  | ore material | polished section | grab | mineral separate | [5 empty] | mineralisation |  |  |  | sphalerite | Stage I (Sp1rb, Sp1y, Sp1w), Stage II (Sp2) | disseminated, intergrown with calcite | Sp2 |  |  |  | calcite, galena, limestone | polished sections | LA-ICPMS | 193 nm ArF excimer laser-ablation system coupled to an Thermo Scientific iCap-RQ (ICP-MS) | Guangzhou Tuoyan Analytical Technology Co., Ltd., Guangzhou, China | laser energy density 4 J/cm2, repetition rate 6 Hz, spot diameter 35 µm, 40 s background, 45 s ablation, He carrier gas with Ar makeup gas; mapping: laser energy 5 J/cm2, repetition rate 15 Hz, spot diameter 10 μm, scan speed 40 μm/s | NIST 610 (external standard for calibration and mapping), MASS-1 (calibration), BCR-2G (calibration); NIST 612 (monitoring standard) | 10.2774 |  |  |  | 141.9268 | [15 empty] | 23996.264 | [11 empty] | 698.561 | [9 empty] | 2422.4748 |  | 0.53562 |  |  |  | 102.5747 |  |  |  | 25.4796 | [17 empty] | 2.3274 | [15 empty] | 153.8607 | [17 empty] | 192.5686 | [9 empty] | 0.17676 | [13 empty] | 0.030292 | [18 empty] | 2025 | Miao, Y., Li, W.C., Zhou, J.X., Luo, K., Zhou, Y., Chen, S.M., Fan, Z.Y., Pan, J.R. — Ga, Ge, and other trace element composition in sphalerite from the carbonate-hosted Pb-Zn Fule deposit, Sichuan-Yunnan-Guizhou region |  | CHN | Yunnan
| Fule |  | Basin hydrothermal | Mississippi Valley-type (MVT) | MVT zinc-lead | Pb, Zn | Ga, Ge, Ag | Pb, Zn, Ga, Ge, Ag | Zhou et al., 2018 |  | FL-2-2 | FL-2-2-9 | underground mine |  |  |  |  | ore material | polished section | grab | mineral separate | [5 empty] | mineralisation |  |  |  | sphalerite | Stage I (Sp1rb, Sp1y, Sp1w), Stage II (Sp2) | disseminated, intergrown with calcite | Sp2 |  |  |  | calcite, galena, limestone | polished sections | LA-ICPMS | 193 nm ArF excimer laser-ablation system coupled to an Thermo Scientific iCap-RQ (ICP-MS) | Guangzhou Tuoyan Analytical Technology Co., Ltd., Guangzhou, China | laser energy density 4 J/cm2, repetition rate 6 Hz, spot diameter 35 µm, 40 s background, 45 s ablation, He carrier gas with Ar makeup gas; mapping: laser energy 5 J/cm2, repetition rate 15 Hz, spot diameter 10 μm, scan speed 40 μm/s | NIST 610 (external standard for calibration and mapping), MASS-1 (calibration), BCR-2G (calibration); NIST 612 (monitoring standard) | 27.7093 |  |  |  | 219.9598 | [15 empty] | 20837.8612 | [11 empty] | 972.3947 | [9 empty] | 2221.5594 |  | 1.2609 |  |  |  | 88.5561 |  |  |  | 23.0398 | [17 empty] | 1.5257 | [15 empty] | 232.7938 | [17 empty] | 365.4883 | [9 empty] | 0.094047 | [13 empty] | 0.091531 | [18 empty] | 2025 | Miao, Y., Li, W.C., Zhou, J.X., Luo, K., Zhou, Y., Chen, S.M., Fan, Z.Y., Pan, J.R. — Ga, Ge, and other trace element composition in sphalerite from the carbonate-hosted Pb-Zn Fule deposit, Sichuan-Yunnan-Guizhou region |  | CHN | Yunnan
| Fule |  | Basin hydrothermal | Mississippi Valley-type (MVT) | MVT zinc-lead | Pb, Zn | Ga, Ge, Ag | Pb, Zn, Ga, Ge, Ag | Zhou et al., 2018 |  | FL-2-2 | FL-2-2-10 | underground mine |  |  |  |  | ore material | polished section | grab | mineral separate | [5 empty] | mineralisation |  |  |  | sphalerite | Stage I (Sp1rb, Sp1y, Sp1w), Stage II (Sp2) | disseminated, intergrown with calcite | Sp2 |  |  |  | calcite, galena, limestone | polished sections | LA-ICPMS | 193 nm ArF excimer laser-ablation system coupled to an Thermo Scientific iCap-RQ (ICP-MS) | Guangzhou Tuoyan Analytical Technology Co., Ltd., Guangzhou, China | laser energy density 4 J/cm2, repetition rate 6 Hz, spot diameter 35 µm, 40 s background, 45 s ablation, He carrier gas with Ar makeup gas; mapping: laser energy 5 J/cm2, repetition rate 15 Hz, spot diameter 10 μm, scan speed 40 μm/s | NIST 610 (external standard for calibration and mapping), MASS-1 (calibration), BCR-2G (calibration); NIST 612 (monitoring standard) | 4.1309 |  |  |  | 82.7999 | [15 empty] | 14964.518 | [11 empty] | 581.3924 | [9 empty] | 2211.9373 | [5 empty] | 129.0746 |  |  |  | 20.4208 | [17 empty] | 1.9412 | [15 empty] | 72.8793 | [17 empty] | 76.7232 | [9 empty] | 0.13603 | [13 empty] | 0.022142 | [18 empty] | 2025 | Miao, Y., Li, W.C., Zhou, J.X., Luo, K., Zhou, Y., Chen, S.M., Fan, Z.Y., Pan, J.R. — Ga, Ge, and other trace element composition in sphalerite from the carbonate-hosted Pb-Zn Fule deposit, Sichuan-Yunnan-Guizhou region |  | CHN | Yunnan