## Sheet1
Uploaded | deposit_name | deposit_local_id | deposit_environment | deposit_group | deposit_type | primary_commodities | secondary_commodities | all_commodities | deposit_source | sample_uid | sample_name | sample_local_id | feature_type | feature_name | feature_uid | top_depth_m | bottom_depth_m | sample_deposit_relation | sample_type | sampling_method | material_class | material_class_comments | province | strat_unit_name | strat_unit_uid | strat_grouping | earth_material_group | earth_material_qualifier | earth_material | metamorphic_grade | mineral | paragenetic_stage | mode_of_occurrence | texture | color | alteration | sample_description | associated_minerals | sample_preparation | analytical_method | instrument_type_model | laboratory_location/if reported | operating_conditions/if reported | standards_used/if reported | ag_ppm | ag_detection_limit | al_ppm | al_detection_limit | as_ppm | as_detection_limit | au_ppm | au_detection_limit | b_ppm | b_detection_limit | ba_ppm | ba_detection_limit | be_ppm | be_detection_limit | bi_ppm | bi_detection_limit | br_ppm | br_detection_limit | ca_ppm | ca_detection_limit | cd_ppm | cd_detection_limit | ce_ppm | ce_detection_limit | cl_ppm | cl_detection_limit | co_ppm | co_detection_limit | cr_ppm | cr_detection_limit | cs_ppm | cs_detection_limit | cu_ppm | cu_detection_limit | dy_ppm | dy_detection_limit | er_ppm | er_detection_limit | eu_ppm | eu_detection_limit | f_ppm | f_detection_limit | fe_ppm | fe_detection_limit | ga_ppm | ga_detection_limit | gd_ppm | gd_detection_limit | ge_ppm | ge_detection_limit | hf_ppm | hf_detection_limit | hg_ppm | hg_detection_limit | ho_ppm | ho_detection_limit | in_ppm | in_detection_limit | ir_ppm | ir_detection_limit | k_ppm | k_detection_limit | la_ppm | la_detection_limit | li_ppm | li_detection_limit | lu_ppm | lu_detection_limit | mg_ppm | mg_detection_limit | mn_ppm | mn_detection_limit | mo_ppm | mo_detection_limit | na_ppm | na_detection_limit | nb_ppm | nb_detection_limit | nd_ppm | nd_detection_limit | ni_ppm | ni_detection_limit | os_ppm | os_detection_limit | p_ppm | p_detection_limit | pb_ppm | pb_detection_limit | pd_ppm | pd_detection_limit | pr_ppm | pr_detection_limit | pt_ppm | pt_detection_limit | rb_ppm | rb_detection_limit | re_ppm | re_detection_limit | rh_ppm | rh_detection_limit | ru_ppm | ru_detection_limit | s_ppm | s_detection_limit | sb_ppm | sb_detection_limit | sc_ppm | sc_detection_limit | se_ppm | se_detection_limit | si_ppm | si_detection_limit | sm_ppm | sm_detection_limit | sn_ppm | sn_detection_limit | sr_ppm | sr_detection_limit | ta_ppm | ta_detection_limit | tb_ppm | tb_detection_limit | te_ppm | te_detection_limit | th_ppm | th_detection_limit | ti_ppm | ti_detection_limit | tl_ppm | tl_detection_limit | tm_ppm | tm_detection_limit | u_ppm | u_detection_limit | v_ppm | v_detection_limit | w_ppm | w_detection_limit | y_ppm | y_detection_limit | yb_ppm | yb_detection_limit | zn_ppm | zn_detection_limit | zr_ppm | zr_detection_limit | analysis_datetime | publication_date | sample_source | submitter | country | state | deposit_longitude_wgs84 | deposit_latitude_wgs84 | sample_longitude_wgs84 | sample_latitude_wgs84 | sample_easting | sample_northing | sample_utm_zone | sample_location_description | location_source | location_accuracy | comments | last_update
| Bainiuchang |  | Magmatic hydrothermal | Skarn | granite-related Zn-Sn polymetallic | Zn, Sn | Ag, Pb, Cu, In | Zn, Sn, Ag, Pb, Cu, In | He et al., 2024 |  | BN05-01 |  | underground mine |  |  |  |  | ore material | grab | grab | mineral separate | [5 empty] | mineralisation |  |  |  | sphalerite, pyrite, chalcopyrite, galena | [6 empty] | cassiterite, pyrrhotite, quartz, diopside, garnet, magnetite, limonite | Polished sections (ore samples mounted and polished prior to trace element and in-situ S-Pb isotopic analysis) | LA-ICPMS, MC-ICPMS | Agilent 7700 ICP-MS equipped with a Geolas Pro 193 nm laser ablation system; Neptune Plus MC-ICP-MS (Thermo Fisher Scientific, Bremen, Germany) equipped with a Geolas HD excimer ArF laser ablation system (Coherent, Göttingen, Germany) | Wuhan Sample Solution Analytical Technology Co., Ltd., Hubei, China | LA-ICP-MS: laser energy density 3.46 J/cm2, spot size 32 μm, laser pulse rate 10 Hz, He carrier gas, Ar make-up gas; MC-ICP-MS S isotopes: spot size 44 μm, pulse frequency 2 Hz, laser fluency ~5 J/cm2, He carrier gas, Ar make-up gas, N2 4 ml/min added to central gas flow, 100 laser pulses per analysis, medium-resolution | NIST610, NIST612 as internal standards; MASS-1 as monitoring standard; Sph-HYLM and PY-3 as reference materials for instrumental mass fractionation correction (S isotopes) | 13.9671 |  | 0.20777 | [11 empty] | 0.031652 |  |  |  | 49.6264 |  | 5278.9097 | [5 empty] | 2.8571 | [5 empty] | 1919.5247 | [9 empty] | 70538.4329 |  | 10.8655 |  |  |  | 0.69074 | [7 empty] | 386.0004 | [11 empty] | 0.088851 |  | 1743.7461 | [13 empty] | 39.1517 |  | 2.4055 | [17 empty] | 1.0574 | [9 empty] | 5.6951 | [11 empty] | 3.118 |  | 0.00255 | [13 empty] | 585098.584 |  |  |  |  | 2024 | He, X. et al. (2024). [Title not fully stated in excerpt — Bainiuchang Zn-Sn polymetallic deposit study]. Ore Geology Reviews, 167, 105981. |  | CHN | Yunnan
| Bainiuchang |  | Magmatic hydrothermal | Skarn | granite-related Zn-Sn polymetallic | Zn, Sn | Ag, Pb, Cu, In | Zn, Sn, Ag, Pb, Cu, In | He et al., 2024 |  | BN05-02 |  | underground mine |  |  |  |  | ore material | grab | grab | mineral separate | [5 empty] | mineralisation |  |  |  | sphalerite, pyrite, chalcopyrite, galena | [6 empty] | cassiterite, pyrrhotite, quartz, diopside, garnet, magnetite, limonite | Polished sections (ore samples mounted and polished prior to trace element and in-situ S-Pb isotopic analysis) | LA-ICPMS, MC-ICPMS | Agilent 7700 ICP-MS equipped with a Geolas Pro 193 nm laser ablation system; Neptune Plus MC-ICP-MS (Thermo Fisher Scientific, Bremen, Germany) equipped with a Geolas HD excimer ArF laser ablation system (Coherent, Göttingen, Germany) | Wuhan Sample Solution Analytical Technology Co., Ltd., Hubei, China | LA-ICP-MS: laser energy density 3.46 J/cm2, spot size 32 μm, laser pulse rate 10 Hz, He carrier gas, Ar make-up gas; MC-ICP-MS S isotopes: spot size 44 μm, pulse frequency 2 Hz, laser fluency ~5 J/cm2, He carrier gas, Ar make-up gas, N2 4 ml/min added to central gas flow, 100 laser pulses per analysis, medium-resolution | NIST610, NIST612 as internal standards; MASS-1 as monitoring standard; Sph-HYLM and PY-3 as reference materials for instrumental mass fractionation correction (S isotopes) | 10.2314 |  | 0.093637 | [11 empty] | 0.022648 | [5 empty] | 5284.3019 | [5 empty] | 3.1434 | [5 empty] | 2479.8235 | [9 empty] | 70137.5819 |  | 11.7073 |  |  |  | 1.2137 | [7 empty] | 363.2956 |  |  |  | 4.4208 | [9 empty] | 1612.1289 |  |  |  | 2.0692 | [9 empty] | 26.8828 |  | 2.2605 | [17 empty] | 1.2755 |  |  |  | 19.5718 | [5 empty] | 10.8801 | [11 empty] | 1.6177 |  | 0.009048 | [13 empty] | 585240.5827 |  |  |  |  | 2024 | He, X. et al. (2024). [Title not fully stated in excerpt — Bainiuchang Zn-Sn polymetallic deposit study]. Ore Geology Reviews, 167, 105981. |  | CHN | Yunnan
| Bainiuchang |  | Magmatic hydrothermal | Skarn | granite-related Zn-Sn polymetallic | Zn, Sn | Ag, Pb, Cu, In | Zn, Sn, Ag, Pb, Cu, In | He et al., 2024 |  | BN05-03 |  | underground mine |  |  |  |  | ore material | grab | grab | mineral separate | [5 empty] | mineralisation |  |  |  | sphalerite, pyrite, chalcopyrite, galena | [6 empty] | cassiterite, pyrrhotite, quartz, diopside, garnet, magnetite, limonite | Polished sections (ore samples mounted and polished prior to trace element and in-situ S-Pb isotopic analysis) | LA-ICPMS, MC-ICPMS | Agilent 7700 ICP-MS equipped with a Geolas Pro 193 nm laser ablation system; Neptune Plus MC-ICP-MS (Thermo Fisher Scientific, Bremen, Germany) equipped with a Geolas HD excimer ArF laser ablation system (Coherent, Göttingen, Germany) | Wuhan Sample Solution Analytical Technology Co., Ltd., Hubei, China | LA-ICP-MS: laser energy density 3.46 J/cm2, spot size 32 μm, laser pulse rate 10 Hz, He carrier gas, Ar make-up gas; MC-ICP-MS S isotopes: spot size 44 μm, pulse frequency 2 Hz, laser fluency ~5 J/cm2, He carrier gas, Ar make-up gas, N2 4 ml/min added to central gas flow, 100 laser pulses per analysis, medium-resolution | NIST610, NIST612 as internal standards; MASS-1 as monitoring standard; Sph-HYLM and PY-3 as reference materials for instrumental mass fractionation correction (S isotopes) | 20.4093 | [13 empty] | 0.085352 |  |  |  | 20.4812 |  | 5255.002 | [5 empty] | 3.3472 | [5 empty] | 6316.3142 | [9 empty] | 68503.6877 |  | 10.349 |  |  |  | 0.59326 | [7 empty] | 441.9612 |  |  |  | 1.6313 | [7 empty] | 0.064896 |  | 1355.9115 |  |  |  | 1.9012 | [9 empty] | 24.0645 |  | 4.8273 | [17 empty] | 6.4258 | [9 empty] | 28.7953 | [11 empty] | 1.5314 |  | 0.010189 | [13 empty] | 583153.5339 |  |  |  |  | 2024 | He, X. et al. (2024). [Title not fully stated in excerpt — Bainiuchang Zn-Sn polymetallic deposit study]. Ore Geology Reviews, 167, 105981. |  | CHN | Yunnan
| Bainiuchang |  | Magmatic hydrothermal | Skarn | granite-related Zn-Sn polymetallic | Zn, Sn | Ag, Pb, Cu, In | Zn, Sn, Ag, Pb, Cu, In | He et al., 2024 |  | BN05-04 |  | underground mine |  |  |  |  | ore material | grab | grab | mineral separate | [5 empty] | mineralisation |  |  |  | sphalerite, pyrite, chalcopyrite, galena | [6 empty] | cassiterite, pyrrhotite, quartz, diopside, garnet, magnetite, limonite | Polished sections (ore samples mounted and polished prior to trace element and in-situ S-Pb isotopic analysis) | LA-ICPMS, MC-ICPMS | Agilent 7700 ICP-MS equipped with a Geolas Pro 193 nm laser ablation system; Neptune Plus MC-ICP-MS (Thermo Fisher Scientific, Bremen, Germany) equipped with a Geolas HD excimer ArF laser ablation system (Coherent, Göttingen, Germany) | Wuhan Sample Solution Analytical Technology Co., Ltd., Hubei, China | LA-ICP-MS: laser energy density 3.46 J/cm2, spot size 32 μm, laser pulse rate 10 Hz, He carrier gas, Ar make-up gas; MC-ICP-MS S isotopes: spot size 44 μm, pulse frequency 2 Hz, laser fluency ~5 J/cm2, He carrier gas, Ar make-up gas, N2 4 ml/min added to central gas flow, 100 laser pulses per analysis, medium-resolution | NIST610, NIST612 as internal standards; MASS-1 as monitoring standard; Sph-HYLM and PY-3 as reference materials for instrumental mass fractionation correction (S isotopes) | 7.6104 |  | 0.18248 | [11 empty] | 0.11286 |  |  |  | 34.8566 |  | 5774.9171 | [5 empty] | 2.0388 | [5 empty] | 213.6245 | [9 empty] | 81153.4716 |  | 14.7404 | [11 empty] | 366.1668 |  |  |  | 8.2331 | [7 empty] | 0.063393 |  | 2094.3984 |  |  |  | 1.801 | [9 empty] | 22.3978 |  | 1.3872 | [17 empty] | 0.36492 | [9 empty] | 12.9469 | [11 empty] | 1.9409 |  | 0 | [13 empty] | 575033.1694 |  |  |  |  | 2024 | He, X. et al. (2024). [Title not fully stated in excerpt — Bainiuchang Zn-Sn polymetallic deposit study]. Ore Geology Reviews, 167, 105981. |  | CHN | Yunnan
| Bainiuchang |  | Magmatic hydrothermal | Skarn | granite-related Zn-Sn polymetallic | Zn, Sn | Ag, Pb, Cu, In | Zn, Sn, Ag, Pb, Cu, In | He et al., 2024 |  | BN05-05 |  | underground mine |  |  |  |  | ore material | grab | grab | mineral separate | [5 empty] | mineralisation |  |  |  | sphalerite, pyrite, chalcopyrite, galena | [6 empty] | cassiterite, pyrrhotite, quartz, diopside, garnet, magnetite, limonite | Polished sections (ore samples mounted and polished prior to trace element and in-situ S-Pb isotopic analysis) | LA-ICPMS, MC-ICPMS | Agilent 7700 ICP-MS equipped with a Geolas Pro 193 nm laser ablation system; Neptune Plus MC-ICP-MS (Thermo Fisher Scientific, Bremen, Germany) equipped with a Geolas HD excimer ArF laser ablation system (Coherent, Göttingen, Germany) | Wuhan Sample Solution Analytical Technology Co., Ltd., Hubei, China | LA-ICP-MS: laser energy density 3.46 J/cm2, spot size 32 μm, laser pulse rate 10 Hz, He carrier gas, Ar make-up gas; MC-ICP-MS S isotopes: spot size 44 μm, pulse frequency 2 Hz, laser fluency ~5 J/cm2, He carrier gas, Ar make-up gas, N2 4 ml/min added to central gas flow, 100 laser pulses per analysis, medium-resolution | NIST610, NIST612 as internal standards; MASS-1 as monitoring standard; Sph-HYLM and PY-3 as reference materials for instrumental mass fractionation correction (S isotopes) | 24.2838 |  | 0.003357 | [11 empty] | 0.11796 |  |  |  | 12.5448 |  | 5419.997 | [5 empty] | 3.9948 | [5 empty] | 2390.3988 | [9 empty] | 77621.1446 |  | 46.1979 |  |  |  | 1.131 | [7 empty] | 438.6047 |  |  |  | 12.1917 | [7 empty] | 0.12526 |  | 1637.412 |  |  |  | 15.9443 | [9 empty] | 30.1911 |  | 2.8876 | [17 empty] | 1.0846 |  |  |  | 13.8128 | [5 empty] | 2233.5114 | [11 empty] | 1.9096 |  | 0 | [13 empty] | 574766.9773 |  |  |  |  | 2024 | He, X. et al. (2024). [Title not fully stated in excerpt — Bainiuchang Zn-Sn polymetallic deposit study]. Ore Geology Reviews, 167, 105981. |  | CHN | Yunnan
| Bainiuchang |  | Magmatic hydrothermal | Skarn | granite-related Zn-Sn polymetallic | Zn, Sn | Ag, Pb, Cu, In | Zn, Sn, Ag, Pb, Cu, In | He et al., 2024 |  | BN05-06 |  | underground mine |  |  |  |  | ore material | grab | grab | mineral separate | [5 empty] | mineralisation |  |  |  | sphalerite, pyrite, chalcopyrite, galena | [6 empty] | cassiterite, pyrrhotite, quartz, diopside, garnet, magnetite, limonite | Polished sections (ore samples mounted and polished prior to trace element and in-situ S-Pb isotopic analysis) | LA-ICPMS, MC-ICPMS | Agilent 7700 ICP-MS equipped with a Geolas Pro 193 nm laser ablation system; Neptune Plus MC-ICP-MS (Thermo Fisher Scientific, Bremen, Germany) equipped with a Geolas HD excimer ArF laser ablation system (Coherent, Göttingen, Germany) | Wuhan Sample Solution Analytical Technology Co., Ltd., Hubei, China | LA-ICP-MS: laser energy density 3.46 J/cm2, spot size 32 μm, laser pulse rate 10 Hz, He carrier gas, Ar make-up gas; MC-ICP-MS S isotopes: spot size 44 μm, pulse frequency 2 Hz, laser fluency ~5 J/cm2, He carrier gas, Ar make-up gas, N2 4 ml/min added to central gas flow, 100 laser pulses per analysis, medium-resolution | NIST610, NIST612 as internal standards; MASS-1 as monitoring standard; Sph-HYLM and PY-3 as reference materials for instrumental mass fractionation correction (S isotopes) | 18.5502 |  | 0.41429 | [11 empty] | 0.53529 |  |  |  | 35.8074 |  | 5764.0722 | [5 empty] | 1.9857 | [5 empty] | 404.1824 | [9 empty] | 76420.8634 |  | 9.8186 |  |  |  | 0.83979 | [7 empty] | 458.6561 |  |  |  | 3.7255 | [7 empty] | 0.12711 |  | 2102.2655 |  |  |  | 0 | [9 empty] | 48.9871 |  | 4.5819 | [17 empty] | 6.0957 |  |  |  | 4.5239 | [5 empty] | 34.0189 | [11 empty] | 2.18 |  | 0.037425 | [13 empty] | 579497.0838 |  |  |  |  | 2024 | He, X. et al. (2024). [Title not fully stated in excerpt — Bainiuchang Zn-Sn polymetallic deposit study]. Ore Geology Reviews, 167, 105981. |  | CHN | Yunnan
| Bainiuchang |  | Magmatic hydrothermal | Skarn | granite-related Zn-Sn polymetallic | Zn, Sn | Ag, Pb, Cu, In | Zn, Sn, Ag, Pb, Cu, In | He et al., 2024 |  | BN05-07 |  | underground mine |  |  |  |  | ore material | grab | grab | mineral separate | [5 empty] | mineralisation |  |  |  | sphalerite, pyrite, chalcopyrite, galena | [6 empty] | cassiterite, pyrrhotite, quartz, diopside, garnet, magnetite, limonite | Polished sections (ore samples mounted and polished prior to trace element and in-situ S-Pb isotopic analysis) | LA-ICPMS, MC-ICPMS | Agilent 7700 ICP-MS equipped with a Geolas Pro 193 nm laser ablation system; Neptune Plus MC-ICP-MS (Thermo Fisher Scientific, Bremen, Germany) equipped with a Geolas HD excimer ArF laser ablation system (Coherent, Göttingen, Germany) | Wuhan Sample Solution Analytical Technology Co., Ltd., Hubei, China | LA-ICP-MS: laser energy density 3.46 J/cm2, spot size 32 μm, laser pulse rate 10 Hz, He carrier gas, Ar make-up gas; MC-ICP-MS S isotopes: spot size 44 μm, pulse frequency 2 Hz, laser fluency ~5 J/cm2, He carrier gas, Ar make-up gas, N2 4 ml/min added to central gas flow, 100 laser pulses per analysis, medium-resolution | NIST610, NIST612 as internal standards; MASS-1 as monitoring standard; Sph-HYLM and PY-3 as reference materials for instrumental mass fractionation correction (S isotopes) | 13.3565 |  | 2.2149 | [11 empty] | 0.77907 |  |  |  | 85.8751 |  | 5655.5175 | [5 empty] | 3.015 | [5 empty] | 1009.8841 | [9 empty] | 73460.6518 |  | 3.7767 |  |  |  | 0.012604 | [7 empty] | 665.3473 |  |  |  | 10.5317 | [7 empty] | 4.8207 |  | 1929.358 |  |  |  | 1.1439 | [9 empty] | 39.0284 |  | 1.8885 | [17 empty] | 0.57349 |  |  |  | 6.5116 | [5 empty] | 13.7557 | [11 empty] | 2.9547 |  | 0 | [13 empty] | 581900.1156 |  |  |  |  | 2024 | He, X. et al. (2024). [Title not fully stated in excerpt — Bainiuchang Zn-Sn polymetallic deposit study]. Ore Geology Reviews, 167, 105981. |  | CHN | Yunnan
| Bainiuchang |  | Magmatic hydrothermal | Skarn | granite-related Zn-Sn polymetallic | Zn, Sn | Ag, Pb, Cu, In | Zn, Sn, Ag, Pb, Cu, In | He et al., 2024 |  | BN05-08 |  | underground mine |  |  |  |  | ore material | grab | grab | mineral separate | [5 empty] | mineralisation |  |  |  | sphalerite, pyrite, chalcopyrite, galena | [6 empty] | cassiterite, pyrrhotite, quartz, diopside, garnet, magnetite, limonite | Polished sections (ore samples mounted and polished prior to trace element and in-situ S-Pb isotopic analysis) | LA-ICPMS, MC-ICPMS | Agilent 7700 ICP-MS equipped with a Geolas Pro 193 nm laser ablation system; Neptune Plus MC-ICP-MS (Thermo Fisher Scientific, Bremen, Germany) equipped with a Geolas HD excimer ArF laser ablation system (Coherent, Göttingen, Germany) | Wuhan Sample Solution Analytical Technology Co., Ltd., Hubei, China | LA-ICP-MS: laser energy density 3.46 J/cm2, spot size 32 μm, laser pulse rate 10 Hz, He carrier gas, Ar make-up gas; MC-ICP-MS S isotopes: spot size 44 μm, pulse frequency 2 Hz, laser fluency ~5 J/cm2, He carrier gas, Ar make-up gas, N2 4 ml/min added to central gas flow, 100 laser pulses per analysis, medium-resolution | NIST610, NIST612 as internal standards; MASS-1 as monitoring standard; Sph-HYLM and PY-3 as reference materials for instrumental mass fractionation correction (S isotopes) | 7.4057 |  | 0.12053 | [11 empty] | 0.20447 | [5 empty] | 5518.1739 | [5 empty] | 2.6439 | [5 empty] | 550.826 | [9 empty] | 79826.0634 |  | 5.4089 |  |  |  | 0.19775 | [7 empty] | 639.1905 |  |  |  | 6.1541 | [9 empty] | 2123.1395 |  |  |  | 8.7009 | [9 empty] | 41.4755 |  | 1.6504 | [17 empty] | 0.33539 |  |  |  | 28.1526 | [5 empty] | 13.9375 | [11 empty] | 2.9097 | [15 empty] | 576166.813 |  |  |  |  | 2024 | He, X. et al. (2024). [Title not fully stated in excerpt — Bainiuchang Zn-Sn polymetallic deposit study]. Ore Geology Reviews, 167, 105981. |  | CHN | Yunnan
| Bainiuchang |  | Magmatic hydrothermal | Skarn | granite-related Zn-Sn polymetallic | Zn, Sn | Ag, Pb, Cu, In | Zn, Sn, Ag, Pb, Cu, In | He et al., 2024 |  | BN05-09 |  | underground mine |  |  |  |  | ore material | grab | grab | mineral separate | [5 empty] | mineralisation |  |  |  | sphalerite, pyrite, chalcopyrite, galena | [6 empty] | cassiterite, pyrrhotite, quartz, diopside, garnet, magnetite, limonite | Polished sections (ore samples mounted and polished prior to trace element and in-situ S-Pb isotopic analysis) | LA-ICPMS, MC-ICPMS | Agilent 7700 ICP-MS equipped with a Geolas Pro 193 nm laser ablation system; Neptune Plus MC-ICP-MS (Thermo Fisher Scientific, Bremen, Germany) equipped with a Geolas HD excimer ArF laser ablation system (Coherent, Göttingen, Germany) | Wuhan Sample Solution Analytical Technology Co., Ltd., Hubei, China | LA-ICP-MS: laser energy density 3.46 J/cm2, spot size 32 μm, laser pulse rate 10 Hz, He carrier gas, Ar make-up gas; MC-ICP-MS S isotopes: spot size 44 μm, pulse frequency 2 Hz, laser fluency ~5 J/cm2, He carrier gas, Ar make-up gas, N2 4 ml/min added to central gas flow, 100 laser pulses per analysis, medium-resolution | NIST610, NIST612 as internal standards; MASS-1 as monitoring standard; Sph-HYLM and PY-3 as reference materials for instrumental mass fractionation correction (S isotopes) | 8.8166 | [13 empty] | 1.4951 | [5 empty] | 5285.3528 | [5 empty] | 2.9333 | [5 empty] | 388.4077 | [9 empty] | 70815.6878 |  | 8.5708 |  |  |  | 0.31014 | [7 empty] | 608.2753 |  |  |  | 3.7926 | [9 empty] | 1816.7726 |  |  |  | 0.72469 | [9 empty] | 46.4289 |  | 3.3087 | [17 empty] | 0.59253 | [9 empty] | 13.7335 | [11 empty] | 2.348 |  | 0.00128 | [13 empty] | 586236.2404 |  |  |  |  | 2024 | He, X. et al. (2024). [Title not fully stated in excerpt — Bainiuchang Zn-Sn polymetallic deposit study]. Ore Geology Reviews, 167, 105981. |  | CHN | Yunnan
| Bainiuchang |  | Magmatic hydrothermal | Skarn | granite-related Zn-Sn polymetallic | Zn, Sn | Ag, Pb, Cu, In | Zn, Sn, Ag, Pb, Cu, In | He et al., 2024 |  | BN05-10 |  | underground mine |  |  |  |  | ore material | grab | grab | mineral separate | [5 empty] | mineralisation |  |  |  | sphalerite, pyrite, chalcopyrite, galena | [6 empty] | cassiterite, pyrrhotite, quartz, diopside, garnet, magnetite, limonite | Polished sections (ore samples mounted and polished prior to trace element and in-situ S-Pb isotopic analysis) | LA-ICPMS, MC-ICPMS | Agilent 7700 ICP-MS equipped with a Geolas Pro 193 nm laser ablation system; Neptune Plus MC-ICP-MS (Thermo Fisher Scientific, Bremen, Germany) equipped with a Geolas HD excimer ArF laser ablation system (Coherent, Göttingen, Germany) | Wuhan Sample Solution Analytical Technology Co., Ltd., Hubei, China | LA-ICP-MS: laser energy density 3.46 J/cm2, spot size 32 μm, laser pulse rate 10 Hz, He carrier gas, Ar make-up gas; MC-ICP-MS S isotopes: spot size 44 μm, pulse frequency 2 Hz, laser fluency ~5 J/cm2, He carrier gas, Ar make-up gas, N2 4 ml/min added to central gas flow, 100 laser pulses per analysis, medium-resolution | NIST610, NIST612 as internal standards; MASS-1 as monitoring standard; Sph-HYLM and PY-3 as reference materials for instrumental mass fractionation correction (S isotopes) | 16.1457 |  | 0.1114 | [11 empty] | 0.43403 |  |  |  | 2.7106 |  | 5428.1044 | [5 empty] | 3.6129 | [5 empty] | 2570.1337 | [9 empty] | 71823.6377 |  | 10.399 | [11 empty] | 632.3628 | [11 empty] | 0.26471 |  | 1553.5595 | [13 empty] | 49.4533 |  | 5.0782 | [17 empty] | 4.3602 |  |  |  | 9.2236 | [5 empty] | 20.0177 | [11 empty] | 2.3551 |  | 0.001325 | [13 empty] | 583043.3178 |  |  |  |  | 2024 | He, X. et al. (2024). [Title not fully stated in excerpt — Bainiuchang Zn-Sn polymetallic deposit study]. Ore Geology Reviews, 167, 105981. |  | CHN | Yunnan
| Bainiuchang |  | Magmatic hydrothermal | Skarn | granite-related Zn-Sn polymetallic | Zn, Sn | Ag, Pb, Cu, In | Zn, Sn, Ag, Pb, Cu, In | He et al., 2024 |  | BN05-11 |  | underground mine |  |  |  |  | ore material | grab | grab | mineral separate | [5 empty] | mineralisation |  |  |  | sphalerite, pyrite, chalcopyrite, galena | [6 empty] | cassiterite, pyrrhotite, quartz, diopside, garnet, magnetite, limonite | Polished sections (ore samples mounted and polished prior to trace element and in-situ S-Pb isotopic analysis) | LA-ICPMS, MC-ICPMS | Agilent 7700 ICP-MS equipped with a Geolas Pro 193 nm laser ablation system; Neptune Plus MC-ICP-MS (Thermo Fisher Scientific, Bremen, Germany) equipped with a Geolas HD excimer ArF laser ablation system (Coherent, Göttingen, Germany) | Wuhan Sample Solution Analytical Technology Co., Ltd., Hubei, China | LA-ICP-MS: laser energy density 3.46 J/cm2, spot size 32 μm, laser pulse rate 10 Hz, He carrier gas, Ar make-up gas; MC-ICP-MS S isotopes: spot size 44 μm, pulse frequency 2 Hz, laser fluency ~5 J/cm2, He carrier gas, Ar make-up gas, N2 4 ml/min added to central gas flow, 100 laser pulses per analysis, medium-resolution | NIST610, NIST612 as internal standards; MASS-1 as monitoring standard; Sph-HYLM and PY-3 as reference materials for instrumental mass fractionation correction (S isotopes) | 12.7281 |  | 0.10346 | [11 empty] | 0.24245 |  |  |  | 37.6889 |  | 5481.395 | [5 empty] | 2.4421 | [5 empty] | 1788.4488 | [9 empty] | 79546.2995 |  | 11.2721 |  |  |  | 0.42645 | [7 empty] | 816.516 | [11 empty] | 0.095639 |  | 1662.088 |  |  |  | 2.4839 | [9 empty] | 34.8452 |  | 3.919 | [17 empty] | 1.3029 | [9 empty] | 9.0858 | [11 empty] | 3.8976 | [15 empty] | 575374.864 |  |  |  |  | 2024 | He, X. et al. (2024). [Title not fully stated in excerpt — Bainiuchang Zn-Sn polymetallic deposit study]. Ore Geology Reviews, 167, 105981. |  | CHN | Yunnan
| Bainiuchang |  | Magmatic hydrothermal | Skarn | granite-related Zn-Sn polymetallic | Zn, Sn | Ag, Pb, Cu, In | Zn, Sn, Ag, Pb, Cu, In | He et al., 2024 |  | BN05-12 |  | underground mine |  |  |  |  | ore material | grab | grab | mineral separate | [5 empty] | mineralisation |  |  |  | sphalerite, pyrite, chalcopyrite, galena | [6 empty] | cassiterite, pyrrhotite, quartz, diopside, garnet, magnetite, limonite | Polished sections (ore samples mounted and polished prior to trace element and in-situ S-Pb isotopic analysis) | LA-ICPMS, MC-ICPMS | Agilent 7700 ICP-MS equipped with a Geolas Pro 193 nm laser ablation system; Neptune Plus MC-ICP-MS (Thermo Fisher Scientific, Bremen, Germany) equipped with a Geolas HD excimer ArF laser ablation system (Coherent, Göttingen, Germany) | Wuhan Sample Solution Analytical Technology Co., Ltd., Hubei, China | LA-ICP-MS: laser energy density 3.46 J/cm2, spot size 32 μm, laser pulse rate 10 Hz, He carrier gas, Ar make-up gas; MC-ICP-MS S isotopes: spot size 44 μm, pulse frequency 2 Hz, laser fluency ~5 J/cm2, He carrier gas, Ar make-up gas, N2 4 ml/min added to central gas flow, 100 laser pulses per analysis, medium-resolution | NIST610, NIST612 as internal standards; MASS-1 as monitoring standard; Sph-HYLM and PY-3 as reference materials for instrumental mass fractionation correction (S isotopes) | 16.4267 |  | 0.052318 | [11 empty] | 0.022157 | [5 empty] | 5119.92 | [5 empty] | 3.2567 | [5 empty] | 1560.0811 | [9 empty] | 77208.3014 |  | 8.2607 |  |  |  | 0.39441 | [7 empty] | 854.1007 |  |  |  | 8.0267 | [9 empty] | 1788.962 |  |  |  | 14.0989 | [9 empty] | 52.1863 |  | 4.5627 | [17 empty] | 0.67319 |  |  |  | 44.739 | [5 empty] | 7.3921 | [11 empty] | 1.8478 |  | 0.01422 | [13 empty] | 578096.8626 |  |  |  |  | 2024 | He, X. et al. (2024). [Title not fully stated in excerpt — Bainiuchang Zn-Sn polymetallic deposit study]. Ore Geology Reviews, 167, 105981. |  | CHN | Yunnan
| Bainiuchang |  | Magmatic hydrothermal | Skarn | granite-related Zn-Sn polymetallic | Zn, Sn | Ag, Pb, Cu, In | Zn, Sn, Ag, Pb, Cu, In | He et al., 2024 |  | BN05-13 |  | underground mine |  |  |  |  | ore material | grab | grab | mineral separate | [5 empty] | mineralisation |  |  |  | sphalerite, pyrite, chalcopyrite, galena | [6 empty] | cassiterite, pyrrhotite, quartz, diopside, garnet, magnetite, limonite | Polished sections (ore samples mounted and polished prior to trace element and in-situ S-Pb isotopic analysis) | LA-ICPMS, MC-ICPMS | Agilent 7700 ICP-MS equipped with a Geolas Pro 193 nm laser ablation system; Neptune Plus MC-ICP-MS (Thermo Fisher Scientific, Bremen, Germany) equipped with a Geolas HD excimer ArF laser ablation system (Coherent, Göttingen, Germany) | Wuhan Sample Solution Analytical Technology Co., Ltd., Hubei, China | LA-ICP-MS: laser energy density 3.46 J/cm2, spot size 32 μm, laser pulse rate 10 Hz, He carrier gas, Ar make-up gas; MC-ICP-MS S isotopes: spot size 44 μm, pulse frequency 2 Hz, laser fluency ~5 J/cm2, He carrier gas, Ar make-up gas, N2 4 ml/min added to central gas flow, 100 laser pulses per analysis, medium-resolution | NIST610, NIST612 as internal standards; MASS-1 as monitoring standard; Sph-HYLM and PY-3 as reference materials for instrumental mass fractionation correction (S isotopes) | 6.3155 |  | 0.38927 | [11 empty] | 0.012394 | [5 empty] | 5179.6533 | [5 empty] | 2.9904 | [5 empty] | 655.1316 | [9 empty] | 76360.5253 |  | 7.1503 |  |  |  | 0.58797 | [7 empty] | 852.0014 |  |  |  | 13.3916 | [7 empty] | 0.16206 |  | 1841.1175 |  |  |  | 10.4537 | [9 empty] | 33.9806 |  | 1.2954 | [17 empty] | 0.83478 |  |  |  | 142.9198 | [5 empty] | 8.3481 | [11 empty] | 2.7078 |  | 0.007079 | [13 empty] | 579982.5485 |  |  |  |  | 2024 | He, X. et al. (2024). [Title not fully stated in excerpt — Bainiuchang Zn-Sn polymetallic deposit study]. Ore Geology Reviews, 167, 105981. |  | CHN | Yunnan
| Bainiuchang |  | Magmatic hydrothermal | Skarn | granite-related Zn-Sn polymetallic | Zn, Sn | Ag, Pb, Cu, In | Zn, Sn, Ag, Pb, Cu, In | He et al., 2024 |  | BN05-14 |  | underground mine |  |  |  |  | ore material | grab | grab | mineral separate | [5 empty] | mineralisation |  |  |  | sphalerite, pyrite, chalcopyrite, galena | [6 empty] | cassiterite, pyrrhotite, quartz, diopside, garnet, magnetite, limonite | Polished sections (ore samples mounted and polished prior to trace element and in-situ S-Pb isotopic analysis) | LA-ICPMS, MC-ICPMS | Agilent 7700 ICP-MS equipped with a Geolas Pro 193 nm laser ablation system; Neptune Plus MC-ICP-MS (Thermo Fisher Scientific, Bremen, Germany) equipped with a Geolas HD excimer ArF laser ablation system (Coherent, Göttingen, Germany) | Wuhan Sample Solution Analytical Technology Co., Ltd., Hubei, China | LA-ICP-MS: laser energy density 3.46 J/cm2, spot size 32 μm, laser pulse rate 10 Hz, He carrier gas, Ar make-up gas; MC-ICP-MS S isotopes: spot size 44 μm, pulse frequency 2 Hz, laser fluency ~5 J/cm2, He carrier gas, Ar make-up gas, N2 4 ml/min added to central gas flow, 100 laser pulses per analysis, medium-resolution | NIST610, NIST612 as internal standards; MASS-1 as monitoring standard; Sph-HYLM and PY-3 as reference materials for instrumental mass fractionation correction (S isotopes) | 7.669 |  | 0.84584 | [11 empty] | 21.1284 |  |  |  | 47.2571 |  | 5547.5043 | [5 empty] | 1.7927 | [5 empty] | 66.6489 | [9 empty] | 81518.5457 |  | 5.5329 |  |  |  | 0.82597 | [7 empty] | 87.5909 | [11 empty] | 0.41039 |  | 1611.9746 |  |  |  | 0.61441 | [9 empty] | 25.4929 |  | 2067.5334 | [17 empty] | 796.9913 | [9 empty] | 17.9406 | [11 empty] | 1.9488 |  | 0.006275 | [13 empty] | 573012.4753 |  |  |  |  | 2024 | He, X. et al. (2024). [Title not fully stated in excerpt — Bainiuchang Zn-Sn polymetallic deposit study]. Ore Geology Reviews, 167, 105981. |  | CHN | Yunnan
| Bainiuchang |  | Magmatic hydrothermal | Skarn | granite-related Zn-Sn polymetallic | Zn, Sn | Ag, Pb, Cu, In | Zn, Sn, Ag, Pb, Cu, In | He et al., 2024 |  | BN05-15 |  | underground mine |  |  |  |  | ore material | grab | grab | mineral separate | [5 empty] | mineralisation |  |  |  | sphalerite, pyrite, chalcopyrite, galena | [6 empty] | cassiterite, pyrrhotite, quartz, diopside, garnet, magnetite, limonite | Polished sections (ore samples mounted and polished prior to trace element and in-situ S-Pb isotopic analysis) | LA-ICPMS, MC-ICPMS | Agilent 7700 ICP-MS equipped with a Geolas Pro 193 nm laser ablation system; Neptune Plus MC-ICP-MS (Thermo Fisher Scientific, Bremen, Germany) equipped with a Geolas HD excimer ArF laser ablation system (Coherent, Göttingen, Germany) | Wuhan Sample Solution Analytical Technology Co., Ltd., Hubei, China | LA-ICP-MS: laser energy density 3.46 J/cm2, spot size 32 μm, laser pulse rate 10 Hz, He carrier gas, Ar make-up gas; MC-ICP-MS S isotopes: spot size 44 μm, pulse frequency 2 Hz, laser fluency ~5 J/cm2, He carrier gas, Ar make-up gas, N2 4 ml/min added to central gas flow, 100 laser pulses per analysis, medium-resolution | NIST610, NIST612 as internal standards; MASS-1 as monitoring standard; Sph-HYLM and PY-3 as reference materials for instrumental mass fractionation correction (S isotopes) | 9.4443 |  | 0.4519 | [11 empty] | 0.7896 |  |  |  | 46.2661 |  | 6180.0406 | [5 empty] | 2.6892 | [5 empty] | 339.5702 | [9 empty] | 82834.3593 |  | 7.0485 |  |  |  | 0.36196 | [7 empty] | 97.9467 | [11 empty] | 0.049383 |  | 1715.8194 |  |  |  | 0.55954 | [9 empty] | 40.6465 |  | 10.8119 | [17 empty] | 3.3525 | [9 empty] | 4.1123 | [11 empty] | 2.9147 | [15 empty] | 573824.893 |  |  |  |  | 2024 | He, X. et al. (2024). [Title not fully stated in excerpt — Bainiuchang Zn-Sn polymetallic deposit study]. Ore Geology Reviews, 167, 105981. |  | CHN | Yunnan
| Bainiuchang |  | Magmatic hydrothermal | Skarn | granite-related Zn-Sn polymetallic | Zn, Sn | Ag, Pb, Cu, In | Zn, Sn, Ag, Pb, Cu, In | He et al., 2024 |  | BN05-16 |  | underground mine |  |  |  |  | ore material | grab | grab | mineral separate | [5 empty] | mineralisation |  |  |  | sphalerite, pyrite, chalcopyrite, galena | [6 empty] | cassiterite, pyrrhotite, quartz, diopside, garnet, magnetite, limonite | Polished sections (ore samples mounted and polished prior to trace element and in-situ S-Pb isotopic analysis) | LA-ICPMS, MC-ICPMS | Agilent 7700 ICP-MS equipped with a Geolas Pro 193 nm laser ablation system; Neptune Plus MC-ICP-MS (Thermo Fisher Scientific, Bremen, Germany) equipped with a Geolas HD excimer ArF laser ablation system (Coherent, Göttingen, Germany) | Wuhan Sample Solution Analytical Technology Co., Ltd., Hubei, China | LA-ICP-MS: laser energy density 3.46 J/cm2, spot size 32 μm, laser pulse rate 10 Hz, He carrier gas, Ar make-up gas; MC-ICP-MS S isotopes: spot size 44 μm, pulse frequency 2 Hz, laser fluency ~5 J/cm2, He carrier gas, Ar make-up gas, N2 4 ml/min added to central gas flow, 100 laser pulses per analysis, medium-resolution | NIST610, NIST612 as internal standards; MASS-1 as monitoring standard; Sph-HYLM and PY-3 as reference materials for instrumental mass fractionation correction (S isotopes) | 9.8023 | [13 empty] | 0.086064 |  |  |  | 37.6077 |  | 5105.4732 | [5 empty] | 2.0327 | [5 empty] | 1651.0882 | [9 empty] | 82545.4525 |  | 8.1537 |  |  |  | 0.12613 | [7 empty] | 701.8724 |  |  |  | 2.6879 | [9 empty] | 1637.4573 |  |  |  | 0.61381 | [9 empty] | 44.0678 |  | 2.8161 | [17 empty] | 1.8184 |  |  |  | 30.6445 | [5 empty] | 11.091 | [11 empty] | 2.1725 |  | 0.006097 | [13 empty] | 573152.6435 |  |  |  |  | 2024 | He, X. et al. (2024). [Title not fully stated in excerpt — Bainiuchang Zn-Sn polymetallic deposit study]. Ore Geology Reviews, 167, 105981. |  | CHN | Yunnan
| Bainiuchang |  | Magmatic hydrothermal | Skarn | granite-related Zn-Sn polymetallic | Zn, Sn | Ag, Pb, Cu, In | Zn, Sn, Ag, Pb, Cu, In | He et al., 2024 |  | BN05-17 |  | underground mine |  |  |  |  | ore material | grab | grab | mineral separate | [5 empty] | mineralisation |  |  |  | sphalerite, pyrite, chalcopyrite, galena | [6 empty] | cassiterite, pyrrhotite, quartz, diopside, garnet, magnetite, limonite | Polished sections (ore samples mounted and polished prior to trace element and in-situ S-Pb isotopic analysis) | LA-ICPMS, MC-ICPMS | Agilent 7700 ICP-MS equipped with a Geolas Pro 193 nm laser ablation system; Neptune Plus MC-ICP-MS (Thermo Fisher Scientific, Bremen, Germany) equipped with a Geolas HD excimer ArF laser ablation system (Coherent, Göttingen, Germany) | Wuhan Sample Solution Analytical Technology Co., Ltd., Hubei, China | LA-ICP-MS: laser energy density 3.46 J/cm2, spot size 32 μm, laser pulse rate 10 Hz, He carrier gas, Ar make-up gas; MC-ICP-MS S isotopes: spot size 44 μm, pulse frequency 2 Hz, laser fluency ~5 J/cm2, He carrier gas, Ar make-up gas, N2 4 ml/min added to central gas flow, 100 laser pulses per analysis, medium-resolution | NIST610, NIST612 as internal standards; MASS-1 as monitoring standard; Sph-HYLM and PY-3 as reference materials for instrumental mass fractionation correction (S isotopes) | 15.5874 |  | 0.035831 | [11 empty] | 0.43824 |  |  |  | 29.578 |  | 5679.5525 | [5 empty] | 1.7279 | [5 empty] | 2610.0996 | [9 empty] | 77643.0902 |  | 8.7872 |  |  |  | 0.49377 | [7 empty] | 751.9227 | [11 empty] | 0.06678 |  | 1822.1 | [13 empty] | 42.061 |  | 2.0076 | [17 empty] | 3.4497 | [9 empty] | 32.457 | [11 empty] | 2.9283 |  | 0.008767 | [13 empty] | 576308.385 |  |  |  |  | 2024 | He, X. et al. (2024). [Title not fully stated in excerpt — Bainiuchang Zn-Sn polymetallic deposit study]. Ore Geology Reviews, 167, 105981. |  | CHN | Yunnan
| Bainiuchang |  | Magmatic hydrothermal | Skarn | granite-related Zn-Sn polymetallic | Zn, Sn | Ag, Pb, Cu, In | Zn, Sn, Ag, Pb, Cu, In | He et al., 2024 |  | BN05-18 |  | underground mine |  |  |  |  | ore material | grab | grab | mineral separate | [5 empty] | mineralisation |  |  |  | sphalerite, pyrite, chalcopyrite, galena | [6 empty] | cassiterite, pyrrhotite, quartz, diopside, garnet, magnetite, limonite | Polished sections (ore samples mounted and polished prior to trace element and in-situ S-Pb isotopic analysis) | LA-ICPMS, MC-ICPMS | Agilent 7700 ICP-MS equipped with a Geolas Pro 193 nm laser ablation system; Neptune Plus MC-ICP-MS (Thermo Fisher Scientific, Bremen, Germany) equipped with a Geolas HD excimer ArF laser ablation system (Coherent, Göttingen, Germany) | Wuhan Sample Solution Analytical Technology Co., Ltd., Hubei, China | LA-ICP-MS: laser energy density 3.46 J/cm2, spot size 32 μm, laser pulse rate 10 Hz, He carrier gas, Ar make-up gas; MC-ICP-MS S isotopes: spot size 44 μm, pulse frequency 2 Hz, laser fluency ~5 J/cm2, He carrier gas, Ar make-up gas, N2 4 ml/min added to central gas flow, 100 laser pulses per analysis, medium-resolution | NIST610, NIST612 as internal standards; MASS-1 as monitoring standard; Sph-HYLM and PY-3 as reference materials for instrumental mass fractionation correction (S isotopes) | 10.3677 |  | 0.44624 | [11 empty] | 1.3469 | [5 empty] | 5597.7476 | [5 empty] | 1.6571 | [5 empty] | 1433.8851 | [9 empty] | 75357.6801 |  | 11.3404 |  |  |  | 0.65205 | [7 empty] | 713.1105 | [13 empty] | 1792.293 | [13 empty] | 37.528 |  | 5.2742 | [17 empty] | 2.157 |  |  |  | 39.9425 | [5 empty] | 6.0438 | [11 empty] | 1.9671 |  | 0.016465 | [13 empty] | 579911.1744 |  |  |  |  | 2024 | He, X. et al. (2024). [Title not fully stated in excerpt — Bainiuchang Zn-Sn polymetallic deposit study]. Ore Geology Reviews, 167, 105981. |  | CHN | Yunnan
| Bainiuchang |  | Magmatic hydrothermal | Skarn | granite-related Zn-Sn polymetallic | Zn, Sn | Ag, Pb, Cu, In | Zn, Sn, Ag, Pb, Cu, In | He et al., 2024 |  | BN05-19 |  | underground mine |  |  |  |  | ore material | grab | grab | mineral separate | [5 empty] | mineralisation |  |  |  | sphalerite, pyrite, chalcopyrite, galena | [6 empty] | cassiterite, pyrrhotite, quartz, diopside, garnet, magnetite, limonite | Polished sections (ore samples mounted and polished prior to trace element and in-situ S-Pb isotopic analysis) | LA-ICPMS, MC-ICPMS | Agilent 7700 ICP-MS equipped with a Geolas Pro 193 nm laser ablation system; Neptune Plus MC-ICP-MS (Thermo Fisher Scientific, Bremen, Germany) equipped with a Geolas HD excimer ArF laser ablation system (Coherent, Göttingen, Germany) | Wuhan Sample Solution Analytical Technology Co., Ltd., Hubei, China | LA-ICP-MS: laser energy density 3.46 J/cm2, spot size 32 μm, laser pulse rate 10 Hz, He carrier gas, Ar make-up gas; MC-ICP-MS S isotopes: spot size 44 μm, pulse frequency 2 Hz, laser fluency ~5 J/cm2, He carrier gas, Ar make-up gas, N2 4 ml/min added to central gas flow, 100 laser pulses per analysis, medium-resolution | NIST610, NIST612 as internal standards; MASS-1 as monitoring standard; Sph-HYLM and PY-3 as reference materials for instrumental mass fractionation correction (S isotopes) | 21.6409 |  | 2.2951 | [11 empty] | 0.92454 |  |  |  | 76.006 |  | 5459.8687 | [5 empty] | 1.6185 | [5 empty] | 2475.3154 | [9 empty] | 72451.1944 |  | 11.6708 |  |  |  | 0.65047 | [7 empty] | 729.5553 |  |  |  | 3.2249 | [7 empty] | 4.5077 |  | 1617.5779 |  |  |  | 2.0311 | [9 empty] | 29.3457 |  | 43.1055 | [17 empty] | 2.2998 |  |  |  | 20.3189 | [5 empty] | 15.0044 | [11 empty] | 2.358 |  | 0.019386 | [13 empty] | 582395.6949 |  |  |  |  | 2024 | He, X. et al. (2024). [Title not fully stated in excerpt — Bainiuchang Zn-Sn polymetallic deposit study]. Ore Geology Reviews, 167, 105981. |  | CHN | Yunnan
| Bainiuchang |  | Magmatic hydrothermal | Skarn | granite-related Zn-Sn polymetallic | Zn, Sn | Ag, Pb, Cu, In | Zn, Sn, Ag, Pb, Cu, In | He et al., 2024 |  | BN05-20 |  | underground mine |  |  |  |  | ore material | grab | grab | mineral separate | [5 empty] | mineralisation |  |  |  | sphalerite, pyrite, chalcopyrite, galena | [6 empty] | cassiterite, pyrrhotite, quartz, diopside, garnet, magnetite, limonite | Polished sections (ore samples mounted and polished prior to trace element and in-situ S-Pb isotopic analysis) | LA-ICPMS, MC-ICPMS | Agilent 7700 ICP-MS equipped with a Geolas Pro 193 nm laser ablation system; Neptune Plus MC-ICP-MS (Thermo Fisher Scientific, Bremen, Germany) equipped with a Geolas HD excimer ArF laser ablation system (Coherent, Göttingen, Germany) | Wuhan Sample Solution Analytical Technology Co., Ltd., Hubei, China | LA-ICP-MS: laser energy density 3.46 J/cm2, spot size 32 μm, laser pulse rate 10 Hz, He carrier gas, Ar make-up gas; MC-ICP-MS S isotopes: spot size 44 μm, pulse frequency 2 Hz, laser fluency ~5 J/cm2, He carrier gas, Ar make-up gas, N2 4 ml/min added to central gas flow, 100 laser pulses per analysis, medium-resolution | NIST610, NIST612 as internal standards; MASS-1 as monitoring standard; Sph-HYLM and PY-3 as reference materials for instrumental mass fractionation correction (S isotopes) | 17.3363 |  | 0.92898 | [11 empty] | 0.36684 |  |  |  | 0.89579 |  | 5060.5412 | [5 empty] | 3.2775 | [5 empty] | 389.1472 | [9 empty] | 75036.581 |  | 21.0235 |  |  |  | 0.74069 | [7 empty] | 692.0627 | [11 empty] | 0.77094 |  | 1366.5171 |  |  |  | 2.0153 | [9 empty] | 20.5161 |  | 17.478 | [17 empty] | 3.3286 |  |  |  | 40.5413 | [5 empty] | 14.9223 | [11 empty] | 2.5297 |  | 0.008885 | [13 empty] | 582735.2391 |  |  |  |  | 2024 | He, X. et al. (2024). [Title not fully stated in excerpt — Bainiuchang Zn-Sn polymetallic deposit study]. Ore Geology Reviews, 167, 105981. |  | CHN | Yunnan
| Bainiuchang |  | Magmatic hydrothermal | Skarn | granite-related Zn-Sn polymetallic | Zn, Sn | Ag, Pb, Cu, In | Zn, Sn, Ag, Pb, Cu, In | He et al., 2024 |  | BN05-21 |  | underground mine |  |  |  |  | ore material | grab | grab | mineral separate | [5 empty] | mineralisation |  |  |  | sphalerite, pyrite, chalcopyrite, galena | [6 empty] | cassiterite, pyrrhotite, quartz, diopside, garnet, magnetite, limonite | Polished sections (ore samples mounted and polished prior to trace element and in-situ S-Pb isotopic analysis) | LA-ICPMS, MC-ICPMS | Agilent 7700 ICP-MS equipped with a Geolas Pro 193 nm laser ablation system; Neptune Plus MC-ICP-MS (Thermo Fisher Scientific, Bremen, Germany) equipped with a Geolas HD excimer ArF laser ablation system (Coherent, Göttingen, Germany) | Wuhan Sample Solution Analytical Technology Co., Ltd., Hubei, China | LA-ICP-MS: laser energy density 3.46 J/cm2, spot size 32 μm, laser pulse rate 10 Hz, He carrier gas, Ar make-up gas; MC-ICP-MS S isotopes: spot size 44 μm, pulse frequency 2 Hz, laser fluency ~5 J/cm2, He carrier gas, Ar make-up gas, N2 4 ml/min added to central gas flow, 100 laser pulses per analysis, medium-resolution | NIST610, NIST612 as internal standards; MASS-1 as monitoring standard; Sph-HYLM and PY-3 as reference materials for instrumental mass fractionation correction (S isotopes) | 7.3422 |  | 0.047705 | [11 empty] | 0.098625 |  |  |  | 17.6715 |  | 5274.4594 | [5 empty] | 3.1485 | [5 empty] | 302.3108 | [9 empty] | 79802.4889 |  | 18.2919 |  |  |  | 0.3539 | [7 empty] | 515.1554 |  |  |  | 5.1519 | [7 empty] | 0.1426 |  | 1409.5626 |  |  |  | 4.9119 | [9 empty] | 40.8941 |  | 2.9397 | [17 empty] | 0.53733 | [9 empty] | 23.8686 | [11 empty] | 2.6118 |  | 0.002467 | [13 empty] | 577312.9172 |  |  |  |  | 2024 | He, X. et al. (2024). [Title not fully stated in excerpt — Bainiuchang Zn-Sn polymetallic deposit study]. Ore Geology Reviews, 167, 105981. |  | CHN | Yunnan
| Bainiuchang |  | Magmatic hydrothermal | Skarn | granite-related Zn-Sn polymetallic | Zn, Sn | Ag, Pb, Cu, In | Zn, Sn, Ag, Pb, Cu, In | He et al., 2024 |  | BN05-22 |  | underground mine |  |  |  |  | ore material | grab | grab | mineral separate | [5 empty] | mineralisation |  |  |  | sphalerite, pyrite, chalcopyrite, galena | [6 empty] | cassiterite, pyrrhotite, quartz, diopside, garnet, magnetite, limonite | Polished sections (ore samples mounted and polished prior to trace element and in-situ S-Pb isotopic analysis) | LA-ICPMS, MC-ICPMS | Agilent 7700 ICP-MS equipped with a Geolas Pro 193 nm laser ablation system; Neptune Plus MC-ICP-MS (Thermo Fisher Scientific, Bremen, Germany) equipped with a Geolas HD excimer ArF laser ablation system (Coherent, Göttingen, Germany) | Wuhan Sample Solution Analytical Technology Co., Ltd., Hubei, China | LA-ICP-MS: laser energy density 3.46 J/cm2, spot size 32 μm, laser pulse rate 10 Hz, He carrier gas, Ar make-up gas; MC-ICP-MS S isotopes: spot size 44 μm, pulse frequency 2 Hz, laser fluency ~5 J/cm2, He carrier gas, Ar make-up gas, N2 4 ml/min added to central gas flow, 100 laser pulses per analysis, medium-resolution | NIST610, NIST612 as internal standards; MASS-1 as monitoring standard; Sph-HYLM and PY-3 as reference materials for instrumental mass fractionation correction (S isotopes) | 26.8198 | [13 empty] | 0.51204 | [5 empty] | 5736.5541 | [5 empty] | 3.0435 | [5 empty] | 6415.0969 | [9 empty] | 71713.1341 |  | 6.5034 | [11 empty] | 952.9805 |  |  |  | 0.24732 | [9 empty] | 1202.9414 |  |  |  | 1.2417 | [9 empty] | 32.4813 |  | 20.7877 | [17 empty] | 8.1525 | [9 empty] | 19.8183 | [11 empty] | 2.6818 |  | 0.016048 | [13 empty] | 579195.8748 |  |  |  |  | 2024 | He, X. et al. (2024). [Title not fully stated in excerpt — Bainiuchang Zn-Sn polymetallic deposit study]. Ore Geology Reviews, 167, 105981. |  | CHN | Yunnan
| Bainiuchang |  | Magmatic hydrothermal | Skarn | granite-related Zn-Sn polymetallic | Zn, Sn | Ag, Pb, Cu, In | Zn, Sn, Ag, Pb, Cu, In | He et al., 2024 |  | BN05-23 |  | underground mine |  |  |  |  | ore material | grab | grab | mineral separate | [5 empty] | mineralisation |  |  |  | sphalerite, pyrite, chalcopyrite, galena | [6 empty] | cassiterite, pyrrhotite, quartz, diopside, garnet, magnetite, limonite | Polished sections (ore samples mounted and polished prior to trace element and in-situ S-Pb isotopic analysis) | LA-ICPMS, MC-ICPMS | Agilent 7700 ICP-MS equipped with a Geolas Pro 193 nm laser ablation system; Neptune Plus MC-ICP-MS (Thermo Fisher Scientific, Bremen, Germany) equipped with a Geolas HD excimer ArF laser ablation system (Coherent, Göttingen, Germany) | Wuhan Sample Solution Analytical Technology Co., Ltd., Hubei, China | LA-ICP-MS: laser energy density 3.46 J/cm2, spot size 32 μm, laser pulse rate 10 Hz, He carrier gas, Ar make-up gas; MC-ICP-MS S isotopes: spot size 44 μm, pulse frequency 2 Hz, laser fluency ~5 J/cm2, He carrier gas, Ar make-up gas, N2 4 ml/min added to central gas flow, 100 laser pulses per analysis, medium-resolution | NIST610, NIST612 as internal standards; MASS-1 as monitoring standard; Sph-HYLM and PY-3 as reference materials for instrumental mass fractionation correction (S isotopes) | 55.8015 | [13 empty] | 0.044442 |  |  |  | 35.9278 |  | 5683.5831 | [5 empty] | 2.9029 | [5 empty] | 4570.1815 | [9 empty] | 74115.3842 |  | 11.2062 |  |  |  | 0.45692 | [7 empty] | 440.6036 |  |  |  | 3.4527 | [7 empty] | 0.11018 |  | 1601.7808 |  |  |  | 1.456 | [9 empty] | 48.7066 |  | 3.5157 | [17 empty] | 2.1374 | [9 empty] | 14.1924 | [11 empty] | 2.9523 |  | 0.002803 | [13 empty] | 578577.9054 |  |  |  |  | 2024 | He, X. et al. (2024). [Title not fully stated in excerpt — Bainiuchang Zn-Sn polymetallic deposit study]. Ore Geology Reviews, 167, 105981. |  | CHN | Yunnan
| Bainiuchang |  | Magmatic hydrothermal | Skarn | granite-related Zn-Sn polymetallic | Zn, Sn | Ag, Pb, Cu, In | Zn, Sn, Ag, Pb, Cu, In | He et al., 2024 |  | BN05-24 |  | underground mine |  |  |  |  | ore material | grab | grab | mineral separate | [5 empty] | mineralisation |  |  |  | sphalerite, pyrite, chalcopyrite, galena | [6 empty] | cassiterite, pyrrhotite, quartz, diopside, garnet, magnetite, limonite | Polished sections (ore samples mounted and polished prior to trace element and in-situ S-Pb isotopic analysis) | LA-ICPMS, MC-ICPMS | Agilent 7700 ICP-MS equipped with a Geolas Pro 193 nm laser ablation system; Neptune Plus MC-ICP-MS (Thermo Fisher Scientific, Bremen, Germany) equipped with a Geolas HD excimer ArF laser ablation system (Coherent, Göttingen, Germany) | Wuhan Sample Solution Analytical Technology Co., Ltd., Hubei, China | LA-ICP-MS: laser energy density 3.46 J/cm2, spot size 32 μm, laser pulse rate 10 Hz, He carrier gas, Ar make-up gas; MC-ICP-MS S isotopes: spot size 44 μm, pulse frequency 2 Hz, laser fluency ~5 J/cm2, He carrier gas, Ar make-up gas, N2 4 ml/min added to central gas flow, 100 laser pulses per analysis, medium-resolution | NIST610, NIST612 as internal standards; MASS-1 as monitoring standard; Sph-HYLM and PY-3 as reference materials for instrumental mass fractionation correction (S isotopes) | 36.5664 | [13 empty] | 0.02791 |  |  |  | 20.3588 |  | 5677.4749 | [5 empty] | 3.3007 | [5 empty] | 1776.7883 | [9 empty] | 72820.5977 |  | 4.5135 |  |  |  | 0.40833 | [7 empty] | 533.6065 | [11 empty] | 0.035372 |  | 1887.4424 |  |  |  | 1.4128 | [9 empty] | 30.8933 |  | 2.7422 | [17 empty] | 1.0678 |  |  |  | 24.0524 | [5 empty] | 9.0033 | [11 empty] | 2.6269 | [15 empty] | 582220.0313 |  |  |  |  | 2024 | He, X. et al. (2024). [Title not fully stated in excerpt — Bainiuchang Zn-Sn polymetallic deposit study]. Ore Geology Reviews, 167, 105981. |  | CHN | Yunnan
| Bainiuchang |  | Magmatic hydrothermal | Skarn | granite-related Zn-Sn polymetallic | Zn, Sn | Ag, Pb, Cu, In | Zn, Sn, Ag, Pb, Cu, In | He et al., 2024 |  | BN05-25 |  | underground mine |  |  |  |  | ore material | grab | grab | mineral separate | [5 empty] | mineralisation |  |  |  | sphalerite, pyrite, chalcopyrite, galena | [6 empty] | cassiterite, pyrrhotite, quartz, diopside, garnet, magnetite, limonite | Polished sections (ore samples mounted and polished prior to trace element and in-situ S-Pb isotopic analysis) | LA-ICPMS, MC-ICPMS | Agilent 7700 ICP-MS equipped with a Geolas Pro 193 nm laser ablation system; Neptune Plus MC-ICP-MS (Thermo Fisher Scientific, Bremen, Germany) equipped with a Geolas HD excimer ArF laser ablation system (Coherent, Göttingen, Germany) | Wuhan Sample Solution Analytical Technology Co., Ltd., Hubei, China | LA-ICP-MS: laser energy density 3.46 J/cm2, spot size 32 μm, laser pulse rate 10 Hz, He carrier gas, Ar make-up gas; MC-ICP-MS S isotopes: spot size 44 μm, pulse frequency 2 Hz, laser fluency ~5 J/cm2, He carrier gas, Ar make-up gas, N2 4 ml/min added to central gas flow, 100 laser pulses per analysis, medium-resolution | NIST610, NIST612 as internal standards; MASS-1 as monitoring standard; Sph-HYLM and PY-3 as reference materials for instrumental mass fractionation correction (S isotopes) | 14.7978 |  | 0.19044 | [11 empty] | 0.42469 |  |  |  | 23.1945 |  | 5753.6123 | [5 empty] | 2.0885 | [5 empty] | 662.1703 | [9 empty] | 79517.1596 |  | 7.3731 |  |  |  | 0.78512 | [7 empty] | 897.4718 |  |  |  | 4.2183 | [7 empty] | 0.060925 |  | 2338.6845 |  |  |  | 5.3364 | [9 empty] | 38.5049 |  | 7.7773 | [17 empty] | 2.689 |  |  |  | 23.9138 | [5 empty] | 11.7003 | [11 empty] | 1.1932 |  | 0.007812 | [13 empty] | 575604.2875 |  |  |  |  | 2024 | He, X. et al. (2024). [Title not fully stated in excerpt — Bainiuchang Zn-Sn polymetallic deposit study]. Ore Geology Reviews, 167, 105981. |  | CHN | Yunnan
| Bainiuchang |  | Magmatic hydrothermal | Skarn | granite-related Zn-Sn polymetallic | Zn, Sn | Ag, Pb, Cu, In | Zn, Sn, Ag, Pb, Cu, In | He et al., 2024 |  | BN05-26 |  | underground mine |  |  |  |  | ore material | grab | grab | mineral separate | [5 empty] | mineralisation |  |  |  | sphalerite, pyrite, chalcopyrite, galena | [6 empty] | cassiterite, pyrrhotite, quartz, diopside, garnet, magnetite, limonite | Polished sections (ore samples mounted and polished prior to trace element and in-situ S-Pb isotopic analysis) | LA-ICPMS, MC-ICPMS | Agilent 7700 ICP-MS equipped with a Geolas Pro 193 nm laser ablation system; Neptune Plus MC-ICP-MS (Thermo Fisher Scientific, Bremen, Germany) equipped with a Geolas HD excimer ArF laser ablation system (Coherent, Göttingen, Germany) | Wuhan Sample Solution Analytical Technology Co., Ltd., Hubei, China | LA-ICP-MS: laser energy density 3.46 J/cm2, spot size 32 μm, laser pulse rate 10 Hz, He carrier gas, Ar make-up gas; MC-ICP-MS S isotopes: spot size 44 μm, pulse frequency 2 Hz, laser fluency ~5 J/cm2, He carrier gas, Ar make-up gas, N2 4 ml/min added to central gas flow, 100 laser pulses per analysis, medium-resolution | NIST610, NIST612 as internal standards; MASS-1 as monitoring standard; Sph-HYLM and PY-3 as reference materials for instrumental mass fractionation correction (S isotopes) | 11.3634 |  | 0.17048 | [11 empty] | 0.10074 | [5 empty] | 5348.4322 | [5 empty] | 3.5226 | [5 empty] | 1310.5519 | [9 empty] | 76271.222 |  | 16.0232 | [11 empty] | 584.7879 |  |  |  | 16.1477 | [7 empty] | 0.16404 |  | 1703.1941 |  |  |  | 13.9451 | [9 empty] | 52.0915 |  | 4.2763 | [17 empty] | 2.5271 |  |  |  | 15.9535 | [5 empty] | 38.1119 | [11 empty] | 1.2499 | [15 empty] | 579553.2831 |  |  |  |  | 2024 | He, X. et al. (2024). [Title not fully stated in excerpt — Bainiuchang Zn-Sn polymetallic deposit study]. Ore Geology Reviews, 167, 105981. |  | CHN | Yunnan
| Bainiuchang |  | Magmatic hydrothermal | Skarn | granite-related Zn-Sn polymetallic | Zn, Sn | Ag, Pb, Cu, In | Zn, Sn, Ag, Pb, Cu, In | He et al., 2024 |  | BN05-27 |  | underground mine |  |  |  |  | ore material | grab | grab | mineral separate | [5 empty] | mineralisation |  |  |  | sphalerite, pyrite, chalcopyrite, galena | [6 empty] | cassiterite, pyrrhotite, quartz, diopside, garnet, magnetite, limonite | Polished sections (ore samples mounted and polished prior to trace element and in-situ S-Pb isotopic analysis) | LA-ICPMS, MC-ICPMS | Agilent 7700 ICP-MS equipped with a Geolas Pro 193 nm laser ablation system; Neptune Plus MC-ICP-MS (Thermo Fisher Scientific, Bremen, Germany) equipped with a Geolas HD excimer ArF laser ablation system (Coherent, Göttingen, Germany) | Wuhan Sample Solution Analytical Technology Co., Ltd., Hubei, China | LA-ICP-MS: laser energy density 3.46 J/cm2, spot size 32 μm, laser pulse rate 10 Hz, He carrier gas, Ar make-up gas; MC-ICP-MS S isotopes: spot size 44 μm, pulse frequency 2 Hz, laser fluency ~5 J/cm2, He carrier gas, Ar make-up gas, N2 4 ml/min added to central gas flow, 100 laser pulses per analysis, medium-resolution | NIST610, NIST612 as internal standards; MASS-1 as monitoring standard; Sph-HYLM and PY-3 as reference materials for instrumental mass fractionation correction (S isotopes) | 11.6289 |  | 0.11354 | [11 empty] | 0.16965 |  |  |  | 188.2759 |  | 5263.8249 | [5 empty] | 3.4554 | [5 empty] | 516.9562 | [9 empty] | 74621.4386 |  | 19.5201 |  |  |  | 0.52892 | [7 empty] | 585.392 |  |  |  | 145.0495 | [7 empty] | 0.19373 |  | 1587.3695 |  |  |  | 226.964 | [9 empty] | 34.4568 |  | 5.7343 | [17 empty] | 3.7621 |  |  |  | 4.0095 | [5 empty] | 8.1826 | [11 empty] | 1.6837 |  | 0.008412 | [13 empty] | 581720.8686 |  |  |  |  | 2024 | He, X. et al. (2024). [Title not fully stated in excerpt — Bainiuchang Zn-Sn polymetallic deposit study]. Ore Geology Reviews, 167, 105981. |  | CHN | Yunnan
| Bainiuchang |  | Magmatic hydrothermal | Skarn | granite-related Zn-Sn polymetallic | Zn, Sn | Ag, Pb, Cu, In | Zn, Sn, Ag, Pb, Cu, In | He et al., 2024 |  | BN05-28 |  | underground mine |  |  |  |  | ore material | grab | grab | mineral separate | [5 empty] | mineralisation |  |  |  | sphalerite, pyrite, chalcopyrite, galena | [6 empty] | cassiterite, pyrrhotite, quartz, diopside, garnet, magnetite, limonite | Polished sections (ore samples mounted and polished prior to trace element and in-situ S-Pb isotopic analysis) | LA-ICPMS, MC-ICPMS | Agilent 7700 ICP-MS equipped with a Geolas Pro 193 nm laser ablation system; Neptune Plus MC-ICP-MS (Thermo Fisher Scientific, Bremen, Germany) equipped with a Geolas HD excimer ArF laser ablation system (Coherent, Göttingen, Germany) | Wuhan Sample Solution Analytical Technology Co., Ltd., Hubei, China | LA-ICP-MS: laser energy density 3.46 J/cm2, spot size 32 μm, laser pulse rate 10 Hz, He carrier gas, Ar make-up gas; MC-ICP-MS S isotopes: spot size 44 μm, pulse frequency 2 Hz, laser fluency ~5 J/cm2, He carrier gas, Ar make-up gas, N2 4 ml/min added to central gas flow, 100 laser pulses per analysis, medium-resolution | NIST610, NIST612 as internal standards; MASS-1 as monitoring standard; Sph-HYLM and PY-3 as reference materials for instrumental mass fractionation correction (S isotopes) | 7.3081 | [13 empty] | 0.12183 | [5 empty] | 5300.7237 | [5 empty] | 3.498 | [5 empty] | 352.1547 | [9 empty] | 74563.744 |  | 21.7397 |  |  |  | 0.52968 | [7 empty] | 593.2433 | [11 empty] | 0.067449 |  | 1551.5809 |  |  |  | 0.39864 | [9 empty] | 36.8678 |  | 2.6372 | [17 empty] | 1.9074 |  |  |  | 1.5296 | [5 empty] | 7.8908 | [11 empty] | 2.3676 |  | 0.005908 | [13 empty] | 582769.7819 |  |  |  |  | 2024 | He, X. et al. (2024). [Title not fully stated in excerpt — Bainiuchang Zn-Sn polymetallic deposit study]. Ore Geology Reviews, 167, 105981. |  | CHN | Yunnan
| Bainiuchang |  | Magmatic hydrothermal | Skarn | granite-related Zn-Sn polymetallic | Zn, Sn | Ag, Pb, Cu, In | Zn, Sn, Ag, Pb, Cu, In | He et al., 2024 |  | BN05-29 |  | underground mine |  |  |  |  | ore material | grab | grab | mineral separate | [5 empty] | mineralisation |  |  |  | sphalerite, pyrite, chalcopyrite, galena | [6 empty] | cassiterite, pyrrhotite, quartz, diopside, garnet, magnetite, limonite | Polished sections (ore samples mounted and polished prior to trace element and in-situ S-Pb isotopic analysis) | LA-ICPMS, MC-ICPMS | Agilent 7700 ICP-MS equipped with a Geolas Pro 193 nm laser ablation system; Neptune Plus MC-ICP-MS (Thermo Fisher Scientific, Bremen, Germany) equipped with a Geolas HD excimer ArF laser ablation system (Coherent, Göttingen, Germany) | Wuhan Sample Solution Analytical Technology Co., Ltd., Hubei, China | LA-ICP-MS: laser energy density 3.46 J/cm2, spot size 32 μm, laser pulse rate 10 Hz, He carrier gas, Ar make-up gas; MC-ICP-MS S isotopes: spot size 44 μm, pulse frequency 2 Hz, laser fluency ~5 J/cm2, He carrier gas, Ar make-up gas, N2 4 ml/min added to central gas flow, 100 laser pulses per analysis, medium-resolution | NIST610, NIST612 as internal standards; MASS-1 as monitoring standard; Sph-HYLM and PY-3 as reference materials for instrumental mass fractionation correction (S isotopes) | 17.5971 | [13 empty] | 0.45821 |  |  |  | 17.9801 |  | 5013.2138 | [5 empty] | 3.335 | [5 empty] | 346.3995 | [9 empty] | 66721.7723 |  | 23.9573 |  |  |  | 0.20035 | [7 empty] | 584.0768 |  |  |  | 4.4938 | [7 empty] | 0.086822 |  | 1390.0572 |  |  |  | 6.461 | [9 empty] | 21.3568 |  | 8.584 | [17 empty] | 9.2169 |  |  |  | 13.0989 | [5 empty] | 7.6832 | [11 empty] | 1.6918 | [15 empty] | 591545.9622 |  |  |  |  | 2024 | He, X. et al. (2024). [Title not fully stated in excerpt — Bainiuchang Zn-Sn polymetallic deposit study]. Ore Geology Reviews, 167, 105981. |  | CHN | Yunnan
| Bainiuchang |  | Magmatic hydrothermal | Skarn | granite-related Zn-Sn polymetallic | Zn, Sn | Ag, Pb, Cu, In | Zn, Sn, Ag, Pb, Cu, In | He et al., 2024 |  | BN05-30 |  | underground mine |  |  |  |  | ore material | grab | grab | mineral separate | [5 empty] | mineralisation |  |  |  | sphalerite, pyrite, chalcopyrite, galena | [6 empty] | cassiterite, pyrrhotite, quartz, diopside, garnet, magnetite, limonite | Polished sections (ore samples mounted and polished prior to trace element and in-situ S-Pb isotopic analysis) | LA-ICPMS, MC-ICPMS | Agilent 7700 ICP-MS equipped with a Geolas Pro 193 nm laser ablation system; Neptune Plus MC-ICP-MS (Thermo Fisher Scientific, Bremen, Germany) equipped with a Geolas HD excimer ArF laser ablation system (Coherent, Göttingen, Germany) | Wuhan Sample Solution Analytical Technology Co., Ltd., Hubei, China | LA-ICP-MS: laser energy density 3.46 J/cm2, spot size 32 μm, laser pulse rate 10 Hz, He carrier gas, Ar make-up gas; MC-ICP-MS S isotopes: spot size 44 μm, pulse frequency 2 Hz, laser fluency ~5 J/cm2, He carrier gas, Ar make-up gas, N2 4 ml/min added to central gas flow, 100 laser pulses per analysis, medium-resolution | NIST610, NIST612 as internal standards; MASS-1 as monitoring standard; Sph-HYLM and PY-3 as reference materials for instrumental mass fractionation correction (S isotopes) | 14.1249 |  | 0.6694 | [11 empty] | 0.14952 |  |  |  | 15.0144 |  | 5281.4213 | [5 empty] | 3.4538 | [5 empty] | 1118.9265 | [9 empty] | 74802.2031 |  | 23.9096 |  |  |  | 0.19073 | [7 empty] | 618.9374 |  |  |  | 8.3595 | [7 empty] | 0.084191 |  | 1503.8992 |  |  |  | 4.4689 | [9 empty] | 22.7706 |  | 7.1798 | [17 empty] | 5.4262 |  |  |  | 20.9151 | [5 empty] | 86.3187 | [11 empty] | 2.7956 |  | 0.009096 | [13 empty] | 581700.1436 |  |  |  |  | 2024 | He, X. et al. (2024). [Title not fully stated in excerpt — Bainiuchang Zn-Sn polymetallic deposit study]. Ore Geology Reviews, 167, 105981. |  | CHN | Yunnan
| Bainiuchang |  | Magmatic hydrothermal | Skarn | granite-related Zn-Sn polymetallic | Zn, Sn | Ag, Pb, Cu, In | Zn, Sn, Ag, Pb, Cu, In | He et al., 2024 |  | BN05-31 |  | underground mine |  |  |  |  | ore material | grab | grab | mineral separate | [5 empty] | mineralisation |  |  |  | sphalerite, pyrite, chalcopyrite, galena | [6 empty] | cassiterite, pyrrhotite, quartz, diopside, garnet, magnetite, limonite | Polished sections (ore samples mounted and polished prior to trace element and in-situ S-Pb isotopic analysis) | LA-ICPMS, MC-ICPMS | Agilent 7700 ICP-MS equipped with a Geolas Pro 193 nm laser ablation system; Neptune Plus MC-ICP-MS (Thermo Fisher Scientific, Bremen, Germany) equipped with a Geolas HD excimer ArF laser ablation system (Coherent, Göttingen, Germany) | Wuhan Sample Solution Analytical Technology Co., Ltd., Hubei, China | LA-ICP-MS: laser energy density 3.46 J/cm2, spot size 32 μm, laser pulse rate 10 Hz, He carrier gas, Ar make-up gas; MC-ICP-MS S isotopes: spot size 44 μm, pulse frequency 2 Hz, laser fluency ~5 J/cm2, He carrier gas, Ar make-up gas, N2 4 ml/min added to central gas flow, 100 laser pulses per analysis, medium-resolution | NIST610, NIST612 as internal standards; MASS-1 as monitoring standard; Sph-HYLM and PY-3 as reference materials for instrumental mass fractionation correction (S isotopes) | 16.6774 |  | 0.24665 | [11 empty] | 0.071965 | [5 empty] | 4907.904 | [5 empty] | 2.5868 | [5 empty] | 4563.9591 | [9 empty] | 68709.9421 |  | 20.4075 |  |  |  | 0.69918 | [7 empty] | 581.0156 | [11 empty] | 0.055558 |  | 1556.5732 |  |  |  | 0.86899 | [9 empty] | 34.4022 |  | 4.5448 | [17 empty] | 3.6871 | [9 empty] | 12.3321 | [11 empty] | 2.2025 |  | 0.003554 | [13 empty] | 585075.1215 |  |  |  |  | 2024 | He, X. et al. (2024). [Title not fully stated in excerpt — Bainiuchang Zn-Sn polymetallic deposit study]. Ore Geology Reviews, 167, 105981. |  | CHN | Yunnan
| Bainiuchang |  | Magmatic hydrothermal | Skarn | granite-related Zn-Sn polymetallic | Zn, Sn | Ag, Pb, Cu, In | Zn, Sn, Ag, Pb, Cu, In | He et al., 2024 |  | BN05-32 |  | underground mine |  |  |  |  | ore material | grab | grab | mineral separate | [5 empty] | mineralisation |  |  |  | sphalerite, pyrite, chalcopyrite, galena | [6 empty] | cassiterite, pyrrhotite, quartz, diopside, garnet, magnetite, limonite | Polished sections (ore samples mounted and polished prior to trace element and in-situ S-Pb isotopic analysis) | LA-ICPMS, MC-ICPMS | Agilent 7700 ICP-MS equipped with a Geolas Pro 193 nm laser ablation system; Neptune Plus MC-ICP-MS (Thermo Fisher Scientific, Bremen, Germany) equipped with a Geolas HD excimer ArF laser ablation system (Coherent, Göttingen, Germany) | Wuhan Sample Solution Analytical Technology Co., Ltd., Hubei, China | LA-ICP-MS: laser energy density 3.46 J/cm2, spot size 32 μm, laser pulse rate 10 Hz, He carrier gas, Ar make-up gas; MC-ICP-MS S isotopes: spot size 44 μm, pulse frequency 2 Hz, laser fluency ~5 J/cm2, He carrier gas, Ar make-up gas, N2 4 ml/min added to central gas flow, 100 laser pulses per analysis, medium-resolution | NIST610, NIST612 as internal standards; MASS-1 as monitoring standard; Sph-HYLM and PY-3 as reference materials for instrumental mass fractionation correction (S isotopes) | 39.7797 |  | 12.3819 | [11 empty] | 0.079305 |  |  |  | 1.7036 |  | 5261.3096 | [5 empty] | 2.5863 | [5 empty] | 2222.132 | [9 empty] | 65793.4704 |  | 21.1525 |  |  |  | 0.7558 | [7 empty] | 815.1379 |  |  |  | 12.2451 | [7 empty] | 30.234 |  | 1347.6707 |  |  |  | 2.2394 | [9 empty] | 43.6908 |  | 21.7712 | [17 empty] | 16.374 | [9 empty] | 22.1733 | [11 empty] | 1.9086 |  | 0.090352 | [13 empty] | 589986.0662 |  |  |  |  | 2024 | He, X. et al. (2024). [Title not fully stated in excerpt — Bainiuchang Zn-Sn polymetallic deposit study]. Ore Geology Reviews, 167, 105981. |  | CHN | Yunnan
| Bainiuchang |  | Magmatic hydrothermal | Skarn | granite-related Zn-Sn polymetallic | Zn, Sn | Ag, Pb, Cu, In | Zn, Sn, Ag, Pb, Cu, In | He et al., 2024 |  | BN05-33 |  | underground mine |  |  |  |  | ore material | grab | grab | mineral separate | [5 empty] | mineralisation |  |  |  | sphalerite, pyrite, chalcopyrite, galena | [6 empty] | cassiterite, pyrrhotite, quartz, diopside, garnet, magnetite, limonite | Polished sections (ore samples mounted and polished prior to trace element and in-situ S-Pb isotopic analysis) | LA-ICPMS, MC-ICPMS | Agilent 7700 ICP-MS equipped with a Geolas Pro 193 nm laser ablation system; Neptune Plus MC-ICP-MS (Thermo Fisher Scientific, Bremen, Germany) equipped with a Geolas HD excimer ArF laser ablation system (Coherent, Göttingen, Germany) | Wuhan Sample Solution Analytical Technology Co., Ltd., Hubei, China | LA-ICP-MS: laser energy density 3.46 J/cm2, spot size 32 μm, laser pulse rate 10 Hz, He carrier gas, Ar make-up gas; MC-ICP-MS S isotopes: spot size 44 μm, pulse frequency 2 Hz, laser fluency ~5 J/cm2, He carrier gas, Ar make-up gas, N2 4 ml/min added to central gas flow, 100 laser pulses per analysis, medium-resolution | NIST610, NIST612 as internal standards; MASS-1 as monitoring standard; Sph-HYLM and PY-3 as reference materials for instrumental mass fractionation correction (S isotopes) | 41.6716 |  | 0.05278 | [11 empty] | 0.093319 |  |  |  | 18.3903 |  | 5186.802 | [5 empty] | 2.5164 | [5 empty] | 1065.9802 | [9 empty] | 67395.919 |  | 15.6625 |  |  |  | 0.010494 | [7 empty] | 812.1073 |  |  |  | 0.81168 | [7 empty] | 0.19623 |  | 1519.1845 |  |  |  | 2.418 | [9 empty] | 10.6245 |  | 20.7355 | [17 empty] | 14.4551 | [9 empty] | 12.8728 | [11 empty] | 2.7229 |  | 0.040405 | [13 empty] | 589493.9045 |  |  |  |  | 2024 | He, X. et al. (2024). [Title not fully stated in excerpt — Bainiuchang Zn-Sn polymetallic deposit study]. Ore Geology Reviews, 167, 105981. |  | CHN | Yunnan
| Bainiuchang |  | Magmatic hydrothermal | Skarn | granite-related Zn-Sn polymetallic | Zn, Sn | Ag, Pb, Cu, In | Zn, Sn, Ag, Pb, Cu, In | He et al., 2024 |  | BN05-34 |  | underground mine |  |  |  |  | ore material | grab | grab | mineral separate | [5 empty] | mineralisation |  |  |  | sphalerite, pyrite, chalcopyrite, galena | [6 empty] | cassiterite, pyrrhotite, quartz, diopside, garnet, magnetite, limonite | Polished sections (ore samples mounted and polished prior to trace element and in-situ S-Pb isotopic analysis) | LA-ICPMS, MC-ICPMS | Agilent 7700 ICP-MS equipped with a Geolas Pro 193 nm laser ablation system; Neptune Plus MC-ICP-MS (Thermo Fisher Scientific, Bremen, Germany) equipped with a Geolas HD excimer ArF laser ablation system (Coherent, Göttingen, Germany) | Wuhan Sample Solution Analytical Technology Co., Ltd., Hubei, China | LA-ICP-MS: laser energy density 3.46 J/cm2, spot size 32 μm, laser pulse rate 10 Hz, He carrier gas, Ar make-up gas; MC-ICP-MS S isotopes: spot size 44 μm, pulse frequency 2 Hz, laser fluency ~5 J/cm2, He carrier gas, Ar make-up gas, N2 4 ml/min added to central gas flow, 100 laser pulses per analysis, medium-resolution | NIST610, NIST612 as internal standards; MASS-1 as monitoring standard; Sph-HYLM and PY-3 as reference materials for instrumental mass fractionation correction (S isotopes) | 17.024 |  | 0.83104 | [11 empty] | 0.088163 | [5 empty] | 5236.7178 | [5 empty] | 1.9287 | [5 empty] | 1223.5419 | [9 empty] | 76238.4805 |  | 8.1584 |  |  |  | 0.8752 | [7 empty] | 1810.9067 |  |  |  | 6.0281 | [7 empty] | 1.3299 |  | 1432.6607 |  |  |  | 1.9435 | [9 empty] | 50.8612 |  | 7.8359 | [17 empty] | 2.4021 |  |  |  | 14.5838 | [5 empty] | 5.5653 | [11 empty] | 2.0126 | [15 empty] | 579132.1793 |  |  |  |  | 2024 | He, X. et al. (2024). [Title not fully stated in excerpt — Bainiuchang Zn-Sn polymetallic deposit study]. Ore Geology Reviews, 167, 105981. |  | CHN | Yunnan
| Bainiuchang |  | Magmatic hydrothermal | Skarn | granite-related Zn-Sn polymetallic | Zn, Sn | Ag, Pb, Cu, In | Zn, Sn, Ag, Pb, Cu, In | He et al., 2024 |  | BN05-35 |  | underground mine |  |  |  |  | ore material | grab | grab | mineral separate | [5 empty] | mineralisation |  |  |  | sphalerite, pyrite, chalcopyrite, galena | [6 empty] | cassiterite, pyrrhotite, quartz, diopside, garnet, magnetite, limonite | Polished sections (ore samples mounted and polished prior to trace element and in-situ S-Pb isotopic analysis) | LA-ICPMS, MC-ICPMS | Agilent 7700 ICP-MS equipped with a Geolas Pro 193 nm laser ablation system; Neptune Plus MC-ICP-MS (Thermo Fisher Scientific, Bremen, Germany) equipped with a Geolas HD excimer ArF laser ablation system (Coherent, Göttingen, Germany) | Wuhan Sample Solution Analytical Technology Co., Ltd., Hubei, China | LA-ICP-MS: laser energy density 3.46 J/cm2, spot size 32 μm, laser pulse rate 10 Hz, He carrier gas, Ar make-up gas; MC-ICP-MS S isotopes: spot size 44 μm, pulse frequency 2 Hz, laser fluency ~5 J/cm2, He carrier gas, Ar make-up gas, N2 4 ml/min added to central gas flow, 100 laser pulses per analysis, medium-resolution | NIST610, NIST612 as internal standards; MASS-1 as monitoring standard; Sph-HYLM and PY-3 as reference materials for instrumental mass fractionation correction (S isotopes) | 11.7467 |  | 0.50491 | [11 empty] | 0.043853 | [5 empty] | 5325.2391 | [5 empty] | 1.973 | [5 empty] | 857.6269 | [9 empty] | 73361.178 |  | 9.2382 |  |  |  | 0.63361 | [7 empty] | 1606.2689 | [11 empty] | 0.00302 |  | 1421.6088 |  |  |  | 0.094909 | [9 empty] | 36.4954 |  | 4.3845 | [17 empty] | 1.723 |  |  |  | 17.4757 | [5 empty] | 4.297 | [11 empty] | 2.298 | [15 empty] | 582843.6936 |  |  |  |  | 2024 | He, X. et al. (2024). [Title not fully stated in excerpt — Bainiuchang Zn-Sn polymetallic deposit study]. Ore Geology Reviews, 167, 105981. |  | CHN | Yunnan
| Bainiuchang |  | Magmatic hydrothermal | Skarn | granite-related Zn-Sn polymetallic | Zn, Sn | Ag, Pb, Cu, In | Zn, Sn, Ag, Pb, Cu, In | He et al., 2024 |  | BN05-36 |  | underground mine |  |  |  |  | ore material | grab | grab | mineral separate | [5 empty] | mineralisation |  |  |  | sphalerite, pyrite, chalcopyrite, galena | [6 empty] | cassiterite, pyrrhotite, quartz, diopside, garnet, magnetite, limonite | Polished sections (ore samples mounted and polished prior to trace element and in-situ S-Pb isotopic analysis) | LA-ICPMS, MC-ICPMS | Agilent 7700 ICP-MS equipped with a Geolas Pro 193 nm laser ablation system; Neptune Plus MC-ICP-MS (Thermo Fisher Scientific, Bremen, Germany) equipped with a Geolas HD excimer ArF laser ablation system (Coherent, Göttingen, Germany) | Wuhan Sample Solution Analytical Technology Co., Ltd., Hubei, China | LA-ICP-MS: laser energy density 3.46 J/cm2, spot size 32 μm, laser pulse rate 10 Hz, He carrier gas, Ar make-up gas; MC-ICP-MS S isotopes: spot size 44 μm, pulse frequency 2 Hz, laser fluency ~5 J/cm2, He carrier gas, Ar make-up gas, N2 4 ml/min added to central gas flow, 100 laser pulses per analysis, medium-resolution | NIST610, NIST612 as internal standards; MASS-1 as monitoring standard; Sph-HYLM and PY-3 as reference materials for instrumental mass fractionation correction (S isotopes) | 10.892 |  | 0.089695 | [11 empty] | 0.20993 |  |  |  | 30.5607 |  | 4930.4673 | [5 empty] | 3.9037 | [5 empty] | 2182.0145 | [9 empty] | 75001.9661 |  | 13.4362 | [11 empty] | 1025.505 | [13 empty] | 1867.6151 | [13 empty] | 41.5874 |  | 0.44456 | [17 empty] | 0.12151 |  |  |  | 29.1026 | [5 empty] | 73.7806 | [11 empty] | 1.9581 |  | 0.002952 | [13 empty] | 580126.6377 |  |  |  |  | 2024 | He, X. et al. (2024). [Title not fully stated in excerpt — Bainiuchang Zn-Sn polymetallic deposit study]. Ore Geology Reviews, 167, 105981. |  | CHN | Yunnan
| Bainiuchang |  | Magmatic hydrothermal | Skarn | granite-related Zn-Sn polymetallic | Zn, Sn | Ag, Pb, Cu, In | Zn, Sn, Ag, Pb, Cu, In | He et al., 2024 |  | BN05-37 |  | underground mine |  |  |  |  | ore material | grab | grab | mineral separate | [5 empty] | mineralisation |  |  |  | sphalerite, pyrite, chalcopyrite, galena | [6 empty] | cassiterite, pyrrhotite, quartz, diopside, garnet, magnetite, limonite | Polished sections (ore samples mounted and polished prior to trace element and in-situ S-Pb isotopic analysis) | LA-ICPMS, MC-ICPMS | Agilent 7700 ICP-MS equipped with a Geolas Pro 193 nm laser ablation system; Neptune Plus MC-ICP-MS (Thermo Fisher Scientific, Bremen, Germany) equipped with a Geolas HD excimer ArF laser ablation system (Coherent, Göttingen, Germany) | Wuhan Sample Solution Analytical Technology Co., Ltd., Hubei, China | LA-ICP-MS: laser energy density 3.46 J/cm2, spot size 32 μm, laser pulse rate 10 Hz, He carrier gas, Ar make-up gas; MC-ICP-MS S isotopes: spot size 44 μm, pulse frequency 2 Hz, laser fluency ~5 J/cm2, He carrier gas, Ar make-up gas, N2 4 ml/min added to central gas flow, 100 laser pulses per analysis, medium-resolution | NIST610, NIST612 as internal standards; MASS-1 as monitoring standard; Sph-HYLM and PY-3 as reference materials for instrumental mass fractionation correction (S isotopes) | 25.1615 |  | 0.11205 | [11 empty] | 0.07763 | [5 empty] | 5362.4569 | [5 empty] | 3.2618 | [5 empty] | 5890.6463 | [9 empty] | 67718.0265 |  | 8.6356 | [11 empty] | 643.7602 | [11 empty] | 0.10315 |  | 1174.3366 |  |  |  | 0.19635 | [9 empty] | 38.847 |  | 9.9816 | [17 empty] | 6.0415 | [9 empty] | 20.9581 | [11 empty] | 2.4967 |  | 0.02582 | [13 empty] | 584589.6847 |  |  |  |  | 2024 | He, X. et al. (2024). [Title not fully stated in excerpt — Bainiuchang Zn-Sn polymetallic deposit study]. Ore Geology Reviews, 167, 105981. |  | CHN | Yunnan
| Bainiuchang |  | Magmatic hydrothermal | Skarn | granite-related Zn-Sn polymetallic | Zn, Sn | Ag, Pb, Cu, In | Zn, Sn, Ag, Pb, Cu, In | He et al., 2024 |  | BN05-38 |  | underground mine |  |  |  |  | ore material | grab | grab | mineral separate | [5 empty] | mineralisation |  |  |  | sphalerite, pyrite, chalcopyrite, galena | [6 empty] | cassiterite, pyrrhotite, quartz, diopside, garnet, magnetite, limonite | Polished sections (ore samples mounted and polished prior to trace element and in-situ S-Pb isotopic analysis) | LA-ICPMS, MC-ICPMS | Agilent 7700 ICP-MS equipped with a Geolas Pro 193 nm laser ablation system; Neptune Plus MC-ICP-MS (Thermo Fisher Scientific, Bremen, Germany) equipped with a Geolas HD excimer ArF laser ablation system (Coherent, Göttingen, Germany) | Wuhan Sample Solution Analytical Technology Co., Ltd., Hubei, China | LA-ICP-MS: laser energy density 3.46 J/cm2, spot size 32 μm, laser pulse rate 10 Hz, He carrier gas, Ar make-up gas; MC-ICP-MS S isotopes: spot size 44 μm, pulse frequency 2 Hz, laser fluency ~5 J/cm2, He carrier gas, Ar make-up gas, N2 4 ml/min added to central gas flow, 100 laser pulses per analysis, medium-resolution | NIST610, NIST612 as internal standards; MASS-1 as monitoring standard; Sph-HYLM and PY-3 as reference materials for instrumental mass fractionation correction (S isotopes) | 15.5849 | [13 empty] | 0.055816 | [5 empty] | 5608.673 | [5 empty] | 3.259 | [5 empty] | 3647.9202 | [9 empty] | 72748.1985 |  | 9.794 |  |  |  | 0.72276 | [7 empty] | 636.9933 | [13 empty] | 1792.7187 | [13 empty] | 22.2313 |  | 2.3667 | [17 empty] | 4.4654 |  |  |  | 16.6461 | [5 empty] | 47.6709 | [11 empty] | 2.1095 |  | 0.029434 | [13 empty] | 580777.5975 |  |  |  |  | 2024 | He, X. et al. (2024). [Title not fully stated in excerpt — Bainiuchang Zn-Sn polymetallic deposit study]. Ore Geology Reviews, 167, 105981. |  | CHN | Yunnan
| Bainiuchang |  | Magmatic hydrothermal | Skarn | granite-related Zn-Sn polymetallic | Zn, Sn | Ag, Pb, Cu, In | Zn, Sn, Ag, Pb, Cu, In | He et al., 2024 |  | BN05-39 |  | underground mine |  |  |  |  | ore material | grab | grab | mineral separate | [5 empty] | mineralisation |  |  |  | sphalerite, pyrite, chalcopyrite, galena | [6 empty] | cassiterite, pyrrhotite, quartz, diopside, garnet, magnetite, limonite | Polished sections (ore samples mounted and polished prior to trace element and in-situ S-Pb isotopic analysis) | LA-ICPMS, MC-ICPMS | Agilent 7700 ICP-MS equipped with a Geolas Pro 193 nm laser ablation system; Neptune Plus MC-ICP-MS (Thermo Fisher Scientific, Bremen, Germany) equipped with a Geolas HD excimer ArF laser ablation system (Coherent, Göttingen, Germany) | Wuhan Sample Solution Analytical Technology Co., Ltd., Hubei, China | LA-ICP-MS: laser energy density 3.46 J/cm2, spot size 32 μm, laser pulse rate 10 Hz, He carrier gas, Ar make-up gas; MC-ICP-MS S isotopes: spot size 44 μm, pulse frequency 2 Hz, laser fluency ~5 J/cm2, He carrier gas, Ar make-up gas, N2 4 ml/min added to central gas flow, 100 laser pulses per analysis, medium-resolution | NIST610, NIST612 as internal standards; MASS-1 as monitoring standard; Sph-HYLM and PY-3 as reference materials for instrumental mass fractionation correction (S isotopes) | 30.2477 |  | 18.0726 | [11 empty] | 0.089731 | [5 empty] | 5772.0119 | [5 empty] | 2.1131 | [5 empty] | 2688.4384 | [9 empty] | 71626.8108 |  | 16.0914 |  |  |  | 0.78664 | [7 empty] | 579.0933 |  |  |  | 5.9983 | [7 empty] | 26.7457 |  | 1294.4774 |  |  |  | 2.8457 | [9 empty] | 34.9259 |  | 11.8754 | [17 empty] | 12.1534 | [9 empty] | 87.0418 | [11 empty] | 3.2358 |  | 0.020317 | [13 empty] | 583212.7999 |  |  |  |  | 2024 | He, X. et al. (2024). [Title not fully stated in excerpt — Bainiuchang Zn-Sn polymetallic deposit study]. Ore Geology Reviews, 167, 105981. |  | CHN | Yunnan
| Bainiuchang |  | Magmatic hydrothermal | Skarn | granite-related Zn-Sn polymetallic | Zn, Sn | Ag, Pb, Cu, In | Zn, Sn, Ag, Pb, Cu, In | He et al., 2024 |  | BN05-40 |  | underground mine |  |  |  |  | ore material | grab | grab | mineral separate | [5 empty] | mineralisation |  |  |  | sphalerite, pyrite, chalcopyrite, galena | [6 empty] | cassiterite, pyrrhotite, quartz, diopside, garnet, magnetite, limonite | Polished sections (ore samples mounted and polished prior to trace element and in-situ S-Pb isotopic analysis) | LA-ICPMS, MC-ICPMS | Agilent 7700 ICP-MS equipped with a Geolas Pro 193 nm laser ablation system; Neptune Plus MC-ICP-MS (Thermo Fisher Scientific, Bremen, Germany) equipped with a Geolas HD excimer ArF laser ablation system (Coherent, Göttingen, Germany) | Wuhan Sample Solution Analytical Technology Co., Ltd., Hubei, China | LA-ICP-MS: laser energy density 3.46 J/cm2, spot size 32 μm, laser pulse rate 10 Hz, He carrier gas, Ar make-up gas; MC-ICP-MS S isotopes: spot size 44 μm, pulse frequency 2 Hz, laser fluency ~5 J/cm2, He carrier gas, Ar make-up gas, N2 4 ml/min added to central gas flow, 100 laser pulses per analysis, medium-resolution | NIST610, NIST612 as internal standards; MASS-1 as monitoring standard; Sph-HYLM and PY-3 as reference materials for instrumental mass fractionation correction (S isotopes) | 27.5437 |  | 1.9304 | [11 empty] | 0.054283 | [5 empty] | 6022.9838 | [5 empty] | 2.4236 | [5 empty] | 3734.8787 | [9 empty] | 73048.9233 |  | 13.1218 |  |  |  | 0.075389 | [7 empty] | 583.8075 |  |  |  | 16.6063 | [7 empty] | 3.822 |  | 1187.4678 |  |  |  | 7.7218 | [9 empty] | 35.6955 |  | 8.0476 | [17 empty] | 8.249 | [9 empty] | 25.525 | [11 empty] | 2.444 |  | 0.025715 | [13 empty] | 581099.9357 |  |  |  |  | 2024 | He, X. et al. (2024). [Title not fully stated in excerpt — Bainiuchang Zn-Sn polymetallic deposit study]. Ore Geology Reviews, 167, 105981. |  | CHN | Yunnan
| Bainiuchang |  | Magmatic hydrothermal | Skarn | granite-related Zn-Sn polymetallic | Zn, Sn | Ag, Pb, Cu, In | Zn, Sn, Ag, Pb, Cu, In | He et al., 2024 |  | BN06-01 |  | underground mine |  |  |  |  | ore material | grab | grab | mineral separate | [5 empty] | mineralisation |  |  |  | sphalerite, pyrite, chalcopyrite, galena | [6 empty] | cassiterite, pyrrhotite, quartz, diopside, garnet, magnetite, limonite | Polished sections (ore samples mounted and polished prior to trace element and in-situ S-Pb isotopic analysis) | LA-ICPMS, MC-ICPMS | Agilent 7700 ICP-MS equipped with a Geolas Pro 193 nm laser ablation system; Neptune Plus MC-ICP-MS (Thermo Fisher Scientific, Bremen, Germany) equipped with a Geolas HD excimer ArF laser ablation system (Coherent, Göttingen, Germany) | Wuhan Sample Solution Analytical Technology Co., Ltd., Hubei, China | LA-ICP-MS: laser energy density 3.46 J/cm2, spot size 32 μm, laser pulse rate 10 Hz, He carrier gas, Ar make-up gas; MC-ICP-MS S isotopes: spot size 44 μm, pulse frequency 2 Hz, laser fluency ~5 J/cm2, He carrier gas, Ar make-up gas, N2 4 ml/min added to central gas flow, 100 laser pulses per analysis, medium-resolution | NIST610, NIST612 as internal standards; MASS-1 as monitoring standard; Sph-HYLM and PY-3 as reference materials for instrumental mass fractionation correction (S isotopes) | 44.647 |  | 664.8627 | [11 empty] | 18.7731 |  |  |  | 3.3685 |  | 3933.7204 | [5 empty] | 1.1421 | [5 empty] | 321.7818 | [9 empty] | 68100.0545 |  | 23.5519 |  |  |  | 0.009181 | [7 empty] | 564.7851 |  |  |  | 4.8608 | [7 empty] | 62.5652 |  | 178.3712 |  |  |  | 72.0515 | [9 empty] | 39.8177 |  | 47.0216 | [17 empty] | 4.6256 |  |  |  | 10.468 | [5 empty] | 21.4352 | [11 empty] | 3.7997 |  | 0.027415 | [13 empty] | 588704.6851 |  |  |  |  | 2024 | He, X. et al. (2024). [Title not fully stated in excerpt — Bainiuchang Zn-Sn polymetallic deposit study]. Ore Geology Reviews, 167, 105981. |  | CHN | Yunnan
| Bainiuchang |  | Magmatic hydrothermal | Skarn | granite-related Zn-Sn polymetallic | Zn, Sn | Ag, Pb, Cu, In | Zn, Sn, Ag, Pb, Cu, In | He et al., 2024 |  | BN06-02 |  | underground mine |  |  |  |  | ore material | grab | grab | mineral separate | [5 empty] | mineralisation |  |  |  | sphalerite, pyrite, chalcopyrite, galena | [6 empty] | cassiterite, pyrrhotite, quartz, diopside, garnet, magnetite, limonite | Polished sections (ore samples mounted and polished prior to trace element and in-situ S-Pb isotopic analysis) | LA-ICPMS, MC-ICPMS | Agilent 7700 ICP-MS equipped with a Geolas Pro 193 nm laser ablation system; Neptune Plus MC-ICP-MS (Thermo Fisher Scientific, Bremen, Germany) equipped with a Geolas HD excimer ArF laser ablation system (Coherent, Göttingen, Germany) | Wuhan Sample Solution Analytical Technology Co., Ltd., Hubei, China | LA-ICP-MS: laser energy density 3.46 J/cm2, spot size 32 μm, laser pulse rate 10 Hz, He carrier gas, Ar make-up gas; MC-ICP-MS S isotopes: spot size 44 μm, pulse frequency 2 Hz, laser fluency ~5 J/cm2, He carrier gas, Ar make-up gas, N2 4 ml/min added to central gas flow, 100 laser pulses per analysis, medium-resolution | NIST610, NIST612 as internal standards; MASS-1 as monitoring standard; Sph-HYLM and PY-3 as reference materials for instrumental mass fractionation correction (S isotopes) | 86.0993 |  | 1.4859 | [11 empty] | 18.6383 |  |  |  | 41.2687 |  | 3625.4237 | [5 empty] | 7.3218 | [5 empty] | 630.841 | [9 empty] | 71410.4427 |  | 4.2869 |  |  |  | 0.17313 | [7 empty] | 382.562 |  |  |  | 8.5037 | [7 empty] | 16.8246 |  | 266.1769 |  |  |  | 3.5558 | [9 empty] | 39.1458 |  | 64.4848 | [17 empty] | 5.9744 |  |  |  | 3.5573 | [5 empty] | 22.9337 | [11 empty] | 3.079 |  | 0.067626 | [13 empty] | 588696.798 |  |  |  |  | 2024 | He, X. et al. (2024). [Title not fully stated in excerpt — Bainiuchang Zn-Sn polymetallic deposit study]. Ore Geology Reviews, 167, 105981. |  | CHN | Yunnan
| Bainiuchang |  | Magmatic hydrothermal | Skarn | granite-related Zn-Sn polymetallic | Zn, Sn | Ag, Pb, Cu, In | Zn, Sn, Ag, Pb, Cu, In | He et al., 2024 |  | BN06-03 |  | underground mine |  |  |  |  | ore material | grab | grab | mineral separate | [5 empty] | mineralisation |  |  |  | sphalerite, pyrite, chalcopyrite, galena | [6 empty] | cassiterite, pyrrhotite, quartz, diopside, garnet, magnetite, limonite | Polished sections (ore samples mounted and polished prior to trace element and in-situ S-Pb isotopic analysis) | LA-ICPMS, MC-ICPMS | Agilent 7700 ICP-MS equipped with a Geolas Pro 193 nm laser ablation system; Neptune Plus MC-ICP-MS (Thermo Fisher Scientific, Bremen, Germany) equipped with a Geolas HD excimer ArF laser ablation system (Coherent, Göttingen, Germany) | Wuhan Sample Solution Analytical Technology Co., Ltd., Hubei, China | LA-ICP-MS: laser energy density 3.46 J/cm2, spot size 32 μm, laser pulse rate 10 Hz, He carrier gas, Ar make-up gas; MC-ICP-MS S isotopes: spot size 44 μm, pulse frequency 2 Hz, laser fluency ~5 J/cm2, He carrier gas, Ar make-up gas, N2 4 ml/min added to central gas flow, 100 laser pulses per analysis, medium-resolution | NIST610, NIST612 as internal standards; MASS-1 as monitoring standard; Sph-HYLM and PY-3 as reference materials for instrumental mass fractionation correction (S isotopes) | 74.1197 |  | 16.2392 | [11 empty] | 7.7093 | [5 empty] | 3270.7048 | [5 empty] | 7.3173 | [5 empty] | 1666.736 | [9 empty] | 81181.9019 |  | 8.414 |  |  |  | 0.93231 | [7 empty] | 392.1328 |  |  |  | 27.2452 | [7 empty] | 36.5618 |  | 425.3157 |  |  |  | 24.7735 | [9 empty] | 48.9958 |  | 43.4313 | [17 empty] | 2.2204 | [9 empty] | 72.5681 | [11 empty] | 3.2519 |  | 0.20214 | [13 empty] | 577236.1485 |  |  |  |  | 2024 | He, X. et al. (2024). [Title not fully stated in excerpt — Bainiuchang Zn-Sn polymetallic deposit study]. Ore Geology Reviews, 167, 105981. |  | CHN | Yunnan
| Bainiuchang |  | Magmatic hydrothermal | Skarn | granite-related Zn-Sn polymetallic | Zn, Sn | Ag, Pb, Cu, In | Zn, Sn, Ag, Pb, Cu, In | He et al., 2024 |  | BN06-04 |  | underground mine |  |  |  |  | ore material | grab | grab | mineral separate | [5 empty] | mineralisation |  |  |  | sphalerite, pyrite, chalcopyrite, galena | [6 empty] | cassiterite, pyrrhotite, quartz, diopside, garnet, magnetite, limonite | Polished sections (ore samples mounted and polished prior to trace element and in-situ S-Pb isotopic analysis) | LA-ICPMS, MC-ICPMS | Agilent 7700 ICP-MS equipped with a Geolas Pro 193 nm laser ablation system; Neptune Plus MC-ICP-MS (Thermo Fisher Scientific, Bremen, Germany) equipped with a Geolas HD excimer ArF laser ablation system (Coherent, Göttingen, Germany) | Wuhan Sample Solution Analytical Technology Co., Ltd., Hubei, China | LA-ICP-MS: laser energy density 3.46 J/cm2, spot size 32 μm, laser pulse rate 10 Hz, He carrier gas, Ar make-up gas; MC-ICP-MS S isotopes: spot size 44 μm, pulse frequency 2 Hz, laser fluency ~5 J/cm2, He carrier gas, Ar make-up gas, N2 4 ml/min added to central gas flow, 100 laser pulses per analysis, medium-resolution | NIST610, NIST612 as internal standards; MASS-1 as monitoring standard; Sph-HYLM and PY-3 as reference materials for instrumental mass fractionation correction (S isotopes) | 80.7802 |  | 3.2018 | [11 empty] | 14.3089 |  |  |  | 38.3212 |  | 3792.6621 | [5 empty] | 0.67971 | [5 empty] | 3273.6075 | [9 empty] | 83089.9394 |  | 43.2241 |  |  |  | 0.38633 | [7 empty] | 1552.38 |  |  |  | 2.3025 | [7 empty] | 5.4665 |  | 515.9809 |  |  |  | 1.4056 | [9 empty] | 47.6445 |  | 31.8193 | [17 empty] | 3.8596 |  |  |  | 12.9834 | [5 empty] | 26.559 | [11 empty] | 1.3146 |  | 0.099221 | [13 empty] | 571779.2123 |  |  |  |  | 2024 | He, X. et al. (2024). [Title not fully stated in excerpt — Bainiuchang Zn-Sn polymetallic deposit study]. Ore Geology Reviews, 167, 105981. |  | CHN | Yunnan
| Bainiuchang |  | Magmatic hydrothermal | Skarn | granite-related Zn-Sn polymetallic | Zn, Sn | Ag, Pb, Cu, In | Zn, Sn, Ag, Pb, Cu, In | He et al., 2024 |  | BN06-05 |  | underground mine |  |  |  |  | ore material | grab | grab | mineral separate | [5 empty] | mineralisation |  |  |  | sphalerite, pyrite, chalcopyrite, galena | [6 empty] | cassiterite, pyrrhotite, quartz, diopside, garnet, magnetite, limonite | Polished sections (ore samples mounted and polished prior to trace element and in-situ S-Pb isotopic analysis) | LA-ICPMS, MC-ICPMS | Agilent 7700 ICP-MS equipped with a Geolas Pro 193 nm laser ablation system; Neptune Plus MC-ICP-MS (Thermo Fisher Scientific, Bremen, Germany) equipped with a Geolas HD excimer ArF laser ablation system (Coherent, Göttingen, Germany) | Wuhan Sample Solution Analytical Technology Co., Ltd., Hubei, China | LA-ICP-MS: laser energy density 3.46 J/cm2, spot size 32 μm, laser pulse rate 10 Hz, He carrier gas, Ar make-up gas; MC-ICP-MS S isotopes: spot size 44 μm, pulse frequency 2 Hz, laser fluency ~5 J/cm2, He carrier gas, Ar make-up gas, N2 4 ml/min added to central gas flow, 100 laser pulses per analysis, medium-resolution | NIST610, NIST612 as internal standards; MASS-1 as monitoring standard; Sph-HYLM and PY-3 as reference materials for instrumental mass fractionation correction (S isotopes) | 19.9931 |  | 0.0188 | [11 empty] | 12.3465 | [5 empty] | 3573.8136 | [5 empty] | 0.35177 | [5 empty] | 1494.0091 | [9 empty] | 85695.1706 |  | 28.093 |  |  |  | 0.021646 | [7 empty] | 492.5909 |  |  |  | 2.1556 | [7 empty] | 0.010857 |  | 472.6765 |  |  |  | 3.6783 | [9 empty] | 46.8196 |  | 21.9113 | [17 empty] | 2.6181 |  |  |  | 15.6416 | [5 empty] | 13.5938 | [11 empty] | 2.8887 |  | 0.024659 | [13 empty] | 572358.3062 |  |  |  |  | 2024 | He, X. et al. (2024). [Title not fully stated in excerpt — Bainiuchang Zn-Sn polymetallic deposit study]. Ore Geology Reviews, 167, 105981. |  | CHN | Yunnan
| Bainiuchang |  | Magmatic hydrothermal | Skarn | granite-related Zn-Sn polymetallic | Zn, Sn | Ag, Pb, Cu, In | Zn, Sn, Ag, Pb, Cu, In | He et al., 2024 |  | BN06-06 |  | underground mine |  |  |  |  | ore material | grab | grab | mineral separate | [5 empty] | mineralisation |  |  |  | sphalerite, pyrite, chalcopyrite, galena | [6 empty] | cassiterite, pyrrhotite, quartz, diopside, garnet, magnetite, limonite | Polished sections (ore samples mounted and polished prior to trace element and in-situ S-Pb isotopic analysis) | LA-ICPMS, MC-ICPMS | Agilent 7700 ICP-MS equipped with a Geolas Pro 193 nm laser ablation system; Neptune Plus MC-ICP-MS (Thermo Fisher Scientific, Bremen, Germany) equipped with a Geolas HD excimer ArF laser ablation system (Coherent, Göttingen, Germany) | Wuhan Sample Solution Analytical Technology Co., Ltd., Hubei, China | LA-ICP-MS: laser energy density 3.46 J/cm2, spot size 32 μm, laser pulse rate 10 Hz, He carrier gas, Ar make-up gas; MC-ICP-MS S isotopes: spot size 44 μm, pulse frequency 2 Hz, laser fluency ~5 J/cm2, He carrier gas, Ar make-up gas, N2 4 ml/min added to central gas flow, 100 laser pulses per analysis, medium-resolution | NIST610, NIST612 as internal standards; MASS-1 as monitoring standard; Sph-HYLM and PY-3 as reference materials for instrumental mass fractionation correction (S isotopes) | 81.2575 |  | 2.8286 | [11 empty] | 16.6489 | [5 empty] | 3340.6304 | [5 empty] | 1.014 | [5 empty] | 1810.3333 | [9 empty] | 82682.2076 |  | 86.9242 |  |  |  | 0.3255 | [7 empty] | 2230.0858 |  |  |  | 2.1642 | [7 empty] | 0.79844 |  | 489.8287 |  |  |  | 2.3827 | [9 empty] | 43.5053 |  | 57.1863 | [17 empty] | 4.0299 |  |  |  | 32.994 | [5 empty] | 15.7267 | [11 empty] | 2.3724 |  | 0.053352 | [13 empty] | 573477.2076 |  |  |  |  | 2024 | He, X. et al. (2024). [Title not fully stated in excerpt — Bainiuchang Zn-Sn polymetallic deposit study]. Ore Geology Reviews, 167, 105981. |  | CHN | Yunnan
| Bainiuchang |  | Magmatic hydrothermal | Skarn | granite-related Zn-Sn polymetallic | Zn, Sn | Ag, Pb, Cu, In | Zn, Sn, Ag, Pb, Cu, In | He et al., 2024 |  | BN06-07 |  | underground mine |  |  |  |  | ore material | grab | grab | mineral separate | [5 empty] | mineralisation |  |  |  | sphalerite, pyrite, chalcopyrite, galena | [6 empty] | cassiterite, pyrrhotite, quartz, diopside, garnet, magnetite, limonite | Polished sections (ore samples mounted and polished prior to trace element and in-situ S-Pb isotopic analysis) | LA-ICPMS, MC-ICPMS | Agilent 7700 ICP-MS equipped with a Geolas Pro 193 nm laser ablation system; Neptune Plus MC-ICP-MS (Thermo Fisher Scientific, Bremen, Germany) equipped with a Geolas HD excimer ArF laser ablation system (Coherent, Göttingen, Germany) | Wuhan Sample Solution Analytical Technology Co., Ltd., Hubei, China | LA-ICP-MS: laser energy density 3.46 J/cm2, spot size 32 μm, laser pulse rate 10 Hz, He carrier gas, Ar make-up gas; MC-ICP-MS S isotopes: spot size 44 μm, pulse frequency 2 Hz, laser fluency ~5 J/cm2, He carrier gas, Ar make-up gas, N2 4 ml/min added to central gas flow, 100 laser pulses per analysis, medium-resolution | NIST610, NIST612 as internal standards; MASS-1 as monitoring standard; Sph-HYLM and PY-3 as reference materials for instrumental mass fractionation correction (S isotopes) | 31.4944 |  | 0.38119 | [11 empty] | 3.3434 |  |  |  | 24.5799 |  | 3244.7644 | [5 empty] | 0.91063 | [5 empty] | 1467.591 | [9 empty] | 84722.0736 |  | 48.9015 |  |  |  | 0.009818 | [7 empty] | 1626.6331 |  |  |  | 2.4009 | [7 empty] | 0.46883 |  | 483.9886 |  |  |  | 0.14671 | [9 empty] | 33.1832 |  | 11.3758 | [17 empty] | 0.79381 | [9 empty] | 6.6561 | [11 empty] | 1.9541 |  | 0.025045 | [13 empty] | 572603.8155 |  |  |  |  | 2024 | He, X. et al. (2024). [Title not fully stated in excerpt — Bainiuchang Zn-Sn polymetallic deposit study]. Ore Geology Reviews, 167, 105981. |  | CHN | Yunnan
| Bainiuchang |  | Magmatic hydrothermal | Skarn | granite-related Zn-Sn polymetallic | Zn, Sn | Ag, Pb, Cu, In | Zn, Sn, Ag, Pb, Cu, In | He et al., 2024 |  | BN06-08 |  | underground mine |  |  |  |  | ore material | grab | grab | mineral separate | [5 empty] | mineralisation |  |  |  | sphalerite, pyrite, chalcopyrite, galena | [6 empty] | cassiterite, pyrrhotite, quartz, diopside, garnet, magnetite, limonite | Polished sections (ore samples mounted and polished prior to trace element and in-situ S-Pb isotopic analysis) | LA-ICPMS, MC-ICPMS | Agilent 7700 ICP-MS equipped with a Geolas Pro 193 nm laser ablation system; Neptune Plus MC-ICP-MS (Thermo Fisher Scientific, Bremen, Germany) equipped with a Geolas HD excimer ArF laser ablation system (Coherent, Göttingen, Germany) | Wuhan Sample Solution Analytical Technology Co., Ltd., Hubei, China | LA-ICP-MS: laser energy density 3.46 J/cm2, spot size 32 μm, laser pulse rate 10 Hz, He carrier gas, Ar make-up gas; MC-ICP-MS S isotopes: spot size 44 μm, pulse frequency 2 Hz, laser fluency ~5 J/cm2, He carrier gas, Ar make-up gas, N2 4 ml/min added to central gas flow, 100 laser pulses per analysis, medium-resolution | NIST610, NIST612 as internal standards; MASS-1 as monitoring standard; Sph-HYLM and PY-3 as reference materials for instrumental mass fractionation correction (S isotopes) | 54.9377 |  | 21.4105 | [11 empty] | 28.5476 |  |  |  | 36.6045 |  | 3156.006 | [5 empty] | 0.26444 | [5 empty] | 658.9725 | [9 empty] | 77149.0527 |  | 7.271 |  |  |  | 0.4154 | [7 empty] | 702.3197 |  |  |  | 12.4701 | [7 empty] | 47.9135 |  | 239.1642 |  |  |  | 7.1298 | [9 empty] | 59.0342 |  | 44.7034 | [17 empty] | 8.2933 |  |  |  | 75.163 | [5 empty] | 221.1776 | [11 empty] | 2.1928 |  | 0.19944 | [13 empty] | 581626.9553 |  |  |  |  | 2024 | He, X. et al. (2024). [Title not fully stated in excerpt — Bainiuchang Zn-Sn polymetallic deposit study]. Ore Geology Reviews, 167, 105981. |  | CHN | Yunnan
| Bainiuchang |  | Magmatic hydrothermal | Skarn | granite-related Zn-Sn polymetallic | Zn, Sn | Ag, Pb, Cu, In | Zn, Sn, Ag, Pb, Cu, In | He et al., 2024 |  | BN06-09 |  | underground mine |  |  |  |  | ore material | grab | grab | mineral separate | [5 empty] | mineralisation |  |  |  | sphalerite, pyrite, chalcopyrite, galena | [6 empty] | cassiterite, pyrrhotite, quartz, diopside, garnet, magnetite, limonite | Polished sections (ore samples mounted and polished prior to trace element and in-situ S-Pb isotopic analysis) | LA-ICPMS, MC-ICPMS | Agilent 7700 ICP-MS equipped with a Geolas Pro 193 nm laser ablation system; Neptune Plus MC-ICP-MS (Thermo Fisher Scientific, Bremen, Germany) equipped with a Geolas HD excimer ArF laser ablation system (Coherent, Göttingen, Germany) | Wuhan Sample Solution Analytical Technology Co., Ltd., Hubei, China | LA-ICP-MS: laser energy density 3.46 J/cm2, spot size 32 μm, laser pulse rate 10 Hz, He carrier gas, Ar make-up gas; MC-ICP-MS S isotopes: spot size 44 μm, pulse frequency 2 Hz, laser fluency ~5 J/cm2, He carrier gas, Ar make-up gas, N2 4 ml/min added to central gas flow, 100 laser pulses per analysis, medium-resolution | NIST610, NIST612 as internal standards; MASS-1 as monitoring standard; Sph-HYLM and PY-3 as reference materials for instrumental mass fractionation correction (S isotopes) | 18.8992 |  | 55.2395 | [11 empty] | 2.6246 |  |  |  | 63.3805 |  | 3916.3383 | [5 empty] | 0.36664 | [5 empty] | 2804.3642 | [9 empty] | 84701.8813 |  | 39.6295 |  |  |  | 0.37905 | [7 empty] | 1073.8328 | [11 empty] | 50.1652 |  | 350.8772 |  |  |  | 1.9338 | [9 empty] | 81.9811 |  | 12.0862 | [17 empty] | 1.7987 | [9 empty] | 23.2415 | [11 empty] | 2.2482 |  | 0.023937 | [13 empty] | 570948.6108 |  |  |  |  | 2024 | He, X. et al. (2024). [Title not fully stated in excerpt — Bainiuchang Zn-Sn polymetallic deposit study]. Ore Geology Reviews, 167, 105981. |  | CHN | Yunnan
| Bainiuchang |  | Magmatic hydrothermal | Skarn | granite-related Zn-Sn polymetallic | Zn, Sn | Ag, Pb, Cu, In | Zn, Sn, Ag, Pb, Cu, In | He et al., 2024 |  | BN06-10 |  | underground mine |  |  |  |  | ore material | grab | grab | mineral separate | [5 empty] | mineralisation |  |  |  | sphalerite, pyrite, chalcopyrite, galena | [6 empty] | cassiterite, pyrrhotite, quartz, diopside, garnet, magnetite, limonite | Polished sections (ore samples mounted and polished prior to trace element and in-situ S-Pb isotopic analysis) | LA-ICPMS, MC-ICPMS | Agilent 7700 ICP-MS equipped with a Geolas Pro 193 nm laser ablation system; Neptune Plus MC-ICP-MS (Thermo Fisher Scientific, Bremen, Germany) equipped with a Geolas HD excimer ArF laser ablation system (Coherent, Göttingen, Germany) | Wuhan Sample Solution Analytical Technology Co., Ltd., Hubei, China | LA-ICP-MS: laser energy density 3.46 J/cm2, spot size 32 μm, laser pulse rate 10 Hz, He carrier gas, Ar make-up gas; MC-ICP-MS S isotopes: spot size 44 μm, pulse frequency 2 Hz, laser fluency ~5 J/cm2, He carrier gas, Ar make-up gas, N2 4 ml/min added to central gas flow, 100 laser pulses per analysis, medium-resolution | NIST610, NIST612 as internal standards; MASS-1 as monitoring standard; Sph-HYLM and PY-3 as reference materials for instrumental mass fractionation correction (S isotopes) | 21.6711 |  | 34.3735 | [11 empty] | 4.6335 |  |  |  | 61.115 |  | 3575.1986 | [5 empty] | 0.25343 | [5 empty] | 635.0233 | [9 empty] | 81688.8769 |  | 34.4352 |  |  |  | 0.38426 | [7 empty] | 832.8892 |  |  |  | 39.3313 | [7 empty] | 20.5763 |  | 259.2275 |  |  |  | 15.6449 | [9 empty] | 32.2391 |  | 17.0564 | [17 empty] | 3.1135 |  |  |  | 22.2227 | [5 empty] | 55.1339 | [11 empty] | 3.6346 |  | 0.20545 | [13 empty] | 576874.492 |  |  |  |  | 2024 | He, X. et al. (2024). [Title not fully stated in excerpt — Bainiuchang Zn-Sn polymetallic deposit study]. Ore Geology Reviews, 167, 105981. |  | CHN | Yunnan
| Bainiuchang |  | Magmatic hydrothermal | Skarn | granite-related Zn-Sn polymetallic | Zn, Sn | Ag, Pb, Cu, In | Zn, Sn, Ag, Pb, Cu, In | He et al., 2024 |  | BN06-11 |  | underground mine |  |  |  |  | ore material | grab | grab | mineral separate | [5 empty] | mineralisation |  |  |  | sphalerite, pyrite, chalcopyrite, galena | [6 empty] | cassiterite, pyrrhotite, quartz, diopside, garnet, magnetite, limonite | Polished sections (ore samples mounted and polished prior to trace element and in-situ S-Pb isotopic analysis) | LA-ICPMS, MC-ICPMS | Agilent 7700 ICP-MS equipped with a Geolas Pro 193 nm laser ablation system; Neptune Plus MC-ICP-MS (Thermo Fisher Scientific, Bremen, Germany) equipped with a Geolas HD excimer ArF laser ablation system (Coherent, Göttingen, Germany) | Wuhan Sample Solution Analytical Technology Co., Ltd., Hubei, China | LA-ICP-MS: laser energy density 3.46 J/cm2, spot size 32 μm, laser pulse rate 10 Hz, He carrier gas, Ar make-up gas; MC-ICP-MS S isotopes: spot size 44 μm, pulse frequency 2 Hz, laser fluency ~5 J/cm2, He carrier gas, Ar make-up gas, N2 4 ml/min added to central gas flow, 100 laser pulses per analysis, medium-resolution | NIST610, NIST612 as internal standards; MASS-1 as monitoring standard; Sph-HYLM and PY-3 as reference materials for instrumental mass fractionation correction (S isotopes) | 21.808 |  | 4.3854 | [11 empty] | 7.1241 | [5 empty] | 3353.5487 | [5 empty] | 0.59344 | [5 empty] | 2806.6975 | [9 empty] | 82168.0624 |  | 19.7548 |  |  |  | 0.69777 | [7 empty] | 643.1231 |  |  |  | 9.2343 | [7 empty] | 6.695 |  | 404.8447 |  |  |  | 4.1538 | [9 empty] | 19.847 |  | 10.7899 | [17 empty] | 1.6544 |  |  |  | 45.9776 | [5 empty] | 6.6566 | [11 empty] | 1.723 |  | 0.009872 | [13 empty] | 575193.337 |  |  |  |  | 2024 | He, X. et al. (2024). [Title not fully stated in excerpt — Bainiuchang Zn-Sn polymetallic deposit study]. Ore Geology Reviews, 167, 105981. |  | CHN | Yunnan
| Bainiuchang |  | Magmatic hydrothermal | Skarn | granite-related Zn-Sn polymetallic | Zn, Sn | Ag, Pb, Cu, In | Zn, Sn, Ag, Pb, Cu, In | He et al., 2024 |  | BN06-12 |  | underground mine |  |  |  |  | ore material | grab | grab | mineral separate | [5 empty] | mineralisation |  |  |  | sphalerite, pyrite, chalcopyrite, galena | [6 empty] | cassiterite, pyrrhotite, quartz, diopside, garnet, magnetite, limonite | Polished sections (ore samples mounted and polished prior to trace element and in-situ S-Pb isotopic analysis) | LA-ICPMS, MC-ICPMS | Agilent 7700 ICP-MS equipped with a Geolas Pro 193 nm laser ablation system; Neptune Plus MC-ICP-MS (Thermo Fisher Scientific, Bremen, Germany) equipped with a Geolas HD excimer ArF laser ablation system (Coherent, Göttingen, Germany) | Wuhan Sample Solution Analytical Technology Co., Ltd., Hubei, China | LA-ICP-MS: laser energy density 3.46 J/cm2, spot size 32 μm, laser pulse rate 10 Hz, He carrier gas, Ar make-up gas; MC-ICP-MS S isotopes: spot size 44 μm, pulse frequency 2 Hz, laser fluency ~5 J/cm2, He carrier gas, Ar make-up gas, N2 4 ml/min added to central gas flow, 100 laser pulses per analysis, medium-resolution | NIST610, NIST612 as internal standards; MASS-1 as monitoring standard; Sph-HYLM and PY-3 as reference materials for instrumental mass fractionation correction (S isotopes) | 31.7354 |  | 0.30686 | [11 empty] | 13.6266 |  |  |  | 10.9644 |  | 4871.7636 | [5 empty] | 0.062931 | [5 empty] | 248.1094 | [9 empty] | 64972.9525 |  | 7.0667 |  |  |  | 0.53952 | [7 empty] | 435.8049 |  |  |  | 10.4476 | [7 empty] | 1.0826 |  | 2239.1847 |  |  |  | 13.9968 | [9 empty] | 32.5848 |  | 27.3997 | [17 empty] | 8.487 |  |  |  | 15.8803 | [5 empty] | 35.2857 | [11 empty] | 2.2129 |  | 0.010366 | [13 empty] | 592750.1363 |  |  |  |  | 2024 | He, X. et al. (2024). [Title not fully stated in excerpt — Bainiuchang Zn-Sn polymetallic deposit study]. Ore Geology Reviews, 167, 105981. |  | CHN | Yunnan
| Bainiuchang |  | Magmatic hydrothermal | Skarn | granite-related Zn-Sn polymetallic | Zn, Sn | Ag, Pb, Cu, In | Zn, Sn, Ag, Pb, Cu, In | He et al., 2024 |  | BN06-13 |  | underground mine |  |  |  |  | ore material | grab | grab | mineral separate | [5 empty] | mineralisation |  |  |  | sphalerite, pyrite, chalcopyrite, galena | [6 empty] | cassiterite, pyrrhotite, quartz, diopside, garnet, magnetite, limonite | Polished sections (ore samples mounted and polished prior to trace element and in-situ S-Pb isotopic analysis) | LA-ICPMS, MC-ICPMS | Agilent 7700 ICP-MS equipped with a Geolas Pro 193 nm laser ablation system; Neptune Plus MC-ICP-MS (Thermo Fisher Scientific, Bremen, Germany) equipped with a Geolas HD excimer ArF laser ablation system (Coherent, Göttingen, Germany) | Wuhan Sample Solution Analytical Technology Co., Ltd., Hubei, China | LA-ICP-MS: laser energy density 3.46 J/cm2, spot size 32 μm, laser pulse rate 10 Hz, He carrier gas, Ar make-up gas; MC-ICP-MS S isotopes: spot size 44 μm, pulse frequency 2 Hz, laser fluency ~5 J/cm2, He carrier gas, Ar make-up gas, N2 4 ml/min added to central gas flow, 100 laser pulses per analysis, medium-resolution | NIST610, NIST612 as internal standards; MASS-1 as monitoring standard; Sph-HYLM and PY-3 as reference materials for instrumental mass fractionation correction (S isotopes) | 40.5875 |  | 792.0041 | [11 empty] | 27.5964 |  |  |  | 49.1781 |  | 3564.4287 | [5 empty] | 0.11687 | [5 empty] | 301.761 | [9 empty] | 62003.8733 |  | 10.4115 |  |  |  | 0.65167 | [7 empty] | 582.3347 |  |  |  | 459.7851 | [7 empty] | 54.2792 |  | 609.2052 |  |  |  | 12.0881 | [9 empty] | 36.1965 |  | 71.872 | [17 empty] | 11.4331 |  |  |  | 1.5904 | [5 empty] | 40.9939 | [11 empty] | 3.8419 |  | 0.1189 | [13 empty] | 593314.2401 |  |  |  |  | 2024 | He, X. et al. (2024). [Title not fully stated in excerpt — Bainiuchang Zn-Sn polymetallic deposit study]. Ore Geology Reviews, 167, 105981. |  | CHN | Yunnan
| Bainiuchang |  | Magmatic hydrothermal | Skarn | granite-related Zn-Sn polymetallic | Zn, Sn | Ag, Pb, Cu, In | Zn, Sn, Ag, Pb, Cu, In | He et al., 2024 |  | BN06-14 |  | underground mine |  |  |  |  | ore material | grab | grab | mineral separate | [5 empty] | mineralisation |  |  |  | sphalerite, pyrite, chalcopyrite, galena | [6 empty] | cassiterite, pyrrhotite, quartz, diopside, garnet, magnetite, limonite | Polished sections (ore samples mounted and polished prior to trace element and in-situ S-Pb isotopic analysis) | LA-ICPMS, MC-ICPMS | Agilent 7700 ICP-MS equipped with a Geolas Pro 193 nm laser ablation system; Neptune Plus MC-ICP-MS (Thermo Fisher Scientific, Bremen, Germany) equipped with a Geolas HD excimer ArF laser ablation system (Coherent, Göttingen, Germany) | Wuhan Sample Solution Analytical Technology Co., Ltd., Hubei, China | LA-ICP-MS: laser energy density 3.46 J/cm2, spot size 32 μm, laser pulse rate 10 Hz, He carrier gas, Ar make-up gas; MC-ICP-MS S isotopes: spot size 44 μm, pulse frequency 2 Hz, laser fluency ~5 J/cm2, He carrier gas, Ar make-up gas, N2 4 ml/min added to central gas flow, 100 laser pulses per analysis, medium-resolution | NIST610, NIST612 as internal standards; MASS-1 as monitoring standard; Sph-HYLM and PY-3 as reference materials for instrumental mass fractionation correction (S isotopes) | 23.2638 |  | 5.3609 | [11 empty] | 5.0123 |  |  |  | 56.8179 |  | 3317.735 | [5 empty] | 0.38899 | [5 empty] | 494.5468 | [9 empty] | 78581.7828 |  | 25.7099 | [11 empty] | 880.9928 |  |  |  | 7.6297 | [7 empty] | 5.6319 |  | 299.0893 |  |  |  | 5.5205 | [9 empty] | 19.1342 |  | 9.9849 | [17 empty] | 1.4338 | [9 empty] | 6.0152 | [11 empty] | 4.1893 |  | 0.01125 | [13 empty] | 580979.3745 |  |  |  |  | 2024 | He, X. et al. (2024). [Title not fully stated in excerpt — Bainiuchang Zn-Sn polymetallic deposit study]. Ore Geology Reviews, 167, 105981. |  | CHN | Yunnan
| Bainiuchang |  | Magmatic hydrothermal | Skarn | granite-related Zn-Sn polymetallic | Zn, Sn | Ag, Pb, Cu, In | Zn, Sn, Ag, Pb, Cu, In | He et al., 2024 |  | BN06-15 |  | underground mine |  |  |  |  | ore material | grab | grab | mineral separate | [5 empty] | mineralisation |  |  |  | sphalerite, pyrite, chalcopyrite, galena | [6 empty] | cassiterite, pyrrhotite, quartz, diopside, garnet, magnetite, limonite | Polished sections (ore samples mounted and polished prior to trace element and in-situ S-Pb isotopic analysis) | LA-ICPMS, MC-ICPMS | Agilent 7700 ICP-MS equipped with a Geolas Pro 193 nm laser ablation system; Neptune Plus MC-ICP-MS (Thermo Fisher Scientific, Bremen, Germany) equipped with a Geolas HD excimer ArF laser ablation system (Coherent, Göttingen, Germany) | Wuhan Sample Solution Analytical Technology Co., Ltd., Hubei, China | LA-ICP-MS: laser energy density 3.46 J/cm2, spot size 32 μm, laser pulse rate 10 Hz, He carrier gas, Ar make-up gas; MC-ICP-MS S isotopes: spot size 44 μm, pulse frequency 2 Hz, laser fluency ~5 J/cm2, He carrier gas, Ar make-up gas, N2 4 ml/min added to central gas flow, 100 laser pulses per analysis, medium-resolution | NIST610, NIST612 as internal standards; MASS-1 as monitoring standard; Sph-HYLM and PY-3 as reference materials for instrumental mass fractionation correction (S isotopes) | 23.6605 |  | 36.3829 | [11 empty] | 1.1551 | [5 empty] | 3191.9396 | [5 empty] | 0.44396 | [5 empty] | 892.0695 | [9 empty] | 82414.2478 |  | 78.1642 | [11 empty] | 1415.8077 |  |  |  | 5.288 | [7 empty] | 51.9782 |  | 404.0821 |  |  |  | 10.8349 | [9 empty] | 36.1641 |  | 3.4058 | [17 empty] | 1.1844 |  |  |  | 16.7359 | [5 empty] | 7.6998 | [11 empty] | 3.158 |  | 0.011032 | [13 empty] | 575964.6825 |  |  |  |  | 2024 | He, X. et al. (2024). [Title not fully stated in excerpt — Bainiuchang Zn-Sn polymetallic deposit study]. Ore Geology Reviews, 167, 105981. |  | CHN | Yunnan
| Bainiuchang |  | Magmatic hydrothermal | Skarn | granite-related Zn-Sn polymetallic | Zn, Sn | Ag, Pb, Cu, In | Zn, Sn, Ag, Pb, Cu, In | He et al., 2024 |  | BN06-16 |  | underground mine |  |  |  |  | ore material | grab | grab | mineral separate | [5 empty] | mineralisation |  |  |  | sphalerite, pyrite, chalcopyrite, galena | [6 empty] | cassiterite, pyrrhotite, quartz, diopside, garnet, magnetite, limonite | Polished sections (ore samples mounted and polished prior to trace element and in-situ S-Pb isotopic analysis) | LA-ICPMS, MC-ICPMS | Agilent 7700 ICP-MS equipped with a Geolas Pro 193 nm laser ablation system; Neptune Plus MC-ICP-MS (Thermo Fisher Scientific, Bremen, Germany) equipped with a Geolas HD excimer ArF laser ablation system (Coherent, Göttingen, Germany) | Wuhan Sample Solution Analytical Technology Co., Ltd., Hubei, China | LA-ICP-MS: laser energy density 3.46 J/cm2, spot size 32 μm, laser pulse rate 10 Hz, He carrier gas, Ar make-up gas; MC-ICP-MS S isotopes: spot size 44 μm, pulse frequency 2 Hz, laser fluency ~5 J/cm2, He carrier gas, Ar make-up gas, N2 4 ml/min added to central gas flow, 100 laser pulses per analysis, medium-resolution | NIST610, NIST612 as internal standards; MASS-1 as monitoring standard; Sph-HYLM and PY-3 as reference materials for instrumental mass fractionation correction (S isotopes) | 40.0576 |  | 2.7012 | [11 empty] | 77.0078 |  |  |  | 99.5616 |  | 3208.3399 | [5 empty] | 0.44522 | [5 empty] | 1126.6387 | [9 empty] | 69498.296 |  | 44.4239 |  |  |  | 0.062426 | [7 empty] | 1572.4849 |  |  |  | 11.2338 | [7 empty] | 3.4685 |  | 259.6809 |  |  |  | 4.8955 | [9 empty] | 54.3962 |  | 134.9697 | [17 empty] | 11.7153 |  |  |  | 6.4427 | [5 empty] | 62.12 | [11 empty] | 3.198 |  | 0.038612 | [13 empty] | 589128.4208 |  |  |  |  | 2024 | He, X. et al. (2024). [Title not fully stated in excerpt — Bainiuchang Zn-Sn polymetallic deposit study]. Ore Geology Reviews, 167, 105981. |  | CHN | Yunnan
| Bainiuchang |  | Magmatic hydrothermal | Skarn | granite-related Zn-Sn polymetallic | Zn, Sn | Ag, Pb, Cu, In | Zn, Sn, Ag, Pb, Cu, In | He et al., 2024 |  | BN06-17 |  | underground mine |  |  |  |  | ore material | grab | grab | mineral separate | [5 empty] | mineralisation |  |  |  | sphalerite, pyrite, chalcopyrite, galena | [6 empty] | cassiterite, pyrrhotite, quartz, diopside, garnet, magnetite, limonite | Polished sections (ore samples mounted and polished prior to trace element and in-situ S-Pb isotopic analysis) | LA-ICPMS, MC-ICPMS | Agilent 7700 ICP-MS equipped with a Geolas Pro 193 nm laser ablation system; Neptune Plus MC-ICP-MS (Thermo Fisher Scientific, Bremen, Germany) equipped with a Geolas HD excimer ArF laser ablation system (Coherent, Göttingen, Germany) | Wuhan Sample Solution Analytical Technology Co., Ltd., Hubei, China | LA-ICP-MS: laser energy density 3.46 J/cm2, spot size 32 μm, laser pulse rate 10 Hz, He carrier gas, Ar make-up gas; MC-ICP-MS S isotopes: spot size 44 μm, pulse frequency 2 Hz, laser fluency ~5 J/cm2, He carrier gas, Ar make-up gas, N2 4 ml/min added to central gas flow, 100 laser pulses per analysis, medium-resolution | NIST610, NIST612 as internal standards; MASS-1 as monitoring standard; Sph-HYLM and PY-3 as reference materials for instrumental mass fractionation correction (S isotopes) | 26.955 |  | 3.6179 | [11 empty] | 33.0953 |  |  |  | 2.4259 |  | 3522.3933 | [5 empty] | 0.50121 | [5 empty] | 2233.9251 | [9 empty] | 74620.5276 |  | 31.1958 |  |  |  | 0.52043 | [7 empty] | 1662.744 |  |  |  | 3.4093 | [7 empty] | 5.4195 |  | 322.9132 |  |  |  | 2.2725 | [9 empty] | 27.0936 |  | 75.9803 | [17 empty] | 5.9141 | [9 empty] | 8.3035 | [11 empty] | 2.8777 |  | 0.024805 | [13 empty] | 582443.8986 |  |  |  |  | 2024 | He, X. et al. (2024). [Title not fully stated in excerpt — Bainiuchang Zn-Sn polymetallic deposit study]. Ore Geology Reviews, 167, 105981. |  | CHN | Yunnan
| Bainiuchang |  | Magmatic hydrothermal | Skarn | granite-related Zn-Sn polymetallic | Zn, Sn | Ag, Pb, Cu, In | Zn, Sn, Ag, Pb, Cu, In | He et al., 2024 |  | BN06-18 |  | underground mine |  |  |  |  | ore material | grab | grab | mineral separate | [5 empty] | mineralisation |  |  |  | sphalerite, pyrite, chalcopyrite, galena | [6 empty] | cassiterite, pyrrhotite, quartz, diopside, garnet, magnetite, limonite | Polished sections (ore samples mounted and polished prior to trace element and in-situ S-Pb isotopic analysis) | LA-ICPMS, MC-ICPMS | Agilent 7700 ICP-MS equipped with a Geolas Pro 193 nm laser ablation system; Neptune Plus MC-ICP-MS (Thermo Fisher Scientific, Bremen, Germany) equipped with a Geolas HD excimer ArF laser ablation system (Coherent, Göttingen, Germany) | Wuhan Sample Solution Analytical Technology Co., Ltd., Hubei, China | LA-ICP-MS: laser energy density 3.46 J/cm2, spot size 32 μm, laser pulse rate 10 Hz, He carrier gas, Ar make-up gas; MC-ICP-MS S isotopes: spot size 44 μm, pulse frequency 2 Hz, laser fluency ~5 J/cm2, He carrier gas, Ar make-up gas, N2 4 ml/min added to central gas flow, 100 laser pulses per analysis, medium-resolution | NIST610, NIST612 as internal standards; MASS-1 as monitoring standard; Sph-HYLM and PY-3 as reference materials for instrumental mass fractionation correction (S isotopes) | 20.5705 |  | 9.2814 | [11 empty] | 32.4141 | [5 empty] | 3222.5585 | [5 empty] | 0.26253 | [5 empty] | 1661.3705 | [9 empty] | 77908.8737 |  | 22.0061 |  |  |  | 0.42938 | [7 empty] | 590.4883 |  |  |  | 7.943 | [7 empty] | 4.6976 |  | 305.5227 |  |  |  | 9.858 | [9 empty] | 46.0545 |  | 38.8197 | [17 empty] | 5.2123 |  |  |  | 9.0142 | [5 empty] | 57.0554 | [11 empty] | 3.2425 |  | 0.067337 | [13 empty] | 581085.9741 |  |  |  |  | 2024 | He, X. et al. (2024). [Title not fully stated in excerpt — Bainiuchang Zn-Sn polymetallic deposit study]. Ore Geology Reviews, 167, 105981. |  | CHN | Yunnan
| Bainiuchang |  | Magmatic hydrothermal | Skarn | granite-related Zn-Sn polymetallic | Zn, Sn | Ag, Pb, Cu, In | Zn, Sn, Ag, Pb, Cu, In | He et al., 2024 |  | BN06-19 |  | underground mine |  |  |  |  | ore material | grab | grab | mineral separate | [5 empty] | mineralisation |  |  |  | sphalerite, pyrite, chalcopyrite, galena | [6 empty] | cassiterite, pyrrhotite, quartz, diopside, garnet, magnetite, limonite | Polished sections (ore samples mounted and polished prior to trace element and in-situ S-Pb isotopic analysis) | LA-ICPMS, MC-ICPMS | Agilent 7700 ICP-MS equipped with a Geolas Pro 193 nm laser ablation system; Neptune Plus MC-ICP-MS (Thermo Fisher Scientific, Bremen, Germany) equipped with a Geolas HD excimer ArF laser ablation system (Coherent, Göttingen, Germany) | Wuhan Sample Solution Analytical Technology Co., Ltd., Hubei, China | LA-ICP-MS: laser energy density 3.46 J/cm2, spot size 32 μm, laser pulse rate 10 Hz, He carrier gas, Ar make-up gas; MC-ICP-MS S isotopes: spot size 44 μm, pulse frequency 2 Hz, laser fluency ~5 J/cm2, He carrier gas, Ar make-up gas, N2 4 ml/min added to central gas flow, 100 laser pulses per analysis, medium-resolution | NIST610, NIST612 as internal standards; MASS-1 as monitoring standard; Sph-HYLM and PY-3 as reference materials for instrumental mass fractionation correction (S isotopes) | 27.963 |  | 6.8509 | [11 empty] | 23.9512 |  |  |  | 27.2149 |  | 3130.185 | [5 empty] | 0.14466 | [5 empty] | 589.6191 | [9 empty] | 65743.8565 |  | 32.5275 |  |  |  | 0.17857 | [7 empty] | 966.7049 |  |  |  | 7.0145 | [7 empty] | 2.3943 |  | 238.5861 |  |  |  | 4.9159 | [9 empty] | 33.4327 |  | 25.0083 | [17 empty] | 6.0901 | [9 empty] | 54.0126 | [11 empty] | 3.1953 |  | 0.088132 | [13 empty] | 594608.8067 |  |  |  |  | 2024 | He, X. et al. (2024). [Title not fully stated in excerpt — Bainiuchang Zn-Sn polymetallic deposit study]. Ore Geology Reviews, 167, 105981. |  | CHN | Yunnan
| Bainiuchang |  | Magmatic hydrothermal | Skarn | granite-related Zn-Sn polymetallic | Zn, Sn | Ag, Pb, Cu, In | Zn, Sn, Ag, Pb, Cu, In | He et al., 2024 |  | BN06-20 |  | underground mine |  |  |  |  | ore material | grab | grab | mineral separate | [5 empty] | mineralisation |  |  |  | sphalerite, pyrite, chalcopyrite, galena | [6 empty] | cassiterite, pyrrhotite, quartz, diopside, garnet, magnetite, limonite | Polished sections (ore samples mounted and polished prior to trace element and in-situ S-Pb isotopic analysis) | LA-ICPMS, MC-ICPMS | Agilent 7700 ICP-MS equipped with a Geolas Pro 193 nm laser ablation system; Neptune Plus MC-ICP-MS (Thermo Fisher Scientific, Bremen, Germany) equipped with a Geolas HD excimer ArF laser ablation system (Coherent, Göttingen, Germany) | Wuhan Sample Solution Analytical Technology Co., Ltd., Hubei, China | LA-ICP-MS: laser energy density 3.46 J/cm2, spot size 32 μm, laser pulse rate 10 Hz, He carrier gas, Ar make-up gas; MC-ICP-MS S isotopes: spot size 44 μm, pulse frequency 2 Hz, laser fluency ~5 J/cm2, He carrier gas, Ar make-up gas, N2 4 ml/min added to central gas flow, 100 laser pulses per analysis, medium-resolution | NIST610, NIST612 as internal standards; MASS-1 as monitoring standard; Sph-HYLM and PY-3 as reference materials for instrumental mass fractionation correction (S isotopes) | 68.3537 |  | 4.2576 | [11 empty] | 46.4954 | [5 empty] | 4578.3063 | [5 empty] | 0.46658 | [5 empty] | 183.7946 | [9 empty] | 66047.2501 |  | 6.7286 |  |  |  | 0.6276 | [7 empty] | 240.8433 |  |  |  | 17.2612 | [7 empty] | 5.7788 |  | 1188.4081 |  |  |  | 12.1356 | [9 empty] | 32.4089 |  | 130.6161 | [17 empty] | 12.4906 |  |  |  | 4.6464 | [5 empty] | 79.3773 | [11 empty] | 1.5952 |  | 0.14321 | [13 empty] | 592973.729 |  |  |  |  | 2024 | He, X. et al. (2024). [Title not fully stated in excerpt — Bainiuchang Zn-Sn polymetallic deposit study]. Ore Geology Reviews, 167, 105981. |  | CHN | Yunnan
| Bainiuchang |  | Magmatic hydrothermal | Skarn | granite-related Zn-Sn polymetallic | Zn, Sn | Ag, Pb, Cu, In | Zn, Sn, Ag, Pb, Cu, In | He et al., 2024 |  | BN06-21 |  | underground mine |  |  |  |  | ore material | grab | grab | mineral separate | [5 empty] | mineralisation |  |  |  | sphalerite, pyrite, chalcopyrite, galena | [6 empty] | cassiterite, pyrrhotite, quartz, diopside, garnet, magnetite, limonite | Polished sections (ore samples mounted and polished prior to trace element and in-situ S-Pb isotopic analysis) | LA-ICPMS, MC-ICPMS | Agilent 7700 ICP-MS equipped with a Geolas Pro 193 nm laser ablation system; Neptune Plus MC-ICP-MS (Thermo Fisher Scientific, Bremen, Germany) equipped with a Geolas HD excimer ArF laser ablation system (Coherent, Göttingen, Germany) | Wuhan Sample Solution Analytical Technology Co., Ltd., Hubei, China | LA-ICP-MS: laser energy density 3.46 J/cm2, spot size 32 μm, laser pulse rate 10 Hz, He carrier gas, Ar make-up gas; MC-ICP-MS S isotopes: spot size 44 μm, pulse frequency 2 Hz, laser fluency ~5 J/cm2, He carrier gas, Ar make-up gas, N2 4 ml/min added to central gas flow, 100 laser pulses per analysis, medium-resolution | NIST610, NIST612 as internal standards; MASS-1 as monitoring standard; Sph-HYLM and PY-3 as reference materials for instrumental mass fractionation correction (S isotopes) | 30.4254 |  | 8.9999 | [11 empty] | 9.8085 | [5 empty] | 2746.7137 | [5 empty] | 0.22269 | [5 empty] | 1174.1387 | [9 empty] | 86575.766 |  | 17.9212 |  |  |  | 0.29518 | [7 empty] | 448.4219 |  |  |  | 3.374 | [7 empty] | 2.4447 |  | 408.5431 |  |  |  | 5.4168 | [9 empty] | 37.065 |  | 33.0258 | [17 empty] | 0.89931 |  |  |  | 11.3992 | [5 empty] | 3.7515 | [11 empty] | 2.2369 |  | 0.027832 | [13 empty] | 572886.9502 |  |  |  |  | 2024 | He, X. et al. (2024). [Title not fully stated in excerpt — Bainiuchang Zn-Sn polymetallic deposit study]. Ore Geology Reviews, 167, 105981. |  | CHN | Yunnan
| Bainiuchang |  | Magmatic hydrothermal | Skarn | granite-related Zn-Sn polymetallic | Zn, Sn | Ag, Pb, Cu, In | Zn, Sn, Ag, Pb, Cu, In | He et al., 2024 |  | BN06-22 |  | underground mine |  |  |  |  | ore material | grab | grab | mineral separate | [5 empty] | mineralisation |  |  |  | sphalerite, pyrite, chalcopyrite, galena | [6 empty] | cassiterite, pyrrhotite, quartz, diopside, garnet, magnetite, limonite | Polished sections (ore samples mounted and polished prior to trace element and in-situ S-Pb isotopic analysis) | LA-ICPMS, MC-ICPMS | Agilent 7700 ICP-MS equipped with a Geolas Pro 193 nm laser ablation system; Neptune Plus MC-ICP-MS (Thermo Fisher Scientific, Bremen, Germany) equipped with a Geolas HD excimer ArF laser ablation system (Coherent, Göttingen, Germany) | Wuhan Sample Solution Analytical Technology Co., Ltd., Hubei, China | LA-ICP-MS: laser energy density 3.46 J/cm2, spot size 32 μm, laser pulse rate 10 Hz, He carrier gas, Ar make-up gas; MC-ICP-MS S isotopes: spot size 44 μm, pulse frequency 2 Hz, laser fluency ~5 J/cm2, He carrier gas, Ar make-up gas, N2 4 ml/min added to central gas flow, 100 laser pulses per analysis, medium-resolution | NIST610, NIST612 as internal standards; MASS-1 as monitoring standard; Sph-HYLM and PY-3 as reference materials for instrumental mass fractionation correction (S isotopes) | 45.5162 |  | 0.27065 | [11 empty] | 18.9546 |  |  |  | 35.9574 |  | 3365.4662 | [5 empty] | 0.25511 | [5 empty] | 797.7264 | [9 empty] | 76774.4322 |  | 21.3153 |  |  |  | 0.50332 | [7 empty] | 536.535 | [11 empty] | 16.4024 |  | 308.2153 |  |  |  | 4.4333 | [9 empty] | 34.9179 |  | 40.0643 | [17 empty] | 4.1342 |  |  |  | 0.25585 | [5 empty] | 95.7269 | [11 empty] | 3.3578 |  | 0.12531 | [13 empty] | 582921.0757 |  |  |  |  | 2024 | He, X. et al. (2024). [Title not fully stated in excerpt — Bainiuchang Zn-Sn polymetallic deposit study]. Ore Geology Reviews, 167, 105981. |  | CHN | Yunnan
| Bainiuchang |  | Magmatic hydrothermal | Skarn | granite-related Zn-Sn polymetallic | Zn, Sn | Ag, Pb, Cu, In | Zn, Sn, Ag, Pb, Cu, In | He et al., 2024 |  | BN06-23 |  | underground mine |  |  |  |  | ore material | grab | grab | mineral separate | [5 empty] | mineralisation |  |  |  | sphalerite, pyrite, chalcopyrite, galena | [6 empty] | cassiterite, pyrrhotite, quartz, diopside, garnet, magnetite, limonite | Polished sections (ore samples mounted and polished prior to trace element and in-situ S-Pb isotopic analysis) | LA-ICPMS, MC-ICPMS | Agilent 7700 ICP-MS equipped with a Geolas Pro 193 nm laser ablation system; Neptune Plus MC-ICP-MS (Thermo Fisher Scientific, Bremen, Germany) equipped with a Geolas HD excimer ArF laser ablation system (Coherent, Göttingen, Germany) | Wuhan Sample Solution Analytical Technology Co., Ltd., Hubei, China | LA-ICP-MS: laser energy density 3.46 J/cm2, spot size 32 μm, laser pulse rate 10 Hz, He carrier gas, Ar make-up gas; MC-ICP-MS S isotopes: spot size 44 μm, pulse frequency 2 Hz, laser fluency ~5 J/cm2, He carrier gas, Ar make-up gas, N2 4 ml/min added to central gas flow, 100 laser pulses per analysis, medium-resolution | NIST610, NIST612 as internal standards; MASS-1 as monitoring standard; Sph-HYLM and PY-3 as reference materials for instrumental mass fractionation correction (S isotopes) | 65.2701 |  | 0.025232 | [11 empty] | 35.7024 | [5 empty] | 3767.4192 | [5 empty] | 0.95725 | [5 empty] | 2699.7814 | [9 empty] | 76872.0119 |  | 72.7053 |  |  |  | 0.55721 | [7 empty] | 2783.9267 | [11 empty] | 0.035606 |  | 441.4379 | [13 empty] | 43.6216 |  | 55.6836 | [17 empty] | 3.5123 |  |  |  | 7.9566 | [5 empty] | 10.8654 | [11 empty] | 3.2238 |  | 0.006937 | [13 empty] | 578250.7247 |  |  |  |  | 2024 | He, X. et al. (2024). [Title not fully stated in excerpt — Bainiuchang Zn-Sn polymetallic deposit study]. Ore Geology Reviews, 167, 105981. |  | CHN | Yunnan
| Bainiuchang |  | Magmatic hydrothermal | Skarn | granite-related Zn-Sn polymetallic | Zn, Sn | Ag, Pb, Cu, In | Zn, Sn, Ag, Pb, Cu, In | He et al., 2024 |  | BN06-24 |  | underground mine |  |  |  |  | ore material | grab | grab | mineral separate | [5 empty] | mineralisation |  |  |  | sphalerite, pyrite, chalcopyrite, galena | [6 empty] | cassiterite, pyrrhotite, quartz, diopside, garnet, magnetite, limonite | Polished sections (ore samples mounted and polished prior to trace element and in-situ S-Pb isotopic analysis) | LA-ICPMS, MC-ICPMS | Agilent 7700 ICP-MS equipped with a Geolas Pro 193 nm laser ablation system; Neptune Plus MC-ICP-MS (Thermo Fisher Scientific, Bremen, Germany) equipped with a Geolas HD excimer ArF laser ablation system (Coherent, Göttingen, Germany) | Wuhan Sample Solution Analytical Technology Co., Ltd., Hubei, China | LA-ICP-MS: laser energy density 3.46 J/cm2, spot size 32 μm, laser pulse rate 10 Hz, He carrier gas, Ar make-up gas; MC-ICP-MS S isotopes: spot size 44 μm, pulse frequency 2 Hz, laser fluency ~5 J/cm2, He carrier gas, Ar make-up gas, N2 4 ml/min added to central gas flow, 100 laser pulses per analysis, medium-resolution | NIST610, NIST612 as internal standards; MASS-1 as monitoring standard; Sph-HYLM and PY-3 as reference materials for instrumental mass fractionation correction (S isotopes) | 31.7171 |  | 0.03916 | [11 empty] | 17.9881 |  |  |  | 55.2429 |  | 3628.673 | [5 empty] | 0.28542 | [5 empty] | 1278.9421 | [9 empty] | 79407.807 |  | 29.9951 |  |  |  | 0.5698 | [7 empty] | 485.0815 |  |  |  | 0.12052 | [9 empty] | 376.3151 | [13 empty] | 30.9107 |  | 20.7819 | [17 empty] | 2.5752 |  |  |  | 19.154 | [5 empty] | 10.9631 | [11 empty] | 2.3331 |  | 0.018886 | [13 empty] | 579368.2445 |  |  |  |  | 2024 | He, X. et al. (2024). [Title not fully stated in excerpt — Bainiuchang Zn-Sn polymetallic deposit study]. Ore Geology Reviews, 167, 105981. |  | CHN | Yunnan
| Bainiuchang |  | Magmatic hydrothermal | Skarn | granite-related Zn-Sn polymetallic | Zn, Sn | Ag, Pb, Cu, In | Zn, Sn, Ag, Pb, Cu, In | He et al., 2024 |  | BN06-25 |  | underground mine |  |  |  |  | ore material | grab | grab | mineral separate | [5 empty] | mineralisation |  |  |  | sphalerite, pyrite, chalcopyrite, galena | [6 empty] | cassiterite, pyrrhotite, quartz, diopside, garnet, magnetite, limonite | Polished sections (ore samples mounted and polished prior to trace element and in-situ S-Pb isotopic analysis) | LA-ICPMS, MC-ICPMS | Agilent 7700 ICP-MS equipped with a Geolas Pro 193 nm laser ablation system; Neptune Plus MC-ICP-MS (Thermo Fisher Scientific, Bremen, Germany) equipped with a Geolas HD excimer ArF laser ablation system (Coherent, Göttingen, Germany) | Wuhan Sample Solution Analytical Technology Co., Ltd., Hubei, China | LA-ICP-MS: laser energy density 3.46 J/cm2, spot size 32 μm, laser pulse rate 10 Hz, He carrier gas, Ar make-up gas; MC-ICP-MS S isotopes: spot size 44 μm, pulse frequency 2 Hz, laser fluency ~5 J/cm2, He carrier gas, Ar make-up gas, N2 4 ml/min added to central gas flow, 100 laser pulses per analysis, medium-resolution | NIST610, NIST612 as internal standards; MASS-1 as monitoring standard; Sph-HYLM and PY-3 as reference materials for instrumental mass fractionation correction (S isotopes) | 21.7405 |  | 0.31369 | [11 empty] | 4.9281 |  |  |  | 9.8027 |  | 3685.3185 | [5 empty] | 0.17743 | [5 empty] | 353.4035 | [9 empty] | 72940.7327 |  | 22.1145 |  |  |  | 0.54216 | [7 empty] | 562.4062 |  |  |  | 0.031244 | [9 empty] | 300.5551 |  |  |  | 2.2342 | [9 empty] | 33.8367 |  | 10.3857 | [17 empty] | 1.095 |  |  |  | 36.9454 | [5 empty] | 40.3319 | [11 empty] | 2.9428 |  | 0.054653 | [13 empty] | 586843.4384 |  |  |  |  | 2024 | He, X. et al. (2024). [Title not fully stated in excerpt — Bainiuchang Zn-Sn polymetallic deposit study]. Ore Geology Reviews, 167, 105981. |  | CHN | Yunnan
| Bainiuchang |  | Magmatic hydrothermal | Skarn | granite-related Zn-Sn polymetallic | Zn, Sn | Ag, Pb, Cu, In | Zn, Sn, Ag, Pb, Cu, In | He et al., 2024 |  | BN06-26 |  | underground mine |  |  |  |  | ore material | grab | grab | mineral separate | [5 empty] | mineralisation |  |  |  | sphalerite, pyrite, chalcopyrite, galena | [6 empty] | cassiterite, pyrrhotite, quartz, diopside, garnet, magnetite, limonite | Polished sections (ore samples mounted and polished prior to trace element and in-situ S-Pb isotopic analysis) | LA-ICPMS, MC-ICPMS | Agilent 7700 ICP-MS equipped with a Geolas Pro 193 nm laser ablation system; Neptune Plus MC-ICP-MS (Thermo Fisher Scientific, Bremen, Germany) equipped with a Geolas HD excimer ArF laser ablation system (Coherent, Göttingen, Germany) | Wuhan Sample Solution Analytical Technology Co., Ltd., Hubei, China | LA-ICP-MS: laser energy density 3.46 J/cm2, spot size 32 μm, laser pulse rate 10 Hz, He carrier gas, Ar make-up gas; MC-ICP-MS S isotopes: spot size 44 μm, pulse frequency 2 Hz, laser fluency ~5 J/cm2, He carrier gas, Ar make-up gas, N2 4 ml/min added to central gas flow, 100 laser pulses per analysis, medium-resolution | NIST610, NIST612 as internal standards; MASS-1 as monitoring standard; Sph-HYLM and PY-3 as reference materials for instrumental mass fractionation correction (S isotopes) | 92.2649 |  | 0.15543 | [11 empty] | 32.6447 |  |  |  | 6.4511 |  | 3844.9904 | [5 empty] | 0.30132 | [5 empty] | 1204.2781 | [9 empty] | 63881.9954 |  | 26.0059 |  |  |  | 0.37191 | [7 empty] | 643.2885 |  |  |  | 8.9824 | [7 empty] | 1.0062 |  | 287.3386 |  |  |  | 8.14 | [9 empty] | 31.1207 |  | 78.3846 | [17 empty] | 9.9285 | [9 empty] | 211.5494 | [11 empty] | 2.0691 |  | 0.57446 | [13 empty] | 595266.6734 |  |  |  |  | 2024 | He, X. et al. (2024). [Title not fully stated in excerpt — Bainiuchang Zn-Sn polymetallic deposit study]. Ore Geology Reviews, 167, 105981. |  | CHN | Yunnan
| Bainiuchang |  | Magmatic hydrothermal | Skarn | granite-related Zn-Sn polymetallic | Zn, Sn | Ag, Pb, Cu, In | Zn, Sn, Ag, Pb, Cu, In | He et al., 2024 |  | BN09-01 |  | underground mine |  |  |  |  | ore material | grab | grab | mineral separate | [5 empty] | mineralisation |  |  |  | sphalerite, pyrite, chalcopyrite, galena | [6 empty] | cassiterite, pyrrhotite, quartz, diopside, garnet, magnetite, limonite | Polished sections (ore samples mounted and polished prior to trace element and in-situ S-Pb isotopic analysis) | LA-ICPMS, MC-ICPMS | Agilent 7700 ICP-MS equipped with a Geolas Pro 193 nm laser ablation system; Neptune Plus MC-ICP-MS (Thermo Fisher Scientific, Bremen, Germany) equipped with a Geolas HD excimer ArF laser ablation system (Coherent, Göttingen, Germany) | Wuhan Sample Solution Analytical Technology Co., Ltd., Hubei, China | LA-ICP-MS: laser energy density 3.46 J/cm2, spot size 32 μm, laser pulse rate 10 Hz, He carrier gas, Ar make-up gas; MC-ICP-MS S isotopes: spot size 44 μm, pulse frequency 2 Hz, laser fluency ~5 J/cm2, He carrier gas, Ar make-up gas, N2 4 ml/min added to central gas flow, 100 laser pulses per analysis, medium-resolution | NIST610, NIST612 as internal standards; MASS-1 as monitoring standard; Sph-HYLM and PY-3 as reference materials for instrumental mass fractionation correction (S isotopes) | 3.9074 |  | 0.08595 | [11 empty] | 0.025087 |  |  |  | 40.8513 |  | 2884.6056 | [5 empty] | 1.0023 | [5 empty] | 196.95 | [9 empty] | 83022.1989 |  | 4.4563 |  |  |  | 0.049363 | [7 empty] | 7.7864 |  |  |  | 6.3401 | [7 empty] | 0.24601 |  | 2668.3287 |  |  |  | 5.8338 | [9 empty] | 61.4418 |  | 15.7264 | [17 empty] | 4.8096 |  |  |  | 20.658 | [5 empty] | 89.3813 | [11 empty] | 3.3036 |  | 0.006077 | [13 empty] | 575115.143 |  |  |  |  | 2024 | He, X. et al. (2024). [Title not fully stated in excerpt — Bainiuchang Zn-Sn polymetallic deposit study]. Ore Geology Reviews, 167, 105981. |  | CHN | Yunnan
| Bainiuchang |  | Magmatic hydrothermal | Skarn | granite-related Zn-Sn polymetallic | Zn, Sn | Ag, Pb, Cu, In | Zn, Sn, Ag, Pb, Cu, In | He et al., 2024 |  | BN09-02 |  | underground mine |  |  |  |  | ore material | grab | grab | mineral separate | [5 empty] | mineralisation |  |  |  | sphalerite, pyrite, chalcopyrite, galena | [6 empty] | cassiterite, pyrrhotite, quartz, diopside, garnet, magnetite, limonite | Polished sections (ore samples mounted and polished prior to trace element and in-situ S-Pb isotopic analysis) | LA-ICPMS, MC-ICPMS | Agilent 7700 ICP-MS equipped with a Geolas Pro 193 nm laser ablation system; Neptune Plus MC-ICP-MS (Thermo Fisher Scientific, Bremen, Germany) equipped with a Geolas HD excimer ArF laser ablation system (Coherent, Göttingen, Germany) | Wuhan Sample Solution Analytical Technology Co., Ltd., Hubei, China | LA-ICP-MS: laser energy density 3.46 J/cm2, spot size 32 μm, laser pulse rate 10 Hz, He carrier gas, Ar make-up gas; MC-ICP-MS S isotopes: spot size 44 μm, pulse frequency 2 Hz, laser fluency ~5 J/cm2, He carrier gas, Ar make-up gas, N2 4 ml/min added to central gas flow, 100 laser pulses per analysis, medium-resolution | NIST610, NIST612 as internal standards; MASS-1 as monitoring standard; Sph-HYLM and PY-3 as reference materials for instrumental mass fractionation correction (S isotopes) | 4.8862 | [13 empty] | 0.00189 | [5 empty] | 2840.0476 | [5 empty] | 0.91931 | [5 empty] | 674.5806 | [9 empty] | 84414.924 |  | 7.2666 |  |  |  | 0.41521 | [7 empty] | 15.9503 |  |  |  | 8.5931 | [7 empty] | 0.078212 |  | 2560.907 |  |  |  | 26.805 | [9 empty] | 47.3266 |  | 9.2131 | [17 empty] | 0.092469 | [9 empty] | 297.4432 | [11 empty] | 2.8706 | [15 empty] | 573244.5161 |  |  |  |  | 2024 | He, X. et al. (2024). [Title not fully stated in excerpt — Bainiuchang Zn-Sn polymetallic deposit study]. Ore Geology Reviews, 167, 105981. |  | CHN | Yunnan
| Bainiuchang |  | Magmatic hydrothermal | Skarn | granite-related Zn-Sn polymetallic | Zn, Sn | Ag, Pb, Cu, In | Zn, Sn, Ag, Pb, Cu, In | He et al., 2024 |  | BN09-03 |  | underground mine |  |  |  |  | ore material | grab | grab | mineral separate | [5 empty] | mineralisation |  |  |  | sphalerite, pyrite, chalcopyrite, galena | [6 empty] | cassiterite, pyrrhotite, quartz, diopside, garnet, magnetite, limonite | Polished sections (ore samples mounted and polished prior to trace element and in-situ S-Pb isotopic analysis) | LA-ICPMS, MC-ICPMS | Agilent 7700 ICP-MS equipped with a Geolas Pro 193 nm laser ablation system; Neptune Plus MC-ICP-MS (Thermo Fisher Scientific, Bremen, Germany) equipped with a Geolas HD excimer ArF laser ablation system (Coherent, Göttingen, Germany) | Wuhan Sample Solution Analytical Technology Co., Ltd., Hubei, China | LA-ICP-MS: laser energy density 3.46 J/cm2, spot size 32 μm, laser pulse rate 10 Hz, He carrier gas, Ar make-up gas; MC-ICP-MS S isotopes: spot size 44 μm, pulse frequency 2 Hz, laser fluency ~5 J/cm2, He carrier gas, Ar make-up gas, N2 4 ml/min added to central gas flow, 100 laser pulses per analysis, medium-resolution | NIST610, NIST612 as internal standards; MASS-1 as monitoring standard; Sph-HYLM and PY-3 as reference materials for instrumental mass fractionation correction (S isotopes) | 3.3892 |  | 0.67329 | [11 empty] | 0.071928 |  |  |  | 53.6127 |  | 2366.2672 | [5 empty] | 0.74182 | [5 empty] | 354.1242 | [9 empty] | 86396.6092 |  | 5.0351 |  |  |  | 0.50278 | [7 empty] | 3.1147 |  |  |  | 21.297 | [7 empty] | 1.2422 |  | 3019.8929 |  |  |  | 60.8175 | [9 empty] | 62.948 |  | 40.4391 | [17 empty] | 0.13731 |  |  |  | 11.3994 | [5 empty] | 333.2583 | [11 empty] | 2.1378 |  | 0.02065 | [13 empty] | 570617.5411 |  |  |  |  | 2024 | He, X. et al. (2024). [Title not fully stated in excerpt — Bainiuchang Zn-Sn polymetallic deposit study]. Ore Geology Reviews, 167, 105981. |  | CHN | Yunnan
| Bainiuchang |  | Magmatic hydrothermal | Skarn | granite-related Zn-Sn polymetallic | Zn, Sn | Ag, Pb, Cu, In | Zn, Sn, Ag, Pb, Cu, In | He et al., 2024 |  | BN09-04 |  | underground mine |  |  |  |  | ore material | grab | grab | mineral separate | [5 empty] | mineralisation |  |  |  | sphalerite, pyrite, chalcopyrite, galena | [6 empty] | cassiterite, pyrrhotite, quartz, diopside, garnet, magnetite, limonite | Polished sections (ore samples mounted and polished prior to trace element and in-situ S-Pb isotopic analysis) | LA-ICPMS, MC-ICPMS | Agilent 7700 ICP-MS equipped with a Geolas Pro 193 nm laser ablation system; Neptune Plus MC-ICP-MS (Thermo Fisher Scientific, Bremen, Germany) equipped with a Geolas HD excimer ArF laser ablation system (Coherent, Göttingen, Germany) | Wuhan Sample Solution Analytical Technology Co., Ltd., Hubei, China | LA-ICP-MS: laser energy density 3.46 J/cm2, spot size 32 μm, laser pulse rate 10 Hz, He carrier gas, Ar make-up gas; MC-ICP-MS S isotopes: spot size 44 μm, pulse frequency 2 Hz, laser fluency ~5 J/cm2, He carrier gas, Ar make-up gas, N2 4 ml/min added to central gas flow, 100 laser pulses per analysis, medium-resolution | NIST610, NIST612 as internal standards; MASS-1 as monitoring standard; Sph-HYLM and PY-3 as reference materials for instrumental mass fractionation correction (S isotopes) | 0.51937 |  | 0.17739 | [11 empty] | 0.000685 |  |  |  | 38.8056 |  | 2858.8266 | [5 empty] | 0.48796 | [5 empty] | 36.0366 | [9 empty] | 81017.7732 |  | 3.7612 |  |  |  | 0.83597 | [7 empty] | 1.8293 |  |  |  | 2.848 | [9 empty] | 2958.5661 | [13 empty] | 55.6603 |  | 0.11836 | [17 empty] | 0.012524 | [9 empty] | 7.1948 | [11 empty] | 2.028 | [15 empty] | 577353.6674 |  |  |  |  | 2024 | He, X. et al. (2024). [Title not fully stated in excerpt — Bainiuchang Zn-Sn polymetallic deposit study]. Ore Geology Reviews, 167, 105981. |  | CHN | Yunnan
| Bainiuchang |  | Magmatic hydrothermal | Skarn | granite-related Zn-Sn polymetallic | Zn, Sn | Ag, Pb, Cu, In | Zn, Sn, Ag, Pb, Cu, In | He et al., 2024 |  | BN09-05 |  | underground mine |  |  |  |  | ore material | grab | grab | mineral separate | [5 empty] | mineralisation |  |  |  | sphalerite, pyrite, chalcopyrite, galena | [6 empty] | cassiterite, pyrrhotite, quartz, diopside, garnet, magnetite, limonite | Polished sections (ore samples mounted and polished prior to trace element and in-situ S-Pb isotopic analysis) | LA-ICPMS, MC-ICPMS | Agilent 7700 ICP-MS equipped with a Geolas Pro 193 nm laser ablation system; Neptune Plus MC-ICP-MS (Thermo Fisher Scientific, Bremen, Germany) equipped with a Geolas HD excimer ArF laser ablation system (Coherent, Göttingen, Germany) | Wuhan Sample Solution Analytical Technology Co., Ltd., Hubei, China | LA-ICP-MS: laser energy density 3.46 J/cm2, spot size 32 μm, laser pulse rate 10 Hz, He carrier gas, Ar make-up gas; MC-ICP-MS S isotopes: spot size 44 μm, pulse frequency 2 Hz, laser fluency ~5 J/cm2, He carrier gas, Ar make-up gas, N2 4 ml/min added to central gas flow, 100 laser pulses per analysis, medium-resolution | NIST610, NIST612 as internal standards; MASS-1 as monitoring standard; Sph-HYLM and PY-3 as reference materials for instrumental mass fractionation correction (S isotopes) | 4.2838 | [13 empty] | 0.007071 | [5 empty] | 2744.7348 | [5 empty] | 1.012 | [5 empty] | 700.0362 | [9 empty] | 84557.7023 |  | 6.3764 |  |  |  | 0.45662 | [7 empty] | 4.051 | [11 empty] | 0.097507 |  | 2640.4404 | [13 empty] | 49.3774 |  | 2.0246 | [17 empty] | 0.64627 |  |  |  | 16.1587 | [5 empty] | 29.1657 | [11 empty] | 3.1828 | [15 empty] | 573113.6797 |  |  |  |  | 2024 | He, X. et al. (2024). [Title not fully stated in excerpt — Bainiuchang Zn-Sn polymetallic deposit study]. Ore Geology Reviews, 167, 105981. |  | CHN | Yunnan
| Bainiuchang |  | Magmatic hydrothermal | Skarn | granite-related Zn-Sn polymetallic | Zn, Sn | Ag, Pb, Cu, In | Zn, Sn, Ag, Pb, Cu, In | He et al., 2024 |  | BN09-06 |  | underground mine |  |  |  |  | ore material | grab | grab | mineral separate | [5 empty] | mineralisation |  |  |  | sphalerite, pyrite, chalcopyrite, galena | [6 empty] | cassiterite, pyrrhotite, quartz, diopside, garnet, magnetite, limonite | Polished sections (ore samples mounted and polished prior to trace element and in-situ S-Pb isotopic analysis) | LA-ICPMS, MC-ICPMS | Agilent 7700 ICP-MS equipped with a Geolas Pro 193 nm laser ablation system; Neptune Plus MC-ICP-MS (Thermo Fisher Scientific, Bremen, Germany) equipped with a Geolas HD excimer ArF laser ablation system (Coherent, Göttingen, Germany) | Wuhan Sample Solution Analytical Technology Co., Ltd., Hubei, China | LA-ICP-MS: laser energy density 3.46 J/cm2, spot size 32 μm, laser pulse rate 10 Hz, He carrier gas, Ar make-up gas; MC-ICP-MS S isotopes: spot size 44 μm, pulse frequency 2 Hz, laser fluency ~5 J/cm2, He carrier gas, Ar make-up gas, N2 4 ml/min added to central gas flow, 100 laser pulses per analysis, medium-resolution | NIST610, NIST612 as internal standards; MASS-1 as monitoring standard; Sph-HYLM and PY-3 as reference materials for instrumental mass fractionation correction (S isotopes) | 1.5903 |  | 0.21158 | [11 empty] | 0.005077 | [5 empty] | 2959.1903 | [5 empty] | 0.93998 | [5 empty] | 109.7915 | [9 empty] | 87503.3453 |  | 5.9975 |  |  |  | 0.32243 | [7 empty] | 12.1154 |  |  |  | 4.7643 | [7 empty] | 0.013403 |  | 2480.9162 |  |  |  | 13.4773 | [9 empty] | 48.3602 |  | 15.7765 | [17 empty] | 0.17387 |  |  |  | 9.4688 | [5 empty] | 86.5532 | [11 empty] | 2.0062 | [15 empty] | 570718.1059 |  |  |  |  | 2024 | He, X. et al. (2024). [Title not fully stated in excerpt — Bainiuchang Zn-Sn polymetallic deposit study]. Ore Geology Reviews, 167, 105981. |  | CHN | Yunnan
| Bainiuchang |  | Magmatic hydrothermal | Skarn | granite-related Zn-Sn polymetallic | Zn, Sn | Ag, Pb, Cu, In | Zn, Sn, Ag, Pb, Cu, In | He et al., 2024 |  | BN09-07 |  | underground mine |  |  |  |  | ore material | grab | grab | mineral separate | [5 empty] | mineralisation |  |  |  | sphalerite, pyrite, chalcopyrite, galena | [6 empty] | cassiterite, pyrrhotite, quartz, diopside, garnet, magnetite, limonite | Polished sections (ore samples mounted and polished prior to trace element and in-situ S-Pb isotopic analysis) | LA-ICPMS, MC-ICPMS | Agilent 7700 ICP-MS equipped with a Geolas Pro 193 nm laser ablation system; Neptune Plus MC-ICP-MS (Thermo Fisher Scientific, Bremen, Germany) equipped with a Geolas HD excimer ArF laser ablation system (Coherent, Göttingen, Germany) | Wuhan Sample Solution Analytical Technology Co., Ltd., Hubei, China | LA-ICP-MS: laser energy density 3.46 J/cm2, spot size 32 μm, laser pulse rate 10 Hz, He carrier gas, Ar make-up gas; MC-ICP-MS S isotopes: spot size 44 μm, pulse frequency 2 Hz, laser fluency ~5 J/cm2, He carrier gas, Ar make-up gas, N2 4 ml/min added to central gas flow, 100 laser pulses per analysis, medium-resolution | NIST610, NIST612 as internal standards; MASS-1 as monitoring standard; Sph-HYLM and PY-3 as reference materials for instrumental mass fractionation correction (S isotopes) | 2.7087 |  | 0.081207 | [11 empty] | 0.032545 |  |  |  | 51.6592 |  | 2231.3253 | [5 empty] | 0.070494 | [5 empty] | 121.0704 | [9 empty] | 84289.7068 |  | 3.1719 |  |  |  | 1.0751 | [7 empty] | 4.7316 |  |  |  | 27.8877 | [7 empty] | 0.28274 |  | 2891.1304 |  |  |  | 89.6959 | [9 empty] | 30.2393 |  | 54.2693 | [17 empty] | 0.31573 |  |  |  | 8.6211 | [5 empty] | 6.223 | [11 empty] | 2.4448 | [15 empty] | 574420.4551 |  |  |  |  | 2024 | He, X. et al. (2024). [Title not fully stated in excerpt — Bainiuchang Zn-Sn polymetallic deposit study]. Ore Geology Reviews, 167, 105981. |  | CHN | Yunnan
| Bainiuchang |  | Magmatic hydrothermal | Skarn | granite-related Zn-Sn polymetallic | Zn, Sn | Ag, Pb, Cu, In | Zn, Sn, Ag, Pb, Cu, In | He et al., 2024 |  | BN09-08 |  | underground mine |  |  |  |  | ore material | grab | grab | mineral separate | [5 empty] | mineralisation |  |  |  | sphalerite, pyrite, chalcopyrite, galena | [6 empty] | cassiterite, pyrrhotite, quartz, diopside, garnet, magnetite, limonite | Polished sections (ore samples mounted and polished prior to trace element and in-situ S-Pb isotopic analysis) | LA-ICPMS, MC-ICPMS | Agilent 7700 ICP-MS equipped with a Geolas Pro 193 nm laser ablation system; Neptune Plus MC-ICP-MS (Thermo Fisher Scientific, Bremen, Germany) equipped with a Geolas HD excimer ArF laser ablation system (Coherent, Göttingen, Germany) | Wuhan Sample Solution Analytical Technology Co., Ltd., Hubei, China | LA-ICP-MS: laser energy density 3.46 J/cm2, spot size 32 μm, laser pulse rate 10 Hz, He carrier gas, Ar make-up gas; MC-ICP-MS S isotopes: spot size 44 μm, pulse frequency 2 Hz, laser fluency ~5 J/cm2, He carrier gas, Ar make-up gas, N2 4 ml/min added to central gas flow, 100 laser pulses per analysis, medium-resolution | NIST610, NIST612 as internal standards; MASS-1 as monitoring standard; Sph-HYLM and PY-3 as reference materials for instrumental mass fractionation correction (S isotopes) | 3.8326 |  | 0.15738 | [11 empty] | 0.029597 | [5 empty] | 2622.1472 | [5 empty] | 0.009127 | [5 empty] | 162.2963 | [9 empty] | 85471.2731 |  | 3.2084 |  |  |  | 0.32231 | [7 empty] | 4.8116 |  |  |  | 12.0893 | [7 empty] | 0.26334 |  | 2922.2064 |  |  |  | 18.787 | [9 empty] | 60.9518 |  | 28.5109 | [17 empty] | 0.11253 | [9 empty] | 5.6568 | [11 empty] | 2.8505 |  | 0.005369 | [13 empty] | 572642.7629 |  |  |  |  | 2024 | He, X. et al. (2024). [Title not fully stated in excerpt — Bainiuchang Zn-Sn polymetallic deposit study]. Ore Geology Reviews, 167, 105981. |  | CHN | Yunnan
| Bainiuchang |  | Magmatic hydrothermal | Skarn | granite-related Zn-Sn polymetallic | Zn, Sn | Ag, Pb, Cu, In | Zn, Sn, Ag, Pb, Cu, In | He et al., 2024 |  | BN09-09 |  | underground mine |  |  |  |  | ore material | grab | grab | mineral separate | [5 empty] | mineralisation |  |  |  | sphalerite, pyrite, chalcopyrite, galena | [6 empty] | cassiterite, pyrrhotite, quartz, diopside, garnet, magnetite, limonite | Polished sections (ore samples mounted and polished prior to trace element and in-situ S-Pb isotopic analysis) | LA-ICPMS, MC-ICPMS | Agilent 7700 ICP-MS equipped with a Geolas Pro 193 nm laser ablation system; Neptune Plus MC-ICP-MS (Thermo Fisher Scientific, Bremen, Germany) equipped with a Geolas HD excimer ArF laser ablation system (Coherent, Göttingen, Germany) | Wuhan Sample Solution Analytical Technology Co., Ltd., Hubei, China | LA-ICP-MS: laser energy density 3.46 J/cm2, spot size 32 μm, laser pulse rate 10 Hz, He carrier gas, Ar make-up gas; MC-ICP-MS S isotopes: spot size 44 μm, pulse frequency 2 Hz, laser fluency ~5 J/cm2, He carrier gas, Ar make-up gas, N2 4 ml/min added to central gas flow, 100 laser pulses per analysis, medium-resolution | NIST610, NIST612 as internal standards; MASS-1 as monitoring standard; Sph-HYLM and PY-3 as reference materials for instrumental mass fractionation correction (S isotopes) | 2.4291 |  | 0.20394 | [11 empty] | 0.003654 | [5 empty] | 2791.9953 | [5 empty] | 0.88175 | [5 empty] | 320.663 | [9 empty] | 92207.131 |  | 7.5856 | [11 empty] | 7.7691 | [13 empty] | 2658.8014 |  |  |  | 21.9832 | [9 empty] | 36.0426 |  | 7.7092 | [17 empty] | 0 | [9 empty] | 180.1903 | [11 empty] | 2.8752 |  | 0.004354 | [13 empty] | 565445.7554 |  |  |  |  | 2024 | He, X. et al. (2024). [Title not fully stated in excerpt — Bainiuchang Zn-Sn polymetallic deposit study]. Ore Geology Reviews, 167, 105981. |  | CHN | Yunnan
| Bainiuchang |  | Magmatic hydrothermal | Skarn | granite-related Zn-Sn polymetallic | Zn, Sn | Ag, Pb, Cu, In | Zn, Sn, Ag, Pb, Cu, In | He et al., 2024 |  | BN09-10 |  | underground mine |  |  |  |  | ore material | grab | grab | mineral separate | [5 empty] | mineralisation |  |  |  | sphalerite, pyrite, chalcopyrite, galena | [6 empty] | cassiterite, pyrrhotite, quartz, diopside, garnet, magnetite, limonite | Polished sections (ore samples mounted and polished prior to trace element and in-situ S-Pb isotopic analysis) | LA-ICPMS, MC-ICPMS | Agilent 7700 ICP-MS equipped with a Geolas Pro 193 nm laser ablation system; Neptune Plus MC-ICP-MS (Thermo Fisher Scientific, Bremen, Germany) equipped with a Geolas HD excimer ArF laser ablation system (Coherent, Göttingen, Germany) | Wuhan Sample Solution Analytical Technology Co., Ltd., Hubei, China | LA-ICP-MS: laser energy density 3.46 J/cm2, spot size 32 μm, laser pulse rate 10 Hz, He carrier gas, Ar make-up gas; MC-ICP-MS S isotopes: spot size 44 μm, pulse frequency 2 Hz, laser fluency ~5 J/cm2, He carrier gas, Ar make-up gas, N2 4 ml/min added to central gas flow, 100 laser pulses per analysis, medium-resolution | NIST610, NIST612 as internal standards; MASS-1 as monitoring standard; Sph-HYLM and PY-3 as reference materials for instrumental mass fractionation correction (S isotopes) | 7.5287 |  | 0.98317 | [11 empty] | 0.032388 |  |  |  | 87.7796 |  | 2612.5507 | [5 empty] | 0.84188 | [5 empty] | 1139.4423 | [9 empty] | 89188.0952 |  | 7.0942 |  |  |  | 0.82815 | [7 empty] | 9.7029 |  |  |  | 90.9366 | [7 empty] | 0.1375 |  | 2772.7215 |  |  |  | 36.7292 | [9 empty] | 21.9222 |  | 35.9496 | [17 empty] | 2.1425 | [9 empty] | 490.9399 | [11 empty] | 2.8995 |  | 0.002937 | [13 empty] | 567194.9845 |  |  |  |  | 2024 | He, X. et al. (2024). [Title not fully stated in excerpt — Bainiuchang Zn-Sn polymetallic deposit study]. Ore Geology Reviews, 167, 105981. |  | CHN | Yunnan
| Bainiuchang |  | Magmatic hydrothermal | Skarn | granite-related Zn-Sn polymetallic | Zn, Sn | Ag, Pb, Cu, In | Zn, Sn, Ag, Pb, Cu, In | He et al., 2024 |  | BN09-11 |  | underground mine |  |  |  |  | ore material | grab | grab | mineral separate | [5 empty] | mineralisation |  |  |  | sphalerite, pyrite, chalcopyrite, galena | [6 empty] | cassiterite, pyrrhotite, quartz, diopside, garnet, magnetite, limonite | Polished sections (ore samples mounted and polished prior to trace element and in-situ S-Pb isotopic analysis) | LA-ICPMS, MC-ICPMS | Agilent 7700 ICP-MS equipped with a Geolas Pro 193 nm laser ablation system; Neptune Plus MC-ICP-MS (Thermo Fisher Scientific, Bremen, Germany) equipped with a Geolas HD excimer ArF laser ablation system (Coherent, Göttingen, Germany) | Wuhan Sample Solution Analytical Technology Co., Ltd., Hubei, China | LA-ICP-MS: laser energy density 3.46 J/cm2, spot size 32 μm, laser pulse rate 10 Hz, He carrier gas, Ar make-up gas; MC-ICP-MS S isotopes: spot size 44 μm, pulse frequency 2 Hz, laser fluency ~5 J/cm2, He carrier gas, Ar make-up gas, N2 4 ml/min added to central gas flow, 100 laser pulses per analysis, medium-resolution | NIST610, NIST612 as internal standards; MASS-1 as monitoring standard; Sph-HYLM and PY-3 as reference materials for instrumental mass fractionation correction (S isotopes) | 5.9712 | [13 empty] | 0.005656 |  |  |  | 8.5542 |  | 2712.4869 | [5 empty] | 0.98223 | [5 empty] | 501.8568 | [9 empty] | 85597.7457 |  | 6.01 |  |  |  | 0.24953 | [7 empty] | 2.4237 |  |  |  | 5.3789 | [9 empty] | 2682.6449 |  |  |  | 0.52594 | [9 empty] | 31.0391 |  | 3.0089 | [17 empty] | 2.9059 |  |  |  | 16.9864 | [5 empty] | 106.8225 | [11 empty] | 2.3414 | [15 empty] | 572378.4656 |  |  |  |  | 2024 | He, X. et al. (2024). [Title not fully stated in excerpt — Bainiuchang Zn-Sn polymetallic deposit study]. Ore Geology Reviews, 167, 105981. |  | CHN | Yunnan
| Bainiuchang |  | Magmatic hydrothermal | Skarn | granite-related Zn-Sn polymetallic | Zn, Sn | Ag, Pb, Cu, In | Zn, Sn, Ag, Pb, Cu, In | He et al., 2024 |  | BN09-12 |  | underground mine |  |  |  |  | ore material | grab | grab | mineral separate | [5 empty] | mineralisation |  |  |  | sphalerite, pyrite, chalcopyrite, galena | [6 empty] | cassiterite, pyrrhotite, quartz, diopside, garnet, magnetite, limonite | Polished sections (ore samples mounted and polished prior to trace element and in-situ S-Pb isotopic analysis) | LA-ICPMS, MC-ICPMS | Agilent 7700 ICP-MS equipped with a Geolas Pro 193 nm laser ablation system; Neptune Plus MC-ICP-MS (Thermo Fisher Scientific, Bremen, Germany) equipped with a Geolas HD excimer ArF laser ablation system (Coherent, Göttingen, Germany) | Wuhan Sample Solution Analytical Technology Co., Ltd., Hubei, China | LA-ICP-MS: laser energy density 3.46 J/cm2, spot size 32 μm, laser pulse rate 10 Hz, He carrier gas, Ar make-up gas; MC-ICP-MS S isotopes: spot size 44 μm, pulse frequency 2 Hz, laser fluency ~5 J/cm2, He carrier gas, Ar make-up gas, N2 4 ml/min added to central gas flow, 100 laser pulses per analysis, medium-resolution | NIST610, NIST612 as internal standards; MASS-1 as monitoring standard; Sph-HYLM and PY-3 as reference materials for instrumental mass fractionation correction (S isotopes) | 5.2197 |  | 0.23224 | [11 empty] | 0.01765 |  |  |  | 34.7448 |  | 2567.9132 | [5 empty] | 0.82535 | [5 empty] | 717.7455 | [9 empty] | 87325.623 |  | 6.4425 |  |  |  | 0.88139 | [7 empty] | 4.4152 |  |  |  | 12.0092 | [7 empty] | 0.044445 |  | 2694.0681 |  |  |  | 5.2598 | [9 empty] | 33.1765 |  | 6.7742 | [17 empty] | 1.0284 | [9 empty] | 358.5541 | [11 empty] | 1.9786 | [15 empty] | 570149.2273 |  |  |  |  | 2024 | He, X. et al. (2024). [Title not fully stated in excerpt — Bainiuchang Zn-Sn polymetallic deposit study]. Ore Geology Reviews, 167, 105981. |  | CHN | Yunnan
| Bainiuchang |  | Magmatic hydrothermal | Skarn | granite-related Zn-Sn polymetallic | Zn, Sn | Ag, Pb, Cu, In | Zn, Sn, Ag, Pb, Cu, In | He et al., 2024 |  | BN09-13 |  | underground mine |  |  |  |  | ore material | grab | grab | mineral separate | [5 empty] | mineralisation |  |  |  | sphalerite, pyrite, chalcopyrite, galena | [6 empty] | cassiterite, pyrrhotite, quartz, diopside, garnet, magnetite, limonite | Polished sections (ore samples mounted and polished prior to trace element and in-situ S-Pb isotopic analysis) | LA-ICPMS, MC-ICPMS | Agilent 7700 ICP-MS equipped with a Geolas Pro 193 nm laser ablation system; Neptune Plus MC-ICP-MS (Thermo Fisher Scientific, Bremen, Germany) equipped with a Geolas HD excimer ArF laser ablation system (Coherent, Göttingen, Germany) | Wuhan Sample Solution Analytical Technology Co., Ltd., Hubei, China | LA-ICP-MS: laser energy density 3.46 J/cm2, spot size 32 μm, laser pulse rate 10 Hz, He carrier gas, Ar make-up gas; MC-ICP-MS S isotopes: spot size 44 μm, pulse frequency 2 Hz, laser fluency ~5 J/cm2, He carrier gas, Ar make-up gas, N2 4 ml/min added to central gas flow, 100 laser pulses per analysis, medium-resolution | NIST610, NIST612 as internal standards; MASS-1 as monitoring standard; Sph-HYLM and PY-3 as reference materials for instrumental mass fractionation correction (S isotopes) | 4.2517 |  | 0 | [11 empty] | 0.021057 |  |  |  | 49.5507 |  | 2692.8074 | [5 empty] | 0.84479 | [5 empty] | 313.7029 | [9 empty] | 90785.84 |  | 6.6315 |  |  |  | 0.54175 | [7 empty] | 2.2471 | [13 empty] | 2476.5747 |  |  |  | 7.2541 | [9 empty] | 44.5362 |  | 8.2779 | [17 empty] | 2.7304 |  |  |  | 16.4458 | [5 empty] | 292.5336 | [11 empty] | 1.8055 |  | 0.007347 | [13 empty] | 567044.6571 |  |  |  |  | 2024 | He, X. et al. (2024). [Title not fully stated in excerpt — Bainiuchang Zn-Sn polymetallic deposit study]. Ore Geology Reviews, 167, 105981. |  | CHN | Yunnan
| Bainiuchang |  | Magmatic hydrothermal | Skarn | granite-related Zn-Sn polymetallic | Zn, Sn | Ag, Pb, Cu, In | Zn, Sn, Ag, Pb, Cu, In | He et al., 2024 |  | BN09-14 |  | underground mine |  |  |  |  | ore material | grab | grab | mineral separate | [5 empty] | mineralisation |  |  |  | sphalerite, pyrite, chalcopyrite, galena | [6 empty] | cassiterite, pyrrhotite, quartz, diopside, garnet, magnetite, limonite | Polished sections (ore samples mounted and polished prior to trace element and in-situ S-Pb isotopic analysis) | LA-ICPMS, MC-ICPMS | Agilent 7700 ICP-MS equipped with a Geolas Pro 193 nm laser ablation system; Neptune Plus MC-ICP-MS (Thermo Fisher Scientific, Bremen, Germany) equipped with a Geolas HD excimer ArF laser ablation system (Coherent, Göttingen, Germany) | Wuhan Sample Solution Analytical Technology Co., Ltd., Hubei, China | LA-ICP-MS: laser energy density 3.46 J/cm2, spot size 32 μm, laser pulse rate 10 Hz, He carrier gas, Ar make-up gas; MC-ICP-MS S isotopes: spot size 44 μm, pulse frequency 2 Hz, laser fluency ~5 J/cm2, He carrier gas, Ar make-up gas, N2 4 ml/min added to central gas flow, 100 laser pulses per analysis, medium-resolution | NIST610, NIST612 as internal standards; MASS-1 as monitoring standard; Sph-HYLM and PY-3 as reference materials for instrumental mass fractionation correction (S isotopes) | 2.4307 |  | 1.4665 | [11 empty] | 0.045642 |  |  |  | 40.7356 |  | 2270.6855 | [5 empty] | 0.93545 | [5 empty] | 131.6839 | [9 empty] | 95664.8046 |  | 7.4893 |  |  |  | 1.2367 | [7 empty] | 2.0963 |  |  |  | 48.9043 | [7 empty] | 0.91209 |  | 3103.3574 |  |  |  | 63.4718 | [9 empty] | 76.4813 |  | 165.4041 | [17 empty] | 0.65414 | [9 empty] | 99.0227 | [11 empty] | 1.5989 | [15 empty] | 561543.5217 |  |  |  |  | 2024 | He, X. et al. (2024). [Title not fully stated in excerpt — Bainiuchang Zn-Sn polymetallic deposit study]. Ore Geology Reviews, 167, 105981. |  | CHN | Yunnan
| Bainiuchang |  | Magmatic hydrothermal | Skarn | granite-related Zn-Sn polymetallic | Zn, Sn | Ag, Pb, Cu, In | Zn, Sn, Ag, Pb, Cu, In | He et al., 2024 |  | BN09-15 |  | underground mine |  |  |  |  | ore material | grab | grab | mineral separate | [5 empty] | mineralisation |  |  |  | sphalerite, pyrite, chalcopyrite, galena | [6 empty] | cassiterite, pyrrhotite, quartz, diopside, garnet, magnetite, limonite | Polished sections (ore samples mounted and polished prior to trace element and in-situ S-Pb isotopic analysis) | LA-ICPMS, MC-ICPMS | Agilent 7700 ICP-MS equipped with a Geolas Pro 193 nm laser ablation system; Neptune Plus MC-ICP-MS (Thermo Fisher Scientific, Bremen, Germany) equipped with a Geolas HD excimer ArF laser ablation system (Coherent, Göttingen, Germany) | Wuhan Sample Solution Analytical Technology Co., Ltd., Hubei, China | LA-ICP-MS: laser energy density 3.46 J/cm2, spot size 32 μm, laser pulse rate 10 Hz, He carrier gas, Ar make-up gas; MC-ICP-MS S isotopes: spot size 44 μm, pulse frequency 2 Hz, laser fluency ~5 J/cm2, He carrier gas, Ar make-up gas, N2 4 ml/min added to central gas flow, 100 laser pulses per analysis, medium-resolution | NIST610, NIST612 as internal standards; MASS-1 as monitoring standard; Sph-HYLM and PY-3 as reference materials for instrumental mass fractionation correction (S isotopes) | 0.9472 |  | 0.097732 | [11 empty] | 0.010273 | [5 empty] | 2615.0485 | [5 empty] | 0.77952 | [5 empty] | 100.9634 | [9 empty] | 88813.2482 |  | 6.8279 |  |  |  | 0.22707 | [7 empty] | 1.6225 |  |  |  | 7.1812 | [7 empty] | 0.064495 |  | 2896.5939 |  |  |  | 7.3053 | [9 empty] | 46.369 |  | 18.6736 | [17 empty] | 0.0715 | [9 empty] | 79.7415 | [11 empty] | 2.0624 |  | 0.002749 | [13 empty] | 569523.0323 |  |  |  |  | 2024 | He, X. et al. (2024). [Title not fully stated in excerpt — Bainiuchang Zn-Sn polymetallic deposit study]. Ore Geology Reviews, 167, 105981. |  | CHN | Yunnan
| Bainiuchang |  | Magmatic hydrothermal | Skarn | granite-related Zn-Sn polymetallic | Zn, Sn | Ag, Pb, Cu, In | Zn, Sn, Ag, Pb, Cu, In | He et al., 2024 |  | BN09-16 |  | underground mine |  |  |  |  | ore material | grab | grab | mineral separate | [5 empty] | mineralisation |  |  |  | sphalerite, pyrite, chalcopyrite, galena | [6 empty] | cassiterite, pyrrhotite, quartz, diopside, garnet, magnetite, limonite | Polished sections (ore samples mounted and polished prior to trace element and in-situ S-Pb isotopic analysis) | LA-ICPMS, MC-ICPMS | Agilent 7700 ICP-MS equipped with a Geolas Pro 193 nm laser ablation system; Neptune Plus MC-ICP-MS (Thermo Fisher Scientific, Bremen, Germany) equipped with a Geolas HD excimer ArF laser ablation system (Coherent, Göttingen, Germany) | Wuhan Sample Solution Analytical Technology Co., Ltd., Hubei, China | LA-ICP-MS: laser energy density 3.46 J/cm2, spot size 32 μm, laser pulse rate 10 Hz, He carrier gas, Ar make-up gas; MC-ICP-MS S isotopes: spot size 44 μm, pulse frequency 2 Hz, laser fluency ~5 J/cm2, He carrier gas, Ar make-up gas, N2 4 ml/min added to central gas flow, 100 laser pulses per analysis, medium-resolution | NIST610, NIST612 as internal standards; MASS-1 as monitoring standard; Sph-HYLM and PY-3 as reference materials for instrumental mass fractionation correction (S isotopes) | 1.5003 |  | 2.3262 | [11 empty] | 0.17456 |  |  |  | 181.8459 |  | 1997.3369 | [5 empty] | 0.11525 | [5 empty] | 117.3904 | [9 empty] | 90347.3801 |  | 7.2455 |  |  |  | 0.9005 | [7 empty] | 3.9912 |  |  |  | 127.015 | [7 empty] | 1.6603 |  | 3145.7981 |  |  |  | 181.2243 | [9 empty] | 93.6205 |  | 153.6455 | [17 empty] | 0.57234 |  |  |  | 66.7356 | [5 empty] | 100.4912 | [11 empty] | 3.1871 |  | 0.005081 | [13 empty] | 566799.1966 |  |  |  |  | 2024 | He, X. et al. (2024). [Title not fully stated in excerpt — Bainiuchang Zn-Sn polymetallic deposit study]. Ore Geology Reviews, 167, 105981. |  | CHN | Yunnan
| Bainiuchang |  | Magmatic hydrothermal | Skarn | granite-related Zn-Sn polymetallic | Zn, Sn | Ag, Pb, Cu, In | Zn, Sn, Ag, Pb, Cu, In | He et al., 2024 |  | BN09-17 |  | underground mine |  |  |  |  | ore material | grab | grab | mineral separate | [5 empty] | mineralisation |  |  |  | sphalerite, pyrite, chalcopyrite, galena | [6 empty] | cassiterite, pyrrhotite, quartz, diopside, garnet, magnetite, limonite | Polished sections (ore samples mounted and polished prior to trace element and in-situ S-Pb isotopic analysis) | LA-ICPMS, MC-ICPMS | Agilent 7700 ICP-MS equipped with a Geolas Pro 193 nm laser ablation system; Neptune Plus MC-ICP-MS (Thermo Fisher Scientific, Bremen, Germany) equipped with a Geolas HD excimer ArF laser ablation system (Coherent, Göttingen, Germany) | Wuhan Sample Solution Analytical Technology Co., Ltd., Hubei, China | LA-ICP-MS: laser energy density 3.46 J/cm2, spot size 32 μm, laser pulse rate 10 Hz, He carrier gas, Ar make-up gas; MC-ICP-MS S isotopes: spot size 44 μm, pulse frequency 2 Hz, laser fluency ~5 J/cm2, He carrier gas, Ar make-up gas, N2 4 ml/min added to central gas flow, 100 laser pulses per analysis, medium-resolution | NIST610, NIST612 as internal standards; MASS-1 as monitoring standard; Sph-HYLM and PY-3 as reference materials for instrumental mass fractionation correction (S isotopes) | 1.6822 |  | 1.6711 | [11 empty] | 0.083084 |  |  |  | 63.5826 |  | 2149.1925 | [5 empty] | 0.017168 | [5 empty] | 182.8753 | [9 empty] | 89942.4915 |  | 5.8958 |  |  |  | 0.31476 | [7 empty] | 3.5673 |  |  |  | 40.0154 | [7 empty] | 0.99908 |  | 3090.2919 |  |  |  | 109.964 | [9 empty] | 61.1611 |  | 69.867 | [17 empty] | 0.2473 |  |  |  | 6.9825 | [5 empty] | 115.9334 | [11 empty] | 2.6091 |  | 0.017421 | [13 empty] | 566915.0839 |  |  |  |  | 2024 | He, X. et al. (2024). [Title not fully stated in excerpt — Bainiuchang Zn-Sn polymetallic deposit study]. Ore Geology Reviews, 167, 105981. |  | CHN | Yunnan
| Bainiuchang |  | Magmatic hydrothermal | Skarn | granite-related Zn-Sn polymetallic | Zn, Sn | Ag, Pb, Cu, In | Zn, Sn, Ag, Pb, Cu, In | He et al., 2024 |  | BN09-18 |  | underground mine |  |  |  |  | ore material | grab | grab | mineral separate | [5 empty] | mineralisation |  |  |  | sphalerite, pyrite, chalcopyrite, galena | [6 empty] | cassiterite, pyrrhotite, quartz, diopside, garnet, magnetite, limonite | Polished sections (ore samples mounted and polished prior to trace element and in-situ S-Pb isotopic analysis) | LA-ICPMS, MC-ICPMS | Agilent 7700 ICP-MS equipped with a Geolas Pro 193 nm laser ablation system; Neptune Plus MC-ICP-MS (Thermo Fisher Scientific, Bremen, Germany) equipped with a Geolas HD excimer ArF laser ablation system (Coherent, Göttingen, Germany) | Wuhan Sample Solution Analytical Technology Co., Ltd., Hubei, China | LA-ICP-MS: laser energy density 3.46 J/cm2, spot size 32 μm, laser pulse rate 10 Hz, He carrier gas, Ar make-up gas; MC-ICP-MS S isotopes: spot size 44 μm, pulse frequency 2 Hz, laser fluency ~5 J/cm2, He carrier gas, Ar make-up gas, N2 4 ml/min added to central gas flow, 100 laser pulses per analysis, medium-resolution | NIST610, NIST612 as internal standards; MASS-1 as monitoring standard; Sph-HYLM and PY-3 as reference materials for instrumental mass fractionation correction (S isotopes) | 3.7509 |  | 0.14205 | [11 empty] | 0.007711 |  |  |  | 20.8861 |  | 2921.0134 | [5 empty] | 0.96788 | [5 empty] | 455.0627 | [9 empty] | 88980.4926 |  | 5.7466 |  |  |  | 0.84734 | [7 empty] | 15.1426 |  |  |  | 4.058 | [7 empty] | 0.028304 |  | 2873.9771 |  |  |  | 0.78419 | [9 empty] | 39.2074 |  | 3.8606 | [17 empty] | 0 |  |  |  | 1.2588 | [5 empty] | 390.6289 | [11 empty] | 2.7435 | [15 empty] | 568324.1586 |  |  |  |  | 2024 | He, X. et al. (2024). [Title not fully stated in excerpt — Bainiuchang Zn-Sn polymetallic deposit study]. Ore Geology Reviews, 167, 105981. |  | CHN | Yunnan
| Bainiuchang |  | Magmatic hydrothermal | Skarn | granite-related Zn-Sn polymetallic | Zn, Sn | Ag, Pb, Cu, In | Zn, Sn, Ag, Pb, Cu, In | He et al., 2024 |  | BN09-19 |  | underground mine |  |  |  |  | ore material | grab | grab | mineral separate | [5 empty] | mineralisation |  |  |  | sphalerite, pyrite, chalcopyrite, galena | [6 empty] | cassiterite, pyrrhotite, quartz, diopside, garnet, magnetite, limonite | Polished sections (ore samples mounted and polished prior to trace element and in-situ S-Pb isotopic analysis) | LA-ICPMS, MC-ICPMS | Agilent 7700 ICP-MS equipped with a Geolas Pro 193 nm laser ablation system; Neptune Plus MC-ICP-MS (Thermo Fisher Scientific, Bremen, Germany) equipped with a Geolas HD excimer ArF laser ablation system (Coherent, Göttingen, Germany) | Wuhan Sample Solution Analytical Technology Co., Ltd., Hubei, China | LA-ICP-MS: laser energy density 3.46 J/cm2, spot size 32 μm, laser pulse rate 10 Hz, He carrier gas, Ar make-up gas; MC-ICP-MS S isotopes: spot size 44 μm, pulse frequency 2 Hz, laser fluency ~5 J/cm2, He carrier gas, Ar make-up gas, N2 4 ml/min added to central gas flow, 100 laser pulses per analysis, medium-resolution | NIST610, NIST612 as internal standards; MASS-1 as monitoring standard; Sph-HYLM and PY-3 as reference materials for instrumental mass fractionation correction (S isotopes) | 6.6737 |  | 0.27398 | [11 empty] | 0.020501 |  |  |  | 20.4358 |  | 2804.2257 | [5 empty] | 1.1126 | [5 empty] | 409.6074 | [9 empty] | 90979.2982 |  | 9.106 |  |  |  | 0.020142 | [7 empty] | 16.2415 |  |  |  | 0.9091 | [7 empty] | 0.062932 |  | 2663.3565 |  |  |  | 20.612 | [9 empty] | 47.0086 |  | 13.1389 | [17 empty] | 5.4752 |  |  |  | 17.9364 | [5 empty] | 286.1435 | [11 empty] | 2.7856 |  | 0.012276 | [13 empty] | 566380.7093 |  |  |  |  | 2024 | He, X. et al. (2024). [Title not fully stated in excerpt — Bainiuchang Zn-Sn polymetallic deposit study]. Ore Geology Reviews, 167, 105981. |  | CHN | Yunnan
| Bainiuchang |  | Magmatic hydrothermal | Skarn | granite-related Zn-Sn polymetallic | Zn, Sn | Ag, Pb, Cu, In | Zn, Sn, Ag, Pb, Cu, In | He et al., 2024 |  | BN09-20 |  | underground mine |  |  |  |  | ore material | grab | grab | mineral separate | [5 empty] | mineralisation |  |  |  | sphalerite, pyrite, chalcopyrite, galena | [6 empty] | cassiterite, pyrrhotite, quartz, diopside, garnet, magnetite, limonite | Polished sections (ore samples mounted and polished prior to trace element and in-situ S-Pb isotopic analysis) | LA-ICPMS, MC-ICPMS | Agilent 7700 ICP-MS equipped with a Geolas Pro 193 nm laser ablation system; Neptune Plus MC-ICP-MS (Thermo Fisher Scientific, Bremen, Germany) equipped with a Geolas HD excimer ArF laser ablation system (Coherent, Göttingen, Germany) | Wuhan Sample Solution Analytical Technology Co., Ltd., Hubei, China | LA-ICP-MS: laser energy density 3.46 J/cm2, spot size 32 μm, laser pulse rate 10 Hz, He carrier gas, Ar make-up gas; MC-ICP-MS S isotopes: spot size 44 μm, pulse frequency 2 Hz, laser fluency ~5 J/cm2, He carrier gas, Ar make-up gas, N2 4 ml/min added to central gas flow, 100 laser pulses per analysis, medium-resolution | NIST610, NIST612 as internal standards; MASS-1 as monitoring standard; Sph-HYLM and PY-3 as reference materials for instrumental mass fractionation correction (S isotopes) | 1.5597 |  | 0.97686 | [11 empty] | 0.046381 |  |  |  | 32.8332 |  | 2645.8229 | [5 empty] | 0.64475 | [5 empty] | 46.8299 | [9 empty] | 89825.5726 |  | 4.065 |  |  |  | 0.22248 | [7 empty] | 1.3113 |  |  |  | 15.0941 | [7 empty] | 0.20781 |  | 2969.487 |  |  |  | 59.0639 | [9 empty] | 50.0629 |  | 24.5418 | [17 empty] | 0.12864 |  |  |  | 14.6084 | [5 empty] | 20.1586 | [11 empty] | 1.6598 | [15 empty] | 568156.3069 |  |  |  |  | 2024 | He, X. et al. (2024). [Title not fully stated in excerpt — Bainiuchang Zn-Sn polymetallic deposit study]. Ore Geology Reviews, 167, 105981. |  | CHN | Yunnan
| Bainiuchang |  | Magmatic hydrothermal | Skarn | granite-related Zn-Sn polymetallic | Zn, Sn | Ag, Pb, Cu, In | Zn, Sn, Ag, Pb, Cu, In | He et al., 2024 |  | BN09-21 |  | underground mine |  |  |  |  | ore material | grab | grab | mineral separate | [5 empty] | mineralisation |  |  |  | sphalerite, pyrite, chalcopyrite, galena | [6 empty] | cassiterite, pyrrhotite, quartz, diopside, garnet, magnetite, limonite | Polished sections (ore samples mounted and polished prior to trace element and in-situ S-Pb isotopic analysis) | LA-ICPMS, MC-ICPMS | Agilent 7700 ICP-MS equipped with a Geolas Pro 193 nm laser ablation system; Neptune Plus MC-ICP-MS (Thermo Fisher Scientific, Bremen, Germany) equipped with a Geolas HD excimer ArF laser ablation system (Coherent, Göttingen, Germany) | Wuhan Sample Solution Analytical Technology Co., Ltd., Hubei, China | LA-ICP-MS: laser energy density 3.46 J/cm2, spot size 32 μm, laser pulse rate 10 Hz, He carrier gas, Ar make-up gas; MC-ICP-MS S isotopes: spot size 44 μm, pulse frequency 2 Hz, laser fluency ~5 J/cm2, He carrier gas, Ar make-up gas, N2 4 ml/min added to central gas flow, 100 laser pulses per analysis, medium-resolution | NIST610, NIST612 as internal standards; MASS-1 as monitoring standard; Sph-HYLM and PY-3 as reference materials for instrumental mass fractionation correction (S isotopes) | 1.9416 |  | 0.036576 | [11 empty] | 0 | [5 empty] | 3006.7297 | [5 empty] | 0.98637 | [5 empty] | 65.103 | [9 empty] | 90150.6555 |  | 6.0188 |  |  |  | 0.75957 | [7 empty] | 5.5999 |  |  |  | 11.2049 | [9 empty] | 2726.8843 | [13 empty] | 40.4514 |  | 0.78349 | [17 empty] | 0.062866 | [9 empty] | 37.3404 | [11 empty] | 2.7725 | [15 empty] | 567521.9611 |  |  |  |  | 2024 | He, X. et al. (2024). [Title not fully stated in excerpt — Bainiuchang Zn-Sn polymetallic deposit study]. Ore Geology Reviews, 167, 105981. |  | CHN | Yunnan
| Bainiuchang |  | Magmatic hydrothermal | Skarn | granite-related Zn-Sn polymetallic | Zn, Sn | Ag, Pb, Cu, In | Zn, Sn, Ag, Pb, Cu, In | He et al., 2024 |  | BN09-22 |  | underground mine |  |  |  |  | ore material | grab | grab | mineral separate | [5 empty] | mineralisation |  |  |  | sphalerite, pyrite, chalcopyrite, galena | [6 empty] | cassiterite, pyrrhotite, quartz, diopside, garnet, magnetite, limonite | Polished sections (ore samples mounted and polished prior to trace element and in-situ S-Pb isotopic analysis) | LA-ICPMS, MC-ICPMS | Agilent 7700 ICP-MS equipped with a Geolas Pro 193 nm laser ablation system; Neptune Plus MC-ICP-MS (Thermo Fisher Scientific, Bremen, Germany) equipped with a Geolas HD excimer ArF laser ablation system (Coherent, Göttingen, Germany) | Wuhan Sample Solution Analytical Technology Co., Ltd., Hubei, China | LA-ICP-MS: laser energy density 3.46 J/cm2, spot size 32 μm, laser pulse rate 10 Hz, He carrier gas, Ar make-up gas; MC-ICP-MS S isotopes: spot size 44 μm, pulse frequency 2 Hz, laser fluency ~5 J/cm2, He carrier gas, Ar make-up gas, N2 4 ml/min added to central gas flow, 100 laser pulses per analysis, medium-resolution | NIST610, NIST612 as internal standards; MASS-1 as monitoring standard; Sph-HYLM and PY-3 as reference materials for instrumental mass fractionation correction (S isotopes) | 0.86963 |  | 0.50645 | [11 empty] | 0.13665 |  |  |  | 14.4752 |  | 2940.391 | [5 empty] | 0.051182 | [5 empty] | 81.9301 | [9 empty] | 82541.2296 |  | 4.5326 |  |  |  | 0.062496 | [7 empty] | 9.8564 | [11 empty] | 0.44267 |  | 3022.2722 |  |  |  | 1.6967 | [9 empty] | 47.6095 |  | 7.8007 | [17 empty] | 0.13878 | [9 empty] | 80.124 | [11 empty] | 1.9503 | [15 empty] | 575355.8795 |  |  |  |  | 2024 | He, X. et al. (2024). [Title not fully stated in excerpt — Bainiuchang Zn-Sn polymetallic deposit study]. Ore Geology Reviews, 167, 105981. |  | CHN | Yunnan
| Bainiuchang |  | Magmatic hydrothermal | Skarn | granite-related Zn-Sn polymetallic | Zn, Sn | Ag, Pb, Cu, In | Zn, Sn, Ag, Pb, Cu, In | He et al., 2024 |  | BN09-23 |  | underground mine |  |  |  |  | ore material | grab | grab | mineral separate | [5 empty] | mineralisation |  |  |  | sphalerite, pyrite, chalcopyrite, galena | [6 empty] | cassiterite, pyrrhotite, quartz, diopside, garnet, magnetite, limonite | Polished sections (ore samples mounted and polished prior to trace element and in-situ S-Pb isotopic analysis) | LA-ICPMS, MC-ICPMS | Agilent 7700 ICP-MS equipped with a Geolas Pro 193 nm laser ablation system; Neptune Plus MC-ICP-MS (Thermo Fisher Scientific, Bremen, Germany) equipped with a Geolas HD excimer ArF laser ablation system (Coherent, Göttingen, Germany) | Wuhan Sample Solution Analytical Technology Co., Ltd., Hubei, China | LA-ICP-MS: laser energy density 3.46 J/cm2, spot size 32 μm, laser pulse rate 10 Hz, He carrier gas, Ar make-up gas; MC-ICP-MS S isotopes: spot size 44 μm, pulse frequency 2 Hz, laser fluency ~5 J/cm2, He carrier gas, Ar make-up gas, N2 4 ml/min added to central gas flow, 100 laser pulses per analysis, medium-resolution | NIST610, NIST612 as internal standards; MASS-1 as monitoring standard; Sph-HYLM and PY-3 as reference materials for instrumental mass fractionation correction (S isotopes) | 2.6478 | [13 empty] | 0 | [5 empty] | 2974.9495 | [5 empty] | 0.93868 | [5 empty] | 284.6104 | [9 empty] | 91538.7952 |  | 5.7414 |  |  |  | 0.56836 | [7 empty] | 6.4856 | [13 empty] | 2840.4167 | [13 empty] | 35.277 |  | 0.20144 | [17 empty] | 0.037266 | [9 empty] | 64.0302 | [11 empty] | 2.3296 | [15 empty] | 566249.7925 |  |  |  |  | 2024 | He, X. et al. (2024). [Title not fully stated in excerpt — Bainiuchang Zn-Sn polymetallic deposit study]. Ore Geology Reviews, 167, 105981. |  | CHN | Yunnan
| Bainiuchang |  | Magmatic hydrothermal | Skarn | granite-related Zn-Sn polymetallic | Zn, Sn | Ag, Pb, Cu, In | Zn, Sn, Ag, Pb, Cu, In | He et al., 2024 |  | BN09-24 |  | underground mine |  |  |  |  | ore material | grab | grab | mineral separate | [5 empty] | mineralisation |  |  |  | sphalerite, pyrite, chalcopyrite, galena | [6 empty] | cassiterite, pyrrhotite, quartz, diopside, garnet, magnetite, limonite | Polished sections (ore samples mounted and polished prior to trace element and in-situ S-Pb isotopic analysis) | LA-ICPMS, MC-ICPMS | Agilent 7700 ICP-MS equipped with a Geolas Pro 193 nm laser ablation system; Neptune Plus MC-ICP-MS (Thermo Fisher Scientific, Bremen, Germany) equipped with a Geolas HD excimer ArF laser ablation system (Coherent, Göttingen, Germany) | Wuhan Sample Solution Analytical Technology Co., Ltd., Hubei, China | LA-ICP-MS: laser energy density 3.46 J/cm2, spot size 32 μm, laser pulse rate 10 Hz, He carrier gas, Ar make-up gas; MC-ICP-MS S isotopes: spot size 44 μm, pulse frequency 2 Hz, laser fluency ~5 J/cm2, He carrier gas, Ar make-up gas, N2 4 ml/min added to central gas flow, 100 laser pulses per analysis, medium-resolution | NIST610, NIST612 as internal standards; MASS-1 as monitoring standard; Sph-HYLM and PY-3 as reference materials for instrumental mass fractionation correction (S isotopes) | 2.1819 |  | 0.3508 | [11 empty] | 0.019472 |  |  |  | 30.584 |  | 2795.7126 | [5 empty] | 0.80156 | [5 empty] | 157.8219 | [9 empty] | 89729.4772 |  | 6.7739 |  |  |  | 1.0437 | [7 empty] | 2.042 | [13 empty] | 3037.7705 |  |  |  | 6.5517 | [9 empty] | 35.9402 |  | 9.6218 | [17 empty] | 0.071312 | [9 empty] | 93.3394 | [11 empty] | 2.07 |  | 0.005103 | [13 empty] | 567794.2662 |  |  |  |  | 2024 | He, X. et al. (2024). [Title not fully stated in excerpt — Bainiuchang Zn-Sn polymetallic deposit study]. Ore Geology Reviews, 167, 105981. |  | CHN | Yunnan
| Bainiuchang |  | Magmatic hydrothermal | Skarn | granite-related Zn-Sn polymetallic | Zn, Sn | Ag, Pb, Cu, In | Zn, Sn, Ag, Pb, Cu, In | He et al., 2024 |  | BN09-25 |  | underground mine |  |  |  |  | ore material | grab | grab | mineral separate | [5 empty] | mineralisation |  |  |  | sphalerite, pyrite, chalcopyrite, galena | [6 empty] | cassiterite, pyrrhotite, quartz, diopside, garnet, magnetite, limonite | Polished sections (ore samples mounted and polished prior to trace element and in-situ S-Pb isotopic analysis) | LA-ICPMS, MC-ICPMS | Agilent 7700 ICP-MS equipped with a Geolas Pro 193 nm laser ablation system; Neptune Plus MC-ICP-MS (Thermo Fisher Scientific, Bremen, Germany) equipped with a Geolas HD excimer ArF laser ablation system (Coherent, Göttingen, Germany) | Wuhan Sample Solution Analytical Technology Co., Ltd., Hubei, China | LA-ICP-MS: laser energy density 3.46 J/cm2, spot size 32 μm, laser pulse rate 10 Hz, He carrier gas, Ar make-up gas; MC-ICP-MS S isotopes: spot size 44 μm, pulse frequency 2 Hz, laser fluency ~5 J/cm2, He carrier gas, Ar make-up gas, N2 4 ml/min added to central gas flow, 100 laser pulses per analysis, medium-resolution | NIST610, NIST612 as internal standards; MASS-1 as monitoring standard; Sph-HYLM and PY-3 as reference materials for instrumental mass fractionation correction (S isotopes) | 1.2626 |  | 0.26124 | [11 empty] | 0.011288 | [5 empty] | 2995.269 | [5 empty] | 0.96004 | [5 empty] | 55.3665 | [9 empty] | 91932.5773 |  | 4.8134 |  |  |  | 0.19364 | [7 empty] | 3.3011 | [13 empty] | 2836.1189 |  |  |  | 1.6532 | [9 empty] | 49.7095 |  | 0.52673 | [17 empty] | 0.48047 | [9 empty] | 16.8799 | [11 empty] | 2.538 | [15 empty] | 565862.7028 |  |  |  |  | 2024 | He, X. et al. (2024). [Title not fully stated in excerpt — Bainiuchang Zn-Sn polymetallic deposit study]. Ore Geology Reviews, 167, 105981. |  | CHN | Yunnan
| Bainiuchang |  | Magmatic hydrothermal | Skarn | granite-related Zn-Sn polymetallic | Zn, Sn | Ag, Pb, Cu, In | Zn, Sn, Ag, Pb, Cu, In | He et al., 2024 |  | BN09-26 |  | underground mine |  |  |  |  | ore material | grab | grab | mineral separate | [5 empty] | mineralisation |  |  |  | sphalerite, pyrite, chalcopyrite, galena | [6 empty] | cassiterite, pyrrhotite, quartz, diopside, garnet, magnetite, limonite | Polished sections (ore samples mounted and polished prior to trace element and in-situ S-Pb isotopic analysis) | LA-ICPMS, MC-ICPMS | Agilent 7700 ICP-MS equipped with a Geolas Pro 193 nm laser ablation system; Neptune Plus MC-ICP-MS (Thermo Fisher Scientific, Bremen, Germany) equipped with a Geolas HD excimer ArF laser ablation system (Coherent, Göttingen, Germany) | Wuhan Sample Solution Analytical Technology Co., Ltd., Hubei, China | LA-ICP-MS: laser energy density 3.46 J/cm2, spot size 32 μm, laser pulse rate 10 Hz, He carrier gas, Ar make-up gas; MC-ICP-MS S isotopes: spot size 44 μm, pulse frequency 2 Hz, laser fluency ~5 J/cm2, He carrier gas, Ar make-up gas, N2 4 ml/min added to central gas flow, 100 laser pulses per analysis, medium-resolution | NIST610, NIST612 as internal standards; MASS-1 as monitoring standard; Sph-HYLM and PY-3 as reference materials for instrumental mass fractionation correction (S isotopes) | 1.7281 | [13 empty] | 0.012561 |  |  |  | 74.9909 |  | 3120.9511 | [5 empty] | 0.90375 | [5 empty] | 128.0693 | [9 empty] | 96652.1875 |  | 5.6566 |  |  |  | 0.70092 | [7 empty] | 7.5056 | [13 empty] | 2659.3582 |  |  |  | 0.75579 | [9 empty] | 47.4103 |  | 2.5366 | [17 empty] | 0.073638 |  |  |  | 11.0507 | [5 empty] | 41.3931 | [11 empty] | 2.7753 | [15 empty] | 560496.5069 |  |  |  |  | 2024 | He, X. et al. (2024). [Title not fully stated in excerpt — Bainiuchang Zn-Sn polymetallic deposit study]. Ore Geology Reviews, 167, 105981. |  | CHN | Yunnan
| Bainiuchang |  | Magmatic hydrothermal | Skarn | granite-related Zn-Sn polymetallic | Zn, Sn | Ag, Pb, Cu, In | Zn, Sn, Ag, Pb, Cu, In | He et al., 2024 |  | BN09-27 |  | underground mine |  |  |  |  | ore material | grab | grab | mineral separate | [5 empty] | mineralisation |  |  |  | sphalerite, pyrite, chalcopyrite, galena | [6 empty] | cassiterite, pyrrhotite, quartz, diopside, garnet, magnetite, limonite | Polished sections (ore samples mounted and polished prior to trace element and in-situ S-Pb isotopic analysis) | LA-ICPMS, MC-ICPMS | Agilent 7700 ICP-MS equipped with a Geolas Pro 193 nm laser ablation system; Neptune Plus MC-ICP-MS (Thermo Fisher Scientific, Bremen, Germany) equipped with a Geolas HD excimer ArF laser ablation system (Coherent, Göttingen, Germany) | Wuhan Sample Solution Analytical Technology Co., Ltd., Hubei, China | LA-ICP-MS: laser energy density 3.46 J/cm2, spot size 32 μm, laser pulse rate 10 Hz, He carrier gas, Ar make-up gas; MC-ICP-MS S isotopes: spot size 44 μm, pulse frequency 2 Hz, laser fluency ~5 J/cm2, He carrier gas, Ar make-up gas, N2 4 ml/min added to central gas flow, 100 laser pulses per analysis, medium-resolution | NIST610, NIST612 as internal standards; MASS-1 as monitoring standard; Sph-HYLM and PY-3 as reference materials for instrumental mass fractionation correction (S isotopes) | 6.824 |  | 46.3669 | [11 empty] | 0.005794 |  |  |  | 8.7011 |  | 2887.278 | [5 empty] | 0.94255 | [5 empty] | 921.3044 | [9 empty] | 94064.3189 |  | 7.2938 |  |  |  | 1.0274 | [7 empty] | 4.0118 | [11 empty] | 25.3988 |  | 2647.8865 |  |  |  | 7.5509 | [9 empty] | 32.4238 |  | 42.5161 | [17 empty] | 0.21802 |  |  |  | 4.9013 | [5 empty] | 599.8344 | [11 empty] | 2.5968 |  | 0.003618 | [13 empty] | 562255.7392 |  |  |  |  | 2024 | He, X. et al. (2024). [Title not fully stated in excerpt — Bainiuchang Zn-Sn polymetallic deposit study]. Ore Geology Reviews, 167, 105981. |  | CHN | Yunnan
| Bainiuchang |  | Magmatic hydrothermal | Skarn | granite-related Zn-Sn polymetallic | Zn, Sn | Ag, Pb, Cu, In | Zn, Sn, Ag, Pb, Cu, In | He et al., 2024 |  | BN09-28 |  | underground mine |  |  |  |  | ore material | grab | grab | mineral separate | [5 empty] | mineralisation |  |  |  | sphalerite, pyrite, chalcopyrite, galena | [6 empty] | cassiterite, pyrrhotite, quartz, diopside, garnet, magnetite, limonite | Polished sections (ore samples mounted and polished prior to trace element and in-situ S-Pb isotopic analysis) | LA-ICPMS, MC-ICPMS | Agilent 7700 ICP-MS equipped with a Geolas Pro 193 nm laser ablation system; Neptune Plus MC-ICP-MS (Thermo Fisher Scientific, Bremen, Germany) equipped with a Geolas HD excimer ArF laser ablation system (Coherent, Göttingen, Germany) | Wuhan Sample Solution Analytical Technology Co., Ltd., Hubei, China | LA-ICP-MS: laser energy density 3.46 J/cm2, spot size 32 μm, laser pulse rate 10 Hz, He carrier gas, Ar make-up gas; MC-ICP-MS S isotopes: spot size 44 μm, pulse frequency 2 Hz, laser fluency ~5 J/cm2, He carrier gas, Ar make-up gas, N2 4 ml/min added to central gas flow, 100 laser pulses per analysis, medium-resolution | NIST610, NIST612 as internal standards; MASS-1 as monitoring standard; Sph-HYLM and PY-3 as reference materials for instrumental mass fractionation correction (S isotopes) | 2.1594 | [13 empty] | 0.008056 | [5 empty] | 2911.6282 | [5 empty] | 0.95868 | [5 empty] | 191.2752 | [9 empty] | 94072.9703 |  | 8.2563 |  |  |  | 0 | [7 empty] | 1.6618 | [13 empty] | 2647.3104 |  |  |  | 1.9168 | [9 empty] | 35.3 |  | 0.84247 | [17 empty] | 0.053132 |  |  |  | 31.1824 | [5 empty] | 167.0917 | [11 empty] | 2.8383 | [15 empty] | 563518.7102 |  |  |  |  | 2024 | He, X. et al. (2024). [Title not fully stated in excerpt — Bainiuchang Zn-Sn polymetallic deposit study]. Ore Geology Reviews, 167, 105981. |  | CHN | Yunnan
| Bainiuchang |  | Magmatic hydrothermal | Skarn | granite-related Zn-Sn polymetallic | Zn, Sn | Ag, Pb, Cu, In | Zn, Sn, Ag, Pb, Cu, In | He et al., 2024 |  | BN09-29 |  | underground mine |  |  |  |  | ore material | grab | grab | mineral separate | [5 empty] | mineralisation |  |  |  | sphalerite, pyrite, chalcopyrite, galena | [6 empty] | cassiterite, pyrrhotite, quartz, diopside, garnet, magnetite, limonite | Polished sections (ore samples mounted and polished prior to trace element and in-situ S-Pb isotopic analysis) | LA-ICPMS, MC-ICPMS | Agilent 7700 ICP-MS equipped with a Geolas Pro 193 nm laser ablation system; Neptune Plus MC-ICP-MS (Thermo Fisher Scientific, Bremen, Germany) equipped with a Geolas HD excimer ArF laser ablation system (Coherent, Göttingen, Germany) | Wuhan Sample Solution Analytical Technology Co., Ltd., Hubei, China | LA-ICP-MS: laser energy density 3.46 J/cm2, spot size 32 μm, laser pulse rate 10 Hz, He carrier gas, Ar make-up gas; MC-ICP-MS S isotopes: spot size 44 μm, pulse frequency 2 Hz, laser fluency ~5 J/cm2, He carrier gas, Ar make-up gas, N2 4 ml/min added to central gas flow, 100 laser pulses per analysis, medium-resolution | NIST610, NIST612 as internal standards; MASS-1 as monitoring standard; Sph-HYLM and PY-3 as reference materials for instrumental mass fractionation correction (S isotopes) | 3.9807 |  | 5.6298 | [11 empty] | 0.008374 |  |  |  | 5.5469 |  | 2686.9216 | [5 empty] | 0.95493 | [5 empty] | 386.2012 | [9 empty] | 90974.2474 |  | 9.1427 |  |  |  | 0.20011 | [7 empty] | 0.99855 |  |  |  | 7.9103 | [7 empty] | 7.4376 |  | 2588.3339 |  |  |  | 7.6479 | [9 empty] | 37.4299 |  | 8.5062 | [17 empty] | 0.18162 | [9 empty] | 16.7234 | [11 empty] | 3.2039 | [15 empty] | 566904.7745 |  |  |  |  | 2024 | He, X. et al. (2024). [Title not fully stated in excerpt — Bainiuchang Zn-Sn polymetallic deposit study]. Ore Geology Reviews, 167, 105981. |  | CHN | Yunnan
| Bainiuchang |  | Magmatic hydrothermal | Skarn | granite-related Zn-Sn polymetallic | Zn, Sn | Ag, Pb, Cu, In | Zn, Sn, Ag, Pb, Cu, In | He et al., 2024 |  | BN09-30 |  | underground mine |  |  |  |  | ore material | grab | grab | mineral separate | [5 empty] | mineralisation |  |  |  | sphalerite, pyrite, chalcopyrite, galena | [6 empty] | cassiterite, pyrrhotite, quartz, diopside, garnet, magnetite, limonite | Polished sections (ore samples mounted and polished prior to trace element and in-situ S-Pb isotopic analysis) | LA-ICPMS, MC-ICPMS | Agilent 7700 ICP-MS equipped with a Geolas Pro 193 nm laser ablation system; Neptune Plus MC-ICP-MS (Thermo Fisher Scientific, Bremen, Germany) equipped with a Geolas HD excimer ArF laser ablation system (Coherent, Göttingen, Germany) | Wuhan Sample Solution Analytical Technology Co., Ltd., Hubei, China | LA-ICP-MS: laser energy density 3.46 J/cm2, spot size 32 μm, laser pulse rate 10 Hz, He carrier gas, Ar make-up gas; MC-ICP-MS S isotopes: spot size 44 μm, pulse frequency 2 Hz, laser fluency ~5 J/cm2, He carrier gas, Ar make-up gas, N2 4 ml/min added to central gas flow, 100 laser pulses per analysis, medium-resolution | NIST610, NIST612 as internal standards; MASS-1 as monitoring standard; Sph-HYLM and PY-3 as reference materials for instrumental mass fractionation correction (S isotopes) | 2.9966 |  | 0.24636 | [11 empty] | 0.00203 |  |  |  | 42.5292 |  | 2801.7106 | [5 empty] | 0.8156 | [5 empty] | 374.7583 | [9 empty] | 92214.6033 |  | 6.6328 |  |  |  | 0.55342 | [7 empty] | 6.2522 | [11 empty] | 0.32407 |  | 2595.7832 |  |  |  | 0 | [9 empty] | 65.1699 |  | 0.84384 | [17 empty] | 0.1218 | [9 empty] | 253.3549 | [11 empty] | 2.7721 | [15 empty] | 565078.9953 |  |  |  |  | 2024 | He, X. et al. (2024). [Title not fully stated in excerpt — Bainiuchang Zn-Sn polymetallic deposit study]. Ore Geology Reviews, 167, 105981. |  | CHN | Yunnan
| Bainiuchang |  | Magmatic hydrothermal | Skarn | granite-related Zn-Sn polymetallic | Zn, Sn | Ag, Pb, Cu, In | Zn, Sn, Ag, Pb, Cu, In | He et al., 2024 |  | BN09-31 |  | underground mine |  |  |  |  | ore material | grab | grab | mineral separate | [5 empty] | mineralisation |  |  |  | sphalerite, pyrite, chalcopyrite, galena | [6 empty] | cassiterite, pyrrhotite, quartz, diopside, garnet, magnetite, limonite | Polished sections (ore samples mounted and polished prior to trace element and in-situ S-Pb isotopic analysis) | LA-ICPMS, MC-ICPMS | Agilent 7700 ICP-MS equipped with a Geolas Pro 193 nm laser ablation system; Neptune Plus MC-ICP-MS (Thermo Fisher Scientific, Bremen, Germany) equipped with a Geolas HD excimer ArF laser ablation system (Coherent, Göttingen, Germany) | Wuhan Sample Solution Analytical Technology Co., Ltd., Hubei, China | LA-ICP-MS: laser energy density 3.46 J/cm2, spot size 32 μm, laser pulse rate 10 Hz, He carrier gas, Ar make-up gas; MC-ICP-MS S isotopes: spot size 44 μm, pulse frequency 2 Hz, laser fluency ~5 J/cm2, He carrier gas, Ar make-up gas, N2 4 ml/min added to central gas flow, 100 laser pulses per analysis, medium-resolution | NIST610, NIST612 as internal standards; MASS-1 as monitoring standard; Sph-HYLM and PY-3 as reference materials for instrumental mass fractionation correction (S isotopes) | 5.5164 |  | 0.32238 | [11 empty] | 0.029666 |  |  |  | 13.7288 |  | 2591.4164 | [5 empty] | 1.1668 | [5 empty] | 674.7297 | [9 empty] | 91838.4967 |  | 7.2435 |  |  |  | 0.97323 | [7 empty] | 5.0111 | [11 empty] | 0.10232 |  | 3036.1913 |  |  |  | 6.2338 | [9 empty] | 31.4217 |  | 17.5007 | [17 empty] | 0.22711 |  |  |  | 18.998 | [5 empty] | 607.7255 | [11 empty] | 3.4012 |  | 0.013915 | [13 empty] | 564328.3903 |  |  |  |  | 2024 | He, X. et al. (2024). [Title not fully stated in excerpt — Bainiuchang Zn-Sn polymetallic deposit study]. Ore Geology Reviews, 167, 105981. |  | CHN | Yunnan
| Bainiuchang |  | Magmatic hydrothermal | Skarn | granite-related Zn-Sn polymetallic | Zn, Sn | Ag, Pb, Cu, In | Zn, Sn, Ag, Pb, Cu, In | He et al., 2024 |  | BN09-32 |  | underground mine |  |  |  |  | ore material | grab | grab | mineral separate | [5 empty] | mineralisation |  |  |  | sphalerite, pyrite, chalcopyrite, galena | [6 empty] | cassiterite, pyrrhotite, quartz, diopside, garnet, magnetite, limonite | Polished sections (ore samples mounted and polished prior to trace element and in-situ S-Pb isotopic analysis) | LA-ICPMS, MC-ICPMS | Agilent 7700 ICP-MS equipped with a Geolas Pro 193 nm laser ablation system; Neptune Plus MC-ICP-MS (Thermo Fisher Scientific, Bremen, Germany) equipped with a Geolas HD excimer ArF laser ablation system (Coherent, Göttingen, Germany) | Wuhan Sample Solution Analytical Technology Co., Ltd., Hubei, China | LA-ICP-MS: laser energy density 3.46 J/cm2, spot size 32 μm, laser pulse rate 10 Hz, He carrier gas, Ar make-up gas; MC-ICP-MS S isotopes: spot size 44 μm, pulse frequency 2 Hz, laser fluency ~5 J/cm2, He carrier gas, Ar make-up gas, N2 4 ml/min added to central gas flow, 100 laser pulses per analysis, medium-resolution | NIST610, NIST612 as internal standards; MASS-1 as monitoring standard; Sph-HYLM and PY-3 as reference materials for instrumental mass fractionation correction (S isotopes) | 2.1114 |  | 0.27354 | [11 empty] | 0.018204 |  |  |  | 83.9459 |  | 2775.0405 | [5 empty] | 0.78474 | [5 empty] | 151.636 | [9 empty] | 87922.3655 |  | 4.0247 |  |  |  | 0.51962 | [7 empty] | 2.7718 |  |  |  | 0.77077 | [7 empty] | 0.22769 |  | 2951.8538 |  |  |  | 2.0685 | [9 empty] | 39.0421 |  | 4.0011 | [17 empty] | 0.047425 |  |  |  | 2.8502 | [5 empty] | 15.1454 | [11 empty] | 2.0251 | [15 empty] | 569856.1579 |  |  |  |  | 2024 | He, X. et al. (2024). [Title not fully stated in excerpt — Bainiuchang Zn-Sn polymetallic deposit study]. Ore Geology Reviews, 167, 105981. |  | CHN | Yunnan
| Bainiuchang |  | Magmatic hydrothermal | Skarn | granite-related Zn-Sn polymetallic | Zn, Sn | Ag, Pb, Cu, In | Zn, Sn, Ag, Pb, Cu, In | He et al., 2024 |  | BN09-33 |  | underground mine |  |  |  |  | ore material | grab | grab | mineral separate | [5 empty] | mineralisation |  |  |  | sphalerite, pyrite, chalcopyrite, galena | [6 empty] | cassiterite, pyrrhotite, quartz, diopside, garnet, magnetite, limonite | Polished sections (ore samples mounted and polished prior to trace element and in-situ S-Pb isotopic analysis) | LA-ICPMS, MC-ICPMS | Agilent 7700 ICP-MS equipped with a Geolas Pro 193 nm laser ablation system; Neptune Plus MC-ICP-MS (Thermo Fisher Scientific, Bremen, Germany) equipped with a Geolas HD excimer ArF laser ablation system (Coherent, Göttingen, Germany) | Wuhan Sample Solution Analytical Technology Co., Ltd., Hubei, China | LA-ICP-MS: laser energy density 3.46 J/cm2, spot size 32 μm, laser pulse rate 10 Hz, He carrier gas, Ar make-up gas; MC-ICP-MS S isotopes: spot size 44 μm, pulse frequency 2 Hz, laser fluency ~5 J/cm2, He carrier gas, Ar make-up gas, N2 4 ml/min added to central gas flow, 100 laser pulses per analysis, medium-resolution | NIST610, NIST612 as internal standards; MASS-1 as monitoring standard; Sph-HYLM and PY-3 as reference materials for instrumental mass fractionation correction (S isotopes) | 1.3579 | [13 empty] | 0 | [5 empty] | 2790.4312 | [5 empty] | 0.70434 | [5 empty] | 33.5378 | [9 empty] | 88045.6389 |  | 2.1384 |  |  |  | 0.28533 | [7 empty] | 2.8145 | [11 empty] | 0.008528 |  | 2896.4351 |  |  |  | 4.8157 | [9 empty] | 49.1697 |  | 0.13016 | [17 empty] | 0.044453 |  |  |  | 12.4952 | [5 empty] | 17.6411 | [11 empty] | 2.2551 | [15 empty] | 569934.4102 |  |  |  |  | 2024 | He, X. et al. (2024). [Title not fully stated in excerpt — Bainiuchang Zn-Sn polymetallic deposit study]. Ore Geology Reviews, 167, 105981. |  | CHN | Yunnan
| Bainiuchang |  | Magmatic hydrothermal | Skarn | granite-related Zn-Sn polymetallic | Zn, Sn | Ag, Pb, Cu, In | Zn, Sn, Ag, Pb, Cu, In | He et al., 2024 |  | BN09-34 |  | underground mine |  |  |  |  | ore material | grab | grab | mineral separate | [5 empty] | mineralisation |  |  |  | sphalerite, pyrite, chalcopyrite, galena | [6 empty] | cassiterite, pyrrhotite, quartz, diopside, garnet, magnetite, limonite | Polished sections (ore samples mounted and polished prior to trace element and in-situ S-Pb isotopic analysis) | LA-ICPMS, MC-ICPMS | Agilent 7700 ICP-MS equipped with a Geolas Pro 193 nm laser ablation system; Neptune Plus MC-ICP-MS (Thermo Fisher Scientific, Bremen, Germany) equipped with a Geolas HD excimer ArF laser ablation system (Coherent, Göttingen, Germany) | Wuhan Sample Solution Analytical Technology Co., Ltd., Hubei, China | LA-ICP-MS: laser energy density 3.46 J/cm2, spot size 32 μm, laser pulse rate 10 Hz, He carrier gas, Ar make-up gas; MC-ICP-MS S isotopes: spot size 44 μm, pulse frequency 2 Hz, laser fluency ~5 J/cm2, He carrier gas, Ar make-up gas, N2 4 ml/min added to central gas flow, 100 laser pulses per analysis, medium-resolution | NIST610, NIST612 as internal standards; MASS-1 as monitoring standard; Sph-HYLM and PY-3 as reference materials for instrumental mass fractionation correction (S isotopes) | 2.627 |  | 0.11172 | [11 empty] | 0.001907 |  |  |  | 54.311 |  | 2680.773 | [5 empty] | 0.77159 | [5 empty] | 270.8263 | [9 empty] | 92567.9493 |  | 7.979 |  |  |  | 0.59406 | [7 empty] | 14.2478 |  |  |  | 9.3696 | [7 empty] | 0.14726 |  | 2618.5394 |  |  |  | 16.6897 | [9 empty] | 37.116 |  | 10.3113 | [17 empty] | 0.078889 | [9 empty] | 216.1297 | [11 empty] | 1.916 |  | 0.015961 | [13 empty] | 565233.6404 |  |  |  |  | 2024 | He, X. et al. (2024). [Title not fully stated in excerpt — Bainiuchang Zn-Sn polymetallic deposit study]. Ore Geology Reviews, 167, 105981. |  | CHN | Yunnan
| Bainiuchang |  | Magmatic hydrothermal | Skarn | granite-related Zn-Sn polymetallic | Zn, Sn | Ag, Pb, Cu, In | Zn, Sn, Ag, Pb, Cu, In | He et al., 2024 |  | BN09-35 |  | underground mine |  |  |  |  | ore material | grab | grab | mineral separate | [5 empty] | mineralisation |  |  |  | sphalerite, pyrite, chalcopyrite, galena | [6 empty] | cassiterite, pyrrhotite, quartz, diopside, garnet, magnetite, limonite | Polished sections (ore samples mounted and polished prior to trace element and in-situ S-Pb isotopic analysis) | LA-ICPMS, MC-ICPMS | Agilent 7700 ICP-MS equipped with a Geolas Pro 193 nm laser ablation system; Neptune Plus MC-ICP-MS (Thermo Fisher Scientific, Bremen, Germany) equipped with a Geolas HD excimer ArF laser ablation system (Coherent, Göttingen, Germany) | Wuhan Sample Solution Analytical Technology Co., Ltd., Hubei, China | LA-ICP-MS: laser energy density 3.46 J/cm2, spot size 32 μm, laser pulse rate 10 Hz, He carrier gas, Ar make-up gas; MC-ICP-MS S isotopes: spot size 44 μm, pulse frequency 2 Hz, laser fluency ~5 J/cm2, He carrier gas, Ar make-up gas, N2 4 ml/min added to central gas flow, 100 laser pulses per analysis, medium-resolution | NIST610, NIST612 as internal standards; MASS-1 as monitoring standard; Sph-HYLM and PY-3 as reference materials for instrumental mass fractionation correction (S isotopes) | 1.199 |  | 0.13861 | [11 empty] | 0 | [5 empty] | 2908.5469 | [5 empty] | 0.93527 | [5 empty] | 90.3514 | [9 empty] | 89596.1451 |  | 5.5386 |  |  |  | 0.65043 | [7 empty] | 6.498 | [13 empty] | 2663.7245 |  |  |  | 0.71349 | [9 empty] | 43.2569 |  | 1.0756 | [17 empty] | 0 |  |  |  | 52.3948 | [5 empty] | 61.4857 | [11 empty] | 2.6996 |  | 0.002436 | [13 empty] | 568794.6299 |  |  |  |  | 2024 | He, X. et al. (2024). [Title not fully stated in excerpt — Bainiuchang Zn-Sn polymetallic deposit study]. Ore Geology Reviews, 167, 105981. |  | CHN | Yunnan
| Bainiuchang |  | Magmatic hydrothermal | Skarn | granite-related Zn-Sn polymetallic | Zn, Sn | Ag, Pb, Cu, In | Zn, Sn, Ag, Pb, Cu, In | He et al., 2024 |  | BN09-36 |  | underground mine |  |  |  |  | ore material | grab | grab | mineral separate | [5 empty] | mineralisation |  |  |  | sphalerite, pyrite, chalcopyrite, galena | [6 empty] | cassiterite, pyrrhotite, quartz, diopside, garnet, magnetite, limonite | Polished sections (ore samples mounted and polished prior to trace element and in-situ S-Pb isotopic analysis) | LA-ICPMS, MC-ICPMS | Agilent 7700 ICP-MS equipped with a Geolas Pro 193 nm laser ablation system; Neptune Plus MC-ICP-MS (Thermo Fisher Scientific, Bremen, Germany) equipped with a Geolas HD excimer ArF laser ablation system (Coherent, Göttingen, Germany) | Wuhan Sample Solution Analytical Technology Co., Ltd., Hubei, China | LA-ICP-MS: laser energy density 3.46 J/cm2, spot size 32 μm, laser pulse rate 10 Hz, He carrier gas, Ar make-up gas; MC-ICP-MS S isotopes: spot size 44 μm, pulse frequency 2 Hz, laser fluency ~5 J/cm2, He carrier gas, Ar make-up gas, N2 4 ml/min added to central gas flow, 100 laser pulses per analysis, medium-resolution | NIST610, NIST612 as internal standards; MASS-1 as monitoring standard; Sph-HYLM and PY-3 as reference materials for instrumental mass fractionation correction (S isotopes) | 1.2755 |  | 0.098668 | [11 empty] | 0.01205 | [5 empty] | 2855.1268 | [5 empty] | 0.86876 | [5 empty] | 131.0618 | [9 empty] | 88327.2742 |  | 6.2222 |  |  |  | 0.7424 | [7 empty] | 8.9444 |  |  |  | 0.61062 | [7 empty] | 0.041962 |  | 2615.258 |  |  |  | 1.029 | [9 empty] | 51.9737 |  | 1.9605 | [17 empty] | 0.013321 | [9 empty] | 93.2399 | [11 empty] | 3.0072 |  | 0.002425 | [13 empty] | 569886.0749 |  |  |  |  | 2024 | He, X. et al. (2024). [Title not fully stated in excerpt — Bainiuchang Zn-Sn polymetallic deposit study]. Ore Geology Reviews, 167, 105981. |  | CHN | Yunnan
| Bainiuchang |  | Magmatic hydrothermal | Skarn | granite-related Zn-Sn polymetallic | Zn, Sn | Ag, Pb, Cu, In | Zn, Sn, Ag, Pb, Cu, In | He et al., 2024 |  | “ - ” Below the detection limit for trace elements (typically 0.01 ppm) |  | underground mine |  |  |  |  | ore material | grab | grab | mineral separate | [5 empty] | mineralisation |  |  |  | sphalerite, pyrite, chalcopyrite, galena | [6 empty] | cassiterite, pyrrhotite, quartz, diopside, garnet, magnetite, limonite | Polished sections (ore samples mounted and polished prior to trace element and in-situ S-Pb isotopic analysis) | LA-ICPMS, MC-ICPMS | Agilent 7700 ICP-MS equipped with a Geolas Pro 193 nm laser ablation system; Neptune Plus MC-ICP-MS (Thermo Fisher Scientific, Bremen, Germany) equipped with a Geolas HD excimer ArF laser ablation system (Coherent, Göttingen, Germany) | Wuhan Sample Solution Analytical Technology Co., Ltd., Hubei, China | LA-ICP-MS: laser energy density 3.46 J/cm2, spot size 32 μm, laser pulse rate 10 Hz, He carrier gas, Ar make-up gas; MC-ICP-MS S isotopes: spot size 44 μm, pulse frequency 2 Hz, laser fluency ~5 J/cm2, He carrier gas, Ar make-up gas, N2 4 ml/min added to central gas flow, 100 laser pulses per analysis, medium-resolution | NIST610, NIST612 as internal standards; MASS-1 as monitoring standard; Sph-HYLM and PY-3 as reference materials for instrumental mass fractionation correction (S isotopes) | [147 empty] | 2024 | He, X. et al. (2024). [Title not fully stated in excerpt — Bainiuchang Zn-Sn polymetallic deposit study]. Ore Geology Reviews, 167, 105981. |  | CHN | Yunnan