## Sheet1
Uploaded | deposit_name | deposit_local_id | deposit_environment | deposit_group | deposit_type | primary_commodities | secondary_commodities | all_commodities | deposit_source | sample_uid | sample_name | sample_local_id | feature_type | feature_name | feature_uid | top_depth_m | bottom_depth_m | sample_deposit_relation | sample_type | sampling_method | material_class | material_class_comments | province | strat_unit_name | strat_unit_uid | strat_grouping | earth_material_group | earth_material_qualifier | earth_material | metamorphic_grade | mineral | paragenetic_stage | mode_of_occurrence | texture | color | alteration | sample_description | associated_minerals | sample_preparation | analytical_method | instrument_type_model | laboratory_location/if reported | operating_conditions/if reported | standards_used/if reported | ag_ppm | ag_detection_limit | al_ppm | al_detection_limit | as_ppm | as_detection_limit | au_ppm | au_detection_limit | b_ppm | b_detection_limit | ba_ppm | ba_detection_limit | be_ppm | be_detection_limit | bi_ppm | bi_detection_limit | br_ppm | br_detection_limit | ca_ppm | ca_detection_limit | cd_ppm | cd_detection_limit | ce_ppm | ce_detection_limit | cl_ppm | cl_detection_limit | co_ppm | co_detection_limit | cr_ppm | cr_detection_limit | cs_ppm | cs_detection_limit | cu_ppm | cu_detection_limit | dy_ppm | dy_detection_limit | er_ppm | er_detection_limit | eu_ppm | eu_detection_limit | f_ppm | f_detection_limit | fe_ppm | fe_detection_limit | ga_ppm | ga_detection_limit | gd_ppm | gd_detection_limit | ge_ppm | ge_detection_limit | hf_ppm | hf_detection_limit | hg_ppm | hg_detection_limit | ho_ppm | ho_detection_limit | in_ppm | in_detection_limit | ir_ppm | ir_detection_limit | k_ppm | k_detection_limit | la_ppm | la_detection_limit | li_ppm | li_detection_limit | lu_ppm | lu_detection_limit | mg_ppm | mg_detection_limit | mn_ppm | mn_detection_limit | mo_ppm | mo_detection_limit | na_ppm | na_detection_limit | nb_ppm | nb_detection_limit | nd_ppm | nd_detection_limit | ni_ppm | ni_detection_limit | os_ppm | os_detection_limit | p_ppm | p_detection_limit | pb_ppm | pb_detection_limit | pd_ppm | pd_detection_limit | pr_ppm | pr_detection_limit | pt_ppm | pt_detection_limit | rb_ppm | rb_detection_limit | re_ppm | re_detection_limit | rh_ppm | rh_detection_limit | ru_ppm | ru_detection_limit | s_ppm | s_detection_limit | sb_ppm | sb_detection_limit | sc_ppm | sc_detection_limit | se_ppm | se_detection_limit | si_ppm | si_detection_limit | sm_ppm | sm_detection_limit | sn_ppm | sn_detection_limit | sr_ppm | sr_detection_limit | ta_ppm | ta_detection_limit | tb_ppm | tb_detection_limit | te_ppm | te_detection_limit | th_ppm | th_detection_limit | ti_ppm | ti_detection_limit | tl_ppm | tl_detection_limit | tm_ppm | tm_detection_limit | u_ppm | u_detection_limit | v_ppm | v_detection_limit | w_ppm | w_detection_limit | y_ppm | y_detection_limit | yb_ppm | yb_detection_limit | zn_ppm | zn_detection_limit | zr_ppm | zr_detection_limit | analysis_datetime | publication_date | sample_source | submitter | country | state | deposit_longitude_wgs84 | deposit_latitude_wgs84 | sample_longitude_wgs84 | sample_latitude_wgs84 | sample_easting | sample_northing | sample_utm_zone | sample_location_description | location_source | location_accuracy | comments | last_update
| Zhaxikang |  | Metamorphic | unknown | Pb-Zn-Sb-Ag polymetallic | Pb, Zn, Sb, Ag | Au, Be, W, Sn | Pb, Zn, Sb, Ag, Au, Be, W, Sn | Lan et al., 2024 |  | zxk08-1Sp-2 | [6 empty] | ore material | polished section |  | mineral separate | [5 empty] | mineralisation |  |  |  | sphalerite | Sp1, Sp2 |  | massive, banded, concentric annular, breccias, subhedral to anhedral |  |  |  | arsenopyrite, pyrite, chalcopyrite, galena, freibergite, quartz, Mn-Fe carbonate, Sb-Pb sulfosalts | polished thin (30 μm) and thick (100 μm) sections | LA-ICPMS | ASI RESOLution-LR-S155 laser coupled with ICP-MS; Agilent 7700x ICPMS connected to a RESOLution-LR-S155 laser; Nu Plasma III MC-ICPMS (Nu Instruments) connected to a RESOlution-155 Ar F193-nm laser ablation system (Australian Scientific Instruments) | State Key Laboratory of Ore Deposit Geochemistry, Institute of Geochemistry, Chinese Academy of Sciences (SKLODG) | 26 μm pit size, 5 Hz pulse frequency, 3 J·cm−2 fluence; He carrier gas (350 ml/min); Ar transport gas (900 ml/min); 30 s background acquisition, 60 s data acquisition; imaging: beam size 15 or 25 μm, repetition rate 10 Hz, rastering at 15 or 25 μm/s | MASS-1 analyzed as unknown sample to check analytical accuracy; Py used for calibration of sulfur concentrations; sulfide reference material MASS-1 | 54.2516 |  |  |  | 235.9786 | [15 empty] | 1172.2259 | [11 empty] | 19743.6326 | [9 empty] | 48441.2388 |  | 2.2774 | [11 empty] | 12.6481 | [13 empty] | 3791.1173 |  | 0.12684 | [7 empty] | 0.63298 | [5 empty] | 83.9914 | [17 empty] | 42.9642 |  |  |  | 9.3942 | [5 empty] | 53.482 | [32 empty] | 2024 |  |  | CHN | North Himalayan Metallogenic Belt
| Zhaxikang |  | Metamorphic | unknown | Pb-Zn-Sb-Ag polymetallic | Pb, Zn, Sb, Ag | Au, Be, W, Sn | Pb, Zn, Sb, Ag, Au, Be, W, Sn | Lan et al., 2024 |  | zxk08-1Sp-3 | [6 empty] | ore material | polished section |  | mineral separate | [5 empty] | mineralisation |  |  |  | sphalerite | Sp1, Sp2 |  | massive, banded, concentric annular, breccias, subhedral to anhedral |  |  |  | arsenopyrite, pyrite, chalcopyrite, galena, freibergite, quartz, Mn-Fe carbonate, Sb-Pb sulfosalts | polished thin (30 μm) and thick (100 μm) sections | LA-ICPMS | ASI RESOLution-LR-S155 laser coupled with ICP-MS; Agilent 7700x ICPMS connected to a RESOLution-LR-S155 laser; Nu Plasma III MC-ICPMS (Nu Instruments) connected to a RESOlution-155 Ar F193-nm laser ablation system (Australian Scientific Instruments) | State Key Laboratory of Ore Deposit Geochemistry, Institute of Geochemistry, Chinese Academy of Sciences (SKLODG) | 26 μm pit size, 5 Hz pulse frequency, 3 J·cm−2 fluence; He carrier gas (350 ml/min); Ar transport gas (900 ml/min); 30 s background acquisition, 60 s data acquisition; imaging: beam size 15 or 25 μm, repetition rate 10 Hz, rastering at 15 or 25 μm/s | MASS-1 analyzed as unknown sample to check analytical accuracy; Py used for calibration of sulfur concentrations; sulfide reference material MASS-1 | 6.9537 | [19 empty] | 953.7527 | [11 empty] | 1507.0507 | [9 empty] | 48034.962 |  | 3.6026 | [11 empty] | 5.7851 | [13 empty] | 1776.6987 |  | 0.089173 | [7 empty] | 0.33867 | [5 empty] | 5.5735 | [17 empty] | 28.7644 |  |  |  | 4.482 | [5 empty] | 63.9224 | [32 empty] | 2024 |  |  | CHN | North Himalayan Metallogenic Belt
| Zhaxikang |  | Metamorphic | unknown | Pb-Zn-Sb-Ag polymetallic | Pb, Zn, Sb, Ag | Au, Be, W, Sn | Pb, Zn, Sb, Ag, Au, Be, W, Sn | Lan et al., 2024 |  | zxk08-1Sp-4 | [6 empty] | ore material | polished section |  | mineral separate | [5 empty] | mineralisation |  |  |  | sphalerite | Sp1, Sp2 |  | massive, banded, concentric annular, breccias, subhedral to anhedral |  |  |  | arsenopyrite, pyrite, chalcopyrite, galena, freibergite, quartz, Mn-Fe carbonate, Sb-Pb sulfosalts | polished thin (30 μm) and thick (100 μm) sections | LA-ICPMS | ASI RESOLution-LR-S155 laser coupled with ICP-MS; Agilent 7700x ICPMS connected to a RESOLution-LR-S155 laser; Nu Plasma III MC-ICPMS (Nu Instruments) connected to a RESOlution-155 Ar F193-nm laser ablation system (Australian Scientific Instruments) | State Key Laboratory of Ore Deposit Geochemistry, Institute of Geochemistry, Chinese Academy of Sciences (SKLODG) | 26 μm pit size, 5 Hz pulse frequency, 3 J·cm−2 fluence; He carrier gas (350 ml/min); Ar transport gas (900 ml/min); 30 s background acquisition, 60 s data acquisition; imaging: beam size 15 or 25 μm, repetition rate 10 Hz, rastering at 15 or 25 μm/s | MASS-1 analyzed as unknown sample to check analytical accuracy; Py used for calibration of sulfur concentrations; sulfide reference material MASS-1 | 37.7931 |  |  |  | 49.0207 | [15 empty] | 1167.5927 | [11 empty] | 12479.6716 | [9 empty] | 53700.3893 |  | 3.3879 | [11 empty] | 10.2297 | [13 empty] | 3380.6756 |  | 0.11182 | [13 empty] | 11.0854 | [17 empty] | 2.6231 |  |  |  | 6.6896 | [5 empty] | 259.9613 | [32 empty] | 2024 |  |  | CHN | North Himalayan Metallogenic Belt
| Zhaxikang |  | Metamorphic | unknown | Pb-Zn-Sb-Ag polymetallic | Pb, Zn, Sb, Ag | Au, Be, W, Sn | Pb, Zn, Sb, Ag, Au, Be, W, Sn | Lan et al., 2024 |  | zxk08-1Sp-5 | [6 empty] | ore material | polished section |  | mineral separate | [5 empty] | mineralisation |  |  |  | sphalerite | Sp1, Sp2 |  | massive, banded, concentric annular, breccias, subhedral to anhedral |  |  |  | arsenopyrite, pyrite, chalcopyrite, galena, freibergite, quartz, Mn-Fe carbonate, Sb-Pb sulfosalts | polished thin (30 μm) and thick (100 μm) sections | LA-ICPMS | ASI RESOLution-LR-S155 laser coupled with ICP-MS; Agilent 7700x ICPMS connected to a RESOLution-LR-S155 laser; Nu Plasma III MC-ICPMS (Nu Instruments) connected to a RESOlution-155 Ar F193-nm laser ablation system (Australian Scientific Instruments) | State Key Laboratory of Ore Deposit Geochemistry, Institute of Geochemistry, Chinese Academy of Sciences (SKLODG) | 26 μm pit size, 5 Hz pulse frequency, 3 J·cm−2 fluence; He carrier gas (350 ml/min); Ar transport gas (900 ml/min); 30 s background acquisition, 60 s data acquisition; imaging: beam size 15 or 25 μm, repetition rate 10 Hz, rastering at 15 or 25 μm/s | MASS-1 analyzed as unknown sample to check analytical accuracy; Py used for calibration of sulfur concentrations; sulfide reference material MASS-1 | 39.98 |  |  |  | 256.3464 | [9 empty] | 0.093432 | [5 empty] | 986.4473 | [11 empty] | 16155.68 | [9 empty] | 61900.8457 |  | 1.815 | [11 empty] | 8.1136 | [13 empty] | 24999.9284 |  | 0.54016 | [13 empty] | 15.4188 | [17 empty] | 8.2807 | [9 empty] | 35.8376 | [7 empty] | 3.0756 | [24 empty] | 2024 |  |  | CHN | North Himalayan Metallogenic Belt
| Zhaxikang |  | Metamorphic | unknown | Pb-Zn-Sb-Ag polymetallic | Pb, Zn, Sb, Ag | Au, Be, W, Sn | Pb, Zn, Sb, Ag, Au, Be, W, Sn | Lan et al., 2024 |  | zxk08-1Sp-6 | [6 empty] | ore material | polished section |  | mineral separate | [5 empty] | mineralisation |  |  |  | sphalerite | Sp1, Sp2 |  | massive, banded, concentric annular, breccias, subhedral to anhedral |  |  |  | arsenopyrite, pyrite, chalcopyrite, galena, freibergite, quartz, Mn-Fe carbonate, Sb-Pb sulfosalts | polished thin (30 μm) and thick (100 μm) sections | LA-ICPMS | ASI RESOLution-LR-S155 laser coupled with ICP-MS; Agilent 7700x ICPMS connected to a RESOLution-LR-S155 laser; Nu Plasma III MC-ICPMS (Nu Instruments) connected to a RESOlution-155 Ar F193-nm laser ablation system (Australian Scientific Instruments) | State Key Laboratory of Ore Deposit Geochemistry, Institute of Geochemistry, Chinese Academy of Sciences (SKLODG) | 26 μm pit size, 5 Hz pulse frequency, 3 J·cm−2 fluence; He carrier gas (350 ml/min); Ar transport gas (900 ml/min); 30 s background acquisition, 60 s data acquisition; imaging: beam size 15 or 25 μm, repetition rate 10 Hz, rastering at 15 or 25 μm/s | MASS-1 analyzed as unknown sample to check analytical accuracy; Py used for calibration of sulfur concentrations; sulfide reference material MASS-1 | 3.1405 |  |  |  | 5.5818 | [15 empty] | 1148.3236 | [5 empty] | 0.10715 | [5 empty] | 704.7118 | [9 empty] | 48179.465 |  | 2.958 |  |  |  | 1.62 | [7 empty] | 6.7374 | [13 empty] | 1007.6674 |  | 0.076366 | [13 empty] | 0.61478 | [17 empty] | 0.30522 | [9 empty] | 433.3762 | [7 empty] | 0.73712 | [24 empty] | 2024 |  |  | CHN | North Himalayan Metallogenic Belt
| Zhaxikang |  | Metamorphic | unknown | Pb-Zn-Sb-Ag polymetallic | Pb, Zn, Sb, Ag | Au, Be, W, Sn | Pb, Zn, Sb, Ag, Au, Be, W, Sn | Lan et al., 2024 |  | zxk08-1Sp-7 | [6 empty] | ore material | polished section |  | mineral separate | [5 empty] | mineralisation |  |  |  | sphalerite | Sp1, Sp2 |  | massive, banded, concentric annular, breccias, subhedral to anhedral |  |  |  | arsenopyrite, pyrite, chalcopyrite, galena, freibergite, quartz, Mn-Fe carbonate, Sb-Pb sulfosalts | polished thin (30 μm) and thick (100 μm) sections | LA-ICPMS | ASI RESOLution-LR-S155 laser coupled with ICP-MS; Agilent 7700x ICPMS connected to a RESOLution-LR-S155 laser; Nu Plasma III MC-ICPMS (Nu Instruments) connected to a RESOlution-155 Ar F193-nm laser ablation system (Australian Scientific Instruments) | State Key Laboratory of Ore Deposit Geochemistry, Institute of Geochemistry, Chinese Academy of Sciences (SKLODG) | 26 μm pit size, 5 Hz pulse frequency, 3 J·cm−2 fluence; He carrier gas (350 ml/min); Ar transport gas (900 ml/min); 30 s background acquisition, 60 s data acquisition; imaging: beam size 15 or 25 μm, repetition rate 10 Hz, rastering at 15 or 25 μm/s | MASS-1 analyzed as unknown sample to check analytical accuracy; Py used for calibration of sulfur concentrations; sulfide reference material MASS-1 | 5.921 | [19 empty] | 1087.694 | [5 empty] | 0.047945 | [5 empty] | 1269.6466 | [9 empty] | 56951.2226 |  | 3.4828 | [11 empty] | 6.0992 | [13 empty] | 2215.4214 |  | 0.031327 | [13 empty] | 0.48486 | [27 empty] | 102.0975 | [7 empty] | 0.91512 | [24 empty] | 2024 |  |  | CHN | North Himalayan Metallogenic Belt
| Zhaxikang |  | Metamorphic | unknown | Pb-Zn-Sb-Ag polymetallic | Pb, Zn, Sb, Ag | Au, Be, W, Sn | Pb, Zn, Sb, Ag, Au, Be, W, Sn | Lan et al., 2024 |  | zxk08-1Sp-8 | [6 empty] | ore material | polished section |  | mineral separate | [5 empty] | mineralisation |  |  |  | sphalerite | Sp1, Sp2 |  | massive, banded, concentric annular, breccias, subhedral to anhedral |  |  |  | arsenopyrite, pyrite, chalcopyrite, galena, freibergite, quartz, Mn-Fe carbonate, Sb-Pb sulfosalts | polished thin (30 μm) and thick (100 μm) sections | LA-ICPMS | ASI RESOLution-LR-S155 laser coupled with ICP-MS; Agilent 7700x ICPMS connected to a RESOLution-LR-S155 laser; Nu Plasma III MC-ICPMS (Nu Instruments) connected to a RESOlution-155 Ar F193-nm laser ablation system (Australian Scientific Instruments) | State Key Laboratory of Ore Deposit Geochemistry, Institute of Geochemistry, Chinese Academy of Sciences (SKLODG) | 26 μm pit size, 5 Hz pulse frequency, 3 J·cm−2 fluence; He carrier gas (350 ml/min); Ar transport gas (900 ml/min); 30 s background acquisition, 60 s data acquisition; imaging: beam size 15 or 25 μm, repetition rate 10 Hz, rastering at 15 or 25 μm/s | MASS-1 analyzed as unknown sample to check analytical accuracy; Py used for calibration of sulfur concentrations; sulfide reference material MASS-1 | 2.6364 | [19 empty] | 1052.62 | [5 empty] | 0.12669 | [5 empty] | 87.3641 | [9 empty] | 40331.5714 |  | 2.5551 | [11 empty] | 8.2574 | [13 empty] | 924.3894 |  | 0.04654 | [13 empty] | 5.5322 | [17 empty] | 3.1371 | [9 empty] | 53.5411 | [7 empty] | 1.6961 | [24 empty] | 2024 |  |  | CHN | North Himalayan Metallogenic Belt
| Zhaxikang |  | Metamorphic | unknown | Pb-Zn-Sb-Ag polymetallic | Pb, Zn, Sb, Ag | Au, Be, W, Sn | Pb, Zn, Sb, Ag, Au, Be, W, Sn | Lan et al., 2024 |  | zxk08-1Sp-8(2) | [6 empty] | ore material | polished section |  | mineral separate | [5 empty] | mineralisation |  |  |  | sphalerite | Sp1, Sp2 |  | massive, banded, concentric annular, breccias, subhedral to anhedral |  |  |  | arsenopyrite, pyrite, chalcopyrite, galena, freibergite, quartz, Mn-Fe carbonate, Sb-Pb sulfosalts | polished thin (30 μm) and thick (100 μm) sections | LA-ICPMS | ASI RESOLution-LR-S155 laser coupled with ICP-MS; Agilent 7700x ICPMS connected to a RESOLution-LR-S155 laser; Nu Plasma III MC-ICPMS (Nu Instruments) connected to a RESOlution-155 Ar F193-nm laser ablation system (Australian Scientific Instruments) | State Key Laboratory of Ore Deposit Geochemistry, Institute of Geochemistry, Chinese Academy of Sciences (SKLODG) | 26 μm pit size, 5 Hz pulse frequency, 3 J·cm−2 fluence; He carrier gas (350 ml/min); Ar transport gas (900 ml/min); 30 s background acquisition, 60 s data acquisition; imaging: beam size 15 or 25 μm, repetition rate 10 Hz, rastering at 15 or 25 μm/s | MASS-1 analyzed as unknown sample to check analytical accuracy; Py used for calibration of sulfur concentrations; sulfide reference material MASS-1 | 2.6448 |  |  |  | 5.4477 | [15 empty] | 1011.6533 | [5 empty] | 0.079048 | [5 empty] | 89.7829 | [9 empty] | 39260.6326 |  | 2.6707 | [11 empty] | 7.7772 | [13 empty] | 2116.6026 |  | 0.091351 | [13 empty] | 4.6668 | [17 empty] | 3.7101 | [9 empty] | 53.6309 | [7 empty] | 2.0323 | [24 empty] | 2024 |  |  | CHN | North Himalayan Metallogenic Belt
| Zhaxikang |  | Metamorphic | unknown | Pb-Zn-Sb-Ag polymetallic | Pb, Zn, Sb, Ag | Au, Be, W, Sn | Pb, Zn, Sb, Ag, Au, Be, W, Sn | Lan et al., 2024 |  | zxk08-1Sp-9 | [6 empty] | ore material | polished section |  | mineral separate | [5 empty] | mineralisation |  |  |  | sphalerite | Sp1, Sp2 |  | massive, banded, concentric annular, breccias, subhedral to anhedral |  |  |  | arsenopyrite, pyrite, chalcopyrite, galena, freibergite, quartz, Mn-Fe carbonate, Sb-Pb sulfosalts | polished thin (30 μm) and thick (100 μm) sections | LA-ICPMS | ASI RESOLution-LR-S155 laser coupled with ICP-MS; Agilent 7700x ICPMS connected to a RESOLution-LR-S155 laser; Nu Plasma III MC-ICPMS (Nu Instruments) connected to a RESOlution-155 Ar F193-nm laser ablation system (Australian Scientific Instruments) | State Key Laboratory of Ore Deposit Geochemistry, Institute of Geochemistry, Chinese Academy of Sciences (SKLODG) | 26 μm pit size, 5 Hz pulse frequency, 3 J·cm−2 fluence; He carrier gas (350 ml/min); Ar transport gas (900 ml/min); 30 s background acquisition, 60 s data acquisition; imaging: beam size 15 or 25 μm, repetition rate 10 Hz, rastering at 15 or 25 μm/s | MASS-1 analyzed as unknown sample to check analytical accuracy; Py used for calibration of sulfur concentrations; sulfide reference material MASS-1 | 7.0312 |  |  |  | 7.1093 | [15 empty] | 1319.828 | [11 empty] | 3218.8799 | [9 empty] | 49724.3164 |  | 2.3127 |  |  |  | 2.6433 | [7 empty] | 11.9379 | [13 empty] | 965.6444 |  | 0.060631 | [13 empty] | 7.5739 | [17 empty] | 1.4776 | [9 empty] | 523.0867 | [32 empty] | 2024 |  |  | CHN | North Himalayan Metallogenic Belt
| Zhaxikang |  | Metamorphic | unknown | Pb-Zn-Sb-Ag polymetallic | Pb, Zn, Sb, Ag | Au, Be, W, Sn | Pb, Zn, Sb, Ag, Au, Be, W, Sn | Lan et al., 2024 |  | zxk08-1Sp-10 | [6 empty] | ore material | polished section |  | mineral separate | [5 empty] | mineralisation |  |  |  | sphalerite | Sp1, Sp2 |  | massive, banded, concentric annular, breccias, subhedral to anhedral |  |  |  | arsenopyrite, pyrite, chalcopyrite, galena, freibergite, quartz, Mn-Fe carbonate, Sb-Pb sulfosalts | polished thin (30 μm) and thick (100 μm) sections | LA-ICPMS | ASI RESOLution-LR-S155 laser coupled with ICP-MS; Agilent 7700x ICPMS connected to a RESOLution-LR-S155 laser; Nu Plasma III MC-ICPMS (Nu Instruments) connected to a RESOlution-155 Ar F193-nm laser ablation system (Australian Scientific Instruments) | State Key Laboratory of Ore Deposit Geochemistry, Institute of Geochemistry, Chinese Academy of Sciences (SKLODG) | 26 μm pit size, 5 Hz pulse frequency, 3 J·cm−2 fluence; He carrier gas (350 ml/min); Ar transport gas (900 ml/min); 30 s background acquisition, 60 s data acquisition; imaging: beam size 15 or 25 μm, repetition rate 10 Hz, rastering at 15 or 25 μm/s | MASS-1 analyzed as unknown sample to check analytical accuracy; Py used for calibration of sulfur concentrations; sulfide reference material MASS-1 | 8.5183 | [19 empty] | 1226.767 | [5 empty] | 0.071806 | [5 empty] | 2623.2768 | [9 empty] | 51865.2398 |  | 2.0753 | [11 empty] | 6.1954 | [13 empty] | 1377.1227 | [15 empty] | 0.73437 | [17 empty] | 0.60276 | [9 empty] | 538.6837 | [32 empty] | 2024 |  |  | CHN | North Himalayan Metallogenic Belt
| Zhaxikang |  | Metamorphic | unknown | Pb-Zn-Sb-Ag polymetallic | Pb, Zn, Sb, Ag | Au, Be, W, Sn | Pb, Zn, Sb, Ag, Au, Be, W, Sn | Lan et al., 2024 |  | zxk08-1Sp-11 | [6 empty] | ore material | polished section |  | mineral separate | [5 empty] | mineralisation |  |  |  | sphalerite | Sp1, Sp2 |  | massive, banded, concentric annular, breccias, subhedral to anhedral |  |  |  | arsenopyrite, pyrite, chalcopyrite, galena, freibergite, quartz, Mn-Fe carbonate, Sb-Pb sulfosalts | polished thin (30 μm) and thick (100 μm) sections | LA-ICPMS | ASI RESOLution-LR-S155 laser coupled with ICP-MS; Agilent 7700x ICPMS connected to a RESOLution-LR-S155 laser; Nu Plasma III MC-ICPMS (Nu Instruments) connected to a RESOlution-155 Ar F193-nm laser ablation system (Australian Scientific Instruments) | State Key Laboratory of Ore Deposit Geochemistry, Institute of Geochemistry, Chinese Academy of Sciences (SKLODG) | 26 μm pit size, 5 Hz pulse frequency, 3 J·cm−2 fluence; He carrier gas (350 ml/min); Ar transport gas (900 ml/min); 30 s background acquisition, 60 s data acquisition; imaging: beam size 15 or 25 μm, repetition rate 10 Hz, rastering at 15 or 25 μm/s | MASS-1 analyzed as unknown sample to check analytical accuracy; Py used for calibration of sulfur concentrations; sulfide reference material MASS-1 | 3.5964 | [19 empty] | 1114.8865 | [5 empty] | 0.070217 | [5 empty] | 207.2803 | [9 empty] | 45078.8557 |  | 4.5847 | [11 empty] | 30.1944 | [13 empty] | 1451.4934 | [15 empty] | 4.6053 | [17 empty] | 6.7226 | [9 empty] | 127.1582 | [7 empty] | 1.1186 | [24 empty] | 2024 |  |  | CHN | North Himalayan Metallogenic Belt
| Zhaxikang |  | Metamorphic | unknown | Pb-Zn-Sb-Ag polymetallic | Pb, Zn, Sb, Ag | Au, Be, W, Sn | Pb, Zn, Sb, Ag, Au, Be, W, Sn | Lan et al., 2024 |  | zxk08-5Sp-1 | [6 empty] | ore material | polished section |  | mineral separate | [5 empty] | mineralisation |  |  |  | sphalerite | Sp1, Sp2 |  | massive, banded, concentric annular, breccias, subhedral to anhedral |  |  |  | arsenopyrite, pyrite, chalcopyrite, galena, freibergite, quartz, Mn-Fe carbonate, Sb-Pb sulfosalts | polished thin (30 μm) and thick (100 μm) sections | LA-ICPMS | ASI RESOLution-LR-S155 laser coupled with ICP-MS; Agilent 7700x ICPMS connected to a RESOLution-LR-S155 laser; Nu Plasma III MC-ICPMS (Nu Instruments) connected to a RESOlution-155 Ar F193-nm laser ablation system (Australian Scientific Instruments) | State Key Laboratory of Ore Deposit Geochemistry, Institute of Geochemistry, Chinese Academy of Sciences (SKLODG) | 26 μm pit size, 5 Hz pulse frequency, 3 J·cm−2 fluence; He carrier gas (350 ml/min); Ar transport gas (900 ml/min); 30 s background acquisition, 60 s data acquisition; imaging: beam size 15 or 25 μm, repetition rate 10 Hz, rastering at 15 or 25 μm/s | MASS-1 analyzed as unknown sample to check analytical accuracy; Py used for calibration of sulfur concentrations; sulfide reference material MASS-1 | 16.787 |  |  |  | 8.5993 | [15 empty] | 986.0963 | [11 empty] | 4214.4716 | [9 empty] | 44200.3018 |  | 2.6599 | [11 empty] | 5.6637 | [13 empty] | 2019.2288 |  | 0.16495 | [13 empty] | 9.2311 | [17 empty] | 13.9562 | [9 empty] | 84.9545 | [32 empty] | 2024 |  |  | CHN | North Himalayan Metallogenic Belt
| Zhaxikang |  | Metamorphic | unknown | Pb-Zn-Sb-Ag polymetallic | Pb, Zn, Sb, Ag | Au, Be, W, Sn | Pb, Zn, Sb, Ag, Au, Be, W, Sn | Lan et al., 2024 |  | zxk08-5Sp-8 | [6 empty] | ore material | polished section |  | mineral separate | [5 empty] | mineralisation |  |  |  | sphalerite | Sp1, Sp2 |  | massive, banded, concentric annular, breccias, subhedral to anhedral |  |  |  | arsenopyrite, pyrite, chalcopyrite, galena, freibergite, quartz, Mn-Fe carbonate, Sb-Pb sulfosalts | polished thin (30 μm) and thick (100 μm) sections | LA-ICPMS | ASI RESOLution-LR-S155 laser coupled with ICP-MS; Agilent 7700x ICPMS connected to a RESOLution-LR-S155 laser; Nu Plasma III MC-ICPMS (Nu Instruments) connected to a RESOlution-155 Ar F193-nm laser ablation system (Australian Scientific Instruments) | State Key Laboratory of Ore Deposit Geochemistry, Institute of Geochemistry, Chinese Academy of Sciences (SKLODG) | 26 μm pit size, 5 Hz pulse frequency, 3 J·cm−2 fluence; He carrier gas (350 ml/min); Ar transport gas (900 ml/min); 30 s background acquisition, 60 s data acquisition; imaging: beam size 15 or 25 μm, repetition rate 10 Hz, rastering at 15 or 25 μm/s | MASS-1 analyzed as unknown sample to check analytical accuracy; Py used for calibration of sulfur concentrations; sulfide reference material MASS-1 | 2.3321 | [19 empty] | 1113.8576 | [11 empty] | 373.6158 | [9 empty] | 43746.9819 |  | 1.3442 | [11 empty] | 2.8142 | [13 empty] | 1097.966 |  | 0.070913 | [13 empty] | 2.4544 | [27 empty] | 88.4076 | [7 empty] | 1.3878 | [24 empty] | 2024 |  |  | CHN | North Himalayan Metallogenic Belt
| Zhaxikang |  | Metamorphic | unknown | Pb-Zn-Sb-Ag polymetallic | Pb, Zn, Sb, Ag | Au, Be, W, Sn | Pb, Zn, Sb, Ag, Au, Be, W, Sn | Lan et al., 2024 |  | zxk08-5Sp-10 | [6 empty] | ore material | polished section |  | mineral separate | [5 empty] | mineralisation |  |  |  | sphalerite | Sp1, Sp2 |  | massive, banded, concentric annular, breccias, subhedral to anhedral |  |  |  | arsenopyrite, pyrite, chalcopyrite, galena, freibergite, quartz, Mn-Fe carbonate, Sb-Pb sulfosalts | polished thin (30 μm) and thick (100 μm) sections | LA-ICPMS | ASI RESOLution-LR-S155 laser coupled with ICP-MS; Agilent 7700x ICPMS connected to a RESOLution-LR-S155 laser; Nu Plasma III MC-ICPMS (Nu Instruments) connected to a RESOlution-155 Ar F193-nm laser ablation system (Australian Scientific Instruments) | State Key Laboratory of Ore Deposit Geochemistry, Institute of Geochemistry, Chinese Academy of Sciences (SKLODG) | 26 μm pit size, 5 Hz pulse frequency, 3 J·cm−2 fluence; He carrier gas (350 ml/min); Ar transport gas (900 ml/min); 30 s background acquisition, 60 s data acquisition; imaging: beam size 15 or 25 μm, repetition rate 10 Hz, rastering at 15 or 25 μm/s | MASS-1 analyzed as unknown sample to check analytical accuracy; Py used for calibration of sulfur concentrations; sulfide reference material MASS-1 | 280.4709 |  |  |  | 27.3072 | [9 empty] | 0.072314 | [5 empty] | 1180.1301 | [11 empty] | 1047.8991 | [9 empty] | 57689.8806 |  | 2.4734 | [11 empty] | 7.414 | [13 empty] | 1399.6448 |  | 0.064985 | [13 empty] | 14.8119 | [17 empty] | 642.7632 | [9 empty] | 232.4247 | [32 empty] | 2024 |  |  | CHN | North Himalayan Metallogenic Belt
| Zhaxikang |  | Metamorphic | unknown | Pb-Zn-Sb-Ag polymetallic | Pb, Zn, Sb, Ag | Au, Be, W, Sn | Pb, Zn, Sb, Ag, Au, Be, W, Sn | Lan et al., 2024 |  | zxk08-5Sp-10(2) | [6 empty] | ore material | polished section |  | mineral separate | [5 empty] | mineralisation |  |  |  | sphalerite | Sp1, Sp2 |  | massive, banded, concentric annular, breccias, subhedral to anhedral |  |  |  | arsenopyrite, pyrite, chalcopyrite, galena, freibergite, quartz, Mn-Fe carbonate, Sb-Pb sulfosalts | polished thin (30 μm) and thick (100 μm) sections | LA-ICPMS | ASI RESOLution-LR-S155 laser coupled with ICP-MS; Agilent 7700x ICPMS connected to a RESOLution-LR-S155 laser; Nu Plasma III MC-ICPMS (Nu Instruments) connected to a RESOlution-155 Ar F193-nm laser ablation system (Australian Scientific Instruments) | State Key Laboratory of Ore Deposit Geochemistry, Institute of Geochemistry, Chinese Academy of Sciences (SKLODG) | 26 μm pit size, 5 Hz pulse frequency, 3 J·cm−2 fluence; He carrier gas (350 ml/min); Ar transport gas (900 ml/min); 30 s background acquisition, 60 s data acquisition; imaging: beam size 15 or 25 μm, repetition rate 10 Hz, rastering at 15 or 25 μm/s | MASS-1 analyzed as unknown sample to check analytical accuracy; Py used for calibration of sulfur concentrations; sulfide reference material MASS-1 | 8.5464 |  |  |  | 51.6701 | [9 empty] | 0.059396 | [5 empty] | 1222.7083 | [11 empty] | 331.6332 | [9 empty] | 73096.5274 |  | 2.2228 | [11 empty] | 6.8849 | [13 empty] | 1282.9576 |  | 0.020059 | [13 empty] | 30.7154 | [17 empty] | 26.5079 | [9 empty] | 182.776 | [32 empty] | 2024 |  |  | CHN | North Himalayan Metallogenic Belt
| Zhaxikang |  | Metamorphic | unknown | Pb-Zn-Sb-Ag polymetallic | Pb, Zn, Sb, Ag | Au, Be, W, Sn | Pb, Zn, Sb, Ag, Au, Be, W, Sn | Lan et al., 2024 |  | zxk08-2Sp-1 | [6 empty] | ore material | polished section |  | mineral separate | [5 empty] | mineralisation |  |  |  | sphalerite | Sp1, Sp2 |  | massive, banded, concentric annular, breccias, subhedral to anhedral |  |  |  | arsenopyrite, pyrite, chalcopyrite, galena, freibergite, quartz, Mn-Fe carbonate, Sb-Pb sulfosalts | polished thin (30 μm) and thick (100 μm) sections | LA-ICPMS | ASI RESOLution-LR-S155 laser coupled with ICP-MS; Agilent 7700x ICPMS connected to a RESOLution-LR-S155 laser; Nu Plasma III MC-ICPMS (Nu Instruments) connected to a RESOlution-155 Ar F193-nm laser ablation system (Australian Scientific Instruments) | State Key Laboratory of Ore Deposit Geochemistry, Institute of Geochemistry, Chinese Academy of Sciences (SKLODG) | 26 μm pit size, 5 Hz pulse frequency, 3 J·cm−2 fluence; He carrier gas (350 ml/min); Ar transport gas (900 ml/min); 30 s background acquisition, 60 s data acquisition; imaging: beam size 15 or 25 μm, repetition rate 10 Hz, rastering at 15 or 25 μm/s | MASS-1 analyzed as unknown sample to check analytical accuracy; Py used for calibration of sulfur concentrations; sulfide reference material MASS-1 | 1.2329 |  |  |  | 31.867 | [15 empty] | 1405.762 | [11 empty] | 27.2592 | [9 empty] | 69795.0971 |  | 1.1933 |  |  |  | 0.61668 | [7 empty] | 6.9187 | [13 empty] | 1083.8348 |  | 0.068605 | [13 empty] | 29.0773 | [17 empty] | 10.3805 | [9 empty] | 2.9471 | [32 empty] | 2024 |  |  | CHN | North Himalayan Metallogenic Belt
| Zhaxikang |  | Metamorphic | unknown | Pb-Zn-Sb-Ag polymetallic | Pb, Zn, Sb, Ag | Au, Be, W, Sn | Pb, Zn, Sb, Ag, Au, Be, W, Sn | Lan et al., 2024 |  | zxk08-2Sp-2 | [6 empty] | ore material | polished section |  | mineral separate | [5 empty] | mineralisation |  |  |  | sphalerite | Sp1, Sp2 |  | massive, banded, concentric annular, breccias, subhedral to anhedral |  |  |  | arsenopyrite, pyrite, chalcopyrite, galena, freibergite, quartz, Mn-Fe carbonate, Sb-Pb sulfosalts | polished thin (30 μm) and thick (100 μm) sections | LA-ICPMS | ASI RESOLution-LR-S155 laser coupled with ICP-MS; Agilent 7700x ICPMS connected to a RESOLution-LR-S155 laser; Nu Plasma III MC-ICPMS (Nu Instruments) connected to a RESOlution-155 Ar F193-nm laser ablation system (Australian Scientific Instruments) | State Key Laboratory of Ore Deposit Geochemistry, Institute of Geochemistry, Chinese Academy of Sciences (SKLODG) | 26 μm pit size, 5 Hz pulse frequency, 3 J·cm−2 fluence; He carrier gas (350 ml/min); Ar transport gas (900 ml/min); 30 s background acquisition, 60 s data acquisition; imaging: beam size 15 or 25 μm, repetition rate 10 Hz, rastering at 15 or 25 μm/s | MASS-1 analyzed as unknown sample to check analytical accuracy; Py used for calibration of sulfur concentrations; sulfide reference material MASS-1 | 0.98064 |  |  |  | 2.6469 | [15 empty] | 1486.0959 | [11 empty] | 30.444 | [9 empty] | 65972.6467 |  | 2.662 |  |  |  | 0.72748 | [7 empty] | 12.1995 | [13 empty] | 1060.6217 |  | 0.033101 | [13 empty] | 1.7195 | [17 empty] | 1.9389 | [9 empty] | 9.6723 | [32 empty] | 2024 |  |  | CHN | North Himalayan Metallogenic Belt
| Zhaxikang |  | Metamorphic | unknown | Pb-Zn-Sb-Ag polymetallic | Pb, Zn, Sb, Ag | Au, Be, W, Sn | Pb, Zn, Sb, Ag, Au, Be, W, Sn | Lan et al., 2024 |  | zxk08-2Sp-3 | [6 empty] | ore material | polished section |  | mineral separate | [5 empty] | mineralisation |  |  |  | sphalerite | Sp1, Sp2 |  | massive, banded, concentric annular, breccias, subhedral to anhedral |  |  |  | arsenopyrite, pyrite, chalcopyrite, galena, freibergite, quartz, Mn-Fe carbonate, Sb-Pb sulfosalts | polished thin (30 μm) and thick (100 μm) sections | LA-ICPMS | ASI RESOLution-LR-S155 laser coupled with ICP-MS; Agilent 7700x ICPMS connected to a RESOLution-LR-S155 laser; Nu Plasma III MC-ICPMS (Nu Instruments) connected to a RESOlution-155 Ar F193-nm laser ablation system (Australian Scientific Instruments) | State Key Laboratory of Ore Deposit Geochemistry, Institute of Geochemistry, Chinese Academy of Sciences (SKLODG) | 26 μm pit size, 5 Hz pulse frequency, 3 J·cm−2 fluence; He carrier gas (350 ml/min); Ar transport gas (900 ml/min); 30 s background acquisition, 60 s data acquisition; imaging: beam size 15 or 25 μm, repetition rate 10 Hz, rastering at 15 or 25 μm/s | MASS-1 analyzed as unknown sample to check analytical accuracy; Py used for calibration of sulfur concentrations; sulfide reference material MASS-1 | 1.318 |  |  |  | 14.693 | [15 empty] | 1447.0166 | [5 empty] | 0.046503 | [5 empty] | 89.9342 | [9 empty] | 63254.0289 |  | 2.2794 | [11 empty] | 18.6383 | [13 empty] | 1025.5858 |  | 0.036778 | [13 empty] | 1.1436 | [17 empty] | 1.1609 |  |  |  | 1.8094 | [5 empty] | 52.8455 | [32 empty] | 2024 |  |  | CHN | North Himalayan Metallogenic Belt
| Zhaxikang |  | Metamorphic | unknown | Pb-Zn-Sb-Ag polymetallic | Pb, Zn, Sb, Ag | Au, Be, W, Sn | Pb, Zn, Sb, Ag, Au, Be, W, Sn | Lan et al., 2024 |  | zxk08-2Sp-4 | [6 empty] | ore material | polished section |  | mineral separate | [5 empty] | mineralisation |  |  |  | sphalerite | Sp1, Sp2 |  | massive, banded, concentric annular, breccias, subhedral to anhedral |  |  |  | arsenopyrite, pyrite, chalcopyrite, galena, freibergite, quartz, Mn-Fe carbonate, Sb-Pb sulfosalts | polished thin (30 μm) and thick (100 μm) sections | LA-ICPMS | ASI RESOLution-LR-S155 laser coupled with ICP-MS; Agilent 7700x ICPMS connected to a RESOLution-LR-S155 laser; Nu Plasma III MC-ICPMS (Nu Instruments) connected to a RESOlution-155 Ar F193-nm laser ablation system (Australian Scientific Instruments) | State Key Laboratory of Ore Deposit Geochemistry, Institute of Geochemistry, Chinese Academy of Sciences (SKLODG) | 26 μm pit size, 5 Hz pulse frequency, 3 J·cm−2 fluence; He carrier gas (350 ml/min); Ar transport gas (900 ml/min); 30 s background acquisition, 60 s data acquisition; imaging: beam size 15 or 25 μm, repetition rate 10 Hz, rastering at 15 or 25 μm/s | MASS-1 analyzed as unknown sample to check analytical accuracy; Py used for calibration of sulfur concentrations; sulfide reference material MASS-1 | 1.6715 | [13 empty] | 0.028929 | [5 empty] | 1487.842 | [5 empty] | 0.059682 | [5 empty] | 56.2126 | [9 empty] | 66861.0574 |  | 1.0128 |  |  |  | 0.80649 | [7 empty] | 6.7573 | [13 empty] | 985.0486 |  | 0.025887 | [13 empty] | 1.2354 | [17 empty] | 1.9819 | [9 empty] | 4.0743 | [32 empty] | 2024 |  |  | CHN | North Himalayan Metallogenic Belt
| Zhaxikang |  | Metamorphic | unknown | Pb-Zn-Sb-Ag polymetallic | Pb, Zn, Sb, Ag | Au, Be, W, Sn | Pb, Zn, Sb, Ag, Au, Be, W, Sn | Lan et al., 2024 |  | zxk08-2Sp-5 | [6 empty] | ore material | polished section |  | mineral separate | [5 empty] | mineralisation |  |  |  | sphalerite | Sp1, Sp2 |  | massive, banded, concentric annular, breccias, subhedral to anhedral |  |  |  | arsenopyrite, pyrite, chalcopyrite, galena, freibergite, quartz, Mn-Fe carbonate, Sb-Pb sulfosalts | polished thin (30 μm) and thick (100 μm) sections | LA-ICPMS | ASI RESOLution-LR-S155 laser coupled with ICP-MS; Agilent 7700x ICPMS connected to a RESOLution-LR-S155 laser; Nu Plasma III MC-ICPMS (Nu Instruments) connected to a RESOlution-155 Ar F193-nm laser ablation system (Australian Scientific Instruments) | State Key Laboratory of Ore Deposit Geochemistry, Institute of Geochemistry, Chinese Academy of Sciences (SKLODG) | 26 μm pit size, 5 Hz pulse frequency, 3 J·cm−2 fluence; He carrier gas (350 ml/min); Ar transport gas (900 ml/min); 30 s background acquisition, 60 s data acquisition; imaging: beam size 15 or 25 μm, repetition rate 10 Hz, rastering at 15 or 25 μm/s | MASS-1 analyzed as unknown sample to check analytical accuracy; Py used for calibration of sulfur concentrations; sulfide reference material MASS-1 | 1.199 | [19 empty] | 1540.477 | [11 empty] | 31.9456 | [9 empty] | 69231.0401 |  | 1.8402 |  |  |  | 1.0583 | [7 empty] | 12.1238 | [13 empty] | 1066.4352 | [15 empty] | 0.846 | [17 empty] | 0.76745 | [9 empty] | 17.1406 | [7 empty] | 0.39443 | [24 empty] | 2024 |  |  | CHN | North Himalayan Metallogenic Belt
| Zhaxikang |  | Metamorphic | unknown | Pb-Zn-Sb-Ag polymetallic | Pb, Zn, Sb, Ag | Au, Be, W, Sn | Pb, Zn, Sb, Ag, Au, Be, W, Sn | Lan et al., 2024 |  | zxk08-2Sp-6 | [6 empty] | ore material | polished section |  | mineral separate | [5 empty] | mineralisation |  |  |  | sphalerite | Sp1, Sp2 |  | massive, banded, concentric annular, breccias, subhedral to anhedral |  |  |  | arsenopyrite, pyrite, chalcopyrite, galena, freibergite, quartz, Mn-Fe carbonate, Sb-Pb sulfosalts | polished thin (30 μm) and thick (100 μm) sections | LA-ICPMS | ASI RESOLution-LR-S155 laser coupled with ICP-MS; Agilent 7700x ICPMS connected to a RESOLution-LR-S155 laser; Nu Plasma III MC-ICPMS (Nu Instruments) connected to a RESOlution-155 Ar F193-nm laser ablation system (Australian Scientific Instruments) | State Key Laboratory of Ore Deposit Geochemistry, Institute of Geochemistry, Chinese Academy of Sciences (SKLODG) | 26 μm pit size, 5 Hz pulse frequency, 3 J·cm−2 fluence; He carrier gas (350 ml/min); Ar transport gas (900 ml/min); 30 s background acquisition, 60 s data acquisition; imaging: beam size 15 or 25 μm, repetition rate 10 Hz, rastering at 15 or 25 μm/s | MASS-1 analyzed as unknown sample to check analytical accuracy; Py used for calibration of sulfur concentrations; sulfide reference material MASS-1 | 1.0811 |  |  |  | 3.6087 | [9 empty] | 0.018755 | [5 empty] | 1470.4024 | [11 empty] | 55.1618 | [9 empty] | 68247.7448 |  | 2.1678 | [11 empty] | 18.7543 | [13 empty] | 1017.8427 |  | 0.044733 | [13 empty] | 1.0971 | [17 empty] | 0.451 | [9 empty] | 30.4701 | [32 empty] | 2024 |  |  | CHN | North Himalayan Metallogenic Belt
| Zhaxikang |  | Metamorphic | unknown | Pb-Zn-Sb-Ag polymetallic | Pb, Zn, Sb, Ag | Au, Be, W, Sn | Pb, Zn, Sb, Ag, Au, Be, W, Sn | Lan et al., 2024 |  | zxk08-2Sp-22 | [6 empty] | ore material | polished section |  | mineral separate | [5 empty] | mineralisation |  |  |  | sphalerite | Sp1, Sp2 |  | massive, banded, concentric annular, breccias, subhedral to anhedral |  |  |  | arsenopyrite, pyrite, chalcopyrite, galena, freibergite, quartz, Mn-Fe carbonate, Sb-Pb sulfosalts | polished thin (30 μm) and thick (100 μm) sections | LA-ICPMS | ASI RESOLution-LR-S155 laser coupled with ICP-MS; Agilent 7700x ICPMS connected to a RESOLution-LR-S155 laser; Nu Plasma III MC-ICPMS (Nu Instruments) connected to a RESOlution-155 Ar F193-nm laser ablation system (Australian Scientific Instruments) | State Key Laboratory of Ore Deposit Geochemistry, Institute of Geochemistry, Chinese Academy of Sciences (SKLODG) | 26 μm pit size, 5 Hz pulse frequency, 3 J·cm−2 fluence; He carrier gas (350 ml/min); Ar transport gas (900 ml/min); 30 s background acquisition, 60 s data acquisition; imaging: beam size 15 or 25 μm, repetition rate 10 Hz, rastering at 15 or 25 μm/s | MASS-1 analyzed as unknown sample to check analytical accuracy; Py used for calibration of sulfur concentrations; sulfide reference material MASS-1 | 39.6787 |  |  |  | 62.1265 | [15 empty] | 1048.6636 | [11 empty] | 13237.2264 | [9 empty] | 57011.5528 |  | 1.4455 | [11 empty] | 5.2804 | [13 empty] | 2819.5265 | [15 empty] | 4.5263 | [17 empty] | 4.6259 | [9 empty] | 15.7529 | [32 empty] | 2024 |  |  | CHN | North Himalayan Metallogenic Belt
| Zhaxikang |  | Metamorphic | unknown | Pb-Zn-Sb-Ag polymetallic | Pb, Zn, Sb, Ag | Au, Be, W, Sn | Pb, Zn, Sb, Ag, Au, Be, W, Sn | Lan et al., 2024 |  | zxk08-2Sp-23 | [6 empty] | ore material | polished section |  | mineral separate | [5 empty] | mineralisation |  |  |  | sphalerite | Sp1, Sp2 |  | massive, banded, concentric annular, breccias, subhedral to anhedral |  |  |  | arsenopyrite, pyrite, chalcopyrite, galena, freibergite, quartz, Mn-Fe carbonate, Sb-Pb sulfosalts | polished thin (30 μm) and thick (100 μm) sections | LA-ICPMS | ASI RESOLution-LR-S155 laser coupled with ICP-MS; Agilent 7700x ICPMS connected to a RESOLution-LR-S155 laser; Nu Plasma III MC-ICPMS (Nu Instruments) connected to a RESOlution-155 Ar F193-nm laser ablation system (Australian Scientific Instruments) | State Key Laboratory of Ore Deposit Geochemistry, Institute of Geochemistry, Chinese Academy of Sciences (SKLODG) | 26 μm pit size, 5 Hz pulse frequency, 3 J·cm−2 fluence; He carrier gas (350 ml/min); Ar transport gas (900 ml/min); 30 s background acquisition, 60 s data acquisition; imaging: beam size 15 or 25 μm, repetition rate 10 Hz, rastering at 15 or 25 μm/s | MASS-1 analyzed as unknown sample to check analytical accuracy; Py used for calibration of sulfur concentrations; sulfide reference material MASS-1 | 8.6418 |  |  |  | 348.9343 | [9 empty] | 0.079624 | [5 empty] | 957.8744 | [11 empty] | 195.7264 | [9 empty] | 81450 |  | 2.0288 |  |  |  | 1.6969 | [7 empty] | 4.0337 | [13 empty] | 1071.3163 |  | 0.064254 | [13 empty] | 111.3277 | [17 empty] | 37.7481 | [9 empty] | 19.7355 | [32 empty] | 2024 |  |  | CHN | North Himalayan Metallogenic Belt
| Zhaxikang |  | Metamorphic | unknown | Pb-Zn-Sb-Ag polymetallic | Pb, Zn, Sb, Ag | Au, Be, W, Sn | Pb, Zn, Sb, Ag, Au, Be, W, Sn | Lan et al., 2024 |  | zxk02-1Sp-1 | [6 empty] | ore material | polished section |  | mineral separate | [5 empty] | mineralisation |  |  |  | sphalerite | Sp1, Sp2 |  | massive, banded, concentric annular, breccias, subhedral to anhedral |  |  |  | arsenopyrite, pyrite, chalcopyrite, galena, freibergite, quartz, Mn-Fe carbonate, Sb-Pb sulfosalts | polished thin (30 μm) and thick (100 μm) sections | LA-ICPMS | ASI RESOLution-LR-S155 laser coupled with ICP-MS; Agilent 7700x ICPMS connected to a RESOLution-LR-S155 laser; Nu Plasma III MC-ICPMS (Nu Instruments) connected to a RESOlution-155 Ar F193-nm laser ablation system (Australian Scientific Instruments) | State Key Laboratory of Ore Deposit Geochemistry, Institute of Geochemistry, Chinese Academy of Sciences (SKLODG) | 26 μm pit size, 5 Hz pulse frequency, 3 J·cm−2 fluence; He carrier gas (350 ml/min); Ar transport gas (900 ml/min); 30 s background acquisition, 60 s data acquisition; imaging: beam size 15 or 25 μm, repetition rate 10 Hz, rastering at 15 or 25 μm/s | MASS-1 analyzed as unknown sample to check analytical accuracy; Py used for calibration of sulfur concentrations; sulfide reference material MASS-1 | 3.9215 | [19 empty] | 1146.0991 | [11 empty] | 135.1852 | [9 empty] | 47774.747 |  | 1.7768 |  |  |  | 1.6218 | [7 empty] | 26.5587 | [13 empty] | 3504.7196 |  | 0.11885 | [13 empty] | 294.4656 | [17 empty] | 8.473 |  |  |  | 3.303 | [5 empty] | 3.9677 | [7 empty] | 3.3114 | [24 empty] | 2024 |  |  | CHN | North Himalayan Metallogenic Belt
| Zhaxikang |  | Metamorphic | unknown | Pb-Zn-Sb-Ag polymetallic | Pb, Zn, Sb, Ag | Au, Be, W, Sn | Pb, Zn, Sb, Ag, Au, Be, W, Sn | Lan et al., 2024 |  | zxk02-1Sp-2 | [6 empty] | ore material | polished section |  | mineral separate | [5 empty] | mineralisation |  |  |  | sphalerite | Sp1, Sp2 |  | massive, banded, concentric annular, breccias, subhedral to anhedral |  |  |  | arsenopyrite, pyrite, chalcopyrite, galena, freibergite, quartz, Mn-Fe carbonate, Sb-Pb sulfosalts | polished thin (30 μm) and thick (100 μm) sections | LA-ICPMS | ASI RESOLution-LR-S155 laser coupled with ICP-MS; Agilent 7700x ICPMS connected to a RESOLution-LR-S155 laser; Nu Plasma III MC-ICPMS (Nu Instruments) connected to a RESOlution-155 Ar F193-nm laser ablation system (Australian Scientific Instruments) | State Key Laboratory of Ore Deposit Geochemistry, Institute of Geochemistry, Chinese Academy of Sciences (SKLODG) | 26 μm pit size, 5 Hz pulse frequency, 3 J·cm−2 fluence; He carrier gas (350 ml/min); Ar transport gas (900 ml/min); 30 s background acquisition, 60 s data acquisition; imaging: beam size 15 or 25 μm, repetition rate 10 Hz, rastering at 15 or 25 μm/s | MASS-1 analyzed as unknown sample to check analytical accuracy; Py used for calibration of sulfur concentrations; sulfide reference material MASS-1 | 0.89536 | [13 empty] | 0.19197 | [5 empty] | 1045.9494 | [5 empty] | 0.040901 | [5 empty] | 54.3492 | [9 empty] | 50568.6994 |  | 3.2721 |  |  |  | 1.458 | [7 empty] | 45.9008 | [13 empty] | 723.9215 | [33 empty] | 0.29416 | [9 empty] | 18.0216 | [7 empty] | 2.5797 | [24 empty] | 2024 |  |  | CHN | North Himalayan Metallogenic Belt
| Zhaxikang |  | Metamorphic | unknown | Pb-Zn-Sb-Ag polymetallic | Pb, Zn, Sb, Ag | Au, Be, W, Sn | Pb, Zn, Sb, Ag, Au, Be, W, Sn | Lan et al., 2024 |  | zxk02-1Sp-3 | [6 empty] | ore material | polished section |  | mineral separate | [5 empty] | mineralisation |  |  |  | sphalerite | Sp1, Sp2 |  | massive, banded, concentric annular, breccias, subhedral to anhedral |  |  |  | arsenopyrite, pyrite, chalcopyrite, galena, freibergite, quartz, Mn-Fe carbonate, Sb-Pb sulfosalts | polished thin (30 μm) and thick (100 μm) sections | LA-ICPMS | ASI RESOLution-LR-S155 laser coupled with ICP-MS; Agilent 7700x ICPMS connected to a RESOLution-LR-S155 laser; Nu Plasma III MC-ICPMS (Nu Instruments) connected to a RESOlution-155 Ar F193-nm laser ablation system (Australian Scientific Instruments) | State Key Laboratory of Ore Deposit Geochemistry, Institute of Geochemistry, Chinese Academy of Sciences (SKLODG) | 26 μm pit size, 5 Hz pulse frequency, 3 J·cm−2 fluence; He carrier gas (350 ml/min); Ar transport gas (900 ml/min); 30 s background acquisition, 60 s data acquisition; imaging: beam size 15 or 25 μm, repetition rate 10 Hz, rastering at 15 or 25 μm/s | MASS-1 analyzed as unknown sample to check analytical accuracy; Py used for calibration of sulfur concentrations; sulfide reference material MASS-1 | 3.9703 |  |  |  | 10.4336 | [9 empty] | 0.14682 | [5 empty] | 1135.7727 | [5 empty] | 0.051237 | [5 empty] | 561.9217 | [9 empty] | 48186.7514 |  | 1.5197 | [11 empty] | 15.8632 | [13 empty] | 2768.0735 | [15 empty] | 4.5116 | [17 empty] | 10.1215 |  |  |  | 4.2612 | [5 empty] | 8.5279 | [7 empty] | 2.5604 | [24 empty] | 2024 |  |  | CHN | North Himalayan Metallogenic Belt
| Zhaxikang |  | Metamorphic | unknown | Pb-Zn-Sb-Ag polymetallic | Pb, Zn, Sb, Ag | Au, Be, W, Sn | Pb, Zn, Sb, Ag, Au, Be, W, Sn | Lan et al., 2024 |  | zxk02-1Sp-5 | [6 empty] | ore material | polished section |  | mineral separate | [5 empty] | mineralisation |  |  |  | sphalerite | Sp1, Sp2 |  | massive, banded, concentric annular, breccias, subhedral to anhedral |  |  |  | arsenopyrite, pyrite, chalcopyrite, galena, freibergite, quartz, Mn-Fe carbonate, Sb-Pb sulfosalts | polished thin (30 μm) and thick (100 μm) sections | LA-ICPMS | ASI RESOLution-LR-S155 laser coupled with ICP-MS; Agilent 7700x ICPMS connected to a RESOLution-LR-S155 laser; Nu Plasma III MC-ICPMS (Nu Instruments) connected to a RESOlution-155 Ar F193-nm laser ablation system (Australian Scientific Instruments) | State Key Laboratory of Ore Deposit Geochemistry, Institute of Geochemistry, Chinese Academy of Sciences (SKLODG) | 26 μm pit size, 5 Hz pulse frequency, 3 J·cm−2 fluence; He carrier gas (350 ml/min); Ar transport gas (900 ml/min); 30 s background acquisition, 60 s data acquisition; imaging: beam size 15 or 25 μm, repetition rate 10 Hz, rastering at 15 or 25 μm/s | MASS-1 analyzed as unknown sample to check analytical accuracy; Py used for calibration of sulfur concentrations; sulfide reference material MASS-1 | 3.4244 |  |  |  | 2.8798 | [15 empty] | 1214.4046 | [5 empty] | 0.047284 | [5 empty] | 513.418 | [9 empty] | 50283.3724 |  | 2.3292 | [11 empty] | 33.825 | [13 empty] | 1872.1739 | [15 empty] | 2.3886 | [17 empty] | 5.336 |  |  |  | 5.753 | [5 empty] | 28.1052 | [32 empty] | 2024 |  |  | CHN | North Himalayan Metallogenic Belt
| Zhaxikang |  | Metamorphic | unknown | Pb-Zn-Sb-Ag polymetallic | Pb, Zn, Sb, Ag | Au, Be, W, Sn | Pb, Zn, Sb, Ag, Au, Be, W, Sn | Lan et al., 2024 |  | zxk02-1Sp-6 | [6 empty] | ore material | polished section |  | mineral separate | [5 empty] | mineralisation |  |  |  | sphalerite | Sp1, Sp2 |  | massive, banded, concentric annular, breccias, subhedral to anhedral |  |  |  | arsenopyrite, pyrite, chalcopyrite, galena, freibergite, quartz, Mn-Fe carbonate, Sb-Pb sulfosalts | polished thin (30 μm) and thick (100 μm) sections | LA-ICPMS | ASI RESOLution-LR-S155 laser coupled with ICP-MS; Agilent 7700x ICPMS connected to a RESOLution-LR-S155 laser; Nu Plasma III MC-ICPMS (Nu Instruments) connected to a RESOlution-155 Ar F193-nm laser ablation system (Australian Scientific Instruments) | State Key Laboratory of Ore Deposit Geochemistry, Institute of Geochemistry, Chinese Academy of Sciences (SKLODG) | 26 μm pit size, 5 Hz pulse frequency, 3 J·cm−2 fluence; He carrier gas (350 ml/min); Ar transport gas (900 ml/min); 30 s background acquisition, 60 s data acquisition; imaging: beam size 15 or 25 μm, repetition rate 10 Hz, rastering at 15 or 25 μm/s | MASS-1 analyzed as unknown sample to check analytical accuracy; Py used for calibration of sulfur concentrations; sulfide reference material MASS-1 | 3.3971 | [19 empty] | 1133.4247 | [11 empty] | 683.4069 | [9 empty] | 46667.0901 |  | 3.4415 | [11 empty] | 45.0724 | [13 empty] | 1378.9987 |  | 0.074484 | [13 empty] | 0.46898 | [17 empty] | 3.7091 |  |  |  | 5.7849 | [5 empty] | 9.1629 | [32 empty] | 2024 |  |  | CHN | North Himalayan Metallogenic Belt
| Zhaxikang |  | Metamorphic | unknown | Pb-Zn-Sb-Ag polymetallic | Pb, Zn, Sb, Ag | Au, Be, W, Sn | Pb, Zn, Sb, Ag, Au, Be, W, Sn | Lan et al., 2024 |  | zxk02-1Sp-8 | [6 empty] | ore material | polished section |  | mineral separate | [5 empty] | mineralisation |  |  |  | sphalerite | Sp1, Sp2 |  | massive, banded, concentric annular, breccias, subhedral to anhedral |  |  |  | arsenopyrite, pyrite, chalcopyrite, galena, freibergite, quartz, Mn-Fe carbonate, Sb-Pb sulfosalts | polished thin (30 μm) and thick (100 μm) sections | LA-ICPMS | ASI RESOLution-LR-S155 laser coupled with ICP-MS; Agilent 7700x ICPMS connected to a RESOLution-LR-S155 laser; Nu Plasma III MC-ICPMS (Nu Instruments) connected to a RESOlution-155 Ar F193-nm laser ablation system (Australian Scientific Instruments) | State Key Laboratory of Ore Deposit Geochemistry, Institute of Geochemistry, Chinese Academy of Sciences (SKLODG) | 26 μm pit size, 5 Hz pulse frequency, 3 J·cm−2 fluence; He carrier gas (350 ml/min); Ar transport gas (900 ml/min); 30 s background acquisition, 60 s data acquisition; imaging: beam size 15 or 25 μm, repetition rate 10 Hz, rastering at 15 or 25 μm/s | MASS-1 analyzed as unknown sample to check analytical accuracy; Py used for calibration of sulfur concentrations; sulfide reference material MASS-1 | 0.66165 | [19 empty] | 1211.1273 | [5 empty] | 0.091301 | [5 empty] | 22.9951 | [9 empty] | 62604.791 |  | 1.5617 | [11 empty] | 8.9888 | [13 empty] | 821.6855 |  | 0.046161 | [31 empty] | 0.58572 |  |  |  | 5.8608 | [5 empty] | 10.2608 | [32 empty] | 2024 |  |  | CHN | North Himalayan Metallogenic Belt
| Zhaxikang |  | Metamorphic | unknown | Pb-Zn-Sb-Ag polymetallic | Pb, Zn, Sb, Ag | Au, Be, W, Sn | Pb, Zn, Sb, Ag, Au, Be, W, Sn | Lan et al., 2024 |  | zxk02-1Sp-9 | [6 empty] | ore material | polished section |  | mineral separate | [5 empty] | mineralisation |  |  |  | sphalerite | Sp1, Sp2 |  | massive, banded, concentric annular, breccias, subhedral to anhedral |  |  |  | arsenopyrite, pyrite, chalcopyrite, galena, freibergite, quartz, Mn-Fe carbonate, Sb-Pb sulfosalts | polished thin (30 μm) and thick (100 μm) sections | LA-ICPMS | ASI RESOLution-LR-S155 laser coupled with ICP-MS; Agilent 7700x ICPMS connected to a RESOLution-LR-S155 laser; Nu Plasma III MC-ICPMS (Nu Instruments) connected to a RESOlution-155 Ar F193-nm laser ablation system (Australian Scientific Instruments) | State Key Laboratory of Ore Deposit Geochemistry, Institute of Geochemistry, Chinese Academy of Sciences (SKLODG) | 26 μm pit size, 5 Hz pulse frequency, 3 J·cm−2 fluence; He carrier gas (350 ml/min); Ar transport gas (900 ml/min); 30 s background acquisition, 60 s data acquisition; imaging: beam size 15 or 25 μm, repetition rate 10 Hz, rastering at 15 or 25 μm/s | MASS-1 analyzed as unknown sample to check analytical accuracy; Py used for calibration of sulfur concentrations; sulfide reference material MASS-1 | 0.65829 | [19 empty] | 1092.9176 | [5 empty] | 0.032194 | [5 empty] | 10.6548 | [9 empty] | 57004.3162 |  | 1.0146 | [11 empty] | 3.2882 | [13 empty] | 753.8077 | [37 empty] | 3.3415 | [5 empty] | 4.9194 | [32 empty] | 2024 |  |  | CHN | North Himalayan Metallogenic Belt
| Zhaxikang |  | Metamorphic | unknown | Pb-Zn-Sb-Ag polymetallic | Pb, Zn, Sb, Ag | Au, Be, W, Sn | Pb, Zn, Sb, Ag, Au, Be, W, Sn | Lan et al., 2024 |  | zxk02-1Sp-10 | [6 empty] | ore material | polished section |  | mineral separate | [5 empty] | mineralisation |  |  |  | sphalerite | Sp1, Sp2 |  | massive, banded, concentric annular, breccias, subhedral to anhedral |  |  |  | arsenopyrite, pyrite, chalcopyrite, galena, freibergite, quartz, Mn-Fe carbonate, Sb-Pb sulfosalts | polished thin (30 μm) and thick (100 μm) sections | LA-ICPMS | ASI RESOLution-LR-S155 laser coupled with ICP-MS; Agilent 7700x ICPMS connected to a RESOLution-LR-S155 laser; Nu Plasma III MC-ICPMS (Nu Instruments) connected to a RESOlution-155 Ar F193-nm laser ablation system (Australian Scientific Instruments) | State Key Laboratory of Ore Deposit Geochemistry, Institute of Geochemistry, Chinese Academy of Sciences (SKLODG) | 26 μm pit size, 5 Hz pulse frequency, 3 J·cm−2 fluence; He carrier gas (350 ml/min); Ar transport gas (900 ml/min); 30 s background acquisition, 60 s data acquisition; imaging: beam size 15 or 25 μm, repetition rate 10 Hz, rastering at 15 or 25 μm/s | MASS-1 analyzed as unknown sample to check analytical accuracy; Py used for calibration of sulfur concentrations; sulfide reference material MASS-1 | 0.90772 | [19 empty] | 1206.1075 | [5 empty] | 0.048898 | [5 empty] | 10.879 | [9 empty] | 62775.0437 |  | 1.1386 | [11 empty] | 5.2379 | [13 empty] | 830.2865 |  | 0.11211 | [13 empty] | 0.15934 | [27 empty] | 5.882 | [32 empty] | 2024 |  |  | CHN | North Himalayan Metallogenic Belt
| Zhaxikang |  | Metamorphic | unknown | Pb-Zn-Sb-Ag polymetallic | Pb, Zn, Sb, Ag | Au, Be, W, Sn | Pb, Zn, Sb, Ag, Au, Be, W, Sn | Lan et al., 2024 |  | zxk02-1Sp-11 | [6 empty] | ore material | polished section |  | mineral separate | [5 empty] | mineralisation |  |  |  | sphalerite | Sp1, Sp2 |  | massive, banded, concentric annular, breccias, subhedral to anhedral |  |  |  | arsenopyrite, pyrite, chalcopyrite, galena, freibergite, quartz, Mn-Fe carbonate, Sb-Pb sulfosalts | polished thin (30 μm) and thick (100 μm) sections | LA-ICPMS | ASI RESOLution-LR-S155 laser coupled with ICP-MS; Agilent 7700x ICPMS connected to a RESOLution-LR-S155 laser; Nu Plasma III MC-ICPMS (Nu Instruments) connected to a RESOlution-155 Ar F193-nm laser ablation system (Australian Scientific Instruments) | State Key Laboratory of Ore Deposit Geochemistry, Institute of Geochemistry, Chinese Academy of Sciences (SKLODG) | 26 μm pit size, 5 Hz pulse frequency, 3 J·cm−2 fluence; He carrier gas (350 ml/min); Ar transport gas (900 ml/min); 30 s background acquisition, 60 s data acquisition; imaging: beam size 15 or 25 μm, repetition rate 10 Hz, rastering at 15 or 25 μm/s | MASS-1 analyzed as unknown sample to check analytical accuracy; Py used for calibration of sulfur concentrations; sulfide reference material MASS-1 | 5.4085 |  |  |  | 43.5691 | [15 empty] | 1049.2293 | [5 empty] | 0.094627 | [5 empty] | 343.5098 | [9 empty] | 44670.8671 |  | 2.6058 |  |  |  | 1.8942 | [7 empty] | 5.3162 | [13 empty] | 3269.6483 |  | 0.087391 | [13 empty] | 15.0923 | [17 empty] | 17.0459 | [9 empty] | 28.8196 | [32 empty] | 2024 |  |  | CHN | North Himalayan Metallogenic Belt
| Zhaxikang |  | Metamorphic | unknown | Pb-Zn-Sb-Ag polymetallic | Pb, Zn, Sb, Ag | Au, Be, W, Sn | Pb, Zn, Sb, Ag, Au, Be, W, Sn | Lan et al., 2024 |  | zxk02-1Sp-11(2) | [6 empty] | ore material | polished section |  | mineral separate | [5 empty] | mineralisation |  |  |  | sphalerite | Sp1, Sp2 |  | massive, banded, concentric annular, breccias, subhedral to anhedral |  |  |  | arsenopyrite, pyrite, chalcopyrite, galena, freibergite, quartz, Mn-Fe carbonate, Sb-Pb sulfosalts | polished thin (30 μm) and thick (100 μm) sections | LA-ICPMS | ASI RESOLution-LR-S155 laser coupled with ICP-MS; Agilent 7700x ICPMS connected to a RESOLution-LR-S155 laser; Nu Plasma III MC-ICPMS (Nu Instruments) connected to a RESOlution-155 Ar F193-nm laser ablation system (Australian Scientific Instruments) | State Key Laboratory of Ore Deposit Geochemistry, Institute of Geochemistry, Chinese Academy of Sciences (SKLODG) | 26 μm pit size, 5 Hz pulse frequency, 3 J·cm−2 fluence; He carrier gas (350 ml/min); Ar transport gas (900 ml/min); 30 s background acquisition, 60 s data acquisition; imaging: beam size 15 or 25 μm, repetition rate 10 Hz, rastering at 15 or 25 μm/s | MASS-1 analyzed as unknown sample to check analytical accuracy; Py used for calibration of sulfur concentrations; sulfide reference material MASS-1 | 11.5073 |  |  |  | 87.1754 | [15 empty] | 1108.9394 | [5 empty] | 0.041925 | [5 empty] | 654.1988 | [9 empty] | 50262.8096 |  | 2.1784 | [11 empty] | 5.5561 | [13 empty] | 1754.9933 |  | 0.13724 | [7 empty] | 0.2724 | [5 empty] | 15.4007 | [17 empty] | 29.9962 |  |  |  | 4.5934 | [5 empty] | 27.4275 | [32 empty] | 2024 |  |  | CHN | North Himalayan Metallogenic Belt
| Zhaxikang |  | Metamorphic | unknown | Pb-Zn-Sb-Ag polymetallic | Pb, Zn, Sb, Ag | Au, Be, W, Sn | Pb, Zn, Sb, Ag, Au, Be, W, Sn | Lan et al., 2024 |  | zxk02-1Sp-12 | [6 empty] | ore material | polished section |  | mineral separate | [5 empty] | mineralisation |  |  |  | sphalerite | Sp1, Sp2 |  | massive, banded, concentric annular, breccias, subhedral to anhedral |  |  |  | arsenopyrite, pyrite, chalcopyrite, galena, freibergite, quartz, Mn-Fe carbonate, Sb-Pb sulfosalts | polished thin (30 μm) and thick (100 μm) sections | LA-ICPMS | ASI RESOLution-LR-S155 laser coupled with ICP-MS; Agilent 7700x ICPMS connected to a RESOLution-LR-S155 laser; Nu Plasma III MC-ICPMS (Nu Instruments) connected to a RESOlution-155 Ar F193-nm laser ablation system (Australian Scientific Instruments) | State Key Laboratory of Ore Deposit Geochemistry, Institute of Geochemistry, Chinese Academy of Sciences (SKLODG) | 26 μm pit size, 5 Hz pulse frequency, 3 J·cm−2 fluence; He carrier gas (350 ml/min); Ar transport gas (900 ml/min); 30 s background acquisition, 60 s data acquisition; imaging: beam size 15 or 25 μm, repetition rate 10 Hz, rastering at 15 or 25 μm/s | MASS-1 analyzed as unknown sample to check analytical accuracy; Py used for calibration of sulfur concentrations; sulfide reference material MASS-1 | 0.79534 | [19 empty] | 1044.6557 | [5 empty] | 0.05475 | [5 empty] | 9.8552 | [9 empty] | 56690.6878 |  | 1.1393 | [11 empty] | 10.9782 | [13 empty] | 829.3783 | [43 empty] | 1.2871 | [32 empty] | 2024 |  |  | CHN | North Himalayan Metallogenic Belt
| Zhaxikang |  | Metamorphic | unknown | Pb-Zn-Sb-Ag polymetallic | Pb, Zn, Sb, Ag | Au, Be, W, Sn | Pb, Zn, Sb, Ag, Au, Be, W, Sn | Lan et al., 2024 |  | zxk02-1Sp-13 | [6 empty] | ore material | polished section |  | mineral separate | [5 empty] | mineralisation |  |  |  | sphalerite | Sp1, Sp2 |  | massive, banded, concentric annular, breccias, subhedral to anhedral |  |  |  | arsenopyrite, pyrite, chalcopyrite, galena, freibergite, quartz, Mn-Fe carbonate, Sb-Pb sulfosalts | polished thin (30 μm) and thick (100 μm) sections | LA-ICPMS | ASI RESOLution-LR-S155 laser coupled with ICP-MS; Agilent 7700x ICPMS connected to a RESOLution-LR-S155 laser; Nu Plasma III MC-ICPMS (Nu Instruments) connected to a RESOlution-155 Ar F193-nm laser ablation system (Australian Scientific Instruments) | State Key Laboratory of Ore Deposit Geochemistry, Institute of Geochemistry, Chinese Academy of Sciences (SKLODG) | 26 μm pit size, 5 Hz pulse frequency, 3 J·cm−2 fluence; He carrier gas (350 ml/min); Ar transport gas (900 ml/min); 30 s background acquisition, 60 s data acquisition; imaging: beam size 15 or 25 μm, repetition rate 10 Hz, rastering at 15 or 25 μm/s | MASS-1 analyzed as unknown sample to check analytical accuracy; Py used for calibration of sulfur concentrations; sulfide reference material MASS-1 | 0.86955 | [19 empty] | 1051.132 | [11 empty] | 24.1686 | [9 empty] | 56960.6855 |  | 0.94565 | [11 empty] | 22.2751 | [13 empty] | 840.1047 | [9 empty] | 0.18533 | [33 empty] | 5.2795 | [32 empty] | 2024 |  |  | CHN | North Himalayan Metallogenic Belt
| Zhaxikang |  | Metamorphic | unknown | Pb-Zn-Sb-Ag polymetallic | Pb, Zn, Sb, Ag | Au, Be, W, Sn | Pb, Zn, Sb, Ag, Au, Be, W, Sn | Lan et al., 2024 |  | zxk02-1Sp-14 | [6 empty] | ore material | polished section |  | mineral separate | [5 empty] | mineralisation |  |  |  | sphalerite | Sp1, Sp2 |  | massive, banded, concentric annular, breccias, subhedral to anhedral |  |  |  | arsenopyrite, pyrite, chalcopyrite, galena, freibergite, quartz, Mn-Fe carbonate, Sb-Pb sulfosalts | polished thin (30 μm) and thick (100 μm) sections | LA-ICPMS | ASI RESOLution-LR-S155 laser coupled with ICP-MS; Agilent 7700x ICPMS connected to a RESOLution-LR-S155 laser; Nu Plasma III MC-ICPMS (Nu Instruments) connected to a RESOlution-155 Ar F193-nm laser ablation system (Australian Scientific Instruments) | State Key Laboratory of Ore Deposit Geochemistry, Institute of Geochemistry, Chinese Academy of Sciences (SKLODG) | 26 μm pit size, 5 Hz pulse frequency, 3 J·cm−2 fluence; He carrier gas (350 ml/min); Ar transport gas (900 ml/min); 30 s background acquisition, 60 s data acquisition; imaging: beam size 15 or 25 μm, repetition rate 10 Hz, rastering at 15 or 25 μm/s | MASS-1 analyzed as unknown sample to check analytical accuracy; Py used for calibration of sulfur concentrations; sulfide reference material MASS-1 | 1.0862 | [19 empty] | 1034.8689 | [11 empty] | 44.0001 | [9 empty] | 55113.1869 |  | 1.8459 | [11 empty] | 40.1726 | [13 empty] | 809.6166 | [9 empty] | 0.16637 | [27 empty] | 5.3376 | [5 empty] | 10.7961 | [32 empty] | 2024 |  |  | CHN | North Himalayan Metallogenic Belt
| Zhaxikang |  | Metamorphic | unknown | Pb-Zn-Sb-Ag polymetallic | Pb, Zn, Sb, Ag | Au, Be, W, Sn | Pb, Zn, Sb, Ag, Au, Be, W, Sn | Lan et al., 2024 |  | zxk02-1Sp-15 | [6 empty] | ore material | polished section |  | mineral separate | [5 empty] | mineralisation |  |  |  | sphalerite | Sp1, Sp2 |  | massive, banded, concentric annular, breccias, subhedral to anhedral |  |  |  | arsenopyrite, pyrite, chalcopyrite, galena, freibergite, quartz, Mn-Fe carbonate, Sb-Pb sulfosalts | polished thin (30 μm) and thick (100 μm) sections | LA-ICPMS | ASI RESOLution-LR-S155 laser coupled with ICP-MS; Agilent 7700x ICPMS connected to a RESOLution-LR-S155 laser; Nu Plasma III MC-ICPMS (Nu Instruments) connected to a RESOlution-155 Ar F193-nm laser ablation system (Australian Scientific Instruments) | State Key Laboratory of Ore Deposit Geochemistry, Institute of Geochemistry, Chinese Academy of Sciences (SKLODG) | 26 μm pit size, 5 Hz pulse frequency, 3 J·cm−2 fluence; He carrier gas (350 ml/min); Ar transport gas (900 ml/min); 30 s background acquisition, 60 s data acquisition; imaging: beam size 15 or 25 μm, repetition rate 10 Hz, rastering at 15 or 25 μm/s | MASS-1 analyzed as unknown sample to check analytical accuracy; Py used for calibration of sulfur concentrations; sulfide reference material MASS-1 | 3.8908 |  |  |  | 4.4516 | [15 empty] | 970.2292 | [11 empty] | 34.1733 | [9 empty] | 48426.1091 |  | 1.4752 | [11 empty] | 17.7301 | [13 empty] | 809.2967 | [9 empty] | 0.26278 | [5 empty] | 4.8768 | [17 empty] | 5.3847 | [9 empty] | 11.4046 | [32 empty] | 2024 |  |  | CHN | North Himalayan Metallogenic Belt
| Zhaxikang |  | Metamorphic | unknown | Pb-Zn-Sb-Ag polymetallic | Pb, Zn, Sb, Ag | Au, Be, W, Sn | Pb, Zn, Sb, Ag, Au, Be, W, Sn | Lan et al., 2024 |  | zxk02-1Sp-16 | [6 empty] | ore material | polished section |  | mineral separate | [5 empty] | mineralisation |  |  |  | sphalerite | Sp1, Sp2 |  | massive, banded, concentric annular, breccias, subhedral to anhedral |  |  |  | arsenopyrite, pyrite, chalcopyrite, galena, freibergite, quartz, Mn-Fe carbonate, Sb-Pb sulfosalts | polished thin (30 μm) and thick (100 μm) sections | LA-ICPMS | ASI RESOLution-LR-S155 laser coupled with ICP-MS; Agilent 7700x ICPMS connected to a RESOLution-LR-S155 laser; Nu Plasma III MC-ICPMS (Nu Instruments) connected to a RESOlution-155 Ar F193-nm laser ablation system (Australian Scientific Instruments) | State Key Laboratory of Ore Deposit Geochemistry, Institute of Geochemistry, Chinese Academy of Sciences (SKLODG) | 26 μm pit size, 5 Hz pulse frequency, 3 J·cm−2 fluence; He carrier gas (350 ml/min); Ar transport gas (900 ml/min); 30 s background acquisition, 60 s data acquisition; imaging: beam size 15 or 25 μm, repetition rate 10 Hz, rastering at 15 or 25 μm/s | MASS-1 analyzed as unknown sample to check analytical accuracy; Py used for calibration of sulfur concentrations; sulfide reference material MASS-1 | 2.0323 |  |  |  | 3.1584 | [9 empty] | 0.14457 | [5 empty] | 1218.266 | [5 empty] | 0.20368 | [5 empty] | 197.8845 | [9 empty] | 63070.0434 |  | 2.644 | [11 empty] | 16.4437 | [13 empty] | 1084.1585 | [33 empty] | 2.3192 | [9 empty] | 14.4209 | [32 empty] | 2024 |  |  | CHN | North Himalayan Metallogenic Belt
| Zhaxikang |  | Metamorphic | unknown | Pb-Zn-Sb-Ag polymetallic | Pb, Zn, Sb, Ag | Au, Be, W, Sn | Pb, Zn, Sb, Ag, Au, Be, W, Sn | Lan et al., 2024 |  | zxk02-1Sp-17 | [6 empty] | ore material | polished section |  | mineral separate | [5 empty] | mineralisation |  |  |  | sphalerite | Sp1, Sp2 |  | massive, banded, concentric annular, breccias, subhedral to anhedral |  |  |  | arsenopyrite, pyrite, chalcopyrite, galena, freibergite, quartz, Mn-Fe carbonate, Sb-Pb sulfosalts | polished thin (30 μm) and thick (100 μm) sections | LA-ICPMS | ASI RESOLution-LR-S155 laser coupled with ICP-MS; Agilent 7700x ICPMS connected to a RESOLution-LR-S155 laser; Nu Plasma III MC-ICPMS (Nu Instruments) connected to a RESOlution-155 Ar F193-nm laser ablation system (Australian Scientific Instruments) | State Key Laboratory of Ore Deposit Geochemistry, Institute of Geochemistry, Chinese Academy of Sciences (SKLODG) | 26 μm pit size, 5 Hz pulse frequency, 3 J·cm−2 fluence; He carrier gas (350 ml/min); Ar transport gas (900 ml/min); 30 s background acquisition, 60 s data acquisition; imaging: beam size 15 or 25 μm, repetition rate 10 Hz, rastering at 15 or 25 μm/s | MASS-1 analyzed as unknown sample to check analytical accuracy; Py used for calibration of sulfur concentrations; sulfide reference material MASS-1 | 2.4345 |  |  |  | 2.6596 | [15 empty] | 1016.7893 | [11 empty] | 28.7558 | [9 empty] | 53544.8292 |  | 3.1611 |  |  |  | 1.2107 | [7 empty] | 24.6078 | [13 empty] | 877.684 |  | 0.037463 | [13 empty] | 1.5062 | [17 empty] | 2.6008 |  |  |  | 2.0711 | [5 empty] | 6.8249 | [7 empty] | 1.7964 | [24 empty] | 2024 |  |  | CHN | North Himalayan Metallogenic Belt
| Zhaxikang |  | Metamorphic | unknown | Pb-Zn-Sb-Ag polymetallic | Pb, Zn, Sb, Ag | Au, Be, W, Sn | Pb, Zn, Sb, Ag, Au, Be, W, Sn | Lan et al., 2024 |  | zxk02-1Sp-18 | [6 empty] | ore material | polished section |  | mineral separate | [5 empty] | mineralisation |  |  |  | sphalerite | Sp1, Sp2 |  | massive, banded, concentric annular, breccias, subhedral to anhedral |  |  |  | arsenopyrite, pyrite, chalcopyrite, galena, freibergite, quartz, Mn-Fe carbonate, Sb-Pb sulfosalts | polished thin (30 μm) and thick (100 μm) sections | LA-ICPMS | ASI RESOLution-LR-S155 laser coupled with ICP-MS; Agilent 7700x ICPMS connected to a RESOLution-LR-S155 laser; Nu Plasma III MC-ICPMS (Nu Instruments) connected to a RESOlution-155 Ar F193-nm laser ablation system (Australian Scientific Instruments) | State Key Laboratory of Ore Deposit Geochemistry, Institute of Geochemistry, Chinese Academy of Sciences (SKLODG) | 26 μm pit size, 5 Hz pulse frequency, 3 J·cm−2 fluence; He carrier gas (350 ml/min); Ar transport gas (900 ml/min); 30 s background acquisition, 60 s data acquisition; imaging: beam size 15 or 25 μm, repetition rate 10 Hz, rastering at 15 or 25 μm/s | MASS-1 analyzed as unknown sample to check analytical accuracy; Py used for calibration of sulfur concentrations; sulfide reference material MASS-1 | 1.0613 | [19 empty] | 1206.4015 | [5 empty] | 1.2 | [5 empty] | 35.5793 | [9 empty] | 60293.7467 |  | 0.9343 | [11 empty] | 27.9366 | [13 empty] | 956.5917 | [15 empty] | 0.2595 | [17 empty] | 0.44757 | [9 empty] | 12.7687 | [32 empty] | 2024 |  |  | CHN | North Himalayan Metallogenic Belt
| Zhaxikang |  | Metamorphic | unknown | Pb-Zn-Sb-Ag polymetallic | Pb, Zn, Sb, Ag | Au, Be, W, Sn | Pb, Zn, Sb, Ag, Au, Be, W, Sn | Lan et al., 2024 |  | zxk02-1Sp-19 | [6 empty] | ore material | polished section |  | mineral separate | [5 empty] | mineralisation |  |  |  | sphalerite | Sp1, Sp2 |  | massive, banded, concentric annular, breccias, subhedral to anhedral |  |  |  | arsenopyrite, pyrite, chalcopyrite, galena, freibergite, quartz, Mn-Fe carbonate, Sb-Pb sulfosalts | polished thin (30 μm) and thick (100 μm) sections | LA-ICPMS | ASI RESOLution-LR-S155 laser coupled with ICP-MS; Agilent 7700x ICPMS connected to a RESOLution-LR-S155 laser; Nu Plasma III MC-ICPMS (Nu Instruments) connected to a RESOlution-155 Ar F193-nm laser ablation system (Australian Scientific Instruments) | State Key Laboratory of Ore Deposit Geochemistry, Institute of Geochemistry, Chinese Academy of Sciences (SKLODG) | 26 μm pit size, 5 Hz pulse frequency, 3 J·cm−2 fluence; He carrier gas (350 ml/min); Ar transport gas (900 ml/min); 30 s background acquisition, 60 s data acquisition; imaging: beam size 15 or 25 μm, repetition rate 10 Hz, rastering at 15 or 25 μm/s | MASS-1 analyzed as unknown sample to check analytical accuracy; Py used for calibration of sulfur concentrations; sulfide reference material MASS-1 | 1.7053 | [19 empty] | 1048.4282 | [5 empty] | 0.041227 | [5 empty] | 72.6235 | [9 empty] | 50222.7492 |  | 1.0353 | [11 empty] | 21.6 | [13 empty] | 2406.7413 | [15 empty] | 0.32795 | [17 empty] | 0.33353 |  |  |  | 2.767 | [5 empty] | 8.6444 | [32 empty] | 2024 |  |  | CHN | North Himalayan Metallogenic Belt
| Zhaxikang |  | Metamorphic | unknown | Pb-Zn-Sb-Ag polymetallic | Pb, Zn, Sb, Ag | Au, Be, W, Sn | Pb, Zn, Sb, Ag, Au, Be, W, Sn | Lan et al., 2024 |  | zxk02-1Sp-20 | [6 empty] | ore material | polished section |  | mineral separate | [5 empty] | mineralisation |  |  |  | sphalerite | Sp1, Sp2 |  | massive, banded, concentric annular, breccias, subhedral to anhedral |  |  |  | arsenopyrite, pyrite, chalcopyrite, galena, freibergite, quartz, Mn-Fe carbonate, Sb-Pb sulfosalts | polished thin (30 μm) and thick (100 μm) sections | LA-ICPMS | ASI RESOLution-LR-S155 laser coupled with ICP-MS; Agilent 7700x ICPMS connected to a RESOLution-LR-S155 laser; Nu Plasma III MC-ICPMS (Nu Instruments) connected to a RESOlution-155 Ar F193-nm laser ablation system (Australian Scientific Instruments) | State Key Laboratory of Ore Deposit Geochemistry, Institute of Geochemistry, Chinese Academy of Sciences (SKLODG) | 26 μm pit size, 5 Hz pulse frequency, 3 J·cm−2 fluence; He carrier gas (350 ml/min); Ar transport gas (900 ml/min); 30 s background acquisition, 60 s data acquisition; imaging: beam size 15 or 25 μm, repetition rate 10 Hz, rastering at 15 or 25 μm/s | MASS-1 analyzed as unknown sample to check analytical accuracy; Py used for calibration of sulfur concentrations; sulfide reference material MASS-1 | 0.89037 | [19 empty] | 1047.1855 | [5 empty] | 0.17562 | [5 empty] | 38.283 | [9 empty] | 51464.186 |  | 2.1657 | [11 empty] | 20.4067 | [13 empty] | 3094.5885 | [9 empty] | 0.42643 | [23 empty] | 0.32576 | [9 empty] | 13.8604 | [32 empty] | 2024 |  |  | CHN | North Himalayan Metallogenic Belt
| Zhaxikang |  | Metamorphic | unknown | Pb-Zn-Sb-Ag polymetallic | Pb, Zn, Sb, Ag | Au, Be, W, Sn | Pb, Zn, Sb, Ag, Au, Be, W, Sn | Lan et al., 2024 |  | zxk02-1Sp-23 | [6 empty] | ore material | polished section |  | mineral separate | [5 empty] | mineralisation |  |  |  | sphalerite | Sp1, Sp2 |  | massive, banded, concentric annular, breccias, subhedral to anhedral |  |  |  | arsenopyrite, pyrite, chalcopyrite, galena, freibergite, quartz, Mn-Fe carbonate, Sb-Pb sulfosalts | polished thin (30 μm) and thick (100 μm) sections | LA-ICPMS | ASI RESOLution-LR-S155 laser coupled with ICP-MS; Agilent 7700x ICPMS connected to a RESOLution-LR-S155 laser; Nu Plasma III MC-ICPMS (Nu Instruments) connected to a RESOlution-155 Ar F193-nm laser ablation system (Australian Scientific Instruments) | State Key Laboratory of Ore Deposit Geochemistry, Institute of Geochemistry, Chinese Academy of Sciences (SKLODG) | 26 μm pit size, 5 Hz pulse frequency, 3 J·cm−2 fluence; He carrier gas (350 ml/min); Ar transport gas (900 ml/min); 30 s background acquisition, 60 s data acquisition; imaging: beam size 15 or 25 μm, repetition rate 10 Hz, rastering at 15 or 25 μm/s | MASS-1 analyzed as unknown sample to check analytical accuracy; Py used for calibration of sulfur concentrations; sulfide reference material MASS-1 | 4.6471 | [19 empty] | 945.8063 | [11 empty] | 44.8148 | [9 empty] | 46316.4522 |  | 3.5306 |  |  |  | 1.5441 | [7 empty] | 32.8952 | [13 empty] | 1346.4124 |  | 0.029161 | [13 empty] | 4.3834 | [17 empty] | 9.4206 |  |  |  | 3.7846 | [5 empty] | 12.7798 | [7 empty] | 0.97089 | [24 empty] | 2024 |  |  | CHN | North Himalayan Metallogenic Belt
| Zhaxikang |  | Metamorphic | unknown | Pb-Zn-Sb-Ag polymetallic | Pb, Zn, Sb, Ag | Au, Be, W, Sn | Pb, Zn, Sb, Ag, Au, Be, W, Sn | Lan et al., 2024 |  | zxk02-1Sp-24 | [6 empty] | ore material | polished section |  | mineral separate | [5 empty] | mineralisation |  |  |  | sphalerite | Sp1, Sp2 |  | massive, banded, concentric annular, breccias, subhedral to anhedral |  |  |  | arsenopyrite, pyrite, chalcopyrite, galena, freibergite, quartz, Mn-Fe carbonate, Sb-Pb sulfosalts | polished thin (30 μm) and thick (100 μm) sections | LA-ICPMS | ASI RESOLution-LR-S155 laser coupled with ICP-MS; Agilent 7700x ICPMS connected to a RESOLution-LR-S155 laser; Nu Plasma III MC-ICPMS (Nu Instruments) connected to a RESOlution-155 Ar F193-nm laser ablation system (Australian Scientific Instruments) | State Key Laboratory of Ore Deposit Geochemistry, Institute of Geochemistry, Chinese Academy of Sciences (SKLODG) | 26 μm pit size, 5 Hz pulse frequency, 3 J·cm−2 fluence; He carrier gas (350 ml/min); Ar transport gas (900 ml/min); 30 s background acquisition, 60 s data acquisition; imaging: beam size 15 or 25 μm, repetition rate 10 Hz, rastering at 15 or 25 μm/s | MASS-1 analyzed as unknown sample to check analytical accuracy; Py used for calibration of sulfur concentrations; sulfide reference material MASS-1 | 1.4485 |  |  |  | 15.6794 | [9 empty] | 0.086943 | [5 empty] | 1017.2332 | [11 empty] | 39.9825 | [9 empty] | 49944.3099 |  | 1.3689 | [11 empty] | 17.5327 | [13 empty] | 1287.2052 |  | 0.090422 | [13 empty] | 0.5293 | [17 empty] | 0.82968 | [9 empty] | 19.2535 | [32 empty] | 2024 |  |  | CHN | North Himalayan Metallogenic Belt
| Zhaxikang |  | Metamorphic | unknown | Pb-Zn-Sb-Ag polymetallic | Pb, Zn, Sb, Ag | Au, Be, W, Sn | Pb, Zn, Sb, Ag, Au, Be, W, Sn | Lan et al., 2024 |  | zxk02-1Sp-25 | [6 empty] | ore material | polished section |  | mineral separate | [5 empty] | mineralisation |  |  |  | sphalerite | Sp1, Sp2 |  | massive, banded, concentric annular, breccias, subhedral to anhedral |  |  |  | arsenopyrite, pyrite, chalcopyrite, galena, freibergite, quartz, Mn-Fe carbonate, Sb-Pb sulfosalts | polished thin (30 μm) and thick (100 μm) sections | LA-ICPMS | ASI RESOLution-LR-S155 laser coupled with ICP-MS; Agilent 7700x ICPMS connected to a RESOLution-LR-S155 laser; Nu Plasma III MC-ICPMS (Nu Instruments) connected to a RESOlution-155 Ar F193-nm laser ablation system (Australian Scientific Instruments) | State Key Laboratory of Ore Deposit Geochemistry, Institute of Geochemistry, Chinese Academy of Sciences (SKLODG) | 26 μm pit size, 5 Hz pulse frequency, 3 J·cm−2 fluence; He carrier gas (350 ml/min); Ar transport gas (900 ml/min); 30 s background acquisition, 60 s data acquisition; imaging: beam size 15 or 25 μm, repetition rate 10 Hz, rastering at 15 or 25 μm/s | MASS-1 analyzed as unknown sample to check analytical accuracy; Py used for calibration of sulfur concentrations; sulfide reference material MASS-1 | 1.4298 | [19 empty] | 1192.436 | [11 empty] | 169.841 | [9 empty] | 57221.0879 |  | 1.967 |  |  |  | 1.6777 | [7 empty] | 52.4317 | [13 empty] | 928.3335 |  | 0.03437 | [13 empty] | 0.16293 | [17 empty] | 0.3648 | [9 empty] | 49.2964 | [32 empty] | 2024 |  |  | CHN | North Himalayan Metallogenic Belt
| Zhaxikang |  | Metamorphic | unknown | Pb-Zn-Sb-Ag polymetallic | Pb, Zn, Sb, Ag | Au, Be, W, Sn | Pb, Zn, Sb, Ag, Au, Be, W, Sn | Lan et al., 2024 |  | zxk02-1Sp-27 | [6 empty] | ore material | polished section |  | mineral separate | [5 empty] | mineralisation |  |  |  | sphalerite | Sp1, Sp2 |  | massive, banded, concentric annular, breccias, subhedral to anhedral |  |  |  | arsenopyrite, pyrite, chalcopyrite, galena, freibergite, quartz, Mn-Fe carbonate, Sb-Pb sulfosalts | polished thin (30 μm) and thick (100 μm) sections | LA-ICPMS | ASI RESOLution-LR-S155 laser coupled with ICP-MS; Agilent 7700x ICPMS connected to a RESOLution-LR-S155 laser; Nu Plasma III MC-ICPMS (Nu Instruments) connected to a RESOlution-155 Ar F193-nm laser ablation system (Australian Scientific Instruments) | State Key Laboratory of Ore Deposit Geochemistry, Institute of Geochemistry, Chinese Academy of Sciences (SKLODG) | 26 μm pit size, 5 Hz pulse frequency, 3 J·cm−2 fluence; He carrier gas (350 ml/min); Ar transport gas (900 ml/min); 30 s background acquisition, 60 s data acquisition; imaging: beam size 15 or 25 μm, repetition rate 10 Hz, rastering at 15 or 25 μm/s | MASS-1 analyzed as unknown sample to check analytical accuracy; Py used for calibration of sulfur concentrations; sulfide reference material MASS-1 | 0.73845 | [19 empty] | 1057.5112 | [11 empty] | 22.0087 | [9 empty] | 57774.1758 |  | 1.1639 | [11 empty] | 20.0668 | [13 empty] | 859.1846 |  | 0.057369 | [13 empty] | 0.079379 | [27 empty] | 6.0676 | [7 empty] | 1.0987 | [24 empty] | 2024 |  |  | CHN | North Himalayan Metallogenic Belt
| Zhaxikang |  | Metamorphic | unknown | Pb-Zn-Sb-Ag polymetallic | Pb, Zn, Sb, Ag | Au, Be, W, Sn | Pb, Zn, Sb, Ag, Au, Be, W, Sn | Lan et al., 2024 |  | zxk02-1Sp-29 | [6 empty] | ore material | polished section |  | mineral separate | [5 empty] | mineralisation |  |  |  | sphalerite | Sp1, Sp2 |  | massive, banded, concentric annular, breccias, subhedral to anhedral |  |  |  | arsenopyrite, pyrite, chalcopyrite, galena, freibergite, quartz, Mn-Fe carbonate, Sb-Pb sulfosalts | polished thin (30 μm) and thick (100 μm) sections | LA-ICPMS | ASI RESOLution-LR-S155 laser coupled with ICP-MS; Agilent 7700x ICPMS connected to a RESOLution-LR-S155 laser; Nu Plasma III MC-ICPMS (Nu Instruments) connected to a RESOlution-155 Ar F193-nm laser ablation system (Australian Scientific Instruments) | State Key Laboratory of Ore Deposit Geochemistry, Institute of Geochemistry, Chinese Academy of Sciences (SKLODG) | 26 μm pit size, 5 Hz pulse frequency, 3 J·cm−2 fluence; He carrier gas (350 ml/min); Ar transport gas (900 ml/min); 30 s background acquisition, 60 s data acquisition; imaging: beam size 15 or 25 μm, repetition rate 10 Hz, rastering at 15 or 25 μm/s | MASS-1 analyzed as unknown sample to check analytical accuracy; Py used for calibration of sulfur concentrations; sulfide reference material MASS-1 | 3.5331 | [19 empty] | 1047.9813 | [11 empty] | 295.1317 | [9 empty] | 55526.5284 |  | 1.7558 | [11 empty] | 10.2192 | [13 empty] | 1580.1222 |  | 0.10641 | [13 empty] | 3.0319 | [17 empty] | 7.7812 | [9 empty] | 2.9499 | [7 empty] | 1.066 | [24 empty] | 2024 |  |  | CHN | North Himalayan Metallogenic Belt
| Zhaxikang |  | Metamorphic | unknown | Pb-Zn-Sb-Ag polymetallic | Pb, Zn, Sb, Ag | Au, Be, W, Sn | Pb, Zn, Sb, Ag, Au, Be, W, Sn | Lan et al., 2024 |  | zxk02-1Sp-29(2) | [6 empty] | ore material | polished section |  | mineral separate | [5 empty] | mineralisation |  |  |  | sphalerite | Sp1, Sp2 |  | massive, banded, concentric annular, breccias, subhedral to anhedral |  |  |  | arsenopyrite, pyrite, chalcopyrite, galena, freibergite, quartz, Mn-Fe carbonate, Sb-Pb sulfosalts | polished thin (30 μm) and thick (100 μm) sections | LA-ICPMS | ASI RESOLution-LR-S155 laser coupled with ICP-MS; Agilent 7700x ICPMS connected to a RESOLution-LR-S155 laser; Nu Plasma III MC-ICPMS (Nu Instruments) connected to a RESOlution-155 Ar F193-nm laser ablation system (Australian Scientific Instruments) | State Key Laboratory of Ore Deposit Geochemistry, Institute of Geochemistry, Chinese Academy of Sciences (SKLODG) | 26 μm pit size, 5 Hz pulse frequency, 3 J·cm−2 fluence; He carrier gas (350 ml/min); Ar transport gas (900 ml/min); 30 s background acquisition, 60 s data acquisition; imaging: beam size 15 or 25 μm, repetition rate 10 Hz, rastering at 15 or 25 μm/s | MASS-1 analyzed as unknown sample to check analytical accuracy; Py used for calibration of sulfur concentrations; sulfide reference material MASS-1 | 3.4089 | [19 empty] | 1051.2103 | [11 empty] | 214.7964 | [9 empty] | 52109.8698 |  | 1.7672 | [11 empty] | 11.5284 | [13 empty] | 1301.1448 |  | 0.061338 | [13 empty] | 4.0476 | [17 empty] | 8.0466 | [9 empty] | 3.215 | [32 empty] | 2024 |  |  | CHN | North Himalayan Metallogenic Belt
| Zhaxikang |  | Metamorphic | unknown | Pb-Zn-Sb-Ag polymetallic | Pb, Zn, Sb, Ag | Au, Be, W, Sn | Pb, Zn, Sb, Ag, Au, Be, W, Sn | Lan et al., 2024 |  | zxk02-1Sp-31 | [6 empty] | ore material | polished section |  | mineral separate | [5 empty] | mineralisation |  |  |  | sphalerite | Sp1, Sp2 |  | massive, banded, concentric annular, breccias, subhedral to anhedral |  |  |  | arsenopyrite, pyrite, chalcopyrite, galena, freibergite, quartz, Mn-Fe carbonate, Sb-Pb sulfosalts | polished thin (30 μm) and thick (100 μm) sections | LA-ICPMS | ASI RESOLution-LR-S155 laser coupled with ICP-MS; Agilent 7700x ICPMS connected to a RESOLution-LR-S155 laser; Nu Plasma III MC-ICPMS (Nu Instruments) connected to a RESOlution-155 Ar F193-nm laser ablation system (Australian Scientific Instruments) | State Key Laboratory of Ore Deposit Geochemistry, Institute of Geochemistry, Chinese Academy of Sciences (SKLODG) | 26 μm pit size, 5 Hz pulse frequency, 3 J·cm−2 fluence; He carrier gas (350 ml/min); Ar transport gas (900 ml/min); 30 s background acquisition, 60 s data acquisition; imaging: beam size 15 or 25 μm, repetition rate 10 Hz, rastering at 15 or 25 μm/s | MASS-1 analyzed as unknown sample to check analytical accuracy; Py used for calibration of sulfur concentrations; sulfide reference material MASS-1 | 1.9691 | [19 empty] | 1092.3362 | [11 empty] | 216.3039 | [9 empty] | 55477.8002 |  | 3.3057 | [11 empty] | 49.9805 | [13 empty] | 1068.6797 | [15 empty] | 0.20164 | [17 empty] | 2.4003 | [9 empty] | 32.2233 | [32 empty] | 2024 |  |  | CHN | North Himalayan Metallogenic Belt
| Zhaxikang |  | Metamorphic | unknown | Pb-Zn-Sb-Ag polymetallic | Pb, Zn, Sb, Ag | Au, Be, W, Sn | Pb, Zn, Sb, Ag, Au, Be, W, Sn | Lan et al., 2024 |  | zxk02-1Sp-33 | [6 empty] | ore material | polished section |  | mineral separate | [5 empty] | mineralisation |  |  |  | sphalerite | Sp1, Sp2 |  | massive, banded, concentric annular, breccias, subhedral to anhedral |  |  |  | arsenopyrite, pyrite, chalcopyrite, galena, freibergite, quartz, Mn-Fe carbonate, Sb-Pb sulfosalts | polished thin (30 μm) and thick (100 μm) sections | LA-ICPMS | ASI RESOLution-LR-S155 laser coupled with ICP-MS; Agilent 7700x ICPMS connected to a RESOLution-LR-S155 laser; Nu Plasma III MC-ICPMS (Nu Instruments) connected to a RESOlution-155 Ar F193-nm laser ablation system (Australian Scientific Instruments) | State Key Laboratory of Ore Deposit Geochemistry, Institute of Geochemistry, Chinese Academy of Sciences (SKLODG) | 26 μm pit size, 5 Hz pulse frequency, 3 J·cm−2 fluence; He carrier gas (350 ml/min); Ar transport gas (900 ml/min); 30 s background acquisition, 60 s data acquisition; imaging: beam size 15 or 25 μm, repetition rate 10 Hz, rastering at 15 or 25 μm/s | MASS-1 analyzed as unknown sample to check analytical accuracy; Py used for calibration of sulfur concentrations; sulfide reference material MASS-1 | 5.6721 | [19 empty] | 1142.4716 | [5 empty] | 0.12817 | [5 empty] | 2588.8133 | [9 empty] | 56358.6472 |  | 1.2403 | [11 empty] | 38.5035 | [13 empty] | 1745.5794 |  | 0.062899 | [7 empty] | 0.21067 | [5 empty] | 2.4581 | [17 empty] | 6.0389 | [9 empty] | 18.4705 | [7 empty] | 0.69939 | [24 empty] | 2024 |  |  | CHN | North Himalayan Metallogenic Belt
| Zhaxikang |  | Metamorphic | unknown | Pb-Zn-Sb-Ag polymetallic | Pb, Zn, Sb, Ag | Au, Be, W, Sn | Pb, Zn, Sb, Ag, Au, Be, W, Sn | Lan et al., 2024 |  | zxk02-1Sp-34 | [6 empty] | ore material | polished section |  | mineral separate | [5 empty] | mineralisation |  |  |  | sphalerite | Sp1, Sp2 |  | massive, banded, concentric annular, breccias, subhedral to anhedral |  |  |  | arsenopyrite, pyrite, chalcopyrite, galena, freibergite, quartz, Mn-Fe carbonate, Sb-Pb sulfosalts | polished thin (30 μm) and thick (100 μm) sections | LA-ICPMS | ASI RESOLution-LR-S155 laser coupled with ICP-MS; Agilent 7700x ICPMS connected to a RESOLution-LR-S155 laser; Nu Plasma III MC-ICPMS (Nu Instruments) connected to a RESOlution-155 Ar F193-nm laser ablation system (Australian Scientific Instruments) | State Key Laboratory of Ore Deposit Geochemistry, Institute of Geochemistry, Chinese Academy of Sciences (SKLODG) | 26 μm pit size, 5 Hz pulse frequency, 3 J·cm−2 fluence; He carrier gas (350 ml/min); Ar transport gas (900 ml/min); 30 s background acquisition, 60 s data acquisition; imaging: beam size 15 or 25 μm, repetition rate 10 Hz, rastering at 15 or 25 μm/s | MASS-1 analyzed as unknown sample to check analytical accuracy; Py used for calibration of sulfur concentrations; sulfide reference material MASS-1 | 4.8497 |  |  |  | 2.7785 | [15 empty] | 1159.7702 | [5 empty] | 0.099203 | [5 empty] | 373.4667 | [9 empty] | 58311.4331 |  | 3.0754 | [11 empty] | 39.4258 | [13 empty] | 809.9967 |  | 0.067365 | [7 empty] | 0.24537 | [5 empty] | 0.63718 | [17 empty] | 9.5846 |  |  |  | 3.6164 | [5 empty] | 18.9561 | [32 empty] | 2024 |  |  | CHN | North Himalayan Metallogenic Belt
| Zhaxikang |  | Metamorphic | unknown | Pb-Zn-Sb-Ag polymetallic | Pb, Zn, Sb, Ag | Au, Be, W, Sn | Pb, Zn, Sb, Ag, Au, Be, W, Sn | Lan et al., 2024 |  | zxk02-1Sp-36 | [6 empty] | ore material | polished section |  | mineral separate | [5 empty] | mineralisation |  |  |  | sphalerite | Sp1, Sp2 |  | massive, banded, concentric annular, breccias, subhedral to anhedral |  |  |  | arsenopyrite, pyrite, chalcopyrite, galena, freibergite, quartz, Mn-Fe carbonate, Sb-Pb sulfosalts | polished thin (30 μm) and thick (100 μm) sections | LA-ICPMS | ASI RESOLution-LR-S155 laser coupled with ICP-MS; Agilent 7700x ICPMS connected to a RESOLution-LR-S155 laser; Nu Plasma III MC-ICPMS (Nu Instruments) connected to a RESOlution-155 Ar F193-nm laser ablation system (Australian Scientific Instruments) | State Key Laboratory of Ore Deposit Geochemistry, Institute of Geochemistry, Chinese Academy of Sciences (SKLODG) | 26 μm pit size, 5 Hz pulse frequency, 3 J·cm−2 fluence; He carrier gas (350 ml/min); Ar transport gas (900 ml/min); 30 s background acquisition, 60 s data acquisition; imaging: beam size 15 or 25 μm, repetition rate 10 Hz, rastering at 15 or 25 μm/s | MASS-1 analyzed as unknown sample to check analytical accuracy; Py used for calibration of sulfur concentrations; sulfide reference material MASS-1 | 1.2865 | [19 empty] | 1011.4564 | [11 empty] | 16.7319 | [9 empty] | 50139.7265 |  | 0.63369 | [11 empty] | 2.4406 | [13 empty] | 656.7475 | [9 empty] | 0.30849 | [23 empty] | 0.81056 |  |  |  | 4.52 | [5 empty] | 10.5225 | [7 empty] | 0.95872 | [24 empty] | 2024 |  |  | CHN | North Himalayan Metallogenic Belt
| Zhaxikang |  | Metamorphic | unknown | Pb-Zn-Sb-Ag polymetallic | Pb, Zn, Sb, Ag | Au, Be, W, Sn | Pb, Zn, Sb, Ag, Au, Be, W, Sn | Lan et al., 2024 |  | zxk02-1Sp-37 | [6 empty] | ore material | polished section |  | mineral separate | [5 empty] | mineralisation |  |  |  | sphalerite | Sp1, Sp2 |  | massive, banded, concentric annular, breccias, subhedral to anhedral |  |  |  | arsenopyrite, pyrite, chalcopyrite, galena, freibergite, quartz, Mn-Fe carbonate, Sb-Pb sulfosalts | polished thin (30 μm) and thick (100 μm) sections | LA-ICPMS | ASI RESOLution-LR-S155 laser coupled with ICP-MS; Agilent 7700x ICPMS connected to a RESOLution-LR-S155 laser; Nu Plasma III MC-ICPMS (Nu Instruments) connected to a RESOlution-155 Ar F193-nm laser ablation system (Australian Scientific Instruments) | State Key Laboratory of Ore Deposit Geochemistry, Institute of Geochemistry, Chinese Academy of Sciences (SKLODG) | 26 μm pit size, 5 Hz pulse frequency, 3 J·cm−2 fluence; He carrier gas (350 ml/min); Ar transport gas (900 ml/min); 30 s background acquisition, 60 s data acquisition; imaging: beam size 15 or 25 μm, repetition rate 10 Hz, rastering at 15 or 25 μm/s | MASS-1 analyzed as unknown sample to check analytical accuracy; Py used for calibration of sulfur concentrations; sulfide reference material MASS-1 | 1.4302 | [19 empty] | 1102.6817 | [11 empty] | 138.5203 | [9 empty] | 50811.8833 |  | 3.0616 | [11 empty] | 7.9353 | [13 empty] | 654.6611 |  | 0.062588 | [13 empty] | 0.44726 | [17 empty] | 0.80046 |  |  |  | 6.1087 | [5 empty] | 101.5613 | [32 empty] | 2024 |  |  | CHN | North Himalayan Metallogenic Belt
| Zhaxikang |  | Metamorphic | unknown | Pb-Zn-Sb-Ag polymetallic | Pb, Zn, Sb, Ag | Au, Be, W, Sn | Pb, Zn, Sb, Ag, Au, Be, W, Sn | Lan et al., 2024 |  | zxk02-1Sp-38 | [6 empty] | ore material | polished section |  | mineral separate | [5 empty] | mineralisation |  |  |  | sphalerite | Sp1, Sp2 |  | massive, banded, concentric annular, breccias, subhedral to anhedral |  |  |  | arsenopyrite, pyrite, chalcopyrite, galena, freibergite, quartz, Mn-Fe carbonate, Sb-Pb sulfosalts | polished thin (30 μm) and thick (100 μm) sections | LA-ICPMS | ASI RESOLution-LR-S155 laser coupled with ICP-MS; Agilent 7700x ICPMS connected to a RESOLution-LR-S155 laser; Nu Plasma III MC-ICPMS (Nu Instruments) connected to a RESOlution-155 Ar F193-nm laser ablation system (Australian Scientific Instruments) | State Key Laboratory of Ore Deposit Geochemistry, Institute of Geochemistry, Chinese Academy of Sciences (SKLODG) | 26 μm pit size, 5 Hz pulse frequency, 3 J·cm−2 fluence; He carrier gas (350 ml/min); Ar transport gas (900 ml/min); 30 s background acquisition, 60 s data acquisition; imaging: beam size 15 or 25 μm, repetition rate 10 Hz, rastering at 15 or 25 μm/s | MASS-1 analyzed as unknown sample to check analytical accuracy; Py used for calibration of sulfur concentrations; sulfide reference material MASS-1 | 1.4606 | [19 empty] | 1073.969 | [5 empty] | 0.069102 | [5 empty] | 147.6404 | [9 empty] | 51759.5575 |  | 2.9768 | [11 empty] | 8.0167 | [13 empty] | 802.1196 |  | 0.10496 | [13 empty] | 0.26978 | [17 empty] | 1.3936 | [9 empty] | 108.366 | [32 empty] | 2024 |  |  | CHN | North Himalayan Metallogenic Belt
| Zhaxikang |  | Metamorphic | unknown | Pb-Zn-Sb-Ag polymetallic | Pb, Zn, Sb, Ag | Au, Be, W, Sn | Pb, Zn, Sb, Ag, Au, Be, W, Sn | Lan et al., 2024 |  | zxk02-1Sp-41 | [6 empty] | ore material | polished section |  | mineral separate | [5 empty] | mineralisation |  |  |  | sphalerite | Sp1, Sp2 |  | massive, banded, concentric annular, breccias, subhedral to anhedral |  |  |  | arsenopyrite, pyrite, chalcopyrite, galena, freibergite, quartz, Mn-Fe carbonate, Sb-Pb sulfosalts | polished thin (30 μm) and thick (100 μm) sections | LA-ICPMS | ASI RESOLution-LR-S155 laser coupled with ICP-MS; Agilent 7700x ICPMS connected to a RESOLution-LR-S155 laser; Nu Plasma III MC-ICPMS (Nu Instruments) connected to a RESOlution-155 Ar F193-nm laser ablation system (Australian Scientific Instruments) | State Key Laboratory of Ore Deposit Geochemistry, Institute of Geochemistry, Chinese Academy of Sciences (SKLODG) | 26 μm pit size, 5 Hz pulse frequency, 3 J·cm−2 fluence; He carrier gas (350 ml/min); Ar transport gas (900 ml/min); 30 s background acquisition, 60 s data acquisition; imaging: beam size 15 or 25 μm, repetition rate 10 Hz, rastering at 15 or 25 μm/s | MASS-1 analyzed as unknown sample to check analytical accuracy; Py used for calibration of sulfur concentrations; sulfide reference material MASS-1 | 1.1065 | [19 empty] | 1039.7233 | [5 empty] | 0.08656 | [5 empty] | 84.8159 | [9 empty] | 48753.3777 |  | 3.0711 |  |  |  | 1.795 | [7 empty] | 9.6751 | [13 empty] | 638.2466 |  | 0.021869 | [41 empty] | 60.9462 | [32 empty] | 2024 |  |  | CHN | North Himalayan Metallogenic Belt
| Zhaxikang |  | Metamorphic | unknown | Pb-Zn-Sb-Ag polymetallic | Pb, Zn, Sb, Ag | Au, Be, W, Sn | Pb, Zn, Sb, Ag, Au, Be, W, Sn | Lan et al., 2024 |  | zxk02-1Sp-42 | [6 empty] | ore material | polished section |  | mineral separate | [5 empty] | mineralisation |  |  |  | sphalerite | Sp1, Sp2 |  | massive, banded, concentric annular, breccias, subhedral to anhedral |  |  |  | arsenopyrite, pyrite, chalcopyrite, galena, freibergite, quartz, Mn-Fe carbonate, Sb-Pb sulfosalts | polished thin (30 μm) and thick (100 μm) sections | LA-ICPMS | ASI RESOLution-LR-S155 laser coupled with ICP-MS; Agilent 7700x ICPMS connected to a RESOLution-LR-S155 laser; Nu Plasma III MC-ICPMS (Nu Instruments) connected to a RESOlution-155 Ar F193-nm laser ablation system (Australian Scientific Instruments) | State Key Laboratory of Ore Deposit Geochemistry, Institute of Geochemistry, Chinese Academy of Sciences (SKLODG) | 26 μm pit size, 5 Hz pulse frequency, 3 J·cm−2 fluence; He carrier gas (350 ml/min); Ar transport gas (900 ml/min); 30 s background acquisition, 60 s data acquisition; imaging: beam size 15 or 25 μm, repetition rate 10 Hz, rastering at 15 or 25 μm/s | MASS-1 analyzed as unknown sample to check analytical accuracy; Py used for calibration of sulfur concentrations; sulfide reference material MASS-1 | 0.80327 | [19 empty] | 1040.7318 | [5 empty] | 3.2888 | [5 empty] | 32.2759 | [9 empty] | 47020.1112 |  | 2.0323 | [11 empty] | 16.2766 | [13 empty] | 639.1503 |  | 0.024064 | [13 empty] | 0.05951 | [27 empty] | 13.48 | [32 empty] | 2024 |  |  | CHN | North Himalayan Metallogenic Belt
| Zhaxikang |  | Metamorphic | unknown | Pb-Zn-Sb-Ag polymetallic | Pb, Zn, Sb, Ag | Au, Be, W, Sn | Pb, Zn, Sb, Ag, Au, Be, W, Sn | Lan et al., 2024 |  | zxk02-1Sp-43 | [6 empty] | ore material | polished section |  | mineral separate | [5 empty] | mineralisation |  |  |  | sphalerite | Sp1, Sp2 |  | massive, banded, concentric annular, breccias, subhedral to anhedral |  |  |  | arsenopyrite, pyrite, chalcopyrite, galena, freibergite, quartz, Mn-Fe carbonate, Sb-Pb sulfosalts | polished thin (30 μm) and thick (100 μm) sections | LA-ICPMS | ASI RESOLution-LR-S155 laser coupled with ICP-MS; Agilent 7700x ICPMS connected to a RESOLution-LR-S155 laser; Nu Plasma III MC-ICPMS (Nu Instruments) connected to a RESOlution-155 Ar F193-nm laser ablation system (Australian Scientific Instruments) | State Key Laboratory of Ore Deposit Geochemistry, Institute of Geochemistry, Chinese Academy of Sciences (SKLODG) | 26 μm pit size, 5 Hz pulse frequency, 3 J·cm−2 fluence; He carrier gas (350 ml/min); Ar transport gas (900 ml/min); 30 s background acquisition, 60 s data acquisition; imaging: beam size 15 or 25 μm, repetition rate 10 Hz, rastering at 15 or 25 μm/s | MASS-1 analyzed as unknown sample to check analytical accuracy; Py used for calibration of sulfur concentrations; sulfide reference material MASS-1 | 1.5167 | [19 empty] | 1107.4081 | [5 empty] | 0.11932 | [5 empty] | 66.0406 | [9 empty] | 61133.5227 |  | 2.7164 | [11 empty] | 40.2239 | [13 empty] | 837.8059 | [9 empty] | 0.23821 | [5 empty] | 0.47002 | [17 empty] | 0.45257 |  |  |  | 3.4937 | [5 empty] | 28.7905 | [32 empty] | 2024 |  |  | CHN | North Himalayan Metallogenic Belt
| Zhaxikang |  | Metamorphic | unknown | Pb-Zn-Sb-Ag polymetallic | Pb, Zn, Sb, Ag | Au, Be, W, Sn | Pb, Zn, Sb, Ag, Au, Be, W, Sn | Lan et al., 2024 |  | zxk02-1Sp-44 | [6 empty] | ore material | polished section |  | mineral separate | [5 empty] | mineralisation |  |  |  | sphalerite | Sp1, Sp2 |  | massive, banded, concentric annular, breccias, subhedral to anhedral |  |  |  | arsenopyrite, pyrite, chalcopyrite, galena, freibergite, quartz, Mn-Fe carbonate, Sb-Pb sulfosalts | polished thin (30 μm) and thick (100 μm) sections | LA-ICPMS | ASI RESOLution-LR-S155 laser coupled with ICP-MS; Agilent 7700x ICPMS connected to a RESOLution-LR-S155 laser; Nu Plasma III MC-ICPMS (Nu Instruments) connected to a RESOlution-155 Ar F193-nm laser ablation system (Australian Scientific Instruments) | State Key Laboratory of Ore Deposit Geochemistry, Institute of Geochemistry, Chinese Academy of Sciences (SKLODG) | 26 μm pit size, 5 Hz pulse frequency, 3 J·cm−2 fluence; He carrier gas (350 ml/min); Ar transport gas (900 ml/min); 30 s background acquisition, 60 s data acquisition; imaging: beam size 15 or 25 μm, repetition rate 10 Hz, rastering at 15 or 25 μm/s | MASS-1 analyzed as unknown sample to check analytical accuracy; Py used for calibration of sulfur concentrations; sulfide reference material MASS-1 | 1.0192 | [19 empty] | 1037.735 | [11 empty] | 6.0395 | [9 empty] | 58987.6035 |  | 1.3025 | [11 empty] | 4.2644 | [13 empty] | 824.996 | [43 empty] | 1.0404 | [32 empty] | 2024 |  |  | CHN | North Himalayan Metallogenic Belt
| Zhaxikang |  | Metamorphic | unknown | Pb-Zn-Sb-Ag polymetallic | Pb, Zn, Sb, Ag | Au, Be, W, Sn | Pb, Zn, Sb, Ag, Au, Be, W, Sn | Lan et al., 2024 |  | zxk02-1Sp-45 | [6 empty] | ore material | polished section |  | mineral separate | [5 empty] | mineralisation |  |  |  | sphalerite | Sp1, Sp2 |  | massive, banded, concentric annular, breccias, subhedral to anhedral |  |  |  | arsenopyrite, pyrite, chalcopyrite, galena, freibergite, quartz, Mn-Fe carbonate, Sb-Pb sulfosalts | polished thin (30 μm) and thick (100 μm) sections | LA-ICPMS | ASI RESOLution-LR-S155 laser coupled with ICP-MS; Agilent 7700x ICPMS connected to a RESOLution-LR-S155 laser; Nu Plasma III MC-ICPMS (Nu Instruments) connected to a RESOlution-155 Ar F193-nm laser ablation system (Australian Scientific Instruments) | State Key Laboratory of Ore Deposit Geochemistry, Institute of Geochemistry, Chinese Academy of Sciences (SKLODG) | 26 μm pit size, 5 Hz pulse frequency, 3 J·cm−2 fluence; He carrier gas (350 ml/min); Ar transport gas (900 ml/min); 30 s background acquisition, 60 s data acquisition; imaging: beam size 15 or 25 μm, repetition rate 10 Hz, rastering at 15 or 25 μm/s | MASS-1 analyzed as unknown sample to check analytical accuracy; Py used for calibration of sulfur concentrations; sulfide reference material MASS-1 | 0.75055 | [19 empty] | 1120.1589 | [5 empty] | 0.083665 | [5 empty] | 27.9025 | [9 empty] | 61686.0131 |  | 1.0516 |  |  |  | 2.2657 | [7 empty] | 26.3896 | [13 empty] | 829.8902 | [9 empty] | 0.23814 | [5 empty] | 0.13031 | [17 empty] | 0.25398 |  |  |  | 4.3515 | [5 empty] | 4.676 | [32 empty] | 2024 |  |  | CHN | North Himalayan Metallogenic Belt
| Zhaxikang |  | Metamorphic | unknown | Pb-Zn-Sb-Ag polymetallic | Pb, Zn, Sb, Ag | Au, Be, W, Sn | Pb, Zn, Sb, Ag, Au, Be, W, Sn | Lan et al., 2024 |  | zxk02-1Sp-46 | [6 empty] | ore material | polished section |  | mineral separate | [5 empty] | mineralisation |  |  |  | sphalerite | Sp1, Sp2 |  | massive, banded, concentric annular, breccias, subhedral to anhedral |  |  |  | arsenopyrite, pyrite, chalcopyrite, galena, freibergite, quartz, Mn-Fe carbonate, Sb-Pb sulfosalts | polished thin (30 μm) and thick (100 μm) sections | LA-ICPMS | ASI RESOLution-LR-S155 laser coupled with ICP-MS; Agilent 7700x ICPMS connected to a RESOLution-LR-S155 laser; Nu Plasma III MC-ICPMS (Nu Instruments) connected to a RESOlution-155 Ar F193-nm laser ablation system (Australian Scientific Instruments) | State Key Laboratory of Ore Deposit Geochemistry, Institute of Geochemistry, Chinese Academy of Sciences (SKLODG) | 26 μm pit size, 5 Hz pulse frequency, 3 J·cm−2 fluence; He carrier gas (350 ml/min); Ar transport gas (900 ml/min); 30 s background acquisition, 60 s data acquisition; imaging: beam size 15 or 25 μm, repetition rate 10 Hz, rastering at 15 or 25 μm/s | MASS-1 analyzed as unknown sample to check analytical accuracy; Py used for calibration of sulfur concentrations; sulfide reference material MASS-1 | 3.2165 |  |  |  | 3.1207 | [15 empty] | 1059.2268 | [11 empty] | 119.9733 | [9 empty] | 52936.1653 |  | 1.8991 | [11 empty] | 49.7796 | [13 empty] | 813.9242 | [9 empty] | 0.48818 | [5 empty] | 2.4816 | [17 empty] | 8.1838 |  |  |  | 6.1597 | [5 empty] | 61.9826 | [32 empty] | 2024 |  |  | CHN | North Himalayan Metallogenic Belt
| Zhaxikang |  | Metamorphic | unknown | Pb-Zn-Sb-Ag polymetallic | Pb, Zn, Sb, Ag | Au, Be, W, Sn | Pb, Zn, Sb, Ag, Au, Be, W, Sn | Lan et al., 2024 |  | zxk02-1Sp-48 | [6 empty] | ore material | polished section |  | mineral separate | [5 empty] | mineralisation |  |  |  | sphalerite | Sp1, Sp2 |  | massive, banded, concentric annular, breccias, subhedral to anhedral |  |  |  | arsenopyrite, pyrite, chalcopyrite, galena, freibergite, quartz, Mn-Fe carbonate, Sb-Pb sulfosalts | polished thin (30 μm) and thick (100 μm) sections | LA-ICPMS | ASI RESOLution-LR-S155 laser coupled with ICP-MS; Agilent 7700x ICPMS connected to a RESOLution-LR-S155 laser; Nu Plasma III MC-ICPMS (Nu Instruments) connected to a RESOlution-155 Ar F193-nm laser ablation system (Australian Scientific Instruments) | State Key Laboratory of Ore Deposit Geochemistry, Institute of Geochemistry, Chinese Academy of Sciences (SKLODG) | 26 μm pit size, 5 Hz pulse frequency, 3 J·cm−2 fluence; He carrier gas (350 ml/min); Ar transport gas (900 ml/min); 30 s background acquisition, 60 s data acquisition; imaging: beam size 15 or 25 μm, repetition rate 10 Hz, rastering at 15 or 25 μm/s | MASS-1 analyzed as unknown sample to check analytical accuracy; Py used for calibration of sulfur concentrations; sulfide reference material MASS-1 | 1.6866 |  |  |  | 1.8934 | [15 empty] | 1083.0225 | [11 empty] | 106.7106 | [9 empty] | 58782.3825 |  | 1.2427 | [11 empty] | 6.3358 | [13 empty] | 845.0292 | [9 empty] | 0.39628 | [5 empty] | 0.3837 | [17 empty] | 3.2227 |  |  |  | 3.0108 | [5 empty] | 4.4315 | [32 empty] | 2024 |  |  | CHN | North Himalayan Metallogenic Belt
| Zhaxikang |  | Metamorphic | unknown | Pb-Zn-Sb-Ag polymetallic | Pb, Zn, Sb, Ag | Au, Be, W, Sn | Pb, Zn, Sb, Ag, Au, Be, W, Sn | Lan et al., 2024 |  | zxk02-1Sp-50 | [6 empty] | ore material | polished section |  | mineral separate | [5 empty] | mineralisation |  |  |  | sphalerite | Sp1, Sp2 |  | massive, banded, concentric annular, breccias, subhedral to anhedral |  |  |  | arsenopyrite, pyrite, chalcopyrite, galena, freibergite, quartz, Mn-Fe carbonate, Sb-Pb sulfosalts | polished thin (30 μm) and thick (100 μm) sections | LA-ICPMS | ASI RESOLution-LR-S155 laser coupled with ICP-MS; Agilent 7700x ICPMS connected to a RESOLution-LR-S155 laser; Nu Plasma III MC-ICPMS (Nu Instruments) connected to a RESOlution-155 Ar F193-nm laser ablation system (Australian Scientific Instruments) | State Key Laboratory of Ore Deposit Geochemistry, Institute of Geochemistry, Chinese Academy of Sciences (SKLODG) | 26 μm pit size, 5 Hz pulse frequency, 3 J·cm−2 fluence; He carrier gas (350 ml/min); Ar transport gas (900 ml/min); 30 s background acquisition, 60 s data acquisition; imaging: beam size 15 or 25 μm, repetition rate 10 Hz, rastering at 15 or 25 μm/s | MASS-1 analyzed as unknown sample to check analytical accuracy; Py used for calibration of sulfur concentrations; sulfide reference material MASS-1 | 1.6448 | [19 empty] | 1100.054 | [5 empty] | 3.4999 | [5 empty] | 59.3976 | [9 empty] | 47993.9581 |  | 1.2915 |  |  |  | 1.591 | [7 empty] | 5.7689 | [13 empty] | 741.187 | [15 empty] | 0.72591 | [17 empty] | 1.3859 | [9 empty] | 45.8381 | [32 empty] | 2024 |  |  | CHN | North Himalayan Metallogenic Belt
| Zhaxikang |  | Metamorphic | unknown | Pb-Zn-Sb-Ag polymetallic | Pb, Zn, Sb, Ag | Au, Be, W, Sn | Pb, Zn, Sb, Ag, Au, Be, W, Sn | Lan et al., 2024 |  | zxk06-3Sp-01 | [6 empty] | ore material | polished section |  | mineral separate | [5 empty] | mineralisation |  |  |  | sphalerite | Sp1, Sp2 |  | massive, banded, concentric annular, breccias, subhedral to anhedral |  |  |  | arsenopyrite, pyrite, chalcopyrite, galena, freibergite, quartz, Mn-Fe carbonate, Sb-Pb sulfosalts | polished thin (30 μm) and thick (100 μm) sections | LA-ICPMS | ASI RESOLution-LR-S155 laser coupled with ICP-MS; Agilent 7700x ICPMS connected to a RESOLution-LR-S155 laser; Nu Plasma III MC-ICPMS (Nu Instruments) connected to a RESOlution-155 Ar F193-nm laser ablation system (Australian Scientific Instruments) | State Key Laboratory of Ore Deposit Geochemistry, Institute of Geochemistry, Chinese Academy of Sciences (SKLODG) | 26 μm pit size, 5 Hz pulse frequency, 3 J·cm−2 fluence; He carrier gas (350 ml/min); Ar transport gas (900 ml/min); 30 s background acquisition, 60 s data acquisition; imaging: beam size 15 or 25 μm, repetition rate 10 Hz, rastering at 15 or 25 μm/s | MASS-1 analyzed as unknown sample to check analytical accuracy; Py used for calibration of sulfur concentrations; sulfide reference material MASS-1 | 2.4103 | [19 empty] | 1699.3003 | [11 empty] | 14.7275 | [9 empty] | 30402.854 |  | 1.8384 | [11 empty] | 15.3187 | [13 empty] | 20723.3902 |  | 0.80431 | [13 empty] | 18.4216 | [17 empty] | 25.8893 | [9 empty] | 4.8151 | [13 empty] | 0.083685 | [18 empty] | 2024 |  |  | CHN | North Himalayan Metallogenic Belt
| Zhaxikang |  | Metamorphic | unknown | Pb-Zn-Sb-Ag polymetallic | Pb, Zn, Sb, Ag | Au, Be, W, Sn | Pb, Zn, Sb, Ag, Au, Be, W, Sn | Lan et al., 2024 |  | zxk06-3Sp-02 | [6 empty] | ore material | polished section |  | mineral separate | [5 empty] | mineralisation |  |  |  | sphalerite | Sp1, Sp2 |  | massive, banded, concentric annular, breccias, subhedral to anhedral |  |  |  | arsenopyrite, pyrite, chalcopyrite, galena, freibergite, quartz, Mn-Fe carbonate, Sb-Pb sulfosalts | polished thin (30 μm) and thick (100 μm) sections | LA-ICPMS | ASI RESOLution-LR-S155 laser coupled with ICP-MS; Agilent 7700x ICPMS connected to a RESOLution-LR-S155 laser; Nu Plasma III MC-ICPMS (Nu Instruments) connected to a RESOlution-155 Ar F193-nm laser ablation system (Australian Scientific Instruments) | State Key Laboratory of Ore Deposit Geochemistry, Institute of Geochemistry, Chinese Academy of Sciences (SKLODG) | 26 μm pit size, 5 Hz pulse frequency, 3 J·cm−2 fluence; He carrier gas (350 ml/min); Ar transport gas (900 ml/min); 30 s background acquisition, 60 s data acquisition; imaging: beam size 15 or 25 μm, repetition rate 10 Hz, rastering at 15 or 25 μm/s | MASS-1 analyzed as unknown sample to check analytical accuracy; Py used for calibration of sulfur concentrations; sulfide reference material MASS-1 | 28.6034 |  |  |  | 1.0715 | [15 empty] | 2009.6743 | [11 empty] | 49.2437 | [9 empty] | 21936.6275 |  | 1.0803 | [11 empty] | 12.3661 | [13 empty] | 3111.3083 |  | 0.091747 | [13 empty] | 25.8761 | [17 empty] | 61.2483 | [9 empty] | 17.2973 | [13 empty] | 0.091201 | [18 empty] | 2024 |  |  | CHN | North Himalayan Metallogenic Belt
| Zhaxikang |  | Metamorphic | unknown | Pb-Zn-Sb-Ag polymetallic | Pb, Zn, Sb, Ag | Au, Be, W, Sn | Pb, Zn, Sb, Ag, Au, Be, W, Sn | Lan et al., 2024 |  | zxk06-3Sp-03 | [6 empty] | ore material | polished section |  | mineral separate | [5 empty] | mineralisation |  |  |  | sphalerite | Sp1, Sp2 |  | massive, banded, concentric annular, breccias, subhedral to anhedral |  |  |  | arsenopyrite, pyrite, chalcopyrite, galena, freibergite, quartz, Mn-Fe carbonate, Sb-Pb sulfosalts | polished thin (30 μm) and thick (100 μm) sections | LA-ICPMS | ASI RESOLution-LR-S155 laser coupled with ICP-MS; Agilent 7700x ICPMS connected to a RESOLution-LR-S155 laser; Nu Plasma III MC-ICPMS (Nu Instruments) connected to a RESOlution-155 Ar F193-nm laser ablation system (Australian Scientific Instruments) | State Key Laboratory of Ore Deposit Geochemistry, Institute of Geochemistry, Chinese Academy of Sciences (SKLODG) | 26 μm pit size, 5 Hz pulse frequency, 3 J·cm−2 fluence; He carrier gas (350 ml/min); Ar transport gas (900 ml/min); 30 s background acquisition, 60 s data acquisition; imaging: beam size 15 or 25 μm, repetition rate 10 Hz, rastering at 15 or 25 μm/s | MASS-1 analyzed as unknown sample to check analytical accuracy; Py used for calibration of sulfur concentrations; sulfide reference material MASS-1 | 3.8447 | [13 empty] | 0.055057 | [5 empty] | 1924.9162 | [5 empty] | 0.043679 | [5 empty] | 12.618 | [9 empty] | 23831.5667 |  | 1.5262 | [11 empty] | 15.215 | [13 empty] | 1848.515 | [9 empty] | 0.76328 | [5 empty] | 2.2332 | [27 empty] | 2.0234 | [32 empty] | 2024 |  |  | CHN | North Himalayan Metallogenic Belt
| Zhaxikang |  | Metamorphic | unknown | Pb-Zn-Sb-Ag polymetallic | Pb, Zn, Sb, Ag | Au, Be, W, Sn | Pb, Zn, Sb, Ag, Au, Be, W, Sn | Lan et al., 2024 |  | zxk06-3Sp-04 | [6 empty] | ore material | polished section |  | mineral separate | [5 empty] | mineralisation |  |  |  | sphalerite | Sp1, Sp2 |  | massive, banded, concentric annular, breccias, subhedral to anhedral |  |  |  | arsenopyrite, pyrite, chalcopyrite, galena, freibergite, quartz, Mn-Fe carbonate, Sb-Pb sulfosalts | polished thin (30 μm) and thick (100 μm) sections | LA-ICPMS | ASI RESOLution-LR-S155 laser coupled with ICP-MS; Agilent 7700x ICPMS connected to a RESOLution-LR-S155 laser; Nu Plasma III MC-ICPMS (Nu Instruments) connected to a RESOlution-155 Ar F193-nm laser ablation system (Australian Scientific Instruments) | State Key Laboratory of Ore Deposit Geochemistry, Institute of Geochemistry, Chinese Academy of Sciences (SKLODG) | 26 μm pit size, 5 Hz pulse frequency, 3 J·cm−2 fluence; He carrier gas (350 ml/min); Ar transport gas (900 ml/min); 30 s background acquisition, 60 s data acquisition; imaging: beam size 15 or 25 μm, repetition rate 10 Hz, rastering at 15 or 25 μm/s | MASS-1 analyzed as unknown sample to check analytical accuracy; Py used for calibration of sulfur concentrations; sulfide reference material MASS-1 | 9.5122 |  |  |  | 0.29026 | [15 empty] | 1980.9712 | [11 empty] | 23.1491 | [9 empty] | 24178.5216 |  | 1.0597 | [11 empty] | 15.4984 | [13 empty] | 1679.1938 | [15 empty] | 9.8945 | [17 empty] | 15.1385 | [9 empty] | 8.685 | [13 empty] | 0.02868 | [18 empty] | 2024 |  |  | CHN | North Himalayan Metallogenic Belt
| Zhaxikang |  | Metamorphic | unknown | Pb-Zn-Sb-Ag polymetallic | Pb, Zn, Sb, Ag | Au, Be, W, Sn | Pb, Zn, Sb, Ag, Au, Be, W, Sn | Lan et al., 2024 |  | zxk06-3Sp-05 | [6 empty] | ore material | polished section |  | mineral separate | [5 empty] | mineralisation |  |  |  | sphalerite | Sp1, Sp2 |  | massive, banded, concentric annular, breccias, subhedral to anhedral |  |  |  | arsenopyrite, pyrite, chalcopyrite, galena, freibergite, quartz, Mn-Fe carbonate, Sb-Pb sulfosalts | polished thin (30 μm) and thick (100 μm) sections | LA-ICPMS | ASI RESOLution-LR-S155 laser coupled with ICP-MS; Agilent 7700x ICPMS connected to a RESOLution-LR-S155 laser; Nu Plasma III MC-ICPMS (Nu Instruments) connected to a RESOlution-155 Ar F193-nm laser ablation system (Australian Scientific Instruments) | State Key Laboratory of Ore Deposit Geochemistry, Institute of Geochemistry, Chinese Academy of Sciences (SKLODG) | 26 μm pit size, 5 Hz pulse frequency, 3 J·cm−2 fluence; He carrier gas (350 ml/min); Ar transport gas (900 ml/min); 30 s background acquisition, 60 s data acquisition; imaging: beam size 15 or 25 μm, repetition rate 10 Hz, rastering at 15 or 25 μm/s | MASS-1 analyzed as unknown sample to check analytical accuracy; Py used for calibration of sulfur concentrations; sulfide reference material MASS-1 | 38.3875 |  |  |  | 0.35738 | [15 empty] | 1884.3788 | [11 empty] | 42.5403 | [9 empty] | 23051.1671 |  | 2.7044 |  |  |  | 1.4515 | [7 empty] | 30.5259 | [13 empty] | 427.0587 |  | 0.063427 | [13 empty] | 120.8852 | [17 empty] | 21.7348 | [9 empty] | 5.4783 | [13 empty] | 0.087861 | [18 empty] | 2024 |  |  | CHN | North Himalayan Metallogenic Belt
| Zhaxikang |  | Metamorphic | unknown | Pb-Zn-Sb-Ag polymetallic | Pb, Zn, Sb, Ag | Au, Be, W, Sn | Pb, Zn, Sb, Ag, Au, Be, W, Sn | Lan et al., 2024 |  | zxk06-3Sp-06 | [6 empty] | ore material | polished section |  | mineral separate | [5 empty] | mineralisation |  |  |  | sphalerite | Sp1, Sp2 |  | massive, banded, concentric annular, breccias, subhedral to anhedral |  |  |  | arsenopyrite, pyrite, chalcopyrite, galena, freibergite, quartz, Mn-Fe carbonate, Sb-Pb sulfosalts | polished thin (30 μm) and thick (100 μm) sections | LA-ICPMS | ASI RESOLution-LR-S155 laser coupled with ICP-MS; Agilent 7700x ICPMS connected to a RESOLution-LR-S155 laser; Nu Plasma III MC-ICPMS (Nu Instruments) connected to a RESOlution-155 Ar F193-nm laser ablation system (Australian Scientific Instruments) | State Key Laboratory of Ore Deposit Geochemistry, Institute of Geochemistry, Chinese Academy of Sciences (SKLODG) | 26 μm pit size, 5 Hz pulse frequency, 3 J·cm−2 fluence; He carrier gas (350 ml/min); Ar transport gas (900 ml/min); 30 s background acquisition, 60 s data acquisition; imaging: beam size 15 or 25 μm, repetition rate 10 Hz, rastering at 15 or 25 μm/s | MASS-1 analyzed as unknown sample to check analytical accuracy; Py used for calibration of sulfur concentrations; sulfide reference material MASS-1 | 5.9689 |  |  |  | 1.1302 | [15 empty] | 1930.252 | [11 empty] | 26.1301 | [9 empty] | 25579.4377 |  | 1.0764 |  |  |  | 1.1106 | [7 empty] | 27.1471 | [13 empty] | 427.7814 | [9 empty] | 0.57601 | [5 empty] | 5.2993 | [17 empty] | 14.7785 | [9 empty] | 6.8742 | [13 empty] | 0.074618 | [18 empty] | 2024 |  |  | CHN | North Himalayan Metallogenic Belt
| Zhaxikang |  | Metamorphic | unknown | Pb-Zn-Sb-Ag polymetallic | Pb, Zn, Sb, Ag | Au, Be, W, Sn | Pb, Zn, Sb, Ag, Au, Be, W, Sn | Lan et al., 2024 |  | zxk06-3Sp-07 | [6 empty] | ore material | polished section |  | mineral separate | [5 empty] | mineralisation |  |  |  | sphalerite | Sp1, Sp2 |  | massive, banded, concentric annular, breccias, subhedral to anhedral |  |  |  | arsenopyrite, pyrite, chalcopyrite, galena, freibergite, quartz, Mn-Fe carbonate, Sb-Pb sulfosalts | polished thin (30 μm) and thick (100 μm) sections | LA-ICPMS | ASI RESOLution-LR-S155 laser coupled with ICP-MS; Agilent 7700x ICPMS connected to a RESOLution-LR-S155 laser; Nu Plasma III MC-ICPMS (Nu Instruments) connected to a RESOlution-155 Ar F193-nm laser ablation system (Australian Scientific Instruments) | State Key Laboratory of Ore Deposit Geochemistry, Institute of Geochemistry, Chinese Academy of Sciences (SKLODG) | 26 μm pit size, 5 Hz pulse frequency, 3 J·cm−2 fluence; He carrier gas (350 ml/min); Ar transport gas (900 ml/min); 30 s background acquisition, 60 s data acquisition; imaging: beam size 15 or 25 μm, repetition rate 10 Hz, rastering at 15 or 25 μm/s | MASS-1 analyzed as unknown sample to check analytical accuracy; Py used for calibration of sulfur concentrations; sulfide reference material MASS-1 | 6.7531 |  |  |  | 0.42827 | [15 empty] | 2002.1266 | [11 empty] | 27.6588 | [9 empty] | 25414.3727 |  | 1.425 | [11 empty] | 16.7552 | [13 empty] | 394.5193 |  | 0.16441 | [13 empty] | 2.7539 | [17 empty] | 21.4829 | [9 empty] | 12.8928 | [32 empty] | 2024 |  |  | CHN | North Himalayan Metallogenic Belt
| Zhaxikang |  | Metamorphic | unknown | Pb-Zn-Sb-Ag polymetallic | Pb, Zn, Sb, Ag | Au, Be, W, Sn | Pb, Zn, Sb, Ag, Au, Be, W, Sn | Lan et al., 2024 |  | zxk06-3Sp-08 | [6 empty] | ore material | polished section |  | mineral separate | [5 empty] | mineralisation |  |  |  | sphalerite | Sp1, Sp2 |  | massive, banded, concentric annular, breccias, subhedral to anhedral |  |  |  | arsenopyrite, pyrite, chalcopyrite, galena, freibergite, quartz, Mn-Fe carbonate, Sb-Pb sulfosalts | polished thin (30 μm) and thick (100 μm) sections | LA-ICPMS | ASI RESOLution-LR-S155 laser coupled with ICP-MS; Agilent 7700x ICPMS connected to a RESOLution-LR-S155 laser; Nu Plasma III MC-ICPMS (Nu Instruments) connected to a RESOlution-155 Ar F193-nm laser ablation system (Australian Scientific Instruments) | State Key Laboratory of Ore Deposit Geochemistry, Institute of Geochemistry, Chinese Academy of Sciences (SKLODG) | 26 μm pit size, 5 Hz pulse frequency, 3 J·cm−2 fluence; He carrier gas (350 ml/min); Ar transport gas (900 ml/min); 30 s background acquisition, 60 s data acquisition; imaging: beam size 15 or 25 μm, repetition rate 10 Hz, rastering at 15 or 25 μm/s | MASS-1 analyzed as unknown sample to check analytical accuracy; Py used for calibration of sulfur concentrations; sulfide reference material MASS-1 | 20.2509 | [19 empty] | 1969.9333 | [11 empty] | 37.5089 | [9 empty] | 21683.5627 |  | 2.2416 | [11 empty] | 21.7363 | [13 empty] | 2383.8392 |  | 0.11805 | [13 empty] | 31.9505 | [17 empty] | 25.5635 | [9 empty] | 9.8068 | [32 empty] | 2024 |  |  | CHN | North Himalayan Metallogenic Belt
| Zhaxikang |  | Metamorphic | unknown | Pb-Zn-Sb-Ag polymetallic | Pb, Zn, Sb, Ag | Au, Be, W, Sn | Pb, Zn, Sb, Ag, Au, Be, W, Sn | Lan et al., 2024 |  | zxk06-3Sp-09 | [6 empty] | ore material | polished section |  | mineral separate | [5 empty] | mineralisation |  |  |  | sphalerite | Sp1, Sp2 |  | massive, banded, concentric annular, breccias, subhedral to anhedral |  |  |  | arsenopyrite, pyrite, chalcopyrite, galena, freibergite, quartz, Mn-Fe carbonate, Sb-Pb sulfosalts | polished thin (30 μm) and thick (100 μm) sections | LA-ICPMS | ASI RESOLution-LR-S155 laser coupled with ICP-MS; Agilent 7700x ICPMS connected to a RESOLution-LR-S155 laser; Nu Plasma III MC-ICPMS (Nu Instruments) connected to a RESOlution-155 Ar F193-nm laser ablation system (Australian Scientific Instruments) | State Key Laboratory of Ore Deposit Geochemistry, Institute of Geochemistry, Chinese Academy of Sciences (SKLODG) | 26 μm pit size, 5 Hz pulse frequency, 3 J·cm−2 fluence; He carrier gas (350 ml/min); Ar transport gas (900 ml/min); 30 s background acquisition, 60 s data acquisition; imaging: beam size 15 or 25 μm, repetition rate 10 Hz, rastering at 15 or 25 μm/s | MASS-1 analyzed as unknown sample to check analytical accuracy; Py used for calibration of sulfur concentrations; sulfide reference material MASS-1 | 8.8236 | [19 empty] | 2008.7632 | [11 empty] | 19.7511 | [9 empty] | 19304.5003 |  | 1.2885 | [11 empty] | 18.0671 | [13 empty] | 1196.347 |  | 0.096914 | [13 empty] | 17.8704 | [17 empty] | 7.3197 | [9 empty] | 5.2884 | [13 empty] | 0.064082 | [18 empty] | 2024 |  |  | CHN | North Himalayan Metallogenic Belt
| Zhaxikang |  | Metamorphic | unknown | Pb-Zn-Sb-Ag polymetallic | Pb, Zn, Sb, Ag | Au, Be, W, Sn | Pb, Zn, Sb, Ag, Au, Be, W, Sn | Lan et al., 2024 |  | zxk06-3Sp-10 | [6 empty] | ore material | polished section |  | mineral separate | [5 empty] | mineralisation |  |  |  | sphalerite | Sp1, Sp2 |  | massive, banded, concentric annular, breccias, subhedral to anhedral |  |  |  | arsenopyrite, pyrite, chalcopyrite, galena, freibergite, quartz, Mn-Fe carbonate, Sb-Pb sulfosalts | polished thin (30 μm) and thick (100 μm) sections | LA-ICPMS | ASI RESOLution-LR-S155 laser coupled with ICP-MS; Agilent 7700x ICPMS connected to a RESOLution-LR-S155 laser; Nu Plasma III MC-ICPMS (Nu Instruments) connected to a RESOlution-155 Ar F193-nm laser ablation system (Australian Scientific Instruments) | State Key Laboratory of Ore Deposit Geochemistry, Institute of Geochemistry, Chinese Academy of Sciences (SKLODG) | 26 μm pit size, 5 Hz pulse frequency, 3 J·cm−2 fluence; He carrier gas (350 ml/min); Ar transport gas (900 ml/min); 30 s background acquisition, 60 s data acquisition; imaging: beam size 15 or 25 μm, repetition rate 10 Hz, rastering at 15 or 25 μm/s | MASS-1 analyzed as unknown sample to check analytical accuracy; Py used for calibration of sulfur concentrations; sulfide reference material MASS-1 | 6.7339 |  |  |  | 0.379 | [15 empty] | 1950.3059 | [11 empty] | 15.5397 | [9 empty] | 20240.025 |  | 1.617 | [11 empty] | 16.6834 | [13 empty] | 441.7653 | [15 empty] | 12.5825 | [17 empty] | 5.5307 | [9 empty] | 4.8587 | [13 empty] | 0.070076 | [18 empty] | 2024 |  |  | CHN | North Himalayan Metallogenic Belt
| Zhaxikang |  | Metamorphic | unknown | Pb-Zn-Sb-Ag polymetallic | Pb, Zn, Sb, Ag | Au, Be, W, Sn | Pb, Zn, Sb, Ag, Au, Be, W, Sn | Lan et al., 2024 |  | zxk06-3Sp-11 | [6 empty] | ore material | polished section |  | mineral separate | [5 empty] | mineralisation |  |  |  | sphalerite | Sp1, Sp2 |  | massive, banded, concentric annular, breccias, subhedral to anhedral |  |  |  | arsenopyrite, pyrite, chalcopyrite, galena, freibergite, quartz, Mn-Fe carbonate, Sb-Pb sulfosalts | polished thin (30 μm) and thick (100 μm) sections | LA-ICPMS | ASI RESOLution-LR-S155 laser coupled with ICP-MS; Agilent 7700x ICPMS connected to a RESOLution-LR-S155 laser; Nu Plasma III MC-ICPMS (Nu Instruments) connected to a RESOlution-155 Ar F193-nm laser ablation system (Australian Scientific Instruments) | State Key Laboratory of Ore Deposit Geochemistry, Institute of Geochemistry, Chinese Academy of Sciences (SKLODG) | 26 μm pit size, 5 Hz pulse frequency, 3 J·cm−2 fluence; He carrier gas (350 ml/min); Ar transport gas (900 ml/min); 30 s background acquisition, 60 s data acquisition; imaging: beam size 15 or 25 μm, repetition rate 10 Hz, rastering at 15 or 25 μm/s | MASS-1 analyzed as unknown sample to check analytical accuracy; Py used for calibration of sulfur concentrations; sulfide reference material MASS-1 | 2.1793 | [19 empty] | 2199.3984 | [11 empty] | 40.2147 | [9 empty] | 21526.4233 |  | 9.534 |  |  |  | 1.2985 | [7 empty] | 54.7115 | [13 empty] | 4923.9647 |  | 0.212 | [13 empty] | 0.25708 | [27 empty] | 5.02 | [32 empty] | 2024 |  |  | CHN | North Himalayan Metallogenic Belt
| Zhaxikang |  | Metamorphic | unknown | Pb-Zn-Sb-Ag polymetallic | Pb, Zn, Sb, Ag | Au, Be, W, Sn | Pb, Zn, Sb, Ag, Au, Be, W, Sn | Lan et al., 2024 |  | zxk06-3Sp-12 | [6 empty] | ore material | polished section |  | mineral separate | [5 empty] | mineralisation |  |  |  | sphalerite | Sp1, Sp2 |  | massive, banded, concentric annular, breccias, subhedral to anhedral |  |  |  | arsenopyrite, pyrite, chalcopyrite, galena, freibergite, quartz, Mn-Fe carbonate, Sb-Pb sulfosalts | polished thin (30 μm) and thick (100 μm) sections | LA-ICPMS | ASI RESOLution-LR-S155 laser coupled with ICP-MS; Agilent 7700x ICPMS connected to a RESOLution-LR-S155 laser; Nu Plasma III MC-ICPMS (Nu Instruments) connected to a RESOlution-155 Ar F193-nm laser ablation system (Australian Scientific Instruments) | State Key Laboratory of Ore Deposit Geochemistry, Institute of Geochemistry, Chinese Academy of Sciences (SKLODG) | 26 μm pit size, 5 Hz pulse frequency, 3 J·cm−2 fluence; He carrier gas (350 ml/min); Ar transport gas (900 ml/min); 30 s background acquisition, 60 s data acquisition; imaging: beam size 15 or 25 μm, repetition rate 10 Hz, rastering at 15 or 25 μm/s | MASS-1 analyzed as unknown sample to check analytical accuracy; Py used for calibration of sulfur concentrations; sulfide reference material MASS-1 | 0.93094 | [19 empty] | 2273.5481 | [11 empty] | 28.7713 | [9 empty] | 23633.8668 |  | 7.7722 | [11 empty] | 36.6981 | [13 empty] | 6332.8539 |  | 0.28045 | [41 empty] | 3.216 | [7 empty] | 1.3428 | [24 empty] | 2024 |  |  | CHN | North Himalayan Metallogenic Belt
| Zhaxikang |  | Metamorphic | unknown | Pb-Zn-Sb-Ag polymetallic | Pb, Zn, Sb, Ag | Au, Be, W, Sn | Pb, Zn, Sb, Ag, Au, Be, W, Sn | Lan et al., 2024 |  | zxk06-3Sp-13 | [6 empty] | ore material | polished section |  | mineral separate | [5 empty] | mineralisation |  |  |  | sphalerite | Sp1, Sp2 |  | massive, banded, concentric annular, breccias, subhedral to anhedral |  |  |  | arsenopyrite, pyrite, chalcopyrite, galena, freibergite, quartz, Mn-Fe carbonate, Sb-Pb sulfosalts | polished thin (30 μm) and thick (100 μm) sections | LA-ICPMS | ASI RESOLution-LR-S155 laser coupled with ICP-MS; Agilent 7700x ICPMS connected to a RESOLution-LR-S155 laser; Nu Plasma III MC-ICPMS (Nu Instruments) connected to a RESOlution-155 Ar F193-nm laser ablation system (Australian Scientific Instruments) | State Key Laboratory of Ore Deposit Geochemistry, Institute of Geochemistry, Chinese Academy of Sciences (SKLODG) | 26 μm pit size, 5 Hz pulse frequency, 3 J·cm−2 fluence; He carrier gas (350 ml/min); Ar transport gas (900 ml/min); 30 s background acquisition, 60 s data acquisition; imaging: beam size 15 or 25 μm, repetition rate 10 Hz, rastering at 15 or 25 μm/s | MASS-1 analyzed as unknown sample to check analytical accuracy; Py used for calibration of sulfur concentrations; sulfide reference material MASS-1 | 1.8995 |  |  |  | 0.21063 | [15 empty] | 2376.2395 | [11 empty] | 30.7079 | [9 empty] | 27699.9185 |  | 9.3753 | [11 empty] | 39.7654 | [13 empty] | 6768.6476 |  | 0.25309 | [35 empty] | 3.5837 | [5 empty] | 1.7927 | [7 empty] | 1.3334 | [24 empty] | 2024 |  |  | CHN | North Himalayan Metallogenic Belt
| Zhaxikang |  | Metamorphic | unknown | Pb-Zn-Sb-Ag polymetallic | Pb, Zn, Sb, Ag | Au, Be, W, Sn | Pb, Zn, Sb, Ag, Au, Be, W, Sn | Lan et al., 2024 |  | zxk06-3Sp-14 | [6 empty] | ore material | polished section |  | mineral separate | [5 empty] | mineralisation |  |  |  | sphalerite | Sp1, Sp2 |  | massive, banded, concentric annular, breccias, subhedral to anhedral |  |  |  | arsenopyrite, pyrite, chalcopyrite, galena, freibergite, quartz, Mn-Fe carbonate, Sb-Pb sulfosalts | polished thin (30 μm) and thick (100 μm) sections | LA-ICPMS | ASI RESOLution-LR-S155 laser coupled with ICP-MS; Agilent 7700x ICPMS connected to a RESOLution-LR-S155 laser; Nu Plasma III MC-ICPMS (Nu Instruments) connected to a RESOlution-155 Ar F193-nm laser ablation system (Australian Scientific Instruments) | State Key Laboratory of Ore Deposit Geochemistry, Institute of Geochemistry, Chinese Academy of Sciences (SKLODG) | 26 μm pit size, 5 Hz pulse frequency, 3 J·cm−2 fluence; He carrier gas (350 ml/min); Ar transport gas (900 ml/min); 30 s background acquisition, 60 s data acquisition; imaging: beam size 15 or 25 μm, repetition rate 10 Hz, rastering at 15 or 25 μm/s | MASS-1 analyzed as unknown sample to check analytical accuracy; Py used for calibration of sulfur concentrations; sulfide reference material MASS-1 | 6.2051 |  |  |  | 1.7186 | [9 empty] | 0.044509 | [5 empty] | 2108.4705 | [11 empty] | 36.7921 | [9 empty] | 14791.6978 |  | 15.1391 |  |  |  | 1.6979 | [7 empty] | 44.3906 | [13 empty] | 4030.1898 |  | 0.22459 | [13 empty] | 12078.5354 | [17 empty] | 11807.758 |  |  |  | 3.7946 | [5 empty] | 11.9777 | [7 empty] | 1.1626 | [24 empty] | 2024 |  |  | CHN | North Himalayan Metallogenic Belt
| Zhaxikang |  | Metamorphic | unknown | Pb-Zn-Sb-Ag polymetallic | Pb, Zn, Sb, Ag | Au, Be, W, Sn | Pb, Zn, Sb, Ag, Au, Be, W, Sn | Lan et al., 2024 |  | zxk06-3Sp-15 | [6 empty] | ore material | polished section |  | mineral separate | [5 empty] | mineralisation |  |  |  | sphalerite | Sp1, Sp2 |  | massive, banded, concentric annular, breccias, subhedral to anhedral |  |  |  | arsenopyrite, pyrite, chalcopyrite, galena, freibergite, quartz, Mn-Fe carbonate, Sb-Pb sulfosalts | polished thin (30 μm) and thick (100 μm) sections | LA-ICPMS | ASI RESOLution-LR-S155 laser coupled with ICP-MS; Agilent 7700x ICPMS connected to a RESOLution-LR-S155 laser; Nu Plasma III MC-ICPMS (Nu Instruments) connected to a RESOlution-155 Ar F193-nm laser ablation system (Australian Scientific Instruments) | State Key Laboratory of Ore Deposit Geochemistry, Institute of Geochemistry, Chinese Academy of Sciences (SKLODG) | 26 μm pit size, 5 Hz pulse frequency, 3 J·cm−2 fluence; He carrier gas (350 ml/min); Ar transport gas (900 ml/min); 30 s background acquisition, 60 s data acquisition; imaging: beam size 15 or 25 μm, repetition rate 10 Hz, rastering at 15 or 25 μm/s | MASS-1 analyzed as unknown sample to check analytical accuracy; Py used for calibration of sulfur concentrations; sulfide reference material MASS-1 | 3.8608 |  |  |  | 0.56464 | [15 empty] | 1597.7584 | [5 empty] | 0.038474 | [5 empty] | 49.0489 | [9 empty] | 13684.3914 |  | 14.3777 | [11 empty] | 59.7801 | [13 empty] | 2702.8565 | [15 empty] | 1232.351 | [17 empty] | 1207.6496 | [9 empty] | 7.6129 | [13 empty] | 0.037516 | [18 empty] | 2024 |  |  | CHN | North Himalayan Metallogenic Belt
| Zhaxikang |  | Metamorphic | unknown | Pb-Zn-Sb-Ag polymetallic | Pb, Zn, Sb, Ag | Au, Be, W, Sn | Pb, Zn, Sb, Ag, Au, Be, W, Sn | Lan et al., 2024 |  | zxk06-3Sp-16 | [6 empty] | ore material | polished section |  | mineral separate | [5 empty] | mineralisation |  |  |  | sphalerite | Sp1, Sp2 |  | massive, banded, concentric annular, breccias, subhedral to anhedral |  |  |  | arsenopyrite, pyrite, chalcopyrite, galena, freibergite, quartz, Mn-Fe carbonate, Sb-Pb sulfosalts | polished thin (30 μm) and thick (100 μm) sections | LA-ICPMS | ASI RESOLution-LR-S155 laser coupled with ICP-MS; Agilent 7700x ICPMS connected to a RESOLution-LR-S155 laser; Nu Plasma III MC-ICPMS (Nu Instruments) connected to a RESOlution-155 Ar F193-nm laser ablation system (Australian Scientific Instruments) | State Key Laboratory of Ore Deposit Geochemistry, Institute of Geochemistry, Chinese Academy of Sciences (SKLODG) | 26 μm pit size, 5 Hz pulse frequency, 3 J·cm−2 fluence; He carrier gas (350 ml/min); Ar transport gas (900 ml/min); 30 s background acquisition, 60 s data acquisition; imaging: beam size 15 or 25 μm, repetition rate 10 Hz, rastering at 15 or 25 μm/s | MASS-1 analyzed as unknown sample to check analytical accuracy; Py used for calibration of sulfur concentrations; sulfide reference material MASS-1 | 11.8507 | [19 empty] | 1827.9838 | [11 empty] | 18.9739 | [9 empty] | 19992.7755 |  | 1.4099 |  |  |  | 1.4765 | [7 empty] | 14.8576 | [13 empty] | 475.9497 | [15 empty] | 23.8558 | [17 empty] | 7.085 | [9 empty] | 4.1714 | [32 empty] | 2024 |  |  | CHN | North Himalayan Metallogenic Belt
| Zhaxikang |  | Metamorphic | unknown | Pb-Zn-Sb-Ag polymetallic | Pb, Zn, Sb, Ag | Au, Be, W, Sn | Pb, Zn, Sb, Ag, Au, Be, W, Sn | Lan et al., 2024 |  | zxk06-3Sp-17 | [6 empty] | ore material | polished section |  | mineral separate | [5 empty] | mineralisation |  |  |  | sphalerite | Sp1, Sp2 |  | massive, banded, concentric annular, breccias, subhedral to anhedral |  |  |  | arsenopyrite, pyrite, chalcopyrite, galena, freibergite, quartz, Mn-Fe carbonate, Sb-Pb sulfosalts | polished thin (30 μm) and thick (100 μm) sections | LA-ICPMS | ASI RESOLution-LR-S155 laser coupled with ICP-MS; Agilent 7700x ICPMS connected to a RESOLution-LR-S155 laser; Nu Plasma III MC-ICPMS (Nu Instruments) connected to a RESOlution-155 Ar F193-nm laser ablation system (Australian Scientific Instruments) | State Key Laboratory of Ore Deposit Geochemistry, Institute of Geochemistry, Chinese Academy of Sciences (SKLODG) | 26 μm pit size, 5 Hz pulse frequency, 3 J·cm−2 fluence; He carrier gas (350 ml/min); Ar transport gas (900 ml/min); 30 s background acquisition, 60 s data acquisition; imaging: beam size 15 or 25 μm, repetition rate 10 Hz, rastering at 15 or 25 μm/s | MASS-1 analyzed as unknown sample to check analytical accuracy; Py used for calibration of sulfur concentrations; sulfide reference material MASS-1 | 9.3458 |  |  |  | 0.52794 | [15 empty] | 1843.6517 | [11 empty] | 24.0539 | [9 empty] | 21479.8624 |  | 1.8846 | [11 empty] | 13.9333 | [13 empty] | 1358.8608 | [15 empty] | 8.7385 | [17 empty] | 21.3977 |  |  |  | 2.3777 | [5 empty] | 9.1743 | [32 empty] | 2024 |  |  | CHN | North Himalayan Metallogenic Belt
| Zhaxikang |  | Metamorphic | unknown | Pb-Zn-Sb-Ag polymetallic | Pb, Zn, Sb, Ag | Au, Be, W, Sn | Pb, Zn, Sb, Ag, Au, Be, W, Sn | Lan et al., 2024 |  | zxk06-3Sp-18 | [6 empty] | ore material | polished section |  | mineral separate | [5 empty] | mineralisation |  |  |  | sphalerite | Sp1, Sp2 |  | massive, banded, concentric annular, breccias, subhedral to anhedral |  |  |  | arsenopyrite, pyrite, chalcopyrite, galena, freibergite, quartz, Mn-Fe carbonate, Sb-Pb sulfosalts | polished thin (30 μm) and thick (100 μm) sections | LA-ICPMS | ASI RESOLution-LR-S155 laser coupled with ICP-MS; Agilent 7700x ICPMS connected to a RESOLution-LR-S155 laser; Nu Plasma III MC-ICPMS (Nu Instruments) connected to a RESOlution-155 Ar F193-nm laser ablation system (Australian Scientific Instruments) | State Key Laboratory of Ore Deposit Geochemistry, Institute of Geochemistry, Chinese Academy of Sciences (SKLODG) | 26 μm pit size, 5 Hz pulse frequency, 3 J·cm−2 fluence; He carrier gas (350 ml/min); Ar transport gas (900 ml/min); 30 s background acquisition, 60 s data acquisition; imaging: beam size 15 or 25 μm, repetition rate 10 Hz, rastering at 15 or 25 μm/s | MASS-1 analyzed as unknown sample to check analytical accuracy; Py used for calibration of sulfur concentrations; sulfide reference material MASS-1 | 17.7687 |  |  |  | 1.6592 | [15 empty] | 1932.0922 | [11 empty] | 73.771 | [9 empty] | 25265.1193 |  | 2.7608 | [11 empty] | 17.0557 | [13 empty] | 1016.1146 |  | 0.049381 | [13 empty] | 12.0189 | [17 empty] | 61.0582 | [9 empty] | 36.3941 | [13 empty] | 0.2235 | [18 empty] | 2024 |  |  | CHN | North Himalayan Metallogenic Belt
| Zhaxikang |  | Metamorphic | unknown | Pb-Zn-Sb-Ag polymetallic | Pb, Zn, Sb, Ag | Au, Be, W, Sn | Pb, Zn, Sb, Ag, Au, Be, W, Sn | Lan et al., 2024 |  | zxk06-3Sp-18(2) | [6 empty] | ore material | polished section |  | mineral separate | [5 empty] | mineralisation |  |  |  | sphalerite | Sp1, Sp2 |  | massive, banded, concentric annular, breccias, subhedral to anhedral |  |  |  | arsenopyrite, pyrite, chalcopyrite, galena, freibergite, quartz, Mn-Fe carbonate, Sb-Pb sulfosalts | polished thin (30 μm) and thick (100 μm) sections | LA-ICPMS | ASI RESOLution-LR-S155 laser coupled with ICP-MS; Agilent 7700x ICPMS connected to a RESOLution-LR-S155 laser; Nu Plasma III MC-ICPMS (Nu Instruments) connected to a RESOlution-155 Ar F193-nm laser ablation system (Australian Scientific Instruments) | State Key Laboratory of Ore Deposit Geochemistry, Institute of Geochemistry, Chinese Academy of Sciences (SKLODG) | 26 μm pit size, 5 Hz pulse frequency, 3 J·cm−2 fluence; He carrier gas (350 ml/min); Ar transport gas (900 ml/min); 30 s background acquisition, 60 s data acquisition; imaging: beam size 15 or 25 μm, repetition rate 10 Hz, rastering at 15 or 25 μm/s | MASS-1 analyzed as unknown sample to check analytical accuracy; Py used for calibration of sulfur concentrations; sulfide reference material MASS-1 | 17.0735 |  |  |  | 1.7138 | [15 empty] | 1943.5643 | [11 empty] | 62.8632 | [9 empty] | 23133.4704 |  | 2.8765 | [11 empty] | 18.359 | [13 empty] | 1186.4954 |  | 0.096146 | [13 empty] | 19.2902 | [17 empty] | 68.1251 | [9 empty] | 31.3712 | [13 empty] | 0.18368 | [18 empty] | 2024 |  |  | CHN | North Himalayan Metallogenic Belt
| Zhaxikang |  | Metamorphic | unknown | Pb-Zn-Sb-Ag polymetallic | Pb, Zn, Sb, Ag | Au, Be, W, Sn | Pb, Zn, Sb, Ag, Au, Be, W, Sn | Lan et al., 2024 |  | zxk06-3Sp-19 | [6 empty] | ore material | polished section |  | mineral separate | [5 empty] | mineralisation |  |  |  | sphalerite | Sp1, Sp2 |  | massive, banded, concentric annular, breccias, subhedral to anhedral |  |  |  | arsenopyrite, pyrite, chalcopyrite, galena, freibergite, quartz, Mn-Fe carbonate, Sb-Pb sulfosalts | polished thin (30 μm) and thick (100 μm) sections | LA-ICPMS | ASI RESOLution-LR-S155 laser coupled with ICP-MS; Agilent 7700x ICPMS connected to a RESOLution-LR-S155 laser; Nu Plasma III MC-ICPMS (Nu Instruments) connected to a RESOlution-155 Ar F193-nm laser ablation system (Australian Scientific Instruments) | State Key Laboratory of Ore Deposit Geochemistry, Institute of Geochemistry, Chinese Academy of Sciences (SKLODG) | 26 μm pit size, 5 Hz pulse frequency, 3 J·cm−2 fluence; He carrier gas (350 ml/min); Ar transport gas (900 ml/min); 30 s background acquisition, 60 s data acquisition; imaging: beam size 15 or 25 μm, repetition rate 10 Hz, rastering at 15 or 25 μm/s | MASS-1 analyzed as unknown sample to check analytical accuracy; Py used for calibration of sulfur concentrations; sulfide reference material MASS-1 | 7.0843 |  |  |  | 0.53351 | [9 empty] | 0.038191 | [5 empty] | 1848.0169 | [11 empty] | 15.1979 | [9 empty] | 22041.565 |  | 1.249 |  |  |  | 1.2374 | [7 empty] | 13.9702 | [13 empty] | 1598.8711 | [15 empty] | 10.0494 | [17 empty] | 9.0313 | [9 empty] | 4.9399 | [32 empty] | 2024 |  |  | CHN | North Himalayan Metallogenic Belt
| Zhaxikang |  | Metamorphic | unknown | Pb-Zn-Sb-Ag polymetallic | Pb, Zn, Sb, Ag | Au, Be, W, Sn | Pb, Zn, Sb, Ag, Au, Be, W, Sn | Lan et al., 2024 |  | zxk02-1Sp-01 | [6 empty] | ore material | polished section |  | mineral separate | [5 empty] | mineralisation |  |  |  | sphalerite | Sp1, Sp2 |  | massive, banded, concentric annular, breccias, subhedral to anhedral |  |  |  | arsenopyrite, pyrite, chalcopyrite, galena, freibergite, quartz, Mn-Fe carbonate, Sb-Pb sulfosalts | polished thin (30 μm) and thick (100 μm) sections | LA-ICPMS | ASI RESOLution-LR-S155 laser coupled with ICP-MS; Agilent 7700x ICPMS connected to a RESOLution-LR-S155 laser; Nu Plasma III MC-ICPMS (Nu Instruments) connected to a RESOlution-155 Ar F193-nm laser ablation system (Australian Scientific Instruments) | State Key Laboratory of Ore Deposit Geochemistry, Institute of Geochemistry, Chinese Academy of Sciences (SKLODG) | 26 μm pit size, 5 Hz pulse frequency, 3 J·cm−2 fluence; He carrier gas (350 ml/min); Ar transport gas (900 ml/min); 30 s background acquisition, 60 s data acquisition; imaging: beam size 15 or 25 μm, repetition rate 10 Hz, rastering at 15 or 25 μm/s | MASS-1 analyzed as unknown sample to check analytical accuracy; Py used for calibration of sulfur concentrations; sulfide reference material MASS-1 | 1.6625 |  |  |  | 0.37747 | [15 empty] | 1581.4483 | [5 empty] | 0.12665 | [5 empty] | 14.6031 | [9 empty] | 21986.405 |  | 0.52436 | [11 empty] | 23.3619 | [13 empty] | 239.8715 | [43 empty] | 1.4464 | [32 empty] | 2024 |  |  | CHN | North Himalayan Metallogenic Belt
| Zhaxikang |  | Metamorphic | unknown | Pb-Zn-Sb-Ag polymetallic | Pb, Zn, Sb, Ag | Au, Be, W, Sn | Pb, Zn, Sb, Ag, Au, Be, W, Sn | Lan et al., 2024 |  | zxk02-1Sp-02 | [6 empty] | ore material | polished section |  | mineral separate | [5 empty] | mineralisation |  |  |  | sphalerite | Sp1, Sp2 |  | massive, banded, concentric annular, breccias, subhedral to anhedral |  |  |  | arsenopyrite, pyrite, chalcopyrite, galena, freibergite, quartz, Mn-Fe carbonate, Sb-Pb sulfosalts | polished thin (30 μm) and thick (100 μm) sections | LA-ICPMS | ASI RESOLution-LR-S155 laser coupled with ICP-MS; Agilent 7700x ICPMS connected to a RESOLution-LR-S155 laser; Nu Plasma III MC-ICPMS (Nu Instruments) connected to a RESOlution-155 Ar F193-nm laser ablation system (Australian Scientific Instruments) | State Key Laboratory of Ore Deposit Geochemistry, Institute of Geochemistry, Chinese Academy of Sciences (SKLODG) | 26 μm pit size, 5 Hz pulse frequency, 3 J·cm−2 fluence; He carrier gas (350 ml/min); Ar transport gas (900 ml/min); 30 s background acquisition, 60 s data acquisition; imaging: beam size 15 or 25 μm, repetition rate 10 Hz, rastering at 15 or 25 μm/s | MASS-1 analyzed as unknown sample to check analytical accuracy; Py used for calibration of sulfur concentrations; sulfide reference material MASS-1 | 1.524 | [19 empty] | 1548.0813 | [11 empty] | 11.9469 | [9 empty] | 18705.7961 |  | 0.68627 |  |  |  | 1.9363 | [7 empty] | 13.1567 | [13 empty] | 200.9641 | [15 empty] | 0.24601 | [27 empty] | 4.9022 | [32 empty] | 2024 |  |  | CHN | North Himalayan Metallogenic Belt
| Zhaxikang |  | Metamorphic | unknown | Pb-Zn-Sb-Ag polymetallic | Pb, Zn, Sb, Ag | Au, Be, W, Sn | Pb, Zn, Sb, Ag, Au, Be, W, Sn | Lan et al., 2024 |  | zxk02-1Sp-03 | [6 empty] | ore material | polished section |  | mineral separate | [5 empty] | mineralisation |  |  |  | sphalerite | Sp1, Sp2 |  | massive, banded, concentric annular, breccias, subhedral to anhedral |  |  |  | arsenopyrite, pyrite, chalcopyrite, galena, freibergite, quartz, Mn-Fe carbonate, Sb-Pb sulfosalts | polished thin (30 μm) and thick (100 μm) sections | LA-ICPMS | ASI RESOLution-LR-S155 laser coupled with ICP-MS; Agilent 7700x ICPMS connected to a RESOLution-LR-S155 laser; Nu Plasma III MC-ICPMS (Nu Instruments) connected to a RESOlution-155 Ar F193-nm laser ablation system (Australian Scientific Instruments) | State Key Laboratory of Ore Deposit Geochemistry, Institute of Geochemistry, Chinese Academy of Sciences (SKLODG) | 26 μm pit size, 5 Hz pulse frequency, 3 J·cm−2 fluence; He carrier gas (350 ml/min); Ar transport gas (900 ml/min); 30 s background acquisition, 60 s data acquisition; imaging: beam size 15 or 25 μm, repetition rate 10 Hz, rastering at 15 or 25 μm/s | MASS-1 analyzed as unknown sample to check analytical accuracy; Py used for calibration of sulfur concentrations; sulfide reference material MASS-1 | 1.5979 |  |  |  | 10.9214 | [15 empty] | 1552.0377 | [11 empty] | 48.5737 | [9 empty] | 25815.3124 |  | 7.4264 | [11 empty] | 48.3632 | [13 empty] | 1264.2716 |  | 0.099162 | [13 empty] | 0.47471 | [27 empty] | 17.2458 | [13 empty] | 0.04812 | [18 empty] | 2024 |  |  | CHN | North Himalayan Metallogenic Belt
| Zhaxikang |  | Metamorphic | unknown | Pb-Zn-Sb-Ag polymetallic | Pb, Zn, Sb, Ag | Au, Be, W, Sn | Pb, Zn, Sb, Ag, Au, Be, W, Sn | Lan et al., 2024 |  | zxk02-1Sp-04 | [6 empty] | ore material | polished section |  | mineral separate | [5 empty] | mineralisation |  |  |  | sphalerite | Sp1, Sp2 |  | massive, banded, concentric annular, breccias, subhedral to anhedral |  |  |  | arsenopyrite, pyrite, chalcopyrite, galena, freibergite, quartz, Mn-Fe carbonate, Sb-Pb sulfosalts | polished thin (30 μm) and thick (100 μm) sections | LA-ICPMS | ASI RESOLution-LR-S155 laser coupled with ICP-MS; Agilent 7700x ICPMS connected to a RESOLution-LR-S155 laser; Nu Plasma III MC-ICPMS (Nu Instruments) connected to a RESOlution-155 Ar F193-nm laser ablation system (Australian Scientific Instruments) | State Key Laboratory of Ore Deposit Geochemistry, Institute of Geochemistry, Chinese Academy of Sciences (SKLODG) | 26 μm pit size, 5 Hz pulse frequency, 3 J·cm−2 fluence; He carrier gas (350 ml/min); Ar transport gas (900 ml/min); 30 s background acquisition, 60 s data acquisition; imaging: beam size 15 or 25 μm, repetition rate 10 Hz, rastering at 15 or 25 μm/s | MASS-1 analyzed as unknown sample to check analytical accuracy; Py used for calibration of sulfur concentrations; sulfide reference material MASS-1 | 2.5449 |  |  |  | 0.48919 | [15 empty] | 1628.8762 | [11 empty] | 18.9798 | [9 empty] | 17770.9488 |  | 1.5225 | [11 empty] | 30.4455 | [13 empty] | 181.7054 | [43 empty] | 4.9812 | [13 empty] | 0.027653 | [18 empty] | 2024 |  |  | CHN | North Himalayan Metallogenic Belt
| Zhaxikang |  | Metamorphic | unknown | Pb-Zn-Sb-Ag polymetallic | Pb, Zn, Sb, Ag | Au, Be, W, Sn | Pb, Zn, Sb, Ag, Au, Be, W, Sn | Lan et al., 2024 |  | zxk02-1Sp-05 | [6 empty] | ore material | polished section |  | mineral separate | [5 empty] | mineralisation |  |  |  | sphalerite | Sp1, Sp2 |  | massive, banded, concentric annular, breccias, subhedral to anhedral |  |  |  | arsenopyrite, pyrite, chalcopyrite, galena, freibergite, quartz, Mn-Fe carbonate, Sb-Pb sulfosalts | polished thin (30 μm) and thick (100 μm) sections | LA-ICPMS | ASI RESOLution-LR-S155 laser coupled with ICP-MS; Agilent 7700x ICPMS connected to a RESOLution-LR-S155 laser; Nu Plasma III MC-ICPMS (Nu Instruments) connected to a RESOlution-155 Ar F193-nm laser ablation system (Australian Scientific Instruments) | State Key Laboratory of Ore Deposit Geochemistry, Institute of Geochemistry, Chinese Academy of Sciences (SKLODG) | 26 μm pit size, 5 Hz pulse frequency, 3 J·cm−2 fluence; He carrier gas (350 ml/min); Ar transport gas (900 ml/min); 30 s background acquisition, 60 s data acquisition; imaging: beam size 15 or 25 μm, repetition rate 10 Hz, rastering at 15 or 25 μm/s | MASS-1 analyzed as unknown sample to check analytical accuracy; Py used for calibration of sulfur concentrations; sulfide reference material MASS-1 | 2.5479 |  |  |  | 0.23444 | [15 empty] | 1564.8896 | [11 empty] | 16.1266 | [9 empty] | 18318.6045 |  | 0.70822 |  |  |  | 2.156 | [7 empty] | 24.2313 | [13 empty] | 194.1106 | [15 empty] | 0.11573 | [27 empty] | 3.7752 | [32 empty] | 2024 |  |  | CHN | North Himalayan Metallogenic Belt