## Sheet1
Uploaded | deposit_name | deposit_local_id | deposit_environment | deposit_group | deposit_type | primary_commodities | secondary_commodities | all_commodities | deposit_source | sample_uid | sample_name | sample_local_id | feature_type | feature_name | feature_uid | top_depth_m | bottom_depth_m | sample_deposit_relation | sample_type | sampling_method | material_class | material_class_comments | province | strat_unit_name | strat_unit_uid | strat_grouping | earth_material_group | earth_material_qualifier | earth_material | metamorphic_grade | mineral | paragenetic_stage | mode_of_occurrence | texture | color | alteration | sample_description | associated_minerals | sample_preparation | analytical_method | instrument_type_model | laboratory_location/if reported | operating_conditions/if reported | standards_used/if reported | ag_ppm | ag_detection_limit | al_ppm | al_detection_limit | as_ppm | as_detection_limit | au_ppm | au_detection_limit | b_ppm | b_detection_limit | ba_ppm | ba_detection_limit | be_ppm | be_detection_limit | bi_ppm | bi_detection_limit | br_ppm | br_detection_limit | ca_ppm | ca_detection_limit | cd_ppm | cd_detection_limit | ce_ppm | ce_detection_limit | cl_ppm | cl_detection_limit | co_ppm | co_detection_limit | cr_ppm | cr_detection_limit | cs_ppm | cs_detection_limit | cu_ppm | cu_detection_limit | dy_ppm | dy_detection_limit | er_ppm | er_detection_limit | eu_ppm | eu_detection_limit | f_ppm | f_detection_limit | fe_ppm | fe_detection_limit | ga_ppm | ga_detection_limit | gd_ppm | gd_detection_limit | ge_ppm | ge_detection_limit | hf_ppm | hf_detection_limit | hg_ppm | hg_detection_limit | ho_ppm | ho_detection_limit | in_ppm | in_detection_limit | ir_ppm | ir_detection_limit | k_ppm | k_detection_limit | la_ppm | la_detection_limit | li_ppm | li_detection_limit | lu_ppm | lu_detection_limit | mg_ppm | mg_detection_limit | mn_ppm | mn_detection_limit | mo_ppm | mo_detection_limit | na_ppm | na_detection_limit | nb_ppm | nb_detection_limit | nd_ppm | nd_detection_limit | ni_ppm | ni_detection_limit | os_ppm | os_detection_limit | p_ppm | p_detection_limit | pb_ppm | pb_detection_limit | pd_ppm | pd_detection_limit | pr_ppm | pr_detection_limit | pt_ppm | pt_detection_limit | rb_ppm | rb_detection_limit | re_ppm | re_detection_limit | rh_ppm | rh_detection_limit | ru_ppm | ru_detection_limit | s_ppm | s_detection_limit | sb_ppm | sb_detection_limit | sc_ppm | sc_detection_limit | se_ppm | se_detection_limit | si_ppm | si_detection_limit | sm_ppm | sm_detection_limit | sn_ppm | sn_detection_limit | sr_ppm | sr_detection_limit | ta_ppm | ta_detection_limit | tb_ppm | tb_detection_limit | te_ppm | te_detection_limit | th_ppm | th_detection_limit | ti_ppm | ti_detection_limit | tl_ppm | tl_detection_limit | tm_ppm | tm_detection_limit | u_ppm | u_detection_limit | v_ppm | v_detection_limit | w_ppm | w_detection_limit | y_ppm | y_detection_limit | yb_ppm | yb_detection_limit | zn_ppm | zn_detection_limit | zr_ppm | zr_detection_limit | analysis_datetime | publication_date | sample_source | submitter | country | state | deposit_longitude_wgs84 | deposit_latitude_wgs84 | sample_longitude_wgs84 | sample_latitude_wgs84 | sample_easting | sample_northing | sample_utm_zone | sample_location_description | location_source | location_accuracy | comments | last_update
| Animas-Chocaya Mine, Merelani Hills |  | Magmatic hydrothermal, Metamorphic |  |  | Zn | Ag, Sn, Cu, Ga, In, Fe, Mn, Cd | Zn, Ag, Sn, Cu, Ga, In, Fe, Mn, Cd |  |  | 0.0 |  | underground mine |  |  |  |  | ore material | grab | grab | mineral separate | [5 empty] | mineralisation |  |  |  | wurtzite, sphalerite | [6 empty] | pyrite | Polished sections; MASS-1 pressed pellet standard | EMPA, LA-ICPMS | SX51 electron microprobe (Cameca Gennevilliers Cedex, France); Agilent 7700cx Series Quadrupole ICP-MS (Agilent Santa Clara, CA 95051, USA) coupled to an Applied Spectra M-50 laser ablation system | Adelaide Microscopy, University of Adelaide | EMPA: accelerating voltage of 20 kV and a specimen current of ~20 nA, focused beam size set at <1 µm; LA-ICP-MS line scans: width of line rasters around 50 µm, ablation performed in a pure He atmosphere with a flow of 700 mL/min, mixed with Ar (930 mL/min) immediately after the ablation cell, mixture passed through a pulse homogenizing device; LA-ICP-MS mapping: repetition rate of 10 Hz, 64 µm spot size, output fluence of ~2.5 J cm−2, 30 s background acquisition at the start of every raster, dwell times for all elements set to 7 ms; line scan dwell times: 10 ms for both Zn and S, and 50 ms for the remaining masses; measured isotopes: 55Mn, 57Fe, 59Co, 60Ni, 65Cu, 66Zn, 71Ga, 75As, 77Se, 95Mo, 107Ag, 111Cd, 115In, 118Sn, 121Sb, 197Au, 202Hg, 205Tl, 208Pb and 209Bi | USGS certified standard MASS-1, comprising a pressed pellet of precipitated Cu-Fe-Zn sulfide standard; natural chalcopyrite (Cu), natural rhodonite (Mn), natural chalcedony (Zn), natural cobaltite (Co), natural arsenopyrite (As), natural stibnite (Sb), natural galena (Pb), natural cadmium (Cd) | [147 empty] | 2020 | Minerals 2020, 10, 147 |  | BOL, TZA
| Animas-Chocaya Mine, Merelani Hills |  | Magmatic hydrothermal, Metamorphic |  |  | Zn | Ag, Sn, Cu, Ga, In, Fe, Mn, Cd | Zn, Ag, Sn, Cu, Ga, In, Fe, Mn, Cd |  |  | 0.2519002 |  | underground mine |  |  |  |  | ore material | grab | grab | mineral separate | [5 empty] | mineralisation |  |  |  | wurtzite, sphalerite | [6 empty] | pyrite | Polished sections; MASS-1 pressed pellet standard | EMPA, LA-ICPMS | SX51 electron microprobe (Cameca Gennevilliers Cedex, France); Agilent 7700cx Series Quadrupole ICP-MS (Agilent Santa Clara, CA 95051, USA) coupled to an Applied Spectra M-50 laser ablation system | Adelaide Microscopy, University of Adelaide | EMPA: accelerating voltage of 20 kV and a specimen current of ~20 nA, focused beam size set at <1 µm; LA-ICP-MS line scans: width of line rasters around 50 µm, ablation performed in a pure He atmosphere with a flow of 700 mL/min, mixed with Ar (930 mL/min) immediately after the ablation cell, mixture passed through a pulse homogenizing device; LA-ICP-MS mapping: repetition rate of 10 Hz, 64 µm spot size, output fluence of ~2.5 J cm−2, 30 s background acquisition at the start of every raster, dwell times for all elements set to 7 ms; line scan dwell times: 10 ms for both Zn and S, and 50 ms for the remaining masses; measured isotopes: 55Mn, 57Fe, 59Co, 60Ni, 65Cu, 66Zn, 71Ga, 75As, 77Se, 95Mo, 107Ag, 111Cd, 115In, 118Sn, 121Sb, 197Au, 202Hg, 205Tl, 208Pb and 209Bi | USGS certified standard MASS-1, comprising a pressed pellet of precipitated Cu-Fe-Zn sulfide standard; natural chalcopyrite (Cu), natural rhodonite (Mn), natural chalcedony (Zn), natural cobaltite (Co), natural arsenopyrite (As), natural stibnite (Sb), natural galena (Pb), natural cadmium (Cd) | [147 empty] | 2020 | Minerals 2020, 10, 147 |  | BOL, TZA
| Animas-Chocaya Mine, Merelani Hills |  | Magmatic hydrothermal, Metamorphic |  |  | Zn | Ag, Sn, Cu, Ga, In, Fe, Mn, Cd | Zn, Ag, Sn, Cu, Ga, In, Fe, Mn, Cd |  |  | 0.5038004 |  | underground mine |  |  |  |  | ore material | grab | grab | mineral separate | [5 empty] | mineralisation |  |  |  | wurtzite, sphalerite | [6 empty] | pyrite | Polished sections; MASS-1 pressed pellet standard | EMPA, LA-ICPMS | SX51 electron microprobe (Cameca Gennevilliers Cedex, France); Agilent 7700cx Series Quadrupole ICP-MS (Agilent Santa Clara, CA 95051, USA) coupled to an Applied Spectra M-50 laser ablation system | Adelaide Microscopy, University of Adelaide | EMPA: accelerating voltage of 20 kV and a specimen current of ~20 nA, focused beam size set at <1 µm; LA-ICP-MS line scans: width of line rasters around 50 µm, ablation performed in a pure He atmosphere with a flow of 700 mL/min, mixed with Ar (930 mL/min) immediately after the ablation cell, mixture passed through a pulse homogenizing device; LA-ICP-MS mapping: repetition rate of 10 Hz, 64 µm spot size, output fluence of ~2.5 J cm−2, 30 s background acquisition at the start of every raster, dwell times for all elements set to 7 ms; line scan dwell times: 10 ms for both Zn and S, and 50 ms for the remaining masses; measured isotopes: 55Mn, 57Fe, 59Co, 60Ni, 65Cu, 66Zn, 71Ga, 75As, 77Se, 95Mo, 107Ag, 111Cd, 115In, 118Sn, 121Sb, 197Au, 202Hg, 205Tl, 208Pb and 209Bi | USGS certified standard MASS-1, comprising a pressed pellet of precipitated Cu-Fe-Zn sulfide standard; natural chalcopyrite (Cu), natural rhodonite (Mn), natural chalcedony (Zn), natural cobaltite (Co), natural arsenopyrite (As), natural stibnite (Sb), natural galena (Pb), natural cadmium (Cd) | [147 empty] | 2020 | Minerals 2020, 10, 147 |  | BOL, TZA
| Animas-Chocaya Mine, Merelani Hills |  | Magmatic hydrothermal, Metamorphic |  |  | Zn | Ag, Sn, Cu, Ga, In, Fe, Mn, Cd | Zn, Ag, Sn, Cu, Ga, In, Fe, Mn, Cd |  |  | 0.7562003 |  | underground mine |  |  |  |  | ore material | grab | grab | mineral separate | [5 empty] | mineralisation |  |  |  | wurtzite, sphalerite | [6 empty] | pyrite | Polished sections; MASS-1 pressed pellet standard | EMPA, LA-ICPMS | SX51 electron microprobe (Cameca Gennevilliers Cedex, France); Agilent 7700cx Series Quadrupole ICP-MS (Agilent Santa Clara, CA 95051, USA) coupled to an Applied Spectra M-50 laser ablation system | Adelaide Microscopy, University of Adelaide | EMPA: accelerating voltage of 20 kV and a specimen current of ~20 nA, focused beam size set at <1 µm; LA-ICP-MS line scans: width of line rasters around 50 µm, ablation performed in a pure He atmosphere with a flow of 700 mL/min, mixed with Ar (930 mL/min) immediately after the ablation cell, mixture passed through a pulse homogenizing device; LA-ICP-MS mapping: repetition rate of 10 Hz, 64 µm spot size, output fluence of ~2.5 J cm−2, 30 s background acquisition at the start of every raster, dwell times for all elements set to 7 ms; line scan dwell times: 10 ms for both Zn and S, and 50 ms for the remaining masses; measured isotopes: 55Mn, 57Fe, 59Co, 60Ni, 65Cu, 66Zn, 71Ga, 75As, 77Se, 95Mo, 107Ag, 111Cd, 115In, 118Sn, 121Sb, 197Au, 202Hg, 205Tl, 208Pb and 209Bi | USGS certified standard MASS-1, comprising a pressed pellet of precipitated Cu-Fe-Zn sulfide standard; natural chalcopyrite (Cu), natural rhodonite (Mn), natural chalcedony (Zn), natural cobaltite (Co), natural arsenopyrite (As), natural stibnite (Sb), natural galena (Pb), natural cadmium (Cd) | [147 empty] | 2020 | Minerals 2020, 10, 147 |  | BOL, TZA
| Animas-Chocaya Mine, Merelani Hills |  | Magmatic hydrothermal, Metamorphic |  |  | Zn | Ag, Sn, Cu, Ga, In, Fe, Mn, Cd | Zn, Ag, Sn, Cu, Ga, In, Fe, Mn, Cd |  |  | 1.0081 |  | underground mine |  |  |  |  | ore material | grab | grab | mineral separate | [5 empty] | mineralisation |  |  |  | wurtzite, sphalerite | [6 empty] | pyrite | Polished sections; MASS-1 pressed pellet standard | EMPA, LA-ICPMS | SX51 electron microprobe (Cameca Gennevilliers Cedex, France); Agilent 7700cx Series Quadrupole ICP-MS (Agilent Santa Clara, CA 95051, USA) coupled to an Applied Spectra M-50 laser ablation system | Adelaide Microscopy, University of Adelaide | EMPA: accelerating voltage of 20 kV and a specimen current of ~20 nA, focused beam size set at <1 µm; LA-ICP-MS line scans: width of line rasters around 50 µm, ablation performed in a pure He atmosphere with a flow of 700 mL/min, mixed with Ar (930 mL/min) immediately after the ablation cell, mixture passed through a pulse homogenizing device; LA-ICP-MS mapping: repetition rate of 10 Hz, 64 µm spot size, output fluence of ~2.5 J cm−2, 30 s background acquisition at the start of every raster, dwell times for all elements set to 7 ms; line scan dwell times: 10 ms for both Zn and S, and 50 ms for the remaining masses; measured isotopes: 55Mn, 57Fe, 59Co, 60Ni, 65Cu, 66Zn, 71Ga, 75As, 77Se, 95Mo, 107Ag, 111Cd, 115In, 118Sn, 121Sb, 197Au, 202Hg, 205Tl, 208Pb and 209Bi | USGS certified standard MASS-1, comprising a pressed pellet of precipitated Cu-Fe-Zn sulfide standard; natural chalcopyrite (Cu), natural rhodonite (Mn), natural chalcedony (Zn), natural cobaltite (Co), natural arsenopyrite (As), natural stibnite (Sb), natural galena (Pb), natural cadmium (Cd) | [147 empty] | 2020 | Minerals 2020, 10, 147 |  | BOL, TZA
| Animas-Chocaya Mine, Merelani Hills |  | Magmatic hydrothermal, Metamorphic |  |  | Zn | Ag, Sn, Cu, Ga, In, Fe, Mn, Cd | Zn, Ag, Sn, Cu, Ga, In, Fe, Mn, Cd |  |  | 1.261 |  | underground mine |  |  |  |  | ore material | grab | grab | mineral separate | [5 empty] | mineralisation |  |  |  | wurtzite, sphalerite | [6 empty] | pyrite | Polished sections; MASS-1 pressed pellet standard | EMPA, LA-ICPMS | SX51 electron microprobe (Cameca Gennevilliers Cedex, France); Agilent 7700cx Series Quadrupole ICP-MS (Agilent Santa Clara, CA 95051, USA) coupled to an Applied Spectra M-50 laser ablation system | Adelaide Microscopy, University of Adelaide | EMPA: accelerating voltage of 20 kV and a specimen current of ~20 nA, focused beam size set at <1 µm; LA-ICP-MS line scans: width of line rasters around 50 µm, ablation performed in a pure He atmosphere with a flow of 700 mL/min, mixed with Ar (930 mL/min) immediately after the ablation cell, mixture passed through a pulse homogenizing device; LA-ICP-MS mapping: repetition rate of 10 Hz, 64 µm spot size, output fluence of ~2.5 J cm−2, 30 s background acquisition at the start of every raster, dwell times for all elements set to 7 ms; line scan dwell times: 10 ms for both Zn and S, and 50 ms for the remaining masses; measured isotopes: 55Mn, 57Fe, 59Co, 60Ni, 65Cu, 66Zn, 71Ga, 75As, 77Se, 95Mo, 107Ag, 111Cd, 115In, 118Sn, 121Sb, 197Au, 202Hg, 205Tl, 208Pb and 209Bi | USGS certified standard MASS-1, comprising a pressed pellet of precipitated Cu-Fe-Zn sulfide standard; natural chalcopyrite (Cu), natural rhodonite (Mn), natural chalcedony (Zn), natural cobaltite (Co), natural arsenopyrite (As), natural stibnite (Sb), natural galena (Pb), natural cadmium (Cd) | [147 empty] | 2020 | Minerals 2020, 10, 147 |  | BOL, TZA
| Animas-Chocaya Mine, Merelani Hills |  | Magmatic hydrothermal, Metamorphic |  |  | Zn | Ag, Sn, Cu, Ga, In, Fe, Mn, Cd | Zn, Ag, Sn, Cu, Ga, In, Fe, Mn, Cd |  |  | 1.5129 |  | underground mine |  |  |  |  | ore material | grab | grab | mineral separate | [5 empty] | mineralisation |  |  |  | wurtzite, sphalerite | [6 empty] | pyrite | Polished sections; MASS-1 pressed pellet standard | EMPA, LA-ICPMS | SX51 electron microprobe (Cameca Gennevilliers Cedex, France); Agilent 7700cx Series Quadrupole ICP-MS (Agilent Santa Clara, CA 95051, USA) coupled to an Applied Spectra M-50 laser ablation system | Adelaide Microscopy, University of Adelaide | EMPA: accelerating voltage of 20 kV and a specimen current of ~20 nA, focused beam size set at <1 µm; LA-ICP-MS line scans: width of line rasters around 50 µm, ablation performed in a pure He atmosphere with a flow of 700 mL/min, mixed with Ar (930 mL/min) immediately after the ablation cell, mixture passed through a pulse homogenizing device; LA-ICP-MS mapping: repetition rate of 10 Hz, 64 µm spot size, output fluence of ~2.5 J cm−2, 30 s background acquisition at the start of every raster, dwell times for all elements set to 7 ms; line scan dwell times: 10 ms for both Zn and S, and 50 ms for the remaining masses; measured isotopes: 55Mn, 57Fe, 59Co, 60Ni, 65Cu, 66Zn, 71Ga, 75As, 77Se, 95Mo, 107Ag, 111Cd, 115In, 118Sn, 121Sb, 197Au, 202Hg, 205Tl, 208Pb and 209Bi | USGS certified standard MASS-1, comprising a pressed pellet of precipitated Cu-Fe-Zn sulfide standard; natural chalcopyrite (Cu), natural rhodonite (Mn), natural chalcedony (Zn), natural cobaltite (Co), natural arsenopyrite (As), natural stibnite (Sb), natural galena (Pb), natural cadmium (Cd) | [147 empty] | 2020 | Minerals 2020, 10, 147 |  | BOL, TZA
| Animas-Chocaya Mine, Merelani Hills |  | Magmatic hydrothermal, Metamorphic |  |  | Zn | Ag, Sn, Cu, Ga, In, Fe, Mn, Cd | Zn, Ag, Sn, Cu, Ga, In, Fe, Mn, Cd |  |  | 1.7648 |  | underground mine |  |  |  |  | ore material | grab | grab | mineral separate | [5 empty] | mineralisation |  |  |  | wurtzite, sphalerite | [6 empty] | pyrite | Polished sections; MASS-1 pressed pellet standard | EMPA, LA-ICPMS | SX51 electron microprobe (Cameca Gennevilliers Cedex, France); Agilent 7700cx Series Quadrupole ICP-MS (Agilent Santa Clara, CA 95051, USA) coupled to an Applied Spectra M-50 laser ablation system | Adelaide Microscopy, University of Adelaide | EMPA: accelerating voltage of 20 kV and a specimen current of ~20 nA, focused beam size set at <1 µm; LA-ICP-MS line scans: width of line rasters around 50 µm, ablation performed in a pure He atmosphere with a flow of 700 mL/min, mixed with Ar (930 mL/min) immediately after the ablation cell, mixture passed through a pulse homogenizing device; LA-ICP-MS mapping: repetition rate of 10 Hz, 64 µm spot size, output fluence of ~2.5 J cm−2, 30 s background acquisition at the start of every raster, dwell times for all elements set to 7 ms; line scan dwell times: 10 ms for both Zn and S, and 50 ms for the remaining masses; measured isotopes: 55Mn, 57Fe, 59Co, 60Ni, 65Cu, 66Zn, 71Ga, 75As, 77Se, 95Mo, 107Ag, 111Cd, 115In, 118Sn, 121Sb, 197Au, 202Hg, 205Tl, 208Pb and 209Bi | USGS certified standard MASS-1, comprising a pressed pellet of precipitated Cu-Fe-Zn sulfide standard; natural chalcopyrite (Cu), natural rhodonite (Mn), natural chalcedony (Zn), natural cobaltite (Co), natural arsenopyrite (As), natural stibnite (Sb), natural galena (Pb), natural cadmium (Cd) | [147 empty] | 2020 | Minerals 2020, 10, 147 |  | BOL, TZA
| Animas-Chocaya Mine, Merelani Hills |  | Magmatic hydrothermal, Metamorphic |  |  | Zn | Ag, Sn, Cu, Ga, In, Fe, Mn, Cd | Zn, Ag, Sn, Cu, Ga, In, Fe, Mn, Cd |  |  | 2.0167 |  | underground mine |  |  |  |  | ore material | grab | grab | mineral separate | [5 empty] | mineralisation |  |  |  | wurtzite, sphalerite | [6 empty] | pyrite | Polished sections; MASS-1 pressed pellet standard | EMPA, LA-ICPMS | SX51 electron microprobe (Cameca Gennevilliers Cedex, France); Agilent 7700cx Series Quadrupole ICP-MS (Agilent Santa Clara, CA 95051, USA) coupled to an Applied Spectra M-50 laser ablation system | Adelaide Microscopy, University of Adelaide | EMPA: accelerating voltage of 20 kV and a specimen current of ~20 nA, focused beam size set at <1 µm; LA-ICP-MS line scans: width of line rasters around 50 µm, ablation performed in a pure He atmosphere with a flow of 700 mL/min, mixed with Ar (930 mL/min) immediately after the ablation cell, mixture passed through a pulse homogenizing device; LA-ICP-MS mapping: repetition rate of 10 Hz, 64 µm spot size, output fluence of ~2.5 J cm−2, 30 s background acquisition at the start of every raster, dwell times for all elements set to 7 ms; line scan dwell times: 10 ms for both Zn and S, and 50 ms for the remaining masses; measured isotopes: 55Mn, 57Fe, 59Co, 60Ni, 65Cu, 66Zn, 71Ga, 75As, 77Se, 95Mo, 107Ag, 111Cd, 115In, 118Sn, 121Sb, 197Au, 202Hg, 205Tl, 208Pb and 209Bi | USGS certified standard MASS-1, comprising a pressed pellet of precipitated Cu-Fe-Zn sulfide standard; natural chalcopyrite (Cu), natural rhodonite (Mn), natural chalcedony (Zn), natural cobaltite (Co), natural arsenopyrite (As), natural stibnite (Sb), natural galena (Pb), natural cadmium (Cd) | [147 empty] | 2020 | Minerals 2020, 10, 147 |  | BOL, TZA
| Animas-Chocaya Mine, Merelani Hills |  | Magmatic hydrothermal, Metamorphic |  |  | Zn | Ag, Sn, Cu, Ga, In, Fe, Mn, Cd | Zn, Ag, Sn, Cu, Ga, In, Fe, Mn, Cd |  |  | 2.2691 |  | underground mine |  |  |  |  | ore material | grab | grab | mineral separate | [5 empty] | mineralisation |  |  |  | wurtzite, sphalerite | [6 empty] | pyrite | Polished sections; MASS-1 pressed pellet standard | EMPA, LA-ICPMS | SX51 electron microprobe (Cameca Gennevilliers Cedex, France); Agilent 7700cx Series Quadrupole ICP-MS (Agilent Santa Clara, CA 95051, USA) coupled to an Applied Spectra M-50 laser ablation system | Adelaide Microscopy, University of Adelaide | EMPA: accelerating voltage of 20 kV and a specimen current of ~20 nA, focused beam size set at <1 µm; LA-ICP-MS line scans: width of line rasters around 50 µm, ablation performed in a pure He atmosphere with a flow of 700 mL/min, mixed with Ar (930 mL/min) immediately after the ablation cell, mixture passed through a pulse homogenizing device; LA-ICP-MS mapping: repetition rate of 10 Hz, 64 µm spot size, output fluence of ~2.5 J cm−2, 30 s background acquisition at the start of every raster, dwell times for all elements set to 7 ms; line scan dwell times: 10 ms for both Zn and S, and 50 ms for the remaining masses; measured isotopes: 55Mn, 57Fe, 59Co, 60Ni, 65Cu, 66Zn, 71Ga, 75As, 77Se, 95Mo, 107Ag, 111Cd, 115In, 118Sn, 121Sb, 197Au, 202Hg, 205Tl, 208Pb and 209Bi | USGS certified standard MASS-1, comprising a pressed pellet of precipitated Cu-Fe-Zn sulfide standard; natural chalcopyrite (Cu), natural rhodonite (Mn), natural chalcedony (Zn), natural cobaltite (Co), natural arsenopyrite (As), natural stibnite (Sb), natural galena (Pb), natural cadmium (Cd) | 28915.65 |  |  |  | 64000.84 |  | 4109.305 | [7 empty] | 11337.93 | [5 empty] | -939.3597 | [5 empty] | 4055.386 | [5 empty] | 377402.6 | [9 empty] | 12264680 |  | 0 | [7 empty] | -501.9539 |  |  |  | 1516.982 | [13 empty] | 53921.09 |  | 10349.78 | [7 empty] | 10656.04 | [5 empty] | 1190407 | [15 empty] | 16792050 |  | 2799.266 |  |  |  | 0 | [5 empty] | 18220.03 | [13 empty] | 0 | [18 empty] | 2020 | Minerals 2020, 10, 147 |  | BOL, TZA
| Animas-Chocaya Mine, Merelani Hills |  | Magmatic hydrothermal, Metamorphic |  |  | Zn | Ag, Sn, Cu, Ga, In, Fe, Mn, Cd | Zn, Ag, Sn, Cu, Ga, In, Fe, Mn, Cd |  |  | 2.521 |  | underground mine |  |  |  |  | ore material | grab | grab | mineral separate | [5 empty] | mineralisation |  |  |  | wurtzite, sphalerite | [6 empty] | pyrite | Polished sections; MASS-1 pressed pellet standard | EMPA, LA-ICPMS | SX51 electron microprobe (Cameca Gennevilliers Cedex, France); Agilent 7700cx Series Quadrupole ICP-MS (Agilent Santa Clara, CA 95051, USA) coupled to an Applied Spectra M-50 laser ablation system | Adelaide Microscopy, University of Adelaide | EMPA: accelerating voltage of 20 kV and a specimen current of ~20 nA, focused beam size set at <1 µm; LA-ICP-MS line scans: width of line rasters around 50 µm, ablation performed in a pure He atmosphere with a flow of 700 mL/min, mixed with Ar (930 mL/min) immediately after the ablation cell, mixture passed through a pulse homogenizing device; LA-ICP-MS mapping: repetition rate of 10 Hz, 64 µm spot size, output fluence of ~2.5 J cm−2, 30 s background acquisition at the start of every raster, dwell times for all elements set to 7 ms; line scan dwell times: 10 ms for both Zn and S, and 50 ms for the remaining masses; measured isotopes: 55Mn, 57Fe, 59Co, 60Ni, 65Cu, 66Zn, 71Ga, 75As, 77Se, 95Mo, 107Ag, 111Cd, 115In, 118Sn, 121Sb, 197Au, 202Hg, 205Tl, 208Pb and 209Bi | USGS certified standard MASS-1, comprising a pressed pellet of precipitated Cu-Fe-Zn sulfide standard; natural chalcopyrite (Cu), natural rhodonite (Mn), natural chalcedony (Zn), natural cobaltite (Co), natural arsenopyrite (As), natural stibnite (Sb), natural galena (Pb), natural cadmium (Cd) | 713.6032 |  |  |  | 1381.855 |  | 443.6844 | [7 empty] | 120.3998 | [5 empty] | 770.5148 | [5 empty] | 262.6946 | [5 empty] | 6860.946 | [9 empty] | 79885.6 |  | 0 | [7 empty] | 16.6696 |  |  |  | 0 | [13 empty] | 1251.328 |  | 0 | [7 empty] | 920.444 | [5 empty] | 26848.64 | [15 empty] | 647857.4 |  | -29.6434 |  |  |  | 0 | [5 empty] | 1222.382 | [13 empty] | 0 | [18 empty] | 2020 | Minerals 2020, 10, 147 |  | BOL, TZA
| Animas-Chocaya Mine, Merelani Hills |  | Magmatic hydrothermal, Metamorphic |  |  | Zn | Ag, Sn, Cu, Ga, In, Fe, Mn, Cd | Zn, Ag, Sn, Cu, Ga, In, Fe, Mn, Cd |  |  | 2.773 |  | underground mine |  |  |  |  | ore material | grab | grab | mineral separate | [5 empty] | mineralisation |  |  |  | wurtzite, sphalerite | [6 empty] | pyrite | Polished sections; MASS-1 pressed pellet standard | EMPA, LA-ICPMS | SX51 electron microprobe (Cameca Gennevilliers Cedex, France); Agilent 7700cx Series Quadrupole ICP-MS (Agilent Santa Clara, CA 95051, USA) coupled to an Applied Spectra M-50 laser ablation system | Adelaide Microscopy, University of Adelaide | EMPA: accelerating voltage of 20 kV and a specimen current of ~20 nA, focused beam size set at <1 µm; LA-ICP-MS line scans: width of line rasters around 50 µm, ablation performed in a pure He atmosphere with a flow of 700 mL/min, mixed with Ar (930 mL/min) immediately after the ablation cell, mixture passed through a pulse homogenizing device; LA-ICP-MS mapping: repetition rate of 10 Hz, 64 µm spot size, output fluence of ~2.5 J cm−2, 30 s background acquisition at the start of every raster, dwell times for all elements set to 7 ms; line scan dwell times: 10 ms for both Zn and S, and 50 ms for the remaining masses; measured isotopes: 55Mn, 57Fe, 59Co, 60Ni, 65Cu, 66Zn, 71Ga, 75As, 77Se, 95Mo, 107Ag, 111Cd, 115In, 118Sn, 121Sb, 197Au, 202Hg, 205Tl, 208Pb and 209Bi | USGS certified standard MASS-1, comprising a pressed pellet of precipitated Cu-Fe-Zn sulfide standard; natural chalcopyrite (Cu), natural rhodonite (Mn), natural chalcedony (Zn), natural cobaltite (Co), natural arsenopyrite (As), natural stibnite (Sb), natural galena (Pb), natural cadmium (Cd) | 39345.52 |  |  |  | 7965.911 |  | 6523.218 | [7 empty] | 9811.476 | [5 empty] | -511.5522 | [5 empty] | 4291.17 | [5 empty] | 239184.6 | [9 empty] | 3443324 |  | 0 | [7 empty] | -680.8406 |  |  |  | 1605.358 | [13 empty] | 26398.35 |  | 10953.12 | [7 empty] | 0 | [5 empty] | 719958.9 | [15 empty] | 11017410 |  | 3686.715 |  |  |  | 0 | [5 empty] | 27415.27 | [13 empty] | 0 | [18 empty] | 2020 | Minerals 2020, 10, 147 |  | BOL, TZA
| Animas-Chocaya Mine, Merelani Hills |  | Magmatic hydrothermal, Metamorphic |  |  | Zn | Ag, Sn, Cu, Ga, In, Fe, Mn, Cd | Zn, Ag, Sn, Cu, Ga, In, Fe, Mn, Cd |  |  | 3.0249 |  | underground mine |  |  |  |  | ore material | grab | grab | mineral separate | [5 empty] | mineralisation |  |  |  | wurtzite, sphalerite | [6 empty] | pyrite | Polished sections; MASS-1 pressed pellet standard | EMPA, LA-ICPMS | SX51 electron microprobe (Cameca Gennevilliers Cedex, France); Agilent 7700cx Series Quadrupole ICP-MS (Agilent Santa Clara, CA 95051, USA) coupled to an Applied Spectra M-50 laser ablation system | Adelaide Microscopy, University of Adelaide | EMPA: accelerating voltage of 20 kV and a specimen current of ~20 nA, focused beam size set at <1 µm; LA-ICP-MS line scans: width of line rasters around 50 µm, ablation performed in a pure He atmosphere with a flow of 700 mL/min, mixed with Ar (930 mL/min) immediately after the ablation cell, mixture passed through a pulse homogenizing device; LA-ICP-MS mapping: repetition rate of 10 Hz, 64 µm spot size, output fluence of ~2.5 J cm−2, 30 s background acquisition at the start of every raster, dwell times for all elements set to 7 ms; line scan dwell times: 10 ms for both Zn and S, and 50 ms for the remaining masses; measured isotopes: 55Mn, 57Fe, 59Co, 60Ni, 65Cu, 66Zn, 71Ga, 75As, 77Se, 95Mo, 107Ag, 111Cd, 115In, 118Sn, 121Sb, 197Au, 202Hg, 205Tl, 208Pb and 209Bi | USGS certified standard MASS-1, comprising a pressed pellet of precipitated Cu-Fe-Zn sulfide standard; natural chalcopyrite (Cu), natural rhodonite (Mn), natural chalcedony (Zn), natural cobaltite (Co), natural arsenopyrite (As), natural stibnite (Sb), natural galena (Pb), natural cadmium (Cd) | 30608.08 |  |  |  | 33860.86 |  | 89180.04 | [7 empty] | 6001.313 | [5 empty] | -518.908 | [5 empty] | 8583.562 | [5 empty] | 270828.4 | [9 empty] | 3146791 |  | 0 | [7 empty] | -594.6934 |  |  |  | 802.8373 | [13 empty] | 66917.68 |  | 0 | [7 empty] | 5640.302 | [5 empty] | 793210.8 | [15 empty] | 20205420 |  | 1479.39 |  |  |  | 0 | [5 empty] | 19802.87 | [13 empty] | 0 | [18 empty] | 2020 | Minerals 2020, 10, 147 |  | BOL, TZA
| Animas-Chocaya Mine, Merelani Hills |  | Magmatic hydrothermal, Metamorphic |  |  | Zn | Ag, Sn, Cu, Ga, In, Fe, Mn, Cd | Zn, Ag, Sn, Cu, Ga, In, Fe, Mn, Cd |  |  | 3.2768 |  | underground mine |  |  |  |  | ore material | grab | grab | mineral separate | [5 empty] | mineralisation |  |  |  | wurtzite, sphalerite | [6 empty] | pyrite | Polished sections; MASS-1 pressed pellet standard | EMPA, LA-ICPMS | SX51 electron microprobe (Cameca Gennevilliers Cedex, France); Agilent 7700cx Series Quadrupole ICP-MS (Agilent Santa Clara, CA 95051, USA) coupled to an Applied Spectra M-50 laser ablation system | Adelaide Microscopy, University of Adelaide | EMPA: accelerating voltage of 20 kV and a specimen current of ~20 nA, focused beam size set at <1 µm; LA-ICP-MS line scans: width of line rasters around 50 µm, ablation performed in a pure He atmosphere with a flow of 700 mL/min, mixed with Ar (930 mL/min) immediately after the ablation cell, mixture passed through a pulse homogenizing device; LA-ICP-MS mapping: repetition rate of 10 Hz, 64 µm spot size, output fluence of ~2.5 J cm−2, 30 s background acquisition at the start of every raster, dwell times for all elements set to 7 ms; line scan dwell times: 10 ms for both Zn and S, and 50 ms for the remaining masses; measured isotopes: 55Mn, 57Fe, 59Co, 60Ni, 65Cu, 66Zn, 71Ga, 75As, 77Se, 95Mo, 107Ag, 111Cd, 115In, 118Sn, 121Sb, 197Au, 202Hg, 205Tl, 208Pb and 209Bi | USGS certified standard MASS-1, comprising a pressed pellet of precipitated Cu-Fe-Zn sulfide standard; natural chalcopyrite (Cu), natural rhodonite (Mn), natural chalcedony (Zn), natural cobaltite (Co), natural arsenopyrite (As), natural stibnite (Sb), natural galena (Pb), natural cadmium (Cd) | 68045.03 |  |  |  | 39720.94 |  | 36448.52 | [7 empty] | 21670.28 | [5 empty] | -1259.674 | [5 empty] | 5137.147 | [5 empty] | 667311.6 | [9 empty] | 5576860 |  | 7312.849 | [7 empty] | 1397.234 |  |  |  | 0 | [13 empty] | 160199.9 |  | 13114.37 | [7 empty] | 27007.88 | [5 empty] | 1853498 | [15 empty] | 9424265 |  | 3540.12 |  |  |  | 0 | [5 empty] | 29171.1 | [13 empty] | 0 | [18 empty] | 2020 | Minerals 2020, 10, 147 |  | BOL, TZA
| Animas-Chocaya Mine, Merelani Hills |  | Magmatic hydrothermal, Metamorphic |  |  | Zn | Ag, Sn, Cu, Ga, In, Fe, Mn, Cd | Zn, Ag, Sn, Cu, Ga, In, Fe, Mn, Cd |  |  | 3.5292 |  | underground mine |  |  |  |  | ore material | grab | grab | mineral separate | [5 empty] | mineralisation |  |  |  | wurtzite, sphalerite | [6 empty] | pyrite | Polished sections; MASS-1 pressed pellet standard | EMPA, LA-ICPMS | SX51 electron microprobe (Cameca Gennevilliers Cedex, France); Agilent 7700cx Series Quadrupole ICP-MS (Agilent Santa Clara, CA 95051, USA) coupled to an Applied Spectra M-50 laser ablation system | Adelaide Microscopy, University of Adelaide | EMPA: accelerating voltage of 20 kV and a specimen current of ~20 nA, focused beam size set at <1 µm; LA-ICP-MS line scans: width of line rasters around 50 µm, ablation performed in a pure He atmosphere with a flow of 700 mL/min, mixed with Ar (930 mL/min) immediately after the ablation cell, mixture passed through a pulse homogenizing device; LA-ICP-MS mapping: repetition rate of 10 Hz, 64 µm spot size, output fluence of ~2.5 J cm−2, 30 s background acquisition at the start of every raster, dwell times for all elements set to 7 ms; line scan dwell times: 10 ms for both Zn and S, and 50 ms for the remaining masses; measured isotopes: 55Mn, 57Fe, 59Co, 60Ni, 65Cu, 66Zn, 71Ga, 75As, 77Se, 95Mo, 107Ag, 111Cd, 115In, 118Sn, 121Sb, 197Au, 202Hg, 205Tl, 208Pb and 209Bi | USGS certified standard MASS-1, comprising a pressed pellet of precipitated Cu-Fe-Zn sulfide standard; natural chalcopyrite (Cu), natural rhodonite (Mn), natural chalcedony (Zn), natural cobaltite (Co), natural arsenopyrite (As), natural stibnite (Sb), natural galena (Pb), natural cadmium (Cd) | 32655.34 |  |  |  | -38520.17 |  | 9554.385 | [7 empty] | 11302.7 | [5 empty] | -468.6622 | [5 empty] | 3770.258 | [5 empty] | 390618.1 | [9 empty] | 5637674 |  | 0 | [7 empty] | -223.2363 |  |  |  | 2116.07 | [13 empty] | 34435.46 |  | 0 | [7 empty] | 0 | [5 empty] | 630070.8 | [15 empty] | 12684810 |  | 1298.546 |  |  |  | 0 | [5 empty] | 4011.731 | [13 empty] | 0 | [18 empty] | 2020 | Minerals 2020, 10, 147 |  | BOL, TZA
| Animas-Chocaya Mine, Merelani Hills |  | Magmatic hydrothermal, Metamorphic |  |  | Zn | Ag, Sn, Cu, Ga, In, Fe, Mn, Cd | Zn, Ag, Sn, Cu, Ga, In, Fe, Mn, Cd |  |  | 3.7811 |  | underground mine |  |  |  |  | ore material | grab | grab | mineral separate | [5 empty] | mineralisation |  |  |  | wurtzite, sphalerite | [6 empty] | pyrite | Polished sections; MASS-1 pressed pellet standard | EMPA, LA-ICPMS | SX51 electron microprobe (Cameca Gennevilliers Cedex, France); Agilent 7700cx Series Quadrupole ICP-MS (Agilent Santa Clara, CA 95051, USA) coupled to an Applied Spectra M-50 laser ablation system | Adelaide Microscopy, University of Adelaide | EMPA: accelerating voltage of 20 kV and a specimen current of ~20 nA, focused beam size set at <1 µm; LA-ICP-MS line scans: width of line rasters around 50 µm, ablation performed in a pure He atmosphere with a flow of 700 mL/min, mixed with Ar (930 mL/min) immediately after the ablation cell, mixture passed through a pulse homogenizing device; LA-ICP-MS mapping: repetition rate of 10 Hz, 64 µm spot size, output fluence of ~2.5 J cm−2, 30 s background acquisition at the start of every raster, dwell times for all elements set to 7 ms; line scan dwell times: 10 ms for both Zn and S, and 50 ms for the remaining masses; measured isotopes: 55Mn, 57Fe, 59Co, 60Ni, 65Cu, 66Zn, 71Ga, 75As, 77Se, 95Mo, 107Ag, 111Cd, 115In, 118Sn, 121Sb, 197Au, 202Hg, 205Tl, 208Pb and 209Bi | USGS certified standard MASS-1, comprising a pressed pellet of precipitated Cu-Fe-Zn sulfide standard; natural chalcopyrite (Cu), natural rhodonite (Mn), natural chalcedony (Zn), natural cobaltite (Co), natural arsenopyrite (As), natural stibnite (Sb), natural galena (Pb), natural cadmium (Cd) | 37775.96 |  |  |  | 23876.91 |  | 34448.27 | [7 empty] | 10837.98 | [5 empty] | -778.4949 | [5 empty] | 3089.203 | [5 empty] | 492327.3 | [9 empty] | 5493865 |  | 0 | [7 empty] | -1209.221 |  |  |  | 3467.843 | [13 empty] | 50292.15 |  | 0 | [7 empty] | 24366.53 | [5 empty] | 1617071 | [15 empty] | 4947599 |  | 8484.209 |  |  |  | 0 | [5 empty] | 32172.87 | [13 empty] | 0 | [18 empty] | 2020 | Minerals 2020, 10, 147 |  | BOL, TZA
| Animas-Chocaya Mine, Merelani Hills |  | Magmatic hydrothermal, Metamorphic |  |  | Zn | Ag, Sn, Cu, Ga, In, Fe, Mn, Cd | Zn, Ag, Sn, Cu, Ga, In, Fe, Mn, Cd |  |  | 4.033 |  | underground mine |  |  |  |  | ore material | grab | grab | mineral separate | [5 empty] | mineralisation |  |  |  | wurtzite, sphalerite | [6 empty] | pyrite | Polished sections; MASS-1 pressed pellet standard | EMPA, LA-ICPMS | SX51 electron microprobe (Cameca Gennevilliers Cedex, France); Agilent 7700cx Series Quadrupole ICP-MS (Agilent Santa Clara, CA 95051, USA) coupled to an Applied Spectra M-50 laser ablation system | Adelaide Microscopy, University of Adelaide | EMPA: accelerating voltage of 20 kV and a specimen current of ~20 nA, focused beam size set at <1 µm; LA-ICP-MS line scans: width of line rasters around 50 µm, ablation performed in a pure He atmosphere with a flow of 700 mL/min, mixed with Ar (930 mL/min) immediately after the ablation cell, mixture passed through a pulse homogenizing device; LA-ICP-MS mapping: repetition rate of 10 Hz, 64 µm spot size, output fluence of ~2.5 J cm−2, 30 s background acquisition at the start of every raster, dwell times for all elements set to 7 ms; line scan dwell times: 10 ms for both Zn and S, and 50 ms for the remaining masses; measured isotopes: 55Mn, 57Fe, 59Co, 60Ni, 65Cu, 66Zn, 71Ga, 75As, 77Se, 95Mo, 107Ag, 111Cd, 115In, 118Sn, 121Sb, 197Au, 202Hg, 205Tl, 208Pb and 209Bi | USGS certified standard MASS-1, comprising a pressed pellet of precipitated Cu-Fe-Zn sulfide standard; natural chalcopyrite (Cu), natural rhodonite (Mn), natural chalcedony (Zn), natural cobaltite (Co), natural arsenopyrite (As), natural stibnite (Sb), natural galena (Pb), natural cadmium (Cd) | 6706.077 |  |  |  | 25954.46 |  | 11674.86 | [7 empty] | 5187.561 | [5 empty] | -420.172 | [5 empty] | 3290.302 | [5 empty] | 256153.1 | [9 empty] | 2356088 |  | 0 | [7 empty] | -577.8333 |  |  |  | 1846.897 | [13 empty] | 393175.8 |  | 0 | [7 empty] | 4325.889 | [5 empty] | 855079.8 | [15 empty] | 14389110 |  | 4518.064 |  |  |  | 47311.25 | [5 empty] | 28821.2 | [13 empty] | 0 | [18 empty] | 2020 | Minerals 2020, 10, 147 |  | BOL, TZA
| Animas-Chocaya Mine, Merelani Hills |  | Magmatic hydrothermal, Metamorphic |  |  | Zn | Ag, Sn, Cu, Ga, In, Fe, Mn, Cd | Zn, Ag, Sn, Cu, Ga, In, Fe, Mn, Cd |  |  | 4.2849 |  | underground mine |  |  |  |  | ore material | grab | grab | mineral separate | [5 empty] | mineralisation |  |  |  | wurtzite, sphalerite | [6 empty] | pyrite | Polished sections; MASS-1 pressed pellet standard | EMPA, LA-ICPMS | SX51 electron microprobe (Cameca Gennevilliers Cedex, France); Agilent 7700cx Series Quadrupole ICP-MS (Agilent Santa Clara, CA 95051, USA) coupled to an Applied Spectra M-50 laser ablation system | Adelaide Microscopy, University of Adelaide | EMPA: accelerating voltage of 20 kV and a specimen current of ~20 nA, focused beam size set at <1 µm; LA-ICP-MS line scans: width of line rasters around 50 µm, ablation performed in a pure He atmosphere with a flow of 700 mL/min, mixed with Ar (930 mL/min) immediately after the ablation cell, mixture passed through a pulse homogenizing device; LA-ICP-MS mapping: repetition rate of 10 Hz, 64 µm spot size, output fluence of ~2.5 J cm−2, 30 s background acquisition at the start of every raster, dwell times for all elements set to 7 ms; line scan dwell times: 10 ms for both Zn and S, and 50 ms for the remaining masses; measured isotopes: 55Mn, 57Fe, 59Co, 60Ni, 65Cu, 66Zn, 71Ga, 75As, 77Se, 95Mo, 107Ag, 111Cd, 115In, 118Sn, 121Sb, 197Au, 202Hg, 205Tl, 208Pb and 209Bi | USGS certified standard MASS-1, comprising a pressed pellet of precipitated Cu-Fe-Zn sulfide standard; natural chalcopyrite (Cu), natural rhodonite (Mn), natural chalcedony (Zn), natural cobaltite (Co), natural arsenopyrite (As), natural stibnite (Sb), natural galena (Pb), natural cadmium (Cd) | 9163.357 |  |  |  | 21131.08 |  | 30994.46 | [7 empty] | 10784.49 | [5 empty] | -465.3726 | [5 empty] | 0 | [5 empty] | 246908.3 | [9 empty] | 4693468 |  | 5121.123 | [7 empty] | 497.1185 |  |  |  | 672.9506 | [13 empty] | 125779.2 |  | 13775.79 | [7 empty] | 4728.866 | [5 empty] | 919573.2 | [15 empty] | 15702810 |  | 4938.238 |  |  |  | 103433.3 | [5 empty] | 22989.33 | [13 empty] | 0 | [18 empty] | 2020 | Minerals 2020, 10, 147 |  | BOL, TZA
| Animas-Chocaya Mine, Merelani Hills |  | Magmatic hydrothermal, Metamorphic |  |  | Zn | Ag, Sn, Cu, Ga, In, Fe, Mn, Cd | Zn, Ag, Sn, Cu, Ga, In, Fe, Mn, Cd |  |  | 4.5368 |  | underground mine |  |  |  |  | ore material | grab | grab | mineral separate | [5 empty] | mineralisation |  |  |  | wurtzite, sphalerite | [6 empty] | pyrite | Polished sections; MASS-1 pressed pellet standard | EMPA, LA-ICPMS | SX51 electron microprobe (Cameca Gennevilliers Cedex, France); Agilent 7700cx Series Quadrupole ICP-MS (Agilent Santa Clara, CA 95051, USA) coupled to an Applied Spectra M-50 laser ablation system | Adelaide Microscopy, University of Adelaide | EMPA: accelerating voltage of 20 kV and a specimen current of ~20 nA, focused beam size set at <1 µm; LA-ICP-MS line scans: width of line rasters around 50 µm, ablation performed in a pure He atmosphere with a flow of 700 mL/min, mixed with Ar (930 mL/min) immediately after the ablation cell, mixture passed through a pulse homogenizing device; LA-ICP-MS mapping: repetition rate of 10 Hz, 64 µm spot size, output fluence of ~2.5 J cm−2, 30 s background acquisition at the start of every raster, dwell times for all elements set to 7 ms; line scan dwell times: 10 ms for both Zn and S, and 50 ms for the remaining masses; measured isotopes: 55Mn, 57Fe, 59Co, 60Ni, 65Cu, 66Zn, 71Ga, 75As, 77Se, 95Mo, 107Ag, 111Cd, 115In, 118Sn, 121Sb, 197Au, 202Hg, 205Tl, 208Pb and 209Bi | USGS certified standard MASS-1, comprising a pressed pellet of precipitated Cu-Fe-Zn sulfide standard; natural chalcopyrite (Cu), natural rhodonite (Mn), natural chalcedony (Zn), natural cobaltite (Co), natural arsenopyrite (As), natural stibnite (Sb), natural galena (Pb), natural cadmium (Cd) | 41592.72 |  |  |  | -17987.31 |  | 26132.16 | [7 empty] | 4483.296 | [5 empty] | -563.116 | [5 empty] | 0 | [5 empty] | 310737.9 | [9 empty] | 1960253 |  | 3058.457 | [7 empty] | -581.619 |  |  |  | 1607.58 | [13 empty] | 28565.71 |  | 0 | [7 empty] | 16945.62 | [5 empty] | 1252164 | [15 empty] | 9498464 |  | 8108.189 |  |  |  | 0 | [5 empty] | 50348.04 | [13 empty] | 0 | [18 empty] | 2020 | Minerals 2020, 10, 147 |  | BOL, TZA
| Animas-Chocaya Mine, Merelani Hills |  | Magmatic hydrothermal, Metamorphic |  |  | Zn | Ag, Sn, Cu, Ga, In, Fe, Mn, Cd | Zn, Ag, Sn, Cu, Ga, In, Fe, Mn, Cd |  |  | 4.7887 |  | underground mine |  |  |  |  | ore material | grab | grab | mineral separate | [5 empty] | mineralisation |  |  |  | wurtzite, sphalerite | [6 empty] | pyrite | Polished sections; MASS-1 pressed pellet standard | EMPA, LA-ICPMS | SX51 electron microprobe (Cameca Gennevilliers Cedex, France); Agilent 7700cx Series Quadrupole ICP-MS (Agilent Santa Clara, CA 95051, USA) coupled to an Applied Spectra M-50 laser ablation system | Adelaide Microscopy, University of Adelaide | EMPA: accelerating voltage of 20 kV and a specimen current of ~20 nA, focused beam size set at <1 µm; LA-ICP-MS line scans: width of line rasters around 50 µm, ablation performed in a pure He atmosphere with a flow of 700 mL/min, mixed with Ar (930 mL/min) immediately after the ablation cell, mixture passed through a pulse homogenizing device; LA-ICP-MS mapping: repetition rate of 10 Hz, 64 µm spot size, output fluence of ~2.5 J cm−2, 30 s background acquisition at the start of every raster, dwell times for all elements set to 7 ms; line scan dwell times: 10 ms for both Zn and S, and 50 ms for the remaining masses; measured isotopes: 55Mn, 57Fe, 59Co, 60Ni, 65Cu, 66Zn, 71Ga, 75As, 77Se, 95Mo, 107Ag, 111Cd, 115In, 118Sn, 121Sb, 197Au, 202Hg, 205Tl, 208Pb and 209Bi | USGS certified standard MASS-1, comprising a pressed pellet of precipitated Cu-Fe-Zn sulfide standard; natural chalcopyrite (Cu), natural rhodonite (Mn), natural chalcedony (Zn), natural cobaltite (Co), natural arsenopyrite (As), natural stibnite (Sb), natural galena (Pb), natural cadmium (Cd) | 19712.76 |  |  |  | 10668.73 |  | 14007.34 | [7 empty] | 5830.442 | [5 empty] | -366.8772 | [5 empty] | 0 | [5 empty] | 179531.9 | [9 empty] | 2217962 |  | 0 | [7 empty] | -156.1803 |  |  |  | 1034.022 | [13 empty] | 76029.44 |  | 0 | [7 empty] | 7266.803 | [5 empty] | 920620.3 | [15 empty] | 4111744 |  | 2371.385 |  |  |  | 0 | [5 empty] | 25842.37 | [13 empty] | 0 | [18 empty] | 2020 | Minerals 2020, 10, 147 |  | BOL, TZA
| Animas-Chocaya Mine, Merelani Hills |  | Magmatic hydrothermal, Metamorphic |  |  | Zn | Ag, Sn, Cu, Ga, In, Fe, Mn, Cd | Zn, Ag, Sn, Cu, Ga, In, Fe, Mn, Cd |  |  | 5.0411 |  | underground mine |  |  |  |  | ore material | grab | grab | mineral separate | [5 empty] | mineralisation |  |  |  | wurtzite, sphalerite | [6 empty] | pyrite | Polished sections; MASS-1 pressed pellet standard | EMPA, LA-ICPMS | SX51 electron microprobe (Cameca Gennevilliers Cedex, France); Agilent 7700cx Series Quadrupole ICP-MS (Agilent Santa Clara, CA 95051, USA) coupled to an Applied Spectra M-50 laser ablation system | Adelaide Microscopy, University of Adelaide | EMPA: accelerating voltage of 20 kV and a specimen current of ~20 nA, focused beam size set at <1 µm; LA-ICP-MS line scans: width of line rasters around 50 µm, ablation performed in a pure He atmosphere with a flow of 700 mL/min, mixed with Ar (930 mL/min) immediately after the ablation cell, mixture passed through a pulse homogenizing device; LA-ICP-MS mapping: repetition rate of 10 Hz, 64 µm spot size, output fluence of ~2.5 J cm−2, 30 s background acquisition at the start of every raster, dwell times for all elements set to 7 ms; line scan dwell times: 10 ms for both Zn and S, and 50 ms for the remaining masses; measured isotopes: 55Mn, 57Fe, 59Co, 60Ni, 65Cu, 66Zn, 71Ga, 75As, 77Se, 95Mo, 107Ag, 111Cd, 115In, 118Sn, 121Sb, 197Au, 202Hg, 205Tl, 208Pb and 209Bi | USGS certified standard MASS-1, comprising a pressed pellet of precipitated Cu-Fe-Zn sulfide standard; natural chalcopyrite (Cu), natural rhodonite (Mn), natural chalcedony (Zn), natural cobaltite (Co), natural arsenopyrite (As), natural stibnite (Sb), natural galena (Pb), natural cadmium (Cd) | 29208.88 |  |  |  | -471.8242 |  | 8716.822 | [7 empty] | 7066.182 | [5 empty] | -385.37 | [5 empty] | 1432.651 | [5 empty] | 191487.1 | [9 empty] | 2101881 |  | 0 | [7 empty] | -497.2008 |  |  |  | 536.2305 | [13 empty] | 43257.86 |  | 3659.206 | [7 empty] | 3768.641 | [5 empty] | 1183424 | [15 empty] | 5123213 |  | 8358.059 |  |  |  | 0 | [5 empty] | 493736.6 | [13 empty] | 0 | [18 empty] | 2020 | Minerals 2020, 10, 147 |  | BOL, TZA
| Animas-Chocaya Mine, Merelani Hills |  | Magmatic hydrothermal, Metamorphic |  |  | Zn | Ag, Sn, Cu, Ga, In, Fe, Mn, Cd | Zn, Ag, Sn, Cu, Ga, In, Fe, Mn, Cd |  |  | 5.294 |  | underground mine |  |  |  |  | ore material | grab | grab | mineral separate | [5 empty] | mineralisation |  |  |  | wurtzite, sphalerite | [6 empty] | pyrite | Polished sections; MASS-1 pressed pellet standard | EMPA, LA-ICPMS | SX51 electron microprobe (Cameca Gennevilliers Cedex, France); Agilent 7700cx Series Quadrupole ICP-MS (Agilent Santa Clara, CA 95051, USA) coupled to an Applied Spectra M-50 laser ablation system | Adelaide Microscopy, University of Adelaide | EMPA: accelerating voltage of 20 kV and a specimen current of ~20 nA, focused beam size set at <1 µm; LA-ICP-MS line scans: width of line rasters around 50 µm, ablation performed in a pure He atmosphere with a flow of 700 mL/min, mixed with Ar (930 mL/min) immediately after the ablation cell, mixture passed through a pulse homogenizing device; LA-ICP-MS mapping: repetition rate of 10 Hz, 64 µm spot size, output fluence of ~2.5 J cm−2, 30 s background acquisition at the start of every raster, dwell times for all elements set to 7 ms; line scan dwell times: 10 ms for both Zn and S, and 50 ms for the remaining masses; measured isotopes: 55Mn, 57Fe, 59Co, 60Ni, 65Cu, 66Zn, 71Ga, 75As, 77Se, 95Mo, 107Ag, 111Cd, 115In, 118Sn, 121Sb, 197Au, 202Hg, 205Tl, 208Pb and 209Bi | USGS certified standard MASS-1, comprising a pressed pellet of precipitated Cu-Fe-Zn sulfide standard; natural chalcopyrite (Cu), natural rhodonite (Mn), natural chalcedony (Zn), natural cobaltite (Co), natural arsenopyrite (As), natural stibnite (Sb), natural galena (Pb), natural cadmium (Cd) | 29126.31 |  |  |  | -9980.068 |  | 18109.04 | [7 empty] | 7141.75 | [5 empty] | 10435.92 | [5 empty] | 2380.812 | [5 empty] | 238035.7 | [9 empty] | 4675563 |  | 0 | [7 empty] | 54.5448 |  |  |  | 2227.968 | [13 empty] | 24114.74 |  | 3040.698 | [7 empty] | 3131.723 | [5 empty] | 986192.9 | [15 empty] | 5701170 |  | 4493.958 |  |  |  | 0 | [5 empty] | 18044.03 | [13 empty] | 0 | [18 empty] | 2020 | Minerals 2020, 10, 147 |  | BOL, TZA
| Animas-Chocaya Mine, Merelani Hills |  | Magmatic hydrothermal, Metamorphic |  |  | Zn | Ag, Sn, Cu, Ga, In, Fe, Mn, Cd | Zn, Ag, Sn, Cu, Ga, In, Fe, Mn, Cd |  |  | 5.5459 |  | underground mine |  |  |  |  | ore material | grab | grab | mineral separate | [5 empty] | mineralisation |  |  |  | wurtzite, sphalerite | [6 empty] | pyrite | Polished sections; MASS-1 pressed pellet standard | EMPA, LA-ICPMS | SX51 electron microprobe (Cameca Gennevilliers Cedex, France); Agilent 7700cx Series Quadrupole ICP-MS (Agilent Santa Clara, CA 95051, USA) coupled to an Applied Spectra M-50 laser ablation system | Adelaide Microscopy, University of Adelaide | EMPA: accelerating voltage of 20 kV and a specimen current of ~20 nA, focused beam size set at <1 µm; LA-ICP-MS line scans: width of line rasters around 50 µm, ablation performed in a pure He atmosphere with a flow of 700 mL/min, mixed with Ar (930 mL/min) immediately after the ablation cell, mixture passed through a pulse homogenizing device; LA-ICP-MS mapping: repetition rate of 10 Hz, 64 µm spot size, output fluence of ~2.5 J cm−2, 30 s background acquisition at the start of every raster, dwell times for all elements set to 7 ms; line scan dwell times: 10 ms for both Zn and S, and 50 ms for the remaining masses; measured isotopes: 55Mn, 57Fe, 59Co, 60Ni, 65Cu, 66Zn, 71Ga, 75As, 77Se, 95Mo, 107Ag, 111Cd, 115In, 118Sn, 121Sb, 197Au, 202Hg, 205Tl, 208Pb and 209Bi | USGS certified standard MASS-1, comprising a pressed pellet of precipitated Cu-Fe-Zn sulfide standard; natural chalcopyrite (Cu), natural rhodonite (Mn), natural chalcedony (Zn), natural cobaltite (Co), natural arsenopyrite (As), natural stibnite (Sb), natural galena (Pb), natural cadmium (Cd) | 2150.315 |  |  |  | 428.3948 |  | 3208.925 | [7 empty] | 806.6959 | [5 empty] | 988.0822 | [5 empty] | 1998.194 | [5 empty] | 19481.06 | [9 empty] | 89127.98 |  | 237.1732 | [7 empty] | 13.4781 |  |  |  | 207.7621 | [13 empty] | 1289.776 |  | 0 | [7 empty] | 438.0739 | [5 empty] | 41422.33 | [15 empty] | 174188 |  | 209.5195 |  |  |  | 0 | [5 empty] | 2879.353 | [13 empty] | 0 | [18 empty] | 2020 | Minerals 2020, 10, 147 |  | BOL, TZA
| Animas-Chocaya Mine, Merelani Hills |  | Magmatic hydrothermal, Metamorphic |  |  | Zn | Ag, Sn, Cu, Ga, In, Fe, Mn, Cd | Zn, Ag, Sn, Cu, Ga, In, Fe, Mn, Cd |  |  | 5.7978 |  | underground mine |  |  |  |  | ore material | grab | grab | mineral separate | [5 empty] | mineralisation |  |  |  | wurtzite, sphalerite | [6 empty] | pyrite | Polished sections; MASS-1 pressed pellet standard | EMPA, LA-ICPMS | SX51 electron microprobe (Cameca Gennevilliers Cedex, France); Agilent 7700cx Series Quadrupole ICP-MS (Agilent Santa Clara, CA 95051, USA) coupled to an Applied Spectra M-50 laser ablation system | Adelaide Microscopy, University of Adelaide | EMPA: accelerating voltage of 20 kV and a specimen current of ~20 nA, focused beam size set at <1 µm; LA-ICP-MS line scans: width of line rasters around 50 µm, ablation performed in a pure He atmosphere with a flow of 700 mL/min, mixed with Ar (930 mL/min) immediately after the ablation cell, mixture passed through a pulse homogenizing device; LA-ICP-MS mapping: repetition rate of 10 Hz, 64 µm spot size, output fluence of ~2.5 J cm−2, 30 s background acquisition at the start of every raster, dwell times for all elements set to 7 ms; line scan dwell times: 10 ms for both Zn and S, and 50 ms for the remaining masses; measured isotopes: 55Mn, 57Fe, 59Co, 60Ni, 65Cu, 66Zn, 71Ga, 75As, 77Se, 95Mo, 107Ag, 111Cd, 115In, 118Sn, 121Sb, 197Au, 202Hg, 205Tl, 208Pb and 209Bi | USGS certified standard MASS-1, comprising a pressed pellet of precipitated Cu-Fe-Zn sulfide standard; natural chalcopyrite (Cu), natural rhodonite (Mn), natural chalcedony (Zn), natural cobaltite (Co), natural arsenopyrite (As), natural stibnite (Sb), natural galena (Pb), natural cadmium (Cd) | 29190.04 |  |  |  | 785.6962 |  | 929.3672 | [7 empty] | 4087.697 | [5 empty] | 8254.916 | [5 empty] | 407.2374 | [5 empty] | 30112.52 | [9 empty] | 170562.2 |  | 4931.589 | [7 empty] | 20.8472 |  |  |  | 5070.843 | [13 empty] | 1657.842 |  | 260.0933 | [7 empty] | 267.8943 | [5 empty] | 78476.01 | [15 empty] | 755507.9 |  | 593.996 |  |  |  | 0 | [5 empty] | 12641.21 | [13 empty] | 72.9991 | [18 empty] | 2020 | Minerals 2020, 10, 147 |  | BOL, TZA
| Animas-Chocaya Mine, Merelani Hills |  | Magmatic hydrothermal, Metamorphic |  |  | Zn | Ag, Sn, Cu, Ga, In, Fe, Mn, Cd | Zn, Ag, Sn, Cu, Ga, In, Fe, Mn, Cd |  |  | 6.0498 |  | underground mine |  |  |  |  | ore material | grab | grab | mineral separate | [5 empty] | mineralisation |  |  |  | wurtzite, sphalerite | [6 empty] | pyrite | Polished sections; MASS-1 pressed pellet standard | EMPA, LA-ICPMS | SX51 electron microprobe (Cameca Gennevilliers Cedex, France); Agilent 7700cx Series Quadrupole ICP-MS (Agilent Santa Clara, CA 95051, USA) coupled to an Applied Spectra M-50 laser ablation system | Adelaide Microscopy, University of Adelaide | EMPA: accelerating voltage of 20 kV and a specimen current of ~20 nA, focused beam size set at <1 µm; LA-ICP-MS line scans: width of line rasters around 50 µm, ablation performed in a pure He atmosphere with a flow of 700 mL/min, mixed with Ar (930 mL/min) immediately after the ablation cell, mixture passed through a pulse homogenizing device; LA-ICP-MS mapping: repetition rate of 10 Hz, 64 µm spot size, output fluence of ~2.5 J cm−2, 30 s background acquisition at the start of every raster, dwell times for all elements set to 7 ms; line scan dwell times: 10 ms for both Zn and S, and 50 ms for the remaining masses; measured isotopes: 55Mn, 57Fe, 59Co, 60Ni, 65Cu, 66Zn, 71Ga, 75As, 77Se, 95Mo, 107Ag, 111Cd, 115In, 118Sn, 121Sb, 197Au, 202Hg, 205Tl, 208Pb and 209Bi | USGS certified standard MASS-1, comprising a pressed pellet of precipitated Cu-Fe-Zn sulfide standard; natural chalcopyrite (Cu), natural rhodonite (Mn), natural chalcedony (Zn), natural cobaltite (Co), natural arsenopyrite (As), natural stibnite (Sb), natural galena (Pb), natural cadmium (Cd) | 10606.1 |  |  |  | 275.6072 |  | 93.8736 | [7 empty] | 493.3211 | [5 empty] | 519.6454 | [5 empty] | 11.5682 | [5 empty] | 5851.607 | [9 empty] | 53065.38 |  | 642.8188 | [7 empty] | 17.3466 |  |  |  | 5663.26 | [13 empty] | 153.895 |  | 0 | [7 empty] | 91.3285 | [5 empty] | 10015.42 | [15 empty] | 180372.6 |  | 103.2311 |  |  |  | 0 | [5 empty] | 7050.567 | [13 empty] | 0 | [18 empty] | 2020 | Minerals 2020, 10, 147 |  | BOL, TZA
| Animas-Chocaya Mine, Merelani Hills |  | Magmatic hydrothermal, Metamorphic |  |  | Zn | Ag, Sn, Cu, Ga, In, Fe, Mn, Cd | Zn, Ag, Sn, Cu, Ga, In, Fe, Mn, Cd |  |  | 6.3022 |  | underground mine |  |  |  |  | ore material | grab | grab | mineral separate | [5 empty] | mineralisation |  |  |  | wurtzite, sphalerite | [6 empty] | pyrite | Polished sections; MASS-1 pressed pellet standard | EMPA, LA-ICPMS | SX51 electron microprobe (Cameca Gennevilliers Cedex, France); Agilent 7700cx Series Quadrupole ICP-MS (Agilent Santa Clara, CA 95051, USA) coupled to an Applied Spectra M-50 laser ablation system | Adelaide Microscopy, University of Adelaide | EMPA: accelerating voltage of 20 kV and a specimen current of ~20 nA, focused beam size set at <1 µm; LA-ICP-MS line scans: width of line rasters around 50 µm, ablation performed in a pure He atmosphere with a flow of 700 mL/min, mixed with Ar (930 mL/min) immediately after the ablation cell, mixture passed through a pulse homogenizing device; LA-ICP-MS mapping: repetition rate of 10 Hz, 64 µm spot size, output fluence of ~2.5 J cm−2, 30 s background acquisition at the start of every raster, dwell times for all elements set to 7 ms; line scan dwell times: 10 ms for both Zn and S, and 50 ms for the remaining masses; measured isotopes: 55Mn, 57Fe, 59Co, 60Ni, 65Cu, 66Zn, 71Ga, 75As, 77Se, 95Mo, 107Ag, 111Cd, 115In, 118Sn, 121Sb, 197Au, 202Hg, 205Tl, 208Pb and 209Bi | USGS certified standard MASS-1, comprising a pressed pellet of precipitated Cu-Fe-Zn sulfide standard; natural chalcopyrite (Cu), natural rhodonite (Mn), natural chalcedony (Zn), natural cobaltite (Co), natural arsenopyrite (As), natural stibnite (Sb), natural galena (Pb), natural cadmium (Cd) | 35849.46 |  |  |  | 403.2404 |  | 206.6237 | [7 empty] | 897.6725 | [5 empty] | 2572.343 | [5 empty] | 183.3213 | [5 empty] | 14508.64 | [9 empty] | 276483.6 |  | 2409.235 | [7 empty] | 37.7563 |  |  |  | 12055.04 | [13 empty] | 776.9969 |  | 468.4009 | [7 empty] | 1393.887 | [5 empty] | 18306.34 | [15 empty] | 1051320 |  | 97.869 |  |  |  | 0 | [5 empty] | 18396.04 | [13 empty] | 0 | [18 empty] | 2020 | Minerals 2020, 10, 147 |  | BOL, TZA
| Animas-Chocaya Mine, Merelani Hills |  | Magmatic hydrothermal, Metamorphic |  |  | Zn | Ag, Sn, Cu, Ga, In, Fe, Mn, Cd | Zn, Ag, Sn, Cu, Ga, In, Fe, Mn, Cd |  |  | 6.5541 |  | underground mine |  |  |  |  | ore material | grab | grab | mineral separate | [5 empty] | mineralisation |  |  |  | wurtzite, sphalerite | [6 empty] | pyrite | Polished sections; MASS-1 pressed pellet standard | EMPA, LA-ICPMS | SX51 electron microprobe (Cameca Gennevilliers Cedex, France); Agilent 7700cx Series Quadrupole ICP-MS (Agilent Santa Clara, CA 95051, USA) coupled to an Applied Spectra M-50 laser ablation system | Adelaide Microscopy, University of Adelaide | EMPA: accelerating voltage of 20 kV and a specimen current of ~20 nA, focused beam size set at <1 µm; LA-ICP-MS line scans: width of line rasters around 50 µm, ablation performed in a pure He atmosphere with a flow of 700 mL/min, mixed with Ar (930 mL/min) immediately after the ablation cell, mixture passed through a pulse homogenizing device; LA-ICP-MS mapping: repetition rate of 10 Hz, 64 µm spot size, output fluence of ~2.5 J cm−2, 30 s background acquisition at the start of every raster, dwell times for all elements set to 7 ms; line scan dwell times: 10 ms for both Zn and S, and 50 ms for the remaining masses; measured isotopes: 55Mn, 57Fe, 59Co, 60Ni, 65Cu, 66Zn, 71Ga, 75As, 77Se, 95Mo, 107Ag, 111Cd, 115In, 118Sn, 121Sb, 197Au, 202Hg, 205Tl, 208Pb and 209Bi | USGS certified standard MASS-1, comprising a pressed pellet of precipitated Cu-Fe-Zn sulfide standard; natural chalcopyrite (Cu), natural rhodonite (Mn), natural chalcedony (Zn), natural cobaltite (Co), natural arsenopyrite (As), natural stibnite (Sb), natural galena (Pb), natural cadmium (Cd) | 23015.26 |  |  |  | 149.7699 |  | 77.0843 | [7 empty] | 398.3359 | [5 empty] | 5579.984 | [5 empty] | 18.9959 | [5 empty] | 6590.844 | [9 empty] | 180072.4 |  | 1434.94 | [7 empty] | 32.146 |  |  |  | 7280.906 | [13 empty] | 447.2732 |  | 0 | [7 empty] | 125.0014 | [5 empty] | 9864.932 | [15 empty] | 928141.1 |  | 84.7642 |  |  |  | 819.9513 | [5 empty] | 15709.9 | [13 empty] | 0 | [18 empty] | 2020 | Minerals 2020, 10, 147 |  | BOL, TZA
| Animas-Chocaya Mine, Merelani Hills |  | Magmatic hydrothermal, Metamorphic |  |  | Zn | Ag, Sn, Cu, Ga, In, Fe, Mn, Cd | Zn, Ag, Sn, Cu, Ga, In, Fe, Mn, Cd |  |  | 6.806 |  | underground mine |  |  |  |  | ore material | grab | grab | mineral separate | [5 empty] | mineralisation |  |  |  | wurtzite, sphalerite | [6 empty] | pyrite | Polished sections; MASS-1 pressed pellet standard | EMPA, LA-ICPMS | SX51 electron microprobe (Cameca Gennevilliers Cedex, France); Agilent 7700cx Series Quadrupole ICP-MS (Agilent Santa Clara, CA 95051, USA) coupled to an Applied Spectra M-50 laser ablation system | Adelaide Microscopy, University of Adelaide | EMPA: accelerating voltage of 20 kV and a specimen current of ~20 nA, focused beam size set at <1 µm; LA-ICP-MS line scans: width of line rasters around 50 µm, ablation performed in a pure He atmosphere with a flow of 700 mL/min, mixed with Ar (930 mL/min) immediately after the ablation cell, mixture passed through a pulse homogenizing device; LA-ICP-MS mapping: repetition rate of 10 Hz, 64 µm spot size, output fluence of ~2.5 J cm−2, 30 s background acquisition at the start of every raster, dwell times for all elements set to 7 ms; line scan dwell times: 10 ms for both Zn and S, and 50 ms for the remaining masses; measured isotopes: 55Mn, 57Fe, 59Co, 60Ni, 65Cu, 66Zn, 71Ga, 75As, 77Se, 95Mo, 107Ag, 111Cd, 115In, 118Sn, 121Sb, 197Au, 202Hg, 205Tl, 208Pb and 209Bi | USGS certified standard MASS-1, comprising a pressed pellet of precipitated Cu-Fe-Zn sulfide standard; natural chalcopyrite (Cu), natural rhodonite (Mn), natural chalcedony (Zn), natural cobaltite (Co), natural arsenopyrite (As), natural stibnite (Sb), natural galena (Pb), natural cadmium (Cd) | 7861.596 |  |  |  | 67.2536 |  | 18.3624 | [7 empty] | 78.6134 | [5 empty] | 8432.036 | [5 empty] | 7.7567 | [5 empty] | 1831.906 | [9 empty] | 63145.3 |  | 542.0149 | [7 empty] | 9.5009 |  |  |  | 2033.871 | [13 empty] | 136.6933 |  | 0 | [7 empty] | 3.4031 | [5 empty] | 1550.143 | [15 empty] | 359628.1 |  | 40.8333 |  |  |  | 37.2035 | [5 empty] | 5120.708 | [13 empty] | 0 | [18 empty] | 2020 | Minerals 2020, 10, 147 |  | BOL, TZA
| Animas-Chocaya Mine, Merelani Hills |  | Magmatic hydrothermal, Metamorphic |  |  | Zn | Ag, Sn, Cu, Ga, In, Fe, Mn, Cd | Zn, Ag, Sn, Cu, Ga, In, Fe, Mn, Cd |  |  | 7.0579 |  | underground mine |  |  |  |  | ore material | grab | grab | mineral separate | [5 empty] | mineralisation |  |  |  | wurtzite, sphalerite | [6 empty] | pyrite | Polished sections; MASS-1 pressed pellet standard | EMPA, LA-ICPMS | SX51 electron microprobe (Cameca Gennevilliers Cedex, France); Agilent 7700cx Series Quadrupole ICP-MS (Agilent Santa Clara, CA 95051, USA) coupled to an Applied Spectra M-50 laser ablation system | Adelaide Microscopy, University of Adelaide | EMPA: accelerating voltage of 20 kV and a specimen current of ~20 nA, focused beam size set at <1 µm; LA-ICP-MS line scans: width of line rasters around 50 µm, ablation performed in a pure He atmosphere with a flow of 700 mL/min, mixed with Ar (930 mL/min) immediately after the ablation cell, mixture passed through a pulse homogenizing device; LA-ICP-MS mapping: repetition rate of 10 Hz, 64 µm spot size, output fluence of ~2.5 J cm−2, 30 s background acquisition at the start of every raster, dwell times for all elements set to 7 ms; line scan dwell times: 10 ms for both Zn and S, and 50 ms for the remaining masses; measured isotopes: 55Mn, 57Fe, 59Co, 60Ni, 65Cu, 66Zn, 71Ga, 75As, 77Se, 95Mo, 107Ag, 111Cd, 115In, 118Sn, 121Sb, 197Au, 202Hg, 205Tl, 208Pb and 209Bi | USGS certified standard MASS-1, comprising a pressed pellet of precipitated Cu-Fe-Zn sulfide standard; natural chalcopyrite (Cu), natural rhodonite (Mn), natural chalcedony (Zn), natural cobaltite (Co), natural arsenopyrite (As), natural stibnite (Sb), natural galena (Pb), natural cadmium (Cd) | 5105.286 |  |  |  | -3.0182 |  | 21.1374 | [7 empty] | 31.1781 | [5 empty] | 9657.09 | [5 empty] | 1.4365 | [5 empty] | 851.2021 | [9 empty] | 37409.53 |  | 428.805 | [7 empty] | 3.331 |  |  |  | 1222.056 | [13 empty] | 69.3998 |  | 0.91782 | [7 empty] | 7.564 | [5 empty] | 577.3943 | [15 empty] | 244906.7 |  | 33.9171 |  |  |  | 41.3437 | [5 empty] | 3021.948 | [13 empty] | 0.12881 | [18 empty] | 2020 | Minerals 2020, 10, 147 |  | BOL, TZA
| Animas-Chocaya Mine, Merelani Hills |  | Magmatic hydrothermal, Metamorphic |  |  | Zn | Ag, Sn, Cu, Ga, In, Fe, Mn, Cd | Zn, Ag, Sn, Cu, Ga, In, Fe, Mn, Cd |  |  | 7.3098 |  | underground mine |  |  |  |  | ore material | grab | grab | mineral separate | [5 empty] | mineralisation |  |  |  | wurtzite, sphalerite | [6 empty] | pyrite | Polished sections; MASS-1 pressed pellet standard | EMPA, LA-ICPMS | SX51 electron microprobe (Cameca Gennevilliers Cedex, France); Agilent 7700cx Series Quadrupole ICP-MS (Agilent Santa Clara, CA 95051, USA) coupled to an Applied Spectra M-50 laser ablation system | Adelaide Microscopy, University of Adelaide | EMPA: accelerating voltage of 20 kV and a specimen current of ~20 nA, focused beam size set at <1 µm; LA-ICP-MS line scans: width of line rasters around 50 µm, ablation performed in a pure He atmosphere with a flow of 700 mL/min, mixed with Ar (930 mL/min) immediately after the ablation cell, mixture passed through a pulse homogenizing device; LA-ICP-MS mapping: repetition rate of 10 Hz, 64 µm spot size, output fluence of ~2.5 J cm−2, 30 s background acquisition at the start of every raster, dwell times for all elements set to 7 ms; line scan dwell times: 10 ms for both Zn and S, and 50 ms for the remaining masses; measured isotopes: 55Mn, 57Fe, 59Co, 60Ni, 65Cu, 66Zn, 71Ga, 75As, 77Se, 95Mo, 107Ag, 111Cd, 115In, 118Sn, 121Sb, 197Au, 202Hg, 205Tl, 208Pb and 209Bi | USGS certified standard MASS-1, comprising a pressed pellet of precipitated Cu-Fe-Zn sulfide standard; natural chalcopyrite (Cu), natural rhodonite (Mn), natural chalcedony (Zn), natural cobaltite (Co), natural arsenopyrite (As), natural stibnite (Sb), natural galena (Pb), natural cadmium (Cd) | 4507.789 |  |  |  | 4.0043 |  | 43.3343 | [7 empty] | 17.3462 | [5 empty] | 10902.02 | [5 empty] | 1.0114 | [5 empty] | 724.1995 | [9 empty] | 37239.72 |  | 444.9017 | [7 empty] | 2.0832 |  |  |  | 1180.632 | [13 empty] | 62.2332 |  | 1.034 | [7 empty] | 6.9239 | [5 empty] | 342.9193 | [15 empty] | 256835.6 |  | 36.2044 |  |  |  | 5.8221 | [5 empty] | 2492.189 | [13 empty] | 0.14511 | [18 empty] | 2020 | Minerals 2020, 10, 147 |  | BOL, TZA
| Animas-Chocaya Mine, Merelani Hills |  | Magmatic hydrothermal, Metamorphic |  |  | Zn | Ag, Sn, Cu, Ga, In, Fe, Mn, Cd | Zn, Ag, Sn, Cu, Ga, In, Fe, Mn, Cd |  |  | 7.5622 |  | underground mine |  |  |  |  | ore material | grab | grab | mineral separate | [5 empty] | mineralisation |  |  |  | wurtzite, sphalerite | [6 empty] | pyrite | Polished sections; MASS-1 pressed pellet standard | EMPA, LA-ICPMS | SX51 electron microprobe (Cameca Gennevilliers Cedex, France); Agilent 7700cx Series Quadrupole ICP-MS (Agilent Santa Clara, CA 95051, USA) coupled to an Applied Spectra M-50 laser ablation system | Adelaide Microscopy, University of Adelaide | EMPA: accelerating voltage of 20 kV and a specimen current of ~20 nA, focused beam size set at <1 µm; LA-ICP-MS line scans: width of line rasters around 50 µm, ablation performed in a pure He atmosphere with a flow of 700 mL/min, mixed with Ar (930 mL/min) immediately after the ablation cell, mixture passed through a pulse homogenizing device; LA-ICP-MS mapping: repetition rate of 10 Hz, 64 µm spot size, output fluence of ~2.5 J cm−2, 30 s background acquisition at the start of every raster, dwell times for all elements set to 7 ms; line scan dwell times: 10 ms for both Zn and S, and 50 ms for the remaining masses; measured isotopes: 55Mn, 57Fe, 59Co, 60Ni, 65Cu, 66Zn, 71Ga, 75As, 77Se, 95Mo, 107Ag, 111Cd, 115In, 118Sn, 121Sb, 197Au, 202Hg, 205Tl, 208Pb and 209Bi | USGS certified standard MASS-1, comprising a pressed pellet of precipitated Cu-Fe-Zn sulfide standard; natural chalcopyrite (Cu), natural rhodonite (Mn), natural chalcedony (Zn), natural cobaltite (Co), natural arsenopyrite (As), natural stibnite (Sb), natural galena (Pb), natural cadmium (Cd) | 4916.188 |  |  |  | 0.95995 |  | 37.1912 | [7 empty] | 11.9688 | [5 empty] | 10877.82 | [5 empty] | 4.2353 | [5 empty] | 579.8297 | [9 empty] | 32966.66 |  | 427.88 | [7 empty] | 1.1558 |  |  |  | 1112.865 | [13 empty] | 48.3632 |  | 3.5021 | [7 empty] | 3.2799 | [5 empty] | 260.006 | [15 empty] | 246540.5 |  | 23.4508 |  |  |  | 0 | [5 empty] | 2131.281 | [13 empty] | 0.13404 | [18 empty] | 2020 | Minerals 2020, 10, 147 |  | BOL, TZA
| Animas-Chocaya Mine, Merelani Hills |  | Magmatic hydrothermal, Metamorphic |  |  | Zn | Ag, Sn, Cu, Ga, In, Fe, Mn, Cd | Zn, Ag, Sn, Cu, Ga, In, Fe, Mn, Cd |  |  | 7.8141 |  | underground mine |  |  |  |  | ore material | grab | grab | mineral separate | [5 empty] | mineralisation |  |  |  | wurtzite, sphalerite | [6 empty] | pyrite | Polished sections; MASS-1 pressed pellet standard | EMPA, LA-ICPMS | SX51 electron microprobe (Cameca Gennevilliers Cedex, France); Agilent 7700cx Series Quadrupole ICP-MS (Agilent Santa Clara, CA 95051, USA) coupled to an Applied Spectra M-50 laser ablation system | Adelaide Microscopy, University of Adelaide | EMPA: accelerating voltage of 20 kV and a specimen current of ~20 nA, focused beam size set at <1 µm; LA-ICP-MS line scans: width of line rasters around 50 µm, ablation performed in a pure He atmosphere with a flow of 700 mL/min, mixed with Ar (930 mL/min) immediately after the ablation cell, mixture passed through a pulse homogenizing device; LA-ICP-MS mapping: repetition rate of 10 Hz, 64 µm spot size, output fluence of ~2.5 J cm−2, 30 s background acquisition at the start of every raster, dwell times for all elements set to 7 ms; line scan dwell times: 10 ms for both Zn and S, and 50 ms for the remaining masses; measured isotopes: 55Mn, 57Fe, 59Co, 60Ni, 65Cu, 66Zn, 71Ga, 75As, 77Se, 95Mo, 107Ag, 111Cd, 115In, 118Sn, 121Sb, 197Au, 202Hg, 205Tl, 208Pb and 209Bi | USGS certified standard MASS-1, comprising a pressed pellet of precipitated Cu-Fe-Zn sulfide standard; natural chalcopyrite (Cu), natural rhodonite (Mn), natural chalcedony (Zn), natural cobaltite (Co), natural arsenopyrite (As), natural stibnite (Sb), natural galena (Pb), natural cadmium (Cd) | 4772.447 |  |  |  | 3.987 |  | 21.4875 | [7 empty] | 10.9796 | [5 empty] | 10904.06 | [5 empty] | 0.99818 | [5 empty] | 622.2128 | [9 empty] | 32090.04 |  | 484.3419 | [7 empty] | 0.72258 |  |  |  | 1224.699 | [13 empty] | 51.3818 |  | 0.25515 | [7 empty] | 1.3143 | [5 empty] | 204.8495 | [15 empty] | 264897.4 |  | 22.6035 |  |  |  | 11.493 | [5 empty] | 2369.576 | [13 empty] | 0.10742 | [18 empty] | 2020 | Minerals 2020, 10, 147 |  | BOL, TZA
| Animas-Chocaya Mine, Merelani Hills |  | Magmatic hydrothermal, Metamorphic |  |  | Zn | Ag, Sn, Cu, Ga, In, Fe, Mn, Cd | Zn, Ag, Sn, Cu, Ga, In, Fe, Mn, Cd |  |  | 8.066 |  | underground mine |  |  |  |  | ore material | grab | grab | mineral separate | [5 empty] | mineralisation |  |  |  | wurtzite, sphalerite | [6 empty] | pyrite | Polished sections; MASS-1 pressed pellet standard | EMPA, LA-ICPMS | SX51 electron microprobe (Cameca Gennevilliers Cedex, France); Agilent 7700cx Series Quadrupole ICP-MS (Agilent Santa Clara, CA 95051, USA) coupled to an Applied Spectra M-50 laser ablation system | Adelaide Microscopy, University of Adelaide | EMPA: accelerating voltage of 20 kV and a specimen current of ~20 nA, focused beam size set at <1 µm; LA-ICP-MS line scans: width of line rasters around 50 µm, ablation performed in a pure He atmosphere with a flow of 700 mL/min, mixed with Ar (930 mL/min) immediately after the ablation cell, mixture passed through a pulse homogenizing device; LA-ICP-MS mapping: repetition rate of 10 Hz, 64 µm spot size, output fluence of ~2.5 J cm−2, 30 s background acquisition at the start of every raster, dwell times for all elements set to 7 ms; line scan dwell times: 10 ms for both Zn and S, and 50 ms for the remaining masses; measured isotopes: 55Mn, 57Fe, 59Co, 60Ni, 65Cu, 66Zn, 71Ga, 75As, 77Se, 95Mo, 107Ag, 111Cd, 115In, 118Sn, 121Sb, 197Au, 202Hg, 205Tl, 208Pb and 209Bi | USGS certified standard MASS-1, comprising a pressed pellet of precipitated Cu-Fe-Zn sulfide standard; natural chalcopyrite (Cu), natural rhodonite (Mn), natural chalcedony (Zn), natural cobaltite (Co), natural arsenopyrite (As), natural stibnite (Sb), natural galena (Pb), natural cadmium (Cd) | 4934.973 |  |  |  | 1.6509 |  | 14.2266 | [7 empty] | 11.1967 | [5 empty] | 10411.13 | [5 empty] | 0.91743 | [5 empty] | 564.2806 | [9 empty] | 37715.6 |  | 479.5159 | [7 empty] | 0.54823 |  |  |  | 1133.386 | [13 empty] | 48.0012 |  | 2.1321 | [7 empty] | 3.2949 | [5 empty] | 200.7048 | [15 empty] | 251632.7 |  | 19.5761 |  |  |  | 2.4009 | [5 empty] | 2293.477 | [13 empty] | 0.059843 | [18 empty] | 2020 | Minerals 2020, 10, 147 |  | BOL, TZA
| Animas-Chocaya Mine, Merelani Hills |  | Magmatic hydrothermal, Metamorphic |  |  | Zn | Ag, Sn, Cu, Ga, In, Fe, Mn, Cd | Zn, Ag, Sn, Cu, Ga, In, Fe, Mn, Cd |  |  | 8.3179 |  | underground mine |  |  |  |  | ore material | grab | grab | mineral separate | [5 empty] | mineralisation |  |  |  | wurtzite, sphalerite | [6 empty] | pyrite | Polished sections; MASS-1 pressed pellet standard | EMPA, LA-ICPMS | SX51 electron microprobe (Cameca Gennevilliers Cedex, France); Agilent 7700cx Series Quadrupole ICP-MS (Agilent Santa Clara, CA 95051, USA) coupled to an Applied Spectra M-50 laser ablation system | Adelaide Microscopy, University of Adelaide | EMPA: accelerating voltage of 20 kV and a specimen current of ~20 nA, focused beam size set at <1 µm; LA-ICP-MS line scans: width of line rasters around 50 µm, ablation performed in a pure He atmosphere with a flow of 700 mL/min, mixed with Ar (930 mL/min) immediately after the ablation cell, mixture passed through a pulse homogenizing device; LA-ICP-MS mapping: repetition rate of 10 Hz, 64 µm spot size, output fluence of ~2.5 J cm−2, 30 s background acquisition at the start of every raster, dwell times for all elements set to 7 ms; line scan dwell times: 10 ms for both Zn and S, and 50 ms for the remaining masses; measured isotopes: 55Mn, 57Fe, 59Co, 60Ni, 65Cu, 66Zn, 71Ga, 75As, 77Se, 95Mo, 107Ag, 111Cd, 115In, 118Sn, 121Sb, 197Au, 202Hg, 205Tl, 208Pb and 209Bi | USGS certified standard MASS-1, comprising a pressed pellet of precipitated Cu-Fe-Zn sulfide standard; natural chalcopyrite (Cu), natural rhodonite (Mn), natural chalcedony (Zn), natural cobaltite (Co), natural arsenopyrite (As), natural stibnite (Sb), natural galena (Pb), natural cadmium (Cd) | 5020.617 |  |  |  | -0.029316 |  | 10.814 | [7 empty] | 13.8935 | [5 empty] | 11194.9 | [5 empty] | 0.81931 | [5 empty] | 593.7021 | [9 empty] | 35351.79 |  | 507.8609 | [7 empty] | 0.48722 |  |  |  | 1034.516 | [13 empty] | 50.6656 |  | 2.0946 | [7 empty] | 0.4316 | [5 empty] | 213.5443 | [15 empty] | 264171.8 |  | 26.2497 |  |  |  | 2.3587 | [5 empty] | 2316.129 | [13 empty] | 0.26457 | [18 empty] | 2020 | Minerals 2020, 10, 147 |  | BOL, TZA
| Animas-Chocaya Mine, Merelani Hills |  | Magmatic hydrothermal, Metamorphic |  |  | Zn | Ag, Sn, Cu, Ga, In, Fe, Mn, Cd | Zn, Ag, Sn, Cu, Ga, In, Fe, Mn, Cd |  |  | 8.5698 |  | underground mine |  |  |  |  | ore material | grab | grab | mineral separate | [5 empty] | mineralisation |  |  |  | wurtzite, sphalerite | [6 empty] | pyrite | Polished sections; MASS-1 pressed pellet standard | EMPA, LA-ICPMS | SX51 electron microprobe (Cameca Gennevilliers Cedex, France); Agilent 7700cx Series Quadrupole ICP-MS (Agilent Santa Clara, CA 95051, USA) coupled to an Applied Spectra M-50 laser ablation system | Adelaide Microscopy, University of Adelaide | EMPA: accelerating voltage of 20 kV and a specimen current of ~20 nA, focused beam size set at <1 µm; LA-ICP-MS line scans: width of line rasters around 50 µm, ablation performed in a pure He atmosphere with a flow of 700 mL/min, mixed with Ar (930 mL/min) immediately after the ablation cell, mixture passed through a pulse homogenizing device; LA-ICP-MS mapping: repetition rate of 10 Hz, 64 µm spot size, output fluence of ~2.5 J cm−2, 30 s background acquisition at the start of every raster, dwell times for all elements set to 7 ms; line scan dwell times: 10 ms for both Zn and S, and 50 ms for the remaining masses; measured isotopes: 55Mn, 57Fe, 59Co, 60Ni, 65Cu, 66Zn, 71Ga, 75As, 77Se, 95Mo, 107Ag, 111Cd, 115In, 118Sn, 121Sb, 197Au, 202Hg, 205Tl, 208Pb and 209Bi | USGS certified standard MASS-1, comprising a pressed pellet of precipitated Cu-Fe-Zn sulfide standard; natural chalcopyrite (Cu), natural rhodonite (Mn), natural chalcedony (Zn), natural cobaltite (Co), natural arsenopyrite (As), natural stibnite (Sb), natural galena (Pb), natural cadmium (Cd) | 5004.213 |  |  |  | 0.58517 |  | 12.1916 | [7 empty] | 12.8325 | [5 empty] | 10565.26 | [5 empty] | 0.68389 | [5 empty] | 535.1185 | [9 empty] | 34288.29 |  | 445.4715 | [7 empty] | 0.37741 |  |  |  | 930.193 | [13 empty] | 45.703 |  | 1.1657 | [7 empty] | 1.0008 | [5 empty] | 207.7229 | [15 empty] | 243890.1 |  | 25.1321 |  |  |  | 0 | [5 empty] | 2158.828 | [13 empty] | 0.13633 | [18 empty] | 2020 | Minerals 2020, 10, 147 |  | BOL, TZA
| Animas-Chocaya Mine, Merelani Hills |  | Magmatic hydrothermal, Metamorphic |  |  | Zn | Ag, Sn, Cu, Ga, In, Fe, Mn, Cd | Zn, Ag, Sn, Cu, Ga, In, Fe, Mn, Cd |  |  | 8.8217 |  | underground mine |  |  |  |  | ore material | grab | grab | mineral separate | [5 empty] | mineralisation |  |  |  | wurtzite, sphalerite | [6 empty] | pyrite | Polished sections; MASS-1 pressed pellet standard | EMPA, LA-ICPMS | SX51 electron microprobe (Cameca Gennevilliers Cedex, France); Agilent 7700cx Series Quadrupole ICP-MS (Agilent Santa Clara, CA 95051, USA) coupled to an Applied Spectra M-50 laser ablation system | Adelaide Microscopy, University of Adelaide | EMPA: accelerating voltage of 20 kV and a specimen current of ~20 nA, focused beam size set at <1 µm; LA-ICP-MS line scans: width of line rasters around 50 µm, ablation performed in a pure He atmosphere with a flow of 700 mL/min, mixed with Ar (930 mL/min) immediately after the ablation cell, mixture passed through a pulse homogenizing device; LA-ICP-MS mapping: repetition rate of 10 Hz, 64 µm spot size, output fluence of ~2.5 J cm−2, 30 s background acquisition at the start of every raster, dwell times for all elements set to 7 ms; line scan dwell times: 10 ms for both Zn and S, and 50 ms for the remaining masses; measured isotopes: 55Mn, 57Fe, 59Co, 60Ni, 65Cu, 66Zn, 71Ga, 75As, 77Se, 95Mo, 107Ag, 111Cd, 115In, 118Sn, 121Sb, 197Au, 202Hg, 205Tl, 208Pb and 209Bi | USGS certified standard MASS-1, comprising a pressed pellet of precipitated Cu-Fe-Zn sulfide standard; natural chalcopyrite (Cu), natural rhodonite (Mn), natural chalcedony (Zn), natural cobaltite (Co), natural arsenopyrite (As), natural stibnite (Sb), natural galena (Pb), natural cadmium (Cd) | 5153.946 |  |  |  | 4.5204 |  | 8.431 | [7 empty] | 10.9401 | [5 empty] | 11581.05 | [5 empty] | 0.80617 | [5 empty] | 548.2518 | [9 empty] | 35403.2 |  | 492.7322 | [7 empty] | 0.47652 |  |  |  | 920.0309 | [13 empty] | 47.9245 |  | 0.61838 | [7 empty] | 2.3362 | [5 empty] | 208.6395 | [15 empty] | 273452.3 |  | 26.1657 |  |  |  | 0 | [5 empty] | 2437.177 | [13 empty] | 0.086787 | [18 empty] | 2020 | Minerals 2020, 10, 147 |  | BOL, TZA
| Animas-Chocaya Mine, Merelani Hills |  | Magmatic hydrothermal, Metamorphic |  |  | Zn | Ag, Sn, Cu, Ga, In, Fe, Mn, Cd | Zn, Ag, Sn, Cu, Ga, In, Fe, Mn, Cd |  |  | 9.0752 |  | underground mine |  |  |  |  | ore material | grab | grab | mineral separate | [5 empty] | mineralisation |  |  |  | wurtzite, sphalerite | [6 empty] | pyrite | Polished sections; MASS-1 pressed pellet standard | EMPA, LA-ICPMS | SX51 electron microprobe (Cameca Gennevilliers Cedex, France); Agilent 7700cx Series Quadrupole ICP-MS (Agilent Santa Clara, CA 95051, USA) coupled to an Applied Spectra M-50 laser ablation system | Adelaide Microscopy, University of Adelaide | EMPA: accelerating voltage of 20 kV and a specimen current of ~20 nA, focused beam size set at <1 µm; LA-ICP-MS line scans: width of line rasters around 50 µm, ablation performed in a pure He atmosphere with a flow of 700 mL/min, mixed with Ar (930 mL/min) immediately after the ablation cell, mixture passed through a pulse homogenizing device; LA-ICP-MS mapping: repetition rate of 10 Hz, 64 µm spot size, output fluence of ~2.5 J cm−2, 30 s background acquisition at the start of every raster, dwell times for all elements set to 7 ms; line scan dwell times: 10 ms for both Zn and S, and 50 ms for the remaining masses; measured isotopes: 55Mn, 57Fe, 59Co, 60Ni, 65Cu, 66Zn, 71Ga, 75As, 77Se, 95Mo, 107Ag, 111Cd, 115In, 118Sn, 121Sb, 197Au, 202Hg, 205Tl, 208Pb and 209Bi | USGS certified standard MASS-1, comprising a pressed pellet of precipitated Cu-Fe-Zn sulfide standard; natural chalcopyrite (Cu), natural rhodonite (Mn), natural chalcedony (Zn), natural cobaltite (Co), natural arsenopyrite (As), natural stibnite (Sb), natural galena (Pb), natural cadmium (Cd) | 4800.981 |  |  |  | 2.758 |  | 7.1505 | [7 empty] | 9.4188 | [5 empty] | 10585.51 | [5 empty] | 0.96654 | [5 empty] | 487.0216 | [9 empty] | 31399.63 |  | 407.8072 | [7 empty] | 0.34583 |  |  |  | 742.3382 | [13 empty] | 48.9569 |  | 0.70614 | [7 empty] | 2.3647 | [5 empty] | 166.7196 | [15 empty] | 251858.8 |  | 24.5482 |  |  |  | 1.9879 | [5 empty] | 2108.597 | [13 empty] | 0.074329 | [18 empty] | 2020 | Minerals 2020, 10, 147 |  | BOL, TZA
| Animas-Chocaya Mine, Merelani Hills |  | Magmatic hydrothermal, Metamorphic |  |  | Zn | Ag, Sn, Cu, Ga, In, Fe, Mn, Cd | Zn, Ag, Sn, Cu, Ga, In, Fe, Mn, Cd |  |  | 9.3271 |  | underground mine |  |  |  |  | ore material | grab | grab | mineral separate | [5 empty] | mineralisation |  |  |  | wurtzite, sphalerite | [6 empty] | pyrite | Polished sections; MASS-1 pressed pellet standard | EMPA, LA-ICPMS | SX51 electron microprobe (Cameca Gennevilliers Cedex, France); Agilent 7700cx Series Quadrupole ICP-MS (Agilent Santa Clara, CA 95051, USA) coupled to an Applied Spectra M-50 laser ablation system | Adelaide Microscopy, University of Adelaide | EMPA: accelerating voltage of 20 kV and a specimen current of ~20 nA, focused beam size set at <1 µm; LA-ICP-MS line scans: width of line rasters around 50 µm, ablation performed in a pure He atmosphere with a flow of 700 mL/min, mixed with Ar (930 mL/min) immediately after the ablation cell, mixture passed through a pulse homogenizing device; LA-ICP-MS mapping: repetition rate of 10 Hz, 64 µm spot size, output fluence of ~2.5 J cm−2, 30 s background acquisition at the start of every raster, dwell times for all elements set to 7 ms; line scan dwell times: 10 ms for both Zn and S, and 50 ms for the remaining masses; measured isotopes: 55Mn, 57Fe, 59Co, 60Ni, 65Cu, 66Zn, 71Ga, 75As, 77Se, 95Mo, 107Ag, 111Cd, 115In, 118Sn, 121Sb, 197Au, 202Hg, 205Tl, 208Pb and 209Bi | USGS certified standard MASS-1, comprising a pressed pellet of precipitated Cu-Fe-Zn sulfide standard; natural chalcopyrite (Cu), natural rhodonite (Mn), natural chalcedony (Zn), natural cobaltite (Co), natural arsenopyrite (As), natural stibnite (Sb), natural galena (Pb), natural cadmium (Cd) | 4724.776 |  |  |  | 0.52102 |  | 5.9806 | [7 empty] | 6.5083 | [5 empty] | 11061.13 | [5 empty] | 0.47387 | [5 empty] | 487.4209 | [9 empty] | 33111.5 |  | 423.8967 | [7 empty] | 0.23287 |  |  |  | 828.3513 | [13 empty] | 46.8576 |  | 0.34623 | [7 empty] | 1.7838 | [5 empty] | 146.6615 | [15 empty] | 291838.5 |  | 23.1641 |  |  |  | 0 | [5 empty] | 2163.469 | [13 empty] | 0.17008 | [18 empty] | 2020 | Minerals 2020, 10, 147 |  | BOL, TZA
| Animas-Chocaya Mine, Merelani Hills |  | Magmatic hydrothermal, Metamorphic |  |  | Zn | Ag, Sn, Cu, Ga, In, Fe, Mn, Cd | Zn, Ag, Sn, Cu, Ga, In, Fe, Mn, Cd |  |  | 9.579 |  | underground mine |  |  |  |  | ore material | grab | grab | mineral separate | [5 empty] | mineralisation |  |  |  | wurtzite, sphalerite | [6 empty] | pyrite | Polished sections; MASS-1 pressed pellet standard | EMPA, LA-ICPMS | SX51 electron microprobe (Cameca Gennevilliers Cedex, France); Agilent 7700cx Series Quadrupole ICP-MS (Agilent Santa Clara, CA 95051, USA) coupled to an Applied Spectra M-50 laser ablation system | Adelaide Microscopy, University of Adelaide | EMPA: accelerating voltage of 20 kV and a specimen current of ~20 nA, focused beam size set at <1 µm; LA-ICP-MS line scans: width of line rasters around 50 µm, ablation performed in a pure He atmosphere with a flow of 700 mL/min, mixed with Ar (930 mL/min) immediately after the ablation cell, mixture passed through a pulse homogenizing device; LA-ICP-MS mapping: repetition rate of 10 Hz, 64 µm spot size, output fluence of ~2.5 J cm−2, 30 s background acquisition at the start of every raster, dwell times for all elements set to 7 ms; line scan dwell times: 10 ms for both Zn and S, and 50 ms for the remaining masses; measured isotopes: 55Mn, 57Fe, 59Co, 60Ni, 65Cu, 66Zn, 71Ga, 75As, 77Se, 95Mo, 107Ag, 111Cd, 115In, 118Sn, 121Sb, 197Au, 202Hg, 205Tl, 208Pb and 209Bi | USGS certified standard MASS-1, comprising a pressed pellet of precipitated Cu-Fe-Zn sulfide standard; natural chalcopyrite (Cu), natural rhodonite (Mn), natural chalcedony (Zn), natural cobaltite (Co), natural arsenopyrite (As), natural stibnite (Sb), natural galena (Pb), natural cadmium (Cd) | 4312.984 |  |  |  | 1.2596 |  | 4.1363 | [7 empty] | 4.8714 | [5 empty] | 9859.878 | [5 empty] | 0.25458 | [5 empty] | 434.8317 | [9 empty] | 32429.5 |  | 372.3929 | [7 empty] | 0.25653 |  |  |  | 809.3291 | [13 empty] | 56.4998 |  | 0.32554 | [7 empty] | 1.845 | [5 empty] | 138.6281 | [15 empty] | 254947.5 |  | 27.3025 |  |  |  | 1.8329 | [5 empty] | 1864.753 | [13 empty] | 0.20561 | [18 empty] | 2020 | Minerals 2020, 10, 147 |  | BOL, TZA
| Animas-Chocaya Mine, Merelani Hills |  | Magmatic hydrothermal, Metamorphic |  |  | Zn | Ag, Sn, Cu, Ga, In, Fe, Mn, Cd | Zn, Ag, Sn, Cu, Ga, In, Fe, Mn, Cd |  |  | 9.8309 |  | underground mine |  |  |  |  | ore material | grab | grab | mineral separate | [5 empty] | mineralisation |  |  |  | wurtzite, sphalerite | [6 empty] | pyrite | Polished sections; MASS-1 pressed pellet standard | EMPA, LA-ICPMS | SX51 electron microprobe (Cameca Gennevilliers Cedex, France); Agilent 7700cx Series Quadrupole ICP-MS (Agilent Santa Clara, CA 95051, USA) coupled to an Applied Spectra M-50 laser ablation system | Adelaide Microscopy, University of Adelaide | EMPA: accelerating voltage of 20 kV and a specimen current of ~20 nA, focused beam size set at <1 µm; LA-ICP-MS line scans: width of line rasters around 50 µm, ablation performed in a pure He atmosphere with a flow of 700 mL/min, mixed with Ar (930 mL/min) immediately after the ablation cell, mixture passed through a pulse homogenizing device; LA-ICP-MS mapping: repetition rate of 10 Hz, 64 µm spot size, output fluence of ~2.5 J cm−2, 30 s background acquisition at the start of every raster, dwell times for all elements set to 7 ms; line scan dwell times: 10 ms for both Zn and S, and 50 ms for the remaining masses; measured isotopes: 55Mn, 57Fe, 59Co, 60Ni, 65Cu, 66Zn, 71Ga, 75As, 77Se, 95Mo, 107Ag, 111Cd, 115In, 118Sn, 121Sb, 197Au, 202Hg, 205Tl, 208Pb and 209Bi | USGS certified standard MASS-1, comprising a pressed pellet of precipitated Cu-Fe-Zn sulfide standard; natural chalcopyrite (Cu), natural rhodonite (Mn), natural chalcedony (Zn), natural cobaltite (Co), natural arsenopyrite (As), natural stibnite (Sb), natural galena (Pb), natural cadmium (Cd) | 4209.52 |  |  |  | 0.24058 |  | 4.3374 | [7 empty] | 4.2335 | [5 empty] | 11168.21 | [5 empty] | 0.52567 | [5 empty] | 443.5802 | [9 empty] | 35205.62 |  | 387.9404 | [7 empty] | 0.20558 |  |  |  | 771.6567 | [13 empty] | 46.4653 |  | 0.84031 | [7 empty] | 1.2123 | [5 empty] | 133.7735 | [15 empty] | 278680.1 |  | 27.443 |  |  |  | 0 | [5 empty] | 2103.172 | [13 empty] | 0.16511 | [18 empty] | 2020 | Minerals 2020, 10, 147 |  | BOL, TZA
| Animas-Chocaya Mine, Merelani Hills |  | Magmatic hydrothermal, Metamorphic |  |  | Zn | Ag, Sn, Cu, Ga, In, Fe, Mn, Cd | Zn, Ag, Sn, Cu, Ga, In, Fe, Mn, Cd |  |  | 10.0828 |  | underground mine |  |  |  |  | ore material | grab | grab | mineral separate | [5 empty] | mineralisation |  |  |  | wurtzite, sphalerite | [6 empty] | pyrite | Polished sections; MASS-1 pressed pellet standard | EMPA, LA-ICPMS | SX51 electron microprobe (Cameca Gennevilliers Cedex, France); Agilent 7700cx Series Quadrupole ICP-MS (Agilent Santa Clara, CA 95051, USA) coupled to an Applied Spectra M-50 laser ablation system | Adelaide Microscopy, University of Adelaide | EMPA: accelerating voltage of 20 kV and a specimen current of ~20 nA, focused beam size set at <1 µm; LA-ICP-MS line scans: width of line rasters around 50 µm, ablation performed in a pure He atmosphere with a flow of 700 mL/min, mixed with Ar (930 mL/min) immediately after the ablation cell, mixture passed through a pulse homogenizing device; LA-ICP-MS mapping: repetition rate of 10 Hz, 64 µm spot size, output fluence of ~2.5 J cm−2, 30 s background acquisition at the start of every raster, dwell times for all elements set to 7 ms; line scan dwell times: 10 ms for both Zn and S, and 50 ms for the remaining masses; measured isotopes: 55Mn, 57Fe, 59Co, 60Ni, 65Cu, 66Zn, 71Ga, 75As, 77Se, 95Mo, 107Ag, 111Cd, 115In, 118Sn, 121Sb, 197Au, 202Hg, 205Tl, 208Pb and 209Bi | USGS certified standard MASS-1, comprising a pressed pellet of precipitated Cu-Fe-Zn sulfide standard; natural chalcopyrite (Cu), natural rhodonite (Mn), natural chalcedony (Zn), natural cobaltite (Co), natural arsenopyrite (As), natural stibnite (Sb), natural galena (Pb), natural cadmium (Cd) | 4160.223 |  |  |  | -0.51781 |  | 3.8013 | [7 empty] | 3.4725 | [5 empty] | 9360.906 | [5 empty] | 0.3068 | [5 empty] | 415.3979 | [9 empty] | 35038.63 |  | 335.8417 | [7 empty] | 0.18242 |  |  |  | 833.6276 | [13 empty] | 46.4504 |  | 0 | [7 empty] | 0.32347 | [5 empty] | 109.8901 | [15 empty] | 268164.7 |  | 28.4826 |  |  |  | 0 | [5 empty] | 1747.068 | [13 empty] | 0.22029 | [18 empty] | 2020 | Minerals 2020, 10, 147 |  | BOL, TZA
| Animas-Chocaya Mine, Merelani Hills |  | Magmatic hydrothermal, Metamorphic |  |  | Zn | Ag, Sn, Cu, Ga, In, Fe, Mn, Cd | Zn, Ag, Sn, Cu, Ga, In, Fe, Mn, Cd |  |  | 10.3352 |  | underground mine |  |  |  |  | ore material | grab | grab | mineral separate | [5 empty] | mineralisation |  |  |  | wurtzite, sphalerite | [6 empty] | pyrite | Polished sections; MASS-1 pressed pellet standard | EMPA, LA-ICPMS | SX51 electron microprobe (Cameca Gennevilliers Cedex, France); Agilent 7700cx Series Quadrupole ICP-MS (Agilent Santa Clara, CA 95051, USA) coupled to an Applied Spectra M-50 laser ablation system | Adelaide Microscopy, University of Adelaide | EMPA: accelerating voltage of 20 kV and a specimen current of ~20 nA, focused beam size set at <1 µm; LA-ICP-MS line scans: width of line rasters around 50 µm, ablation performed in a pure He atmosphere with a flow of 700 mL/min, mixed with Ar (930 mL/min) immediately after the ablation cell, mixture passed through a pulse homogenizing device; LA-ICP-MS mapping: repetition rate of 10 Hz, 64 µm spot size, output fluence of ~2.5 J cm−2, 30 s background acquisition at the start of every raster, dwell times for all elements set to 7 ms; line scan dwell times: 10 ms for both Zn and S, and 50 ms for the remaining masses; measured isotopes: 55Mn, 57Fe, 59Co, 60Ni, 65Cu, 66Zn, 71Ga, 75As, 77Se, 95Mo, 107Ag, 111Cd, 115In, 118Sn, 121Sb, 197Au, 202Hg, 205Tl, 208Pb and 209Bi | USGS certified standard MASS-1, comprising a pressed pellet of precipitated Cu-Fe-Zn sulfide standard; natural chalcopyrite (Cu), natural rhodonite (Mn), natural chalcedony (Zn), natural cobaltite (Co), natural arsenopyrite (As), natural stibnite (Sb), natural galena (Pb), natural cadmium (Cd) | 3976.13 |  |  |  | 0.72491 |  | 3.0771 | [7 empty] | 2.9927 | [5 empty] | 9680.825 | [5 empty] | 2.0406 | [5 empty] | 395.3781 | [9 empty] | 32245.03 |  | 344.2978 | [7 empty] | 0.16448 |  |  |  | 864.3162 | [13 empty] | 43.2307 |  | 0.15817 | [7 empty] | 0.81498 | [5 empty] | 92.8447 | [15 empty] | 285955.9 |  | 27.17 |  |  |  | 0 | [5 empty] | 1836.31 | [13 empty] | 0.222 | [18 empty] | 2020 | Minerals 2020, 10, 147 |  | BOL, TZA
| Animas-Chocaya Mine, Merelani Hills |  | Magmatic hydrothermal, Metamorphic |  |  | Zn | Ag, Sn, Cu, Ga, In, Fe, Mn, Cd | Zn, Ag, Sn, Cu, Ga, In, Fe, Mn, Cd |  |  | 10.5871 |  | underground mine |  |  |  |  | ore material | grab | grab | mineral separate | [5 empty] | mineralisation |  |  |  | wurtzite, sphalerite | [6 empty] | pyrite | Polished sections; MASS-1 pressed pellet standard | EMPA, LA-ICPMS | SX51 electron microprobe (Cameca Gennevilliers Cedex, France); Agilent 7700cx Series Quadrupole ICP-MS (Agilent Santa Clara, CA 95051, USA) coupled to an Applied Spectra M-50 laser ablation system | Adelaide Microscopy, University of Adelaide | EMPA: accelerating voltage of 20 kV and a specimen current of ~20 nA, focused beam size set at <1 µm; LA-ICP-MS line scans: width of line rasters around 50 µm, ablation performed in a pure He atmosphere with a flow of 700 mL/min, mixed with Ar (930 mL/min) immediately after the ablation cell, mixture passed through a pulse homogenizing device; LA-ICP-MS mapping: repetition rate of 10 Hz, 64 µm spot size, output fluence of ~2.5 J cm−2, 30 s background acquisition at the start of every raster, dwell times for all elements set to 7 ms; line scan dwell times: 10 ms for both Zn and S, and 50 ms for the remaining masses; measured isotopes: 55Mn, 57Fe, 59Co, 60Ni, 65Cu, 66Zn, 71Ga, 75As, 77Se, 95Mo, 107Ag, 111Cd, 115In, 118Sn, 121Sb, 197Au, 202Hg, 205Tl, 208Pb and 209Bi | USGS certified standard MASS-1, comprising a pressed pellet of precipitated Cu-Fe-Zn sulfide standard; natural chalcopyrite (Cu), natural rhodonite (Mn), natural chalcedony (Zn), natural cobaltite (Co), natural arsenopyrite (As), natural stibnite (Sb), natural galena (Pb), natural cadmium (Cd) | 3923.047 |  |  |  | 1.212 |  | 2.2392 | [7 empty] | 1.9823 | [5 empty] | 9372.824 | [5 empty] | 0.12248 | [5 empty] | 389.1278 | [9 empty] | 31827.07 |  | 337.5603 | [7 empty] | 0.14855 |  |  |  | 850.3615 | [13 empty] | 42.2075 |  | 0 | [7 empty] | 0.16145 | [5 empty] | 84.7646 | [15 empty] | 296251.9 |  | 25.204 |  |  |  | 0 | [5 empty] | 1634.156 | [13 empty] | 0.043978 | [18 empty] | 2020 | Minerals 2020, 10, 147 |  | BOL, TZA
| Animas-Chocaya Mine, Merelani Hills |  | Magmatic hydrothermal, Metamorphic |  |  | Zn | Ag, Sn, Cu, Ga, In, Fe, Mn, Cd | Zn, Ag, Sn, Cu, Ga, In, Fe, Mn, Cd |  |  | 10.839 |  | underground mine |  |  |  |  | ore material | grab | grab | mineral separate | [5 empty] | mineralisation |  |  |  | wurtzite, sphalerite | [6 empty] | pyrite | Polished sections; MASS-1 pressed pellet standard | EMPA, LA-ICPMS | SX51 electron microprobe (Cameca Gennevilliers Cedex, France); Agilent 7700cx Series Quadrupole ICP-MS (Agilent Santa Clara, CA 95051, USA) coupled to an Applied Spectra M-50 laser ablation system | Adelaide Microscopy, University of Adelaide | EMPA: accelerating voltage of 20 kV and a specimen current of ~20 nA, focused beam size set at <1 µm; LA-ICP-MS line scans: width of line rasters around 50 µm, ablation performed in a pure He atmosphere with a flow of 700 mL/min, mixed with Ar (930 mL/min) immediately after the ablation cell, mixture passed through a pulse homogenizing device; LA-ICP-MS mapping: repetition rate of 10 Hz, 64 µm spot size, output fluence of ~2.5 J cm−2, 30 s background acquisition at the start of every raster, dwell times for all elements set to 7 ms; line scan dwell times: 10 ms for both Zn and S, and 50 ms for the remaining masses; measured isotopes: 55Mn, 57Fe, 59Co, 60Ni, 65Cu, 66Zn, 71Ga, 75As, 77Se, 95Mo, 107Ag, 111Cd, 115In, 118Sn, 121Sb, 197Au, 202Hg, 205Tl, 208Pb and 209Bi | USGS certified standard MASS-1, comprising a pressed pellet of precipitated Cu-Fe-Zn sulfide standard; natural chalcopyrite (Cu), natural rhodonite (Mn), natural chalcedony (Zn), natural cobaltite (Co), natural arsenopyrite (As), natural stibnite (Sb), natural galena (Pb), natural cadmium (Cd) | 3488.425 |  |  |  | 0.45521 |  | 2.0449 | [7 empty] | 1.5582 | [5 empty] | 8704.574 | [5 empty] | 0 | [5 empty] | 403.1561 | [9 empty] | 32011.64 |  | 312.1848 | [7 empty] | 0.12743 |  |  |  | 766.4116 | [13 empty] | 36.1458 |  | 0.15149 | [7 empty] | 0.31224 | [5 empty] | 68.5707 | [15 empty] | 263094 |  | 20.5773 |  |  |  | 0 | [5 empty] | 1766.597 | [13 empty] | 0.063787 | [18 empty] | 2020 | Minerals 2020, 10, 147 |  | BOL, TZA
| Animas-Chocaya Mine, Merelani Hills |  | Magmatic hydrothermal, Metamorphic |  |  | Zn | Ag, Sn, Cu, Ga, In, Fe, Mn, Cd | Zn, Ag, Sn, Cu, Ga, In, Fe, Mn, Cd |  |  | 11.0909 |  | underground mine |  |  |  |  | ore material | grab | grab | mineral separate | [5 empty] | mineralisation |  |  |  | wurtzite, sphalerite | [6 empty] | pyrite | Polished sections; MASS-1 pressed pellet standard | EMPA, LA-ICPMS | SX51 electron microprobe (Cameca Gennevilliers Cedex, France); Agilent 7700cx Series Quadrupole ICP-MS (Agilent Santa Clara, CA 95051, USA) coupled to an Applied Spectra M-50 laser ablation system | Adelaide Microscopy, University of Adelaide | EMPA: accelerating voltage of 20 kV and a specimen current of ~20 nA, focused beam size set at <1 µm; LA-ICP-MS line scans: width of line rasters around 50 µm, ablation performed in a pure He atmosphere with a flow of 700 mL/min, mixed with Ar (930 mL/min) immediately after the ablation cell, mixture passed through a pulse homogenizing device; LA-ICP-MS mapping: repetition rate of 10 Hz, 64 µm spot size, output fluence of ~2.5 J cm−2, 30 s background acquisition at the start of every raster, dwell times for all elements set to 7 ms; line scan dwell times: 10 ms for both Zn and S, and 50 ms for the remaining masses; measured isotopes: 55Mn, 57Fe, 59Co, 60Ni, 65Cu, 66Zn, 71Ga, 75As, 77Se, 95Mo, 107Ag, 111Cd, 115In, 118Sn, 121Sb, 197Au, 202Hg, 205Tl, 208Pb and 209Bi | USGS certified standard MASS-1, comprising a pressed pellet of precipitated Cu-Fe-Zn sulfide standard; natural chalcopyrite (Cu), natural rhodonite (Mn), natural chalcedony (Zn), natural cobaltite (Co), natural arsenopyrite (As), natural stibnite (Sb), natural galena (Pb), natural cadmium (Cd) | 3111.995 |  |  |  | 0.20153 |  | 1.6816 | [7 empty] | 0.7838 | [5 empty] | 8416.672 | [5 empty] | 0.16554 | [5 empty] | 431.0539 | [9 empty] | 28055.91 |  | 290.0698 | [7 empty] | 0.1622 |  |  |  | 739.5698 | [13 empty] | 33.465 |  | 0.28237 | [7 empty] | 0.72755 | [5 empty] | 51.4873 | [15 empty] | 249345.6 |  | 16.6125 |  |  |  | 0 | [5 empty] | 1356.27 | [13 empty] | 0.099085 | [18 empty] | 2020 | Minerals 2020, 10, 147 |  | BOL, TZA
| Animas-Chocaya Mine, Merelani Hills |  | Magmatic hydrothermal, Metamorphic |  |  | Zn | Ag, Sn, Cu, Ga, In, Fe, Mn, Cd | Zn, Ag, Sn, Cu, Ga, In, Fe, Mn, Cd |  |  | 11.3428 |  | underground mine |  |  |  |  | ore material | grab | grab | mineral separate | [5 empty] | mineralisation |  |  |  | wurtzite, sphalerite | [6 empty] | pyrite | Polished sections; MASS-1 pressed pellet standard | EMPA, LA-ICPMS | SX51 electron microprobe (Cameca Gennevilliers Cedex, France); Agilent 7700cx Series Quadrupole ICP-MS (Agilent Santa Clara, CA 95051, USA) coupled to an Applied Spectra M-50 laser ablation system | Adelaide Microscopy, University of Adelaide | EMPA: accelerating voltage of 20 kV and a specimen current of ~20 nA, focused beam size set at <1 µm; LA-ICP-MS line scans: width of line rasters around 50 µm, ablation performed in a pure He atmosphere with a flow of 700 mL/min, mixed with Ar (930 mL/min) immediately after the ablation cell, mixture passed through a pulse homogenizing device; LA-ICP-MS mapping: repetition rate of 10 Hz, 64 µm spot size, output fluence of ~2.5 J cm−2, 30 s background acquisition at the start of every raster, dwell times for all elements set to 7 ms; line scan dwell times: 10 ms for both Zn and S, and 50 ms for the remaining masses; measured isotopes: 55Mn, 57Fe, 59Co, 60Ni, 65Cu, 66Zn, 71Ga, 75As, 77Se, 95Mo, 107Ag, 111Cd, 115In, 118Sn, 121Sb, 197Au, 202Hg, 205Tl, 208Pb and 209Bi | USGS certified standard MASS-1, comprising a pressed pellet of precipitated Cu-Fe-Zn sulfide standard; natural chalcopyrite (Cu), natural rhodonite (Mn), natural chalcedony (Zn), natural cobaltite (Co), natural arsenopyrite (As), natural stibnite (Sb), natural galena (Pb), natural cadmium (Cd) | 3151.772 |  |  |  | 1.093 |  | 2.3006 | [7 empty] | 0.70591 | [5 empty] | 8120.584 | [5 empty] | 0.38665 | [5 empty] | 403.497 | [9 empty] | 30735.41 |  | 317.7144 | [7 empty] | 0.14506 |  |  |  | 707.1259 | [13 empty] | 33.3873 |  | 0 | [7 empty] | 0.87399 | [5 empty] | 46.8325 | [15 empty] | 268924.8 |  | 14.4046 |  |  |  | 0 | [5 empty] | 1463.964 | [13 empty] | 0.11903 | [18 empty] | 2020 | Minerals 2020, 10, 147 |  | BOL, TZA
| Animas-Chocaya Mine, Merelani Hills |  | Magmatic hydrothermal, Metamorphic |  |  | Zn | Ag, Sn, Cu, Ga, In, Fe, Mn, Cd | Zn, Ag, Sn, Cu, Ga, In, Fe, Mn, Cd |  |  | 11.5947 |  | underground mine |  |  |  |  | ore material | grab | grab | mineral separate | [5 empty] | mineralisation |  |  |  | wurtzite, sphalerite | [6 empty] | pyrite | Polished sections; MASS-1 pressed pellet standard | EMPA, LA-ICPMS | SX51 electron microprobe (Cameca Gennevilliers Cedex, France); Agilent 7700cx Series Quadrupole ICP-MS (Agilent Santa Clara, CA 95051, USA) coupled to an Applied Spectra M-50 laser ablation system | Adelaide Microscopy, University of Adelaide | EMPA: accelerating voltage of 20 kV and a specimen current of ~20 nA, focused beam size set at <1 µm; LA-ICP-MS line scans: width of line rasters around 50 µm, ablation performed in a pure He atmosphere with a flow of 700 mL/min, mixed with Ar (930 mL/min) immediately after the ablation cell, mixture passed through a pulse homogenizing device; LA-ICP-MS mapping: repetition rate of 10 Hz, 64 µm spot size, output fluence of ~2.5 J cm−2, 30 s background acquisition at the start of every raster, dwell times for all elements set to 7 ms; line scan dwell times: 10 ms for both Zn and S, and 50 ms for the remaining masses; measured isotopes: 55Mn, 57Fe, 59Co, 60Ni, 65Cu, 66Zn, 71Ga, 75As, 77Se, 95Mo, 107Ag, 111Cd, 115In, 118Sn, 121Sb, 197Au, 202Hg, 205Tl, 208Pb and 209Bi | USGS certified standard MASS-1, comprising a pressed pellet of precipitated Cu-Fe-Zn sulfide standard; natural chalcopyrite (Cu), natural rhodonite (Mn), natural chalcedony (Zn), natural cobaltite (Co), natural arsenopyrite (As), natural stibnite (Sb), natural galena (Pb), natural cadmium (Cd) | 3401.23 |  |  |  | -0.2496 |  | 1.8352 | [7 empty] | 0.84217 | [5 empty] | 8786.562 | [5 empty] | 0.16935 | [5 empty] | 408.8259 | [9 empty] | 31915.4 |  | 311.2399 | [7 empty] | 0.090645 |  |  |  | 700.7845 | [13 empty] | 37.1042 |  | 0.14445 | [7 empty] | 0 | [5 empty] | 37.9385 | [15 empty] | 263901.6 |  | 12.682 |  |  |  | 0 | [5 empty] | 1550.707 | [13 empty] | 0.16221 | [18 empty] | 2020 | Minerals 2020, 10, 147 |  | BOL, TZA
| Animas-Chocaya Mine, Merelani Hills |  | Magmatic hydrothermal, Metamorphic |  |  | Zn | Ag, Sn, Cu, Ga, In, Fe, Mn, Cd | Zn, Ag, Sn, Cu, Ga, In, Fe, Mn, Cd |  |  | 11.8471 |  | underground mine |  |  |  |  | ore material | grab | grab | mineral separate | [5 empty] | mineralisation |  |  |  | wurtzite, sphalerite | [6 empty] | pyrite | Polished sections; MASS-1 pressed pellet standard | EMPA, LA-ICPMS | SX51 electron microprobe (Cameca Gennevilliers Cedex, France); Agilent 7700cx Series Quadrupole ICP-MS (Agilent Santa Clara, CA 95051, USA) coupled to an Applied Spectra M-50 laser ablation system | Adelaide Microscopy, University of Adelaide | EMPA: accelerating voltage of 20 kV and a specimen current of ~20 nA, focused beam size set at <1 µm; LA-ICP-MS line scans: width of line rasters around 50 µm, ablation performed in a pure He atmosphere with a flow of 700 mL/min, mixed with Ar (930 mL/min) immediately after the ablation cell, mixture passed through a pulse homogenizing device; LA-ICP-MS mapping: repetition rate of 10 Hz, 64 µm spot size, output fluence of ~2.5 J cm−2, 30 s background acquisition at the start of every raster, dwell times for all elements set to 7 ms; line scan dwell times: 10 ms for both Zn and S, and 50 ms for the remaining masses; measured isotopes: 55Mn, 57Fe, 59Co, 60Ni, 65Cu, 66Zn, 71Ga, 75As, 77Se, 95Mo, 107Ag, 111Cd, 115In, 118Sn, 121Sb, 197Au, 202Hg, 205Tl, 208Pb and 209Bi | USGS certified standard MASS-1, comprising a pressed pellet of precipitated Cu-Fe-Zn sulfide standard; natural chalcopyrite (Cu), natural rhodonite (Mn), natural chalcedony (Zn), natural cobaltite (Co), natural arsenopyrite (As), natural stibnite (Sb), natural galena (Pb), natural cadmium (Cd) | 3935.897 |  |  |  | 1.97 |  | 1.3178 | [7 empty] | 0.50346 | [5 empty] | 9699.516 | [5 empty] | 0.12354 | [5 empty] | 514.1945 | [9 empty] | 33283.98 |  | 345.3598 | [7 empty] | 0.15268 |  |  |  | 628.5125 | [13 empty] | 45.4666 |  | 0 | [7 empty] | 0 | [5 empty] | 46.9746 | [15 empty] | 277205.3 |  | 17.0684 |  |  |  | 0 | [5 empty] | 1959.907 | [13 empty] | 0.066563 | [18 empty] | 2020 | Minerals 2020, 10, 147 |  | BOL, TZA
| Animas-Chocaya Mine, Merelani Hills |  | Magmatic hydrothermal, Metamorphic |  |  | Zn | Ag, Sn, Cu, Ga, In, Fe, Mn, Cd | Zn, Ag, Sn, Cu, Ga, In, Fe, Mn, Cd |  |  | 12.099 |  | underground mine |  |  |  |  | ore material | grab | grab | mineral separate | [5 empty] | mineralisation |  |  |  | wurtzite, sphalerite | [6 empty] | pyrite | Polished sections; MASS-1 pressed pellet standard | EMPA, LA-ICPMS | SX51 electron microprobe (Cameca Gennevilliers Cedex, France); Agilent 7700cx Series Quadrupole ICP-MS (Agilent Santa Clara, CA 95051, USA) coupled to an Applied Spectra M-50 laser ablation system | Adelaide Microscopy, University of Adelaide | EMPA: accelerating voltage of 20 kV and a specimen current of ~20 nA, focused beam size set at <1 µm; LA-ICP-MS line scans: width of line rasters around 50 µm, ablation performed in a pure He atmosphere with a flow of 700 mL/min, mixed with Ar (930 mL/min) immediately after the ablation cell, mixture passed through a pulse homogenizing device; LA-ICP-MS mapping: repetition rate of 10 Hz, 64 µm spot size, output fluence of ~2.5 J cm−2, 30 s background acquisition at the start of every raster, dwell times for all elements set to 7 ms; line scan dwell times: 10 ms for both Zn and S, and 50 ms for the remaining masses; measured isotopes: 55Mn, 57Fe, 59Co, 60Ni, 65Cu, 66Zn, 71Ga, 75As, 77Se, 95Mo, 107Ag, 111Cd, 115In, 118Sn, 121Sb, 197Au, 202Hg, 205Tl, 208Pb and 209Bi | USGS certified standard MASS-1, comprising a pressed pellet of precipitated Cu-Fe-Zn sulfide standard; natural chalcopyrite (Cu), natural rhodonite (Mn), natural chalcedony (Zn), natural cobaltite (Co), natural arsenopyrite (As), natural stibnite (Sb), natural galena (Pb), natural cadmium (Cd) | 4432.485 |  |  |  | -0.76229 |  | 0.8676 | [7 empty] | 0.49719 | [5 empty] | 9734.171 | [5 empty] | 0.24398 | [5 empty] | 639.8269 | [9 empty] | 36488.29 |  | 364.087 | [7 empty] | 0.12448 |  |  |  | 806.5743 | [13 empty] | 41.8556 |  | 0 | [7 empty] | 0.3218 | [5 empty] | 37.4476 | [15 empty] | 293529.9 |  | 16.4778 |  |  |  | 0 | [5 empty] | 2578.601 | [13 empty] | 0.087645 | [18 empty] | 2020 | Minerals 2020, 10, 147 |  | BOL, TZA
| Animas-Chocaya Mine, Merelani Hills |  | Magmatic hydrothermal, Metamorphic |  |  | Zn | Ag, Sn, Cu, Ga, In, Fe, Mn, Cd | Zn, Ag, Sn, Cu, Ga, In, Fe, Mn, Cd |  |  | 12.3509 |  | underground mine |  |  |  |  | ore material | grab | grab | mineral separate | [5 empty] | mineralisation |  |  |  | wurtzite, sphalerite | [6 empty] | pyrite | Polished sections; MASS-1 pressed pellet standard | EMPA, LA-ICPMS | SX51 electron microprobe (Cameca Gennevilliers Cedex, France); Agilent 7700cx Series Quadrupole ICP-MS (Agilent Santa Clara, CA 95051, USA) coupled to an Applied Spectra M-50 laser ablation system | Adelaide Microscopy, University of Adelaide | EMPA: accelerating voltage of 20 kV and a specimen current of ~20 nA, focused beam size set at <1 µm; LA-ICP-MS line scans: width of line rasters around 50 µm, ablation performed in a pure He atmosphere with a flow of 700 mL/min, mixed with Ar (930 mL/min) immediately after the ablation cell, mixture passed through a pulse homogenizing device; LA-ICP-MS mapping: repetition rate of 10 Hz, 64 µm spot size, output fluence of ~2.5 J cm−2, 30 s background acquisition at the start of every raster, dwell times for all elements set to 7 ms; line scan dwell times: 10 ms for both Zn and S, and 50 ms for the remaining masses; measured isotopes: 55Mn, 57Fe, 59Co, 60Ni, 65Cu, 66Zn, 71Ga, 75As, 77Se, 95Mo, 107Ag, 111Cd, 115In, 118Sn, 121Sb, 197Au, 202Hg, 205Tl, 208Pb and 209Bi | USGS certified standard MASS-1, comprising a pressed pellet of precipitated Cu-Fe-Zn sulfide standard; natural chalcopyrite (Cu), natural rhodonite (Mn), natural chalcedony (Zn), natural cobaltite (Co), natural arsenopyrite (As), natural stibnite (Sb), natural galena (Pb), natural cadmium (Cd) | 4032.421 |  |  |  | 0.86304 |  | 2.1714 | [7 empty] | 0.42716 | [5 empty] | 8438.152 | [5 empty] | 0.16438 | [5 empty] | 651.0143 | [9 empty] | 33590.99 |  | 397.0394 | [7 empty] | 0.08604 |  |  |  | 836.1293 | [13 empty] | 37.7093 |  | 0 | [7 empty] | 0.43367 | [5 empty] | 33.0255 | [15 empty] | 281735 |  | 14.1243 |  |  |  | 0 | [5 empty] | 2670.399 | [13 empty] | 0.078741 | [18 empty] | 2020 | Minerals 2020, 10, 147 |  | BOL, TZA
| Animas-Chocaya Mine, Merelani Hills |  | Magmatic hydrothermal, Metamorphic |  |  | Zn | Ag, Sn, Cu, Ga, In, Fe, Mn, Cd | Zn, Ag, Sn, Cu, Ga, In, Fe, Mn, Cd |  |  | 12.6028 |  | underground mine |  |  |  |  | ore material | grab | grab | mineral separate | [5 empty] | mineralisation |  |  |  | wurtzite, sphalerite | [6 empty] | pyrite | Polished sections; MASS-1 pressed pellet standard | EMPA, LA-ICPMS | SX51 electron microprobe (Cameca Gennevilliers Cedex, France); Agilent 7700cx Series Quadrupole ICP-MS (Agilent Santa Clara, CA 95051, USA) coupled to an Applied Spectra M-50 laser ablation system | Adelaide Microscopy, University of Adelaide | EMPA: accelerating voltage of 20 kV and a specimen current of ~20 nA, focused beam size set at <1 µm; LA-ICP-MS line scans: width of line rasters around 50 µm, ablation performed in a pure He atmosphere with a flow of 700 mL/min, mixed with Ar (930 mL/min) immediately after the ablation cell, mixture passed through a pulse homogenizing device; LA-ICP-MS mapping: repetition rate of 10 Hz, 64 µm spot size, output fluence of ~2.5 J cm−2, 30 s background acquisition at the start of every raster, dwell times for all elements set to 7 ms; line scan dwell times: 10 ms for both Zn and S, and 50 ms for the remaining masses; measured isotopes: 55Mn, 57Fe, 59Co, 60Ni, 65Cu, 66Zn, 71Ga, 75As, 77Se, 95Mo, 107Ag, 111Cd, 115In, 118Sn, 121Sb, 197Au, 202Hg, 205Tl, 208Pb and 209Bi | USGS certified standard MASS-1, comprising a pressed pellet of precipitated Cu-Fe-Zn sulfide standard; natural chalcopyrite (Cu), natural rhodonite (Mn), natural chalcedony (Zn), natural cobaltite (Co), natural arsenopyrite (As), natural stibnite (Sb), natural galena (Pb), natural cadmium (Cd) | 4029.011 |  |  |  | -0.25382 |  | 1.2222 | [7 empty] | 0.24244 | [5 empty] | 9355.903 | [5 empty] | 0.22909 | [5 empty] | 619.3203 | [9 empty] | 29278.48 |  | 414.1958 | [7 empty] | 0.056228 |  |  |  | 836.2911 | [13 empty] | 42.2145 |  | 0 | [7 empty] | 0 | [5 empty] | 28.4233 | [15 empty] | 268294.9 |  | 11.0961 |  |  |  | 0 | [5 empty] | 2439.185 | [13 empty] | 0.020578 | [18 empty] | 2020 | Minerals 2020, 10, 147 |  | BOL, TZA
| Animas-Chocaya Mine, Merelani Hills |  | Magmatic hydrothermal, Metamorphic |  |  | Zn | Ag, Sn, Cu, Ga, In, Fe, Mn, Cd | Zn, Ag, Sn, Cu, Ga, In, Fe, Mn, Cd |  |  | 12.8558 |  | underground mine |  |  |  |  | ore material | grab | grab | mineral separate | [5 empty] | mineralisation |  |  |  | wurtzite, sphalerite | [6 empty] | pyrite | Polished sections; MASS-1 pressed pellet standard | EMPA, LA-ICPMS | SX51 electron microprobe (Cameca Gennevilliers Cedex, France); Agilent 7700cx Series Quadrupole ICP-MS (Agilent Santa Clara, CA 95051, USA) coupled to an Applied Spectra M-50 laser ablation system | Adelaide Microscopy, University of Adelaide | EMPA: accelerating voltage of 20 kV and a specimen current of ~20 nA, focused beam size set at <1 µm; LA-ICP-MS line scans: width of line rasters around 50 µm, ablation performed in a pure He atmosphere with a flow of 700 mL/min, mixed with Ar (930 mL/min) immediately after the ablation cell, mixture passed through a pulse homogenizing device; LA-ICP-MS mapping: repetition rate of 10 Hz, 64 µm spot size, output fluence of ~2.5 J cm−2, 30 s background acquisition at the start of every raster, dwell times for all elements set to 7 ms; line scan dwell times: 10 ms for both Zn and S, and 50 ms for the remaining masses; measured isotopes: 55Mn, 57Fe, 59Co, 60Ni, 65Cu, 66Zn, 71Ga, 75As, 77Se, 95Mo, 107Ag, 111Cd, 115In, 118Sn, 121Sb, 197Au, 202Hg, 205Tl, 208Pb and 209Bi | USGS certified standard MASS-1, comprising a pressed pellet of precipitated Cu-Fe-Zn sulfide standard; natural chalcopyrite (Cu), natural rhodonite (Mn), natural chalcedony (Zn), natural cobaltite (Co), natural arsenopyrite (As), natural stibnite (Sb), natural galena (Pb), natural cadmium (Cd) | 3601.489 |  |  |  | -1.0994 |  | 1.6829 | [7 empty] | 0.20711 | [5 empty] | 8322.496 | [5 empty] | 0 | [5 empty] | 574.0799 | [9 empty] | 32805 |  | 387.9929 | [7 empty] | 0.067212 |  |  |  | 677.7592 | [13 empty] | 39.5866 |  | 0 | [7 empty] | 0 | [5 empty] | 27.79 | [15 empty] | 253409.1 |  | 10.2398 |  |  |  | 0 | [5 empty] | 1891.53 | [13 empty] | 0 | [18 empty] | 2020 | Minerals 2020, 10, 147 |  | BOL, TZA
| Animas-Chocaya Mine, Merelani Hills |  | Magmatic hydrothermal, Metamorphic |  |  | Zn | Ag, Sn, Cu, Ga, In, Fe, Mn, Cd | Zn, Ag, Sn, Cu, Ga, In, Fe, Mn, Cd |  |  | 13.1082 |  | underground mine |  |  |  |  | ore material | grab | grab | mineral separate | [5 empty] | mineralisation |  |  |  | wurtzite, sphalerite | [6 empty] | pyrite | Polished sections; MASS-1 pressed pellet standard | EMPA, LA-ICPMS | SX51 electron microprobe (Cameca Gennevilliers Cedex, France); Agilent 7700cx Series Quadrupole ICP-MS (Agilent Santa Clara, CA 95051, USA) coupled to an Applied Spectra M-50 laser ablation system | Adelaide Microscopy, University of Adelaide | EMPA: accelerating voltage of 20 kV and a specimen current of ~20 nA, focused beam size set at <1 µm; LA-ICP-MS line scans: width of line rasters around 50 µm, ablation performed in a pure He atmosphere with a flow of 700 mL/min, mixed with Ar (930 mL/min) immediately after the ablation cell, mixture passed through a pulse homogenizing device; LA-ICP-MS mapping: repetition rate of 10 Hz, 64 µm spot size, output fluence of ~2.5 J cm−2, 30 s background acquisition at the start of every raster, dwell times for all elements set to 7 ms; line scan dwell times: 10 ms for both Zn and S, and 50 ms for the remaining masses; measured isotopes: 55Mn, 57Fe, 59Co, 60Ni, 65Cu, 66Zn, 71Ga, 75As, 77Se, 95Mo, 107Ag, 111Cd, 115In, 118Sn, 121Sb, 197Au, 202Hg, 205Tl, 208Pb and 209Bi | USGS certified standard MASS-1, comprising a pressed pellet of precipitated Cu-Fe-Zn sulfide standard; natural chalcopyrite (Cu), natural rhodonite (Mn), natural chalcedony (Zn), natural cobaltite (Co), natural arsenopyrite (As), natural stibnite (Sb), natural galena (Pb), natural cadmium (Cd) | 3246.269 |  |  |  | 0.83005 |  | 0.69634 | [7 empty] | 0.41099 | [5 empty] | 7480.762 | [5 empty] | 0 | [5 empty] | 525.0237 | [9 empty] | 28328.94 |  | 359.7654 | [7 empty] | 0.068454 |  |  |  | 557.0226 | [13 empty] | 34.9594 |  | 0 | [7 empty] | 0 | [5 empty] | 36.8513 | [15 empty] | 246049.5 |  | 10.812 |  |  |  | 0 | [5 empty] | 1549.46 | [13 empty] | 0.03788 | [18 empty] | 2020 | Minerals 2020, 10, 147 |  | BOL, TZA
| Animas-Chocaya Mine, Merelani Hills |  | Magmatic hydrothermal, Metamorphic |  |  | Zn | Ag, Sn, Cu, Ga, In, Fe, Mn, Cd | Zn, Ag, Sn, Cu, Ga, In, Fe, Mn, Cd |  |  | 13.3601 |  | underground mine |  |  |  |  | ore material | grab | grab | mineral separate | [5 empty] | mineralisation |  |  |  | wurtzite, sphalerite | [6 empty] | pyrite | Polished sections; MASS-1 pressed pellet standard | EMPA, LA-ICPMS | SX51 electron microprobe (Cameca Gennevilliers Cedex, France); Agilent 7700cx Series Quadrupole ICP-MS (Agilent Santa Clara, CA 95051, USA) coupled to an Applied Spectra M-50 laser ablation system | Adelaide Microscopy, University of Adelaide | EMPA: accelerating voltage of 20 kV and a specimen current of ~20 nA, focused beam size set at <1 µm; LA-ICP-MS line scans: width of line rasters around 50 µm, ablation performed in a pure He atmosphere with a flow of 700 mL/min, mixed with Ar (930 mL/min) immediately after the ablation cell, mixture passed through a pulse homogenizing device; LA-ICP-MS mapping: repetition rate of 10 Hz, 64 µm spot size, output fluence of ~2.5 J cm−2, 30 s background acquisition at the start of every raster, dwell times for all elements set to 7 ms; line scan dwell times: 10 ms for both Zn and S, and 50 ms for the remaining masses; measured isotopes: 55Mn, 57Fe, 59Co, 60Ni, 65Cu, 66Zn, 71Ga, 75As, 77Se, 95Mo, 107Ag, 111Cd, 115In, 118Sn, 121Sb, 197Au, 202Hg, 205Tl, 208Pb and 209Bi | USGS certified standard MASS-1, comprising a pressed pellet of precipitated Cu-Fe-Zn sulfide standard; natural chalcopyrite (Cu), natural rhodonite (Mn), natural chalcedony (Zn), natural cobaltite (Co), natural arsenopyrite (As), natural stibnite (Sb), natural galena (Pb), natural cadmium (Cd) | 3218.752 |  |  |  | 0.40239 |  | 1.7057 | [7 empty] | 0.20337 | [5 empty] | 7540.393 | [5 empty] | 0 | [5 empty] | 452.2369 | [9 empty] | 25551.45 |  | 375.3582 | [7 empty] | 0.084679 |  |  |  | 387.1032 | [13 empty] | 39.283 |  | 0 | [7 empty] | 0 | [5 empty] | 39.2108 | [15 empty] | 241238.5 |  | 14.3903 |  |  |  | 0 | [5 empty] | 1550.38 | [13 empty] | 0.056541 | [18 empty] | 2020 | Minerals 2020, 10, 147 |  | BOL, TZA
| Animas-Chocaya Mine, Merelani Hills |  | Magmatic hydrothermal, Metamorphic |  |  | Zn | Ag, Sn, Cu, Ga, In, Fe, Mn, Cd | Zn, Ag, Sn, Cu, Ga, In, Fe, Mn, Cd |  |  | 13.612 |  | underground mine |  |  |  |  | ore material | grab | grab | mineral separate | [5 empty] | mineralisation |  |  |  | wurtzite, sphalerite | [6 empty] | pyrite | Polished sections; MASS-1 pressed pellet standard | EMPA, LA-ICPMS | SX51 electron microprobe (Cameca Gennevilliers Cedex, France); Agilent 7700cx Series Quadrupole ICP-MS (Agilent Santa Clara, CA 95051, USA) coupled to an Applied Spectra M-50 laser ablation system | Adelaide Microscopy, University of Adelaide | EMPA: accelerating voltage of 20 kV and a specimen current of ~20 nA, focused beam size set at <1 µm; LA-ICP-MS line scans: width of line rasters around 50 µm, ablation performed in a pure He atmosphere with a flow of 700 mL/min, mixed with Ar (930 mL/min) immediately after the ablation cell, mixture passed through a pulse homogenizing device; LA-ICP-MS mapping: repetition rate of 10 Hz, 64 µm spot size, output fluence of ~2.5 J cm−2, 30 s background acquisition at the start of every raster, dwell times for all elements set to 7 ms; line scan dwell times: 10 ms for both Zn and S, and 50 ms for the remaining masses; measured isotopes: 55Mn, 57Fe, 59Co, 60Ni, 65Cu, 66Zn, 71Ga, 75As, 77Se, 95Mo, 107Ag, 111Cd, 115In, 118Sn, 121Sb, 197Au, 202Hg, 205Tl, 208Pb and 209Bi | USGS certified standard MASS-1, comprising a pressed pellet of precipitated Cu-Fe-Zn sulfide standard; natural chalcopyrite (Cu), natural rhodonite (Mn), natural chalcedony (Zn), natural cobaltite (Co), natural arsenopyrite (As), natural stibnite (Sb), natural galena (Pb), natural cadmium (Cd) | 3278.696 |  |  |  | 0.65709 |  | 1.1408 | [7 empty] | 0.17763 | [5 empty] | 8187.879 | [5 empty] | 0.11223 | [5 empty] | 461.1016 | [9 empty] | 27550.2 |  | 387.5379 | [7 empty] | 0.084059 |  |  |  | 429.2938 | [13 empty] | 38.7324 |  | 0 | [7 empty] | 0.44437 | [5 empty] | 51.8718 | [15 empty] | 271281.4 |  | 21.8405 |  |  |  | 0 | [5 empty] | 1653.858 | [13 empty] | 0.14118 | [18 empty] | 2020 | Minerals 2020, 10, 147 |  | BOL, TZA
| Animas-Chocaya Mine, Merelani Hills |  | Magmatic hydrothermal, Metamorphic |  |  | Zn | Ag, Sn, Cu, Ga, In, Fe, Mn, Cd | Zn, Ag, Sn, Cu, Ga, In, Fe, Mn, Cd |  |  | 13.8639 |  | underground mine |  |  |  |  | ore material | grab | grab | mineral separate | [5 empty] | mineralisation |  |  |  | wurtzite, sphalerite | [6 empty] | pyrite | Polished sections; MASS-1 pressed pellet standard | EMPA, LA-ICPMS | SX51 electron microprobe (Cameca Gennevilliers Cedex, France); Agilent 7700cx Series Quadrupole ICP-MS (Agilent Santa Clara, CA 95051, USA) coupled to an Applied Spectra M-50 laser ablation system | Adelaide Microscopy, University of Adelaide | EMPA: accelerating voltage of 20 kV and a specimen current of ~20 nA, focused beam size set at <1 µm; LA-ICP-MS line scans: width of line rasters around 50 µm, ablation performed in a pure He atmosphere with a flow of 700 mL/min, mixed with Ar (930 mL/min) immediately after the ablation cell, mixture passed through a pulse homogenizing device; LA-ICP-MS mapping: repetition rate of 10 Hz, 64 µm spot size, output fluence of ~2.5 J cm−2, 30 s background acquisition at the start of every raster, dwell times for all elements set to 7 ms; line scan dwell times: 10 ms for both Zn and S, and 50 ms for the remaining masses; measured isotopes: 55Mn, 57Fe, 59Co, 60Ni, 65Cu, 66Zn, 71Ga, 75As, 77Se, 95Mo, 107Ag, 111Cd, 115In, 118Sn, 121Sb, 197Au, 202Hg, 205Tl, 208Pb and 209Bi | USGS certified standard MASS-1, comprising a pressed pellet of precipitated Cu-Fe-Zn sulfide standard; natural chalcopyrite (Cu), natural rhodonite (Mn), natural chalcedony (Zn), natural cobaltite (Co), natural arsenopyrite (As), natural stibnite (Sb), natural galena (Pb), natural cadmium (Cd) | 4208.402 |  |  |  | 0.66884 |  | 1.0452 | [7 empty] | 0.16048 | [5 empty] | 8624.457 | [5 empty] | 0 | [5 empty] | 399.7276 | [9 empty] | 29696.49 |  | 376.8915 | [7 empty] | 0.094632 |  |  |  | 443.6072 | [13 empty] | 37.2644 |  | 0 | [7 empty] | 0.4524 | [5 empty] | 63.7582 | [15 empty] | 283106.1 |  | 26.2541 |  |  |  | 0 | [5 empty] | 1835.078 | [13 empty] | 0.041066 | [18 empty] | 2020 | Minerals 2020, 10, 147 |  | BOL, TZA
| Animas-Chocaya Mine, Merelani Hills |  | Magmatic hydrothermal, Metamorphic |  |  | Zn | Ag, Sn, Cu, Ga, In, Fe, Mn, Cd | Zn, Ag, Sn, Cu, Ga, In, Fe, Mn, Cd |  |  | 14.1158 |  | underground mine |  |  |  |  | ore material | grab | grab | mineral separate | [5 empty] | mineralisation |  |  |  | wurtzite, sphalerite | [6 empty] | pyrite | Polished sections; MASS-1 pressed pellet standard | EMPA, LA-ICPMS | SX51 electron microprobe (Cameca Gennevilliers Cedex, France); Agilent 7700cx Series Quadrupole ICP-MS (Agilent Santa Clara, CA 95051, USA) coupled to an Applied Spectra M-50 laser ablation system | Adelaide Microscopy, University of Adelaide | EMPA: accelerating voltage of 20 kV and a specimen current of ~20 nA, focused beam size set at <1 µm; LA-ICP-MS line scans: width of line rasters around 50 µm, ablation performed in a pure He atmosphere with a flow of 700 mL/min, mixed with Ar (930 mL/min) immediately after the ablation cell, mixture passed through a pulse homogenizing device; LA-ICP-MS mapping: repetition rate of 10 Hz, 64 µm spot size, output fluence of ~2.5 J cm−2, 30 s background acquisition at the start of every raster, dwell times for all elements set to 7 ms; line scan dwell times: 10 ms for both Zn and S, and 50 ms for the remaining masses; measured isotopes: 55Mn, 57Fe, 59Co, 60Ni, 65Cu, 66Zn, 71Ga, 75As, 77Se, 95Mo, 107Ag, 111Cd, 115In, 118Sn, 121Sb, 197Au, 202Hg, 205Tl, 208Pb and 209Bi | USGS certified standard MASS-1, comprising a pressed pellet of precipitated Cu-Fe-Zn sulfide standard; natural chalcopyrite (Cu), natural rhodonite (Mn), natural chalcedony (Zn), natural cobaltite (Co), natural arsenopyrite (As), natural stibnite (Sb), natural galena (Pb), natural cadmium (Cd) | 4042.36 |  |  |  | 1.1764 |  | 1.5717 | [7 empty] | 0.25186 | [5 empty] | 9769.903 | [5 empty] | 0.059463 | [5 empty] | 402.5957 | [9 empty] | 32472.21 |  | 384.0819 | [7 empty] | 0.12666 |  |  |  | 524.4304 | [13 empty] | 39.6787 |  | 0 | [7 empty] | 0.31398 | [5 empty] | 66.6818 | [15 empty] | 308588.4 |  | 29.2386 |  |  |  | 0 | [5 empty] | 1902.995 | [13 empty] | 0.171 | [18 empty] | 2020 | Minerals 2020, 10, 147 |  | BOL, TZA
| Animas-Chocaya Mine, Merelani Hills |  | Magmatic hydrothermal, Metamorphic |  |  | Zn | Ag, Sn, Cu, Ga, In, Fe, Mn, Cd | Zn, Ag, Sn, Cu, Ga, In, Fe, Mn, Cd |  |  | 14.3677 |  | underground mine |  |  |  |  | ore material | grab | grab | mineral separate | [5 empty] | mineralisation |  |  |  | wurtzite, sphalerite | [6 empty] | pyrite | Polished sections; MASS-1 pressed pellet standard | EMPA, LA-ICPMS | SX51 electron microprobe (Cameca Gennevilliers Cedex, France); Agilent 7700cx Series Quadrupole ICP-MS (Agilent Santa Clara, CA 95051, USA) coupled to an Applied Spectra M-50 laser ablation system | Adelaide Microscopy, University of Adelaide | EMPA: accelerating voltage of 20 kV and a specimen current of ~20 nA, focused beam size set at <1 µm; LA-ICP-MS line scans: width of line rasters around 50 µm, ablation performed in a pure He atmosphere with a flow of 700 mL/min, mixed with Ar (930 mL/min) immediately after the ablation cell, mixture passed through a pulse homogenizing device; LA-ICP-MS mapping: repetition rate of 10 Hz, 64 µm spot size, output fluence of ~2.5 J cm−2, 30 s background acquisition at the start of every raster, dwell times for all elements set to 7 ms; line scan dwell times: 10 ms for both Zn and S, and 50 ms for the remaining masses; measured isotopes: 55Mn, 57Fe, 59Co, 60Ni, 65Cu, 66Zn, 71Ga, 75As, 77Se, 95Mo, 107Ag, 111Cd, 115In, 118Sn, 121Sb, 197Au, 202Hg, 205Tl, 208Pb and 209Bi | USGS certified standard MASS-1, comprising a pressed pellet of precipitated Cu-Fe-Zn sulfide standard; natural chalcopyrite (Cu), natural rhodonite (Mn), natural chalcedony (Zn), natural cobaltite (Co), natural arsenopyrite (As), natural stibnite (Sb), natural galena (Pb), natural cadmium (Cd) | 4337.668 |  |  |  | -0.267 |  | 0.79302 | [7 empty] | 0.25417 | [5 empty] | 8454.216 | [5 empty] | 0.060004 | [5 empty] | 395.5529 | [9 empty] | 34214.62 |  | 381.1113 | [7 empty] | 0.099554 |  |  |  | 562.7239 | [13 empty] | 42.3133 |  | 0 | [7 empty] | 0.15843 | [5 empty] | 64.4857 | [15 empty] | 264307.2 |  | 31.4948 |  |  |  | 1.7301 | [5 empty] | 1925.63 | [13 empty] | 0.086285 | [18 empty] | 2020 | Minerals 2020, 10, 147 |  | BOL, TZA
| Animas-Chocaya Mine, Merelani Hills |  | Magmatic hydrothermal, Metamorphic |  |  | Zn | Ag, Sn, Cu, Ga, In, Fe, Mn, Cd | Zn, Ag, Sn, Cu, Ga, In, Fe, Mn, Cd |  |  | 14.6201 |  | underground mine |  |  |  |  | ore material | grab | grab | mineral separate | [5 empty] | mineralisation |  |  |  | wurtzite, sphalerite | [6 empty] | pyrite | Polished sections; MASS-1 pressed pellet standard | EMPA, LA-ICPMS | SX51 electron microprobe (Cameca Gennevilliers Cedex, France); Agilent 7700cx Series Quadrupole ICP-MS (Agilent Santa Clara, CA 95051, USA) coupled to an Applied Spectra M-50 laser ablation system | Adelaide Microscopy, University of Adelaide | EMPA: accelerating voltage of 20 kV and a specimen current of ~20 nA, focused beam size set at <1 µm; LA-ICP-MS line scans: width of line rasters around 50 µm, ablation performed in a pure He atmosphere with a flow of 700 mL/min, mixed with Ar (930 mL/min) immediately after the ablation cell, mixture passed through a pulse homogenizing device; LA-ICP-MS mapping: repetition rate of 10 Hz, 64 µm spot size, output fluence of ~2.5 J cm−2, 30 s background acquisition at the start of every raster, dwell times for all elements set to 7 ms; line scan dwell times: 10 ms for both Zn and S, and 50 ms for the remaining masses; measured isotopes: 55Mn, 57Fe, 59Co, 60Ni, 65Cu, 66Zn, 71Ga, 75As, 77Se, 95Mo, 107Ag, 111Cd, 115In, 118Sn, 121Sb, 197Au, 202Hg, 205Tl, 208Pb and 209Bi | USGS certified standard MASS-1, comprising a pressed pellet of precipitated Cu-Fe-Zn sulfide standard; natural chalcopyrite (Cu), natural rhodonite (Mn), natural chalcedony (Zn), natural cobaltite (Co), natural arsenopyrite (As), natural stibnite (Sb), natural galena (Pb), natural cadmium (Cd) | 4375.554 |  |  |  | -0.024845 |  | 0.6731 | [7 empty] | 0.19059 | [5 empty] | 9273.766 | [5 empty] | 0.12037 | [5 empty] | 398.5751 | [9 empty] | 36165.05 |  | 372.9702 | [7 empty] | 0.1023 |  |  |  | 552.3151 | [13 empty] | 39.3809 |  | 0 | [7 empty] | 0.63571 | [5 empty] | 61.445 | [15 empty] | 290116.5 |  | 27.7919 |  |  |  | 0 | [5 empty] | 1886.088 | [13 empty] | 0.10819 | [18 empty] | 2020 | Minerals 2020, 10, 147 |  | BOL, TZA
| Animas-Chocaya Mine, Merelani Hills |  | Magmatic hydrothermal, Metamorphic |  |  | Zn | Ag, Sn, Cu, Ga, In, Fe, Mn, Cd | Zn, Ag, Sn, Cu, Ga, In, Fe, Mn, Cd |  |  | 14.872 |  | underground mine |  |  |  |  | ore material | grab | grab | mineral separate | [5 empty] | mineralisation |  |  |  | wurtzite, sphalerite | [6 empty] | pyrite | Polished sections; MASS-1 pressed pellet standard | EMPA, LA-ICPMS | SX51 electron microprobe (Cameca Gennevilliers Cedex, France); Agilent 7700cx Series Quadrupole ICP-MS (Agilent Santa Clara, CA 95051, USA) coupled to an Applied Spectra M-50 laser ablation system | Adelaide Microscopy, University of Adelaide | EMPA: accelerating voltage of 20 kV and a specimen current of ~20 nA, focused beam size set at <1 µm; LA-ICP-MS line scans: width of line rasters around 50 µm, ablation performed in a pure He atmosphere with a flow of 700 mL/min, mixed with Ar (930 mL/min) immediately after the ablation cell, mixture passed through a pulse homogenizing device; LA-ICP-MS mapping: repetition rate of 10 Hz, 64 µm spot size, output fluence of ~2.5 J cm−2, 30 s background acquisition at the start of every raster, dwell times for all elements set to 7 ms; line scan dwell times: 10 ms for both Zn and S, and 50 ms for the remaining masses; measured isotopes: 55Mn, 57Fe, 59Co, 60Ni, 65Cu, 66Zn, 71Ga, 75As, 77Se, 95Mo, 107Ag, 111Cd, 115In, 118Sn, 121Sb, 197Au, 202Hg, 205Tl, 208Pb and 209Bi | USGS certified standard MASS-1, comprising a pressed pellet of precipitated Cu-Fe-Zn sulfide standard; natural chalcopyrite (Cu), natural rhodonite (Mn), natural chalcedony (Zn), natural cobaltite (Co), natural arsenopyrite (As), natural stibnite (Sb), natural galena (Pb), natural cadmium (Cd) | 4068.079 |  |  |  | 0.86025 |  | 0.83339 | [7 empty] | 0.25099 | [5 empty] | 8211.183 | [5 empty] | 0.21857 | [5 empty] | 354.1555 | [9 empty] | 29732.62 |  | 325.5571 | [7 empty] | 0.088648 |  |  |  | 795.9515 | [13 empty] | 37.9334 |  | 0 | [7 empty] | 0.43292 | [5 empty] | 55.4033 | [15 empty] | 249964.7 |  | 20.597 |  |  |  | 0 | [5 empty] | 1692.085 | [13 empty] | 0.058941 | [18 empty] | 2020 | Minerals 2020, 10, 147 |  | BOL, TZA
| Animas-Chocaya Mine, Merelani Hills |  | Magmatic hydrothermal, Metamorphic |  |  | Zn | Ag, Sn, Cu, Ga, In, Fe, Mn, Cd | Zn, Ag, Sn, Cu, Ga, In, Fe, Mn, Cd |  |  | 15.1239 |  | underground mine |  |  |  |  | ore material | grab | grab | mineral separate | [5 empty] | mineralisation |  |  |  | wurtzite, sphalerite | [6 empty] | pyrite | Polished sections; MASS-1 pressed pellet standard | EMPA, LA-ICPMS | SX51 electron microprobe (Cameca Gennevilliers Cedex, France); Agilent 7700cx Series Quadrupole ICP-MS (Agilent Santa Clara, CA 95051, USA) coupled to an Applied Spectra M-50 laser ablation system | Adelaide Microscopy, University of Adelaide | EMPA: accelerating voltage of 20 kV and a specimen current of ~20 nA, focused beam size set at <1 µm; LA-ICP-MS line scans: width of line rasters around 50 µm, ablation performed in a pure He atmosphere with a flow of 700 mL/min, mixed with Ar (930 mL/min) immediately after the ablation cell, mixture passed through a pulse homogenizing device; LA-ICP-MS mapping: repetition rate of 10 Hz, 64 µm spot size, output fluence of ~2.5 J cm−2, 30 s background acquisition at the start of every raster, dwell times for all elements set to 7 ms; line scan dwell times: 10 ms for both Zn and S, and 50 ms for the remaining masses; measured isotopes: 55Mn, 57Fe, 59Co, 60Ni, 65Cu, 66Zn, 71Ga, 75As, 77Se, 95Mo, 107Ag, 111Cd, 115In, 118Sn, 121Sb, 197Au, 202Hg, 205Tl, 208Pb and 209Bi | USGS certified standard MASS-1, comprising a pressed pellet of precipitated Cu-Fe-Zn sulfide standard; natural chalcopyrite (Cu), natural rhodonite (Mn), natural chalcedony (Zn), natural cobaltite (Co), natural arsenopyrite (As), natural stibnite (Sb), natural galena (Pb), natural cadmium (Cd) | 3479.323 |  |  |  | 1.1084 |  | 1.0255 | [7 empty] | 0.15748 | [5 empty] | 7979.505 | [5 empty] | 0.11206 | [5 empty] | 320.7972 | [9 empty] | 30652.72 |  | 383.8118 | [7 empty] | 0.075528 |  |  |  | 536.2964 | [13 empty] | 35.8783 |  | 0 | [7 empty] | 0.44394 | [5 empty] | 52.4484 | [15 empty] | 273484.3 |  | 15.7882 |  |  |  | 0 | [5 empty] | 1664.706 | [13 empty] | 0 | [18 empty] | 2020 | Minerals 2020, 10, 147 |  | BOL, TZA
| Animas-Chocaya Mine, Merelani Hills |  | Magmatic hydrothermal, Metamorphic |  |  | Zn | Ag, Sn, Cu, Ga, In, Fe, Mn, Cd | Zn, Ag, Sn, Cu, Ga, In, Fe, Mn, Cd |  |  | 15.3758 |  | underground mine |  |  |  |  | ore material | grab | grab | mineral separate | [5 empty] | mineralisation |  |  |  | wurtzite, sphalerite | [6 empty] | pyrite | Polished sections; MASS-1 pressed pellet standard | EMPA, LA-ICPMS | SX51 electron microprobe (Cameca Gennevilliers Cedex, France); Agilent 7700cx Series Quadrupole ICP-MS (Agilent Santa Clara, CA 95051, USA) coupled to an Applied Spectra M-50 laser ablation system | Adelaide Microscopy, University of Adelaide | EMPA: accelerating voltage of 20 kV and a specimen current of ~20 nA, focused beam size set at <1 µm; LA-ICP-MS line scans: width of line rasters around 50 µm, ablation performed in a pure He atmosphere with a flow of 700 mL/min, mixed with Ar (930 mL/min) immediately after the ablation cell, mixture passed through a pulse homogenizing device; LA-ICP-MS mapping: repetition rate of 10 Hz, 64 µm spot size, output fluence of ~2.5 J cm−2, 30 s background acquisition at the start of every raster, dwell times for all elements set to 7 ms; line scan dwell times: 10 ms for both Zn and S, and 50 ms for the remaining masses; measured isotopes: 55Mn, 57Fe, 59Co, 60Ni, 65Cu, 66Zn, 71Ga, 75As, 77Se, 95Mo, 107Ag, 111Cd, 115In, 118Sn, 121Sb, 197Au, 202Hg, 205Tl, 208Pb and 209Bi | USGS certified standard MASS-1, comprising a pressed pellet of precipitated Cu-Fe-Zn sulfide standard; natural chalcopyrite (Cu), natural rhodonite (Mn), natural chalcedony (Zn), natural cobaltite (Co), natural arsenopyrite (As), natural stibnite (Sb), natural galena (Pb), natural cadmium (Cd) | 3373.67 |  |  |  | 0.89062 |  | 1.4384 | [7 empty] | 0.21957 | [5 empty] | 8013.594 | [5 empty] | 0.056577 | [5 empty] | 322.915 | [9 empty] | 29279.03 |  | 350.0252 | [7 empty] | 0.085248 |  |  |  | 420.1364 | [13 empty] | 35.6099 |  | 0 | [7 empty] | 1.1956 | [5 empty] | 56.225 | [15 empty] | 284666 |  | 16.237 |  |  |  | 0 | [5 empty] | 1446.157 | [13 empty] | 0.040692 | [18 empty] | 2020 | Minerals 2020, 10, 147 |  | BOL, TZA
| Animas-Chocaya Mine, Merelani Hills |  | Magmatic hydrothermal, Metamorphic |  |  | Zn | Ag, Sn, Cu, Ga, In, Fe, Mn, Cd | Zn, Ag, Sn, Cu, Ga, In, Fe, Mn, Cd |  |  | 15.6277 |  | underground mine |  |  |  |  | ore material | grab | grab | mineral separate | [5 empty] | mineralisation |  |  |  | wurtzite, sphalerite | [6 empty] | pyrite | Polished sections; MASS-1 pressed pellet standard | EMPA, LA-ICPMS | SX51 electron microprobe (Cameca Gennevilliers Cedex, France); Agilent 7700cx Series Quadrupole ICP-MS (Agilent Santa Clara, CA 95051, USA) coupled to an Applied Spectra M-50 laser ablation system | Adelaide Microscopy, University of Adelaide | EMPA: accelerating voltage of 20 kV and a specimen current of ~20 nA, focused beam size set at <1 µm; LA-ICP-MS line scans: width of line rasters around 50 µm, ablation performed in a pure He atmosphere with a flow of 700 mL/min, mixed with Ar (930 mL/min) immediately after the ablation cell, mixture passed through a pulse homogenizing device; LA-ICP-MS mapping: repetition rate of 10 Hz, 64 µm spot size, output fluence of ~2.5 J cm−2, 30 s background acquisition at the start of every raster, dwell times for all elements set to 7 ms; line scan dwell times: 10 ms for both Zn and S, and 50 ms for the remaining masses; measured isotopes: 55Mn, 57Fe, 59Co, 60Ni, 65Cu, 66Zn, 71Ga, 75As, 77Se, 95Mo, 107Ag, 111Cd, 115In, 118Sn, 121Sb, 197Au, 202Hg, 205Tl, 208Pb and 209Bi | USGS certified standard MASS-1, comprising a pressed pellet of precipitated Cu-Fe-Zn sulfide standard; natural chalcopyrite (Cu), natural rhodonite (Mn), natural chalcedony (Zn), natural cobaltite (Co), natural arsenopyrite (As), natural stibnite (Sb), natural galena (Pb), natural cadmium (Cd) | 2897.798 |  |  |  | -0.78613 |  | 1.466 | [7 empty] | 0.2656 | [5 empty] | 8881.557 | [5 empty] | 0 | [5 empty] | 346.2941 | [9 empty] | 32104.05 |  | 411.4958 | [7 empty] | 0.072303 |  |  |  | 336.6745 | [13 empty] | 37.2594 |  | 0 | [7 empty] | 1.1589 | [5 empty] | 59.1504 | [15 empty] | 299428.7 |  | 19.5436 |  |  |  | 0 | [5 empty] | 1544.065 | [13 empty] | 0.045079 | [18 empty] | 2020 | Minerals 2020, 10, 147 |  | BOL, TZA
| Animas-Chocaya Mine, Merelani Hills |  | Magmatic hydrothermal, Metamorphic |  |  | Zn | Ag, Sn, Cu, Ga, In, Fe, Mn, Cd | Zn, Ag, Sn, Cu, Ga, In, Fe, Mn, Cd |  |  | 15.8802 |  | underground mine |  |  |  |  | ore material | grab | grab | mineral separate | [5 empty] | mineralisation |  |  |  | wurtzite, sphalerite | [6 empty] | pyrite | Polished sections; MASS-1 pressed pellet standard | EMPA, LA-ICPMS | SX51 electron microprobe (Cameca Gennevilliers Cedex, France); Agilent 7700cx Series Quadrupole ICP-MS (Agilent Santa Clara, CA 95051, USA) coupled to an Applied Spectra M-50 laser ablation system | Adelaide Microscopy, University of Adelaide | EMPA: accelerating voltage of 20 kV and a specimen current of ~20 nA, focused beam size set at <1 µm; LA-ICP-MS line scans: width of line rasters around 50 µm, ablation performed in a pure He atmosphere with a flow of 700 mL/min, mixed with Ar (930 mL/min) immediately after the ablation cell, mixture passed through a pulse homogenizing device; LA-ICP-MS mapping: repetition rate of 10 Hz, 64 µm spot size, output fluence of ~2.5 J cm−2, 30 s background acquisition at the start of every raster, dwell times for all elements set to 7 ms; line scan dwell times: 10 ms for both Zn and S, and 50 ms for the remaining masses; measured isotopes: 55Mn, 57Fe, 59Co, 60Ni, 65Cu, 66Zn, 71Ga, 75As, 77Se, 95Mo, 107Ag, 111Cd, 115In, 118Sn, 121Sb, 197Au, 202Hg, 205Tl, 208Pb and 209Bi | USGS certified standard MASS-1, comprising a pressed pellet of precipitated Cu-Fe-Zn sulfide standard; natural chalcopyrite (Cu), natural rhodonite (Mn), natural chalcedony (Zn), natural cobaltite (Co), natural arsenopyrite (As), natural stibnite (Sb), natural galena (Pb), natural cadmium (Cd) | 2709.393 |  |  |  | 1.138 |  | 0.93612 | [7 empty] | 0.18227 | [5 empty] | 7883.536 | [5 empty] | 0.17258 | [5 empty] | 319.3862 | [9 empty] | 26822.67 |  | 352.6711 | [7 empty] | 0.09815 |  |  |  | 231.851 | [13 empty] | 35.5766 |  | 0 | [7 empty] | 0.75993 | [5 empty] | 55.1401 | [15 empty] | 246647.1 |  | 15.5599 |  |  |  | 0 | [5 empty] | 1180.158 | [13 empty] | 0.12415 | [18 empty] | 2020 | Minerals 2020, 10, 147 |  | BOL, TZA
| Animas-Chocaya Mine, Merelani Hills |  | Magmatic hydrothermal, Metamorphic |  |  | Zn | Ag, Sn, Cu, Ga, In, Fe, Mn, Cd | Zn, Ag, Sn, Cu, Ga, In, Fe, Mn, Cd |  |  | 16.1321 |  | underground mine |  |  |  |  | ore material | grab | grab | mineral separate | [5 empty] | mineralisation |  |  |  | wurtzite, sphalerite | [6 empty] | pyrite | Polished sections; MASS-1 pressed pellet standard | EMPA, LA-ICPMS | SX51 electron microprobe (Cameca Gennevilliers Cedex, France); Agilent 7700cx Series Quadrupole ICP-MS (Agilent Santa Clara, CA 95051, USA) coupled to an Applied Spectra M-50 laser ablation system | Adelaide Microscopy, University of Adelaide | EMPA: accelerating voltage of 20 kV and a specimen current of ~20 nA, focused beam size set at <1 µm; LA-ICP-MS line scans: width of line rasters around 50 µm, ablation performed in a pure He atmosphere with a flow of 700 mL/min, mixed with Ar (930 mL/min) immediately after the ablation cell, mixture passed through a pulse homogenizing device; LA-ICP-MS mapping: repetition rate of 10 Hz, 64 µm spot size, output fluence of ~2.5 J cm−2, 30 s background acquisition at the start of every raster, dwell times for all elements set to 7 ms; line scan dwell times: 10 ms for both Zn and S, and 50 ms for the remaining masses; measured isotopes: 55Mn, 57Fe, 59Co, 60Ni, 65Cu, 66Zn, 71Ga, 75As, 77Se, 95Mo, 107Ag, 111Cd, 115In, 118Sn, 121Sb, 197Au, 202Hg, 205Tl, 208Pb and 209Bi | USGS certified standard MASS-1, comprising a pressed pellet of precipitated Cu-Fe-Zn sulfide standard; natural chalcopyrite (Cu), natural rhodonite (Mn), natural chalcedony (Zn), natural cobaltite (Co), natural arsenopyrite (As), natural stibnite (Sb), natural galena (Pb), natural cadmium (Cd) | 2338.713 |  |  |  | 0.67669 |  | 1.1179 | [7 empty] | 0.28646 | [5 empty] | 7726.306 | [5 empty] | 0.11569 | [5 empty] | 269.9645 | [9 empty] | 26685.31 |  | 346.4609 | [7 empty] | 0.11927 |  |  |  | 216.56 | [13 empty] | 33.9295 |  | 0 | [7 empty] | 0.15284 | [5 empty] | 51.9024 | [15 empty] | 273520.5 |  | 15.528 |  |  |  | 0 | [5 empty] | 1126.186 | [13 empty] | 0 | [18 empty] | 2020 | Minerals 2020, 10, 147 |  | BOL, TZA
| Animas-Chocaya Mine, Merelani Hills |  | Magmatic hydrothermal, Metamorphic |  |  | Zn | Ag, Sn, Cu, Ga, In, Fe, Mn, Cd | Zn, Ag, Sn, Cu, Ga, In, Fe, Mn, Cd |  |  | 16.384 |  | underground mine |  |  |  |  | ore material | grab | grab | mineral separate | [5 empty] | mineralisation |  |  |  | wurtzite, sphalerite | [6 empty] | pyrite | Polished sections; MASS-1 pressed pellet standard | EMPA, LA-ICPMS | SX51 electron microprobe (Cameca Gennevilliers Cedex, France); Agilent 7700cx Series Quadrupole ICP-MS (Agilent Santa Clara, CA 95051, USA) coupled to an Applied Spectra M-50 laser ablation system | Adelaide Microscopy, University of Adelaide | EMPA: accelerating voltage of 20 kV and a specimen current of ~20 nA, focused beam size set at <1 µm; LA-ICP-MS line scans: width of line rasters around 50 µm, ablation performed in a pure He atmosphere with a flow of 700 mL/min, mixed with Ar (930 mL/min) immediately after the ablation cell, mixture passed through a pulse homogenizing device; LA-ICP-MS mapping: repetition rate of 10 Hz, 64 µm spot size, output fluence of ~2.5 J cm−2, 30 s background acquisition at the start of every raster, dwell times for all elements set to 7 ms; line scan dwell times: 10 ms for both Zn and S, and 50 ms for the remaining masses; measured isotopes: 55Mn, 57Fe, 59Co, 60Ni, 65Cu, 66Zn, 71Ga, 75As, 77Se, 95Mo, 107Ag, 111Cd, 115In, 118Sn, 121Sb, 197Au, 202Hg, 205Tl, 208Pb and 209Bi | USGS certified standard MASS-1, comprising a pressed pellet of precipitated Cu-Fe-Zn sulfide standard; natural chalcopyrite (Cu), natural rhodonite (Mn), natural chalcedony (Zn), natural cobaltite (Co), natural arsenopyrite (As), natural stibnite (Sb), natural galena (Pb), natural cadmium (Cd) | 1941.858 |  |  |  | -0.022792 |  | 0.8662 | [7 empty] | 0.30156 | [5 empty] | 7151.838 | [5 empty] | 0.053222 | [5 empty] | 232.9705 | [9 empty] | 23800.72 |  | 312.806 | [7 empty] | 0.13916 |  |  |  | 121.6951 | [13 empty] | 32.6498 |  | 0 | [7 empty] | 0.42192 | [5 empty] | 51.4248 | [15 empty] | 261931.6 |  | 14.8937 |  |  |  | 0 | [5 empty] | 957.7126 | [13 empty] | 0.038292 | [18 empty] | 2020 | Minerals 2020, 10, 147 |  | BOL, TZA
| Animas-Chocaya Mine, Merelani Hills |  | Magmatic hydrothermal, Metamorphic |  |  | Zn | Ag, Sn, Cu, Ga, In, Fe, Mn, Cd | Zn, Ag, Sn, Cu, Ga, In, Fe, Mn, Cd |  |  | 16.6359 |  | underground mine |  |  |  |  | ore material | grab | grab | mineral separate | [5 empty] | mineralisation |  |  |  | wurtzite, sphalerite | [6 empty] | pyrite | Polished sections; MASS-1 pressed pellet standard | EMPA, LA-ICPMS | SX51 electron microprobe (Cameca Gennevilliers Cedex, France); Agilent 7700cx Series Quadrupole ICP-MS (Agilent Santa Clara, CA 95051, USA) coupled to an Applied Spectra M-50 laser ablation system | Adelaide Microscopy, University of Adelaide | EMPA: accelerating voltage of 20 kV and a specimen current of ~20 nA, focused beam size set at <1 µm; LA-ICP-MS line scans: width of line rasters around 50 µm, ablation performed in a pure He atmosphere with a flow of 700 mL/min, mixed with Ar (930 mL/min) immediately after the ablation cell, mixture passed through a pulse homogenizing device; LA-ICP-MS mapping: repetition rate of 10 Hz, 64 µm spot size, output fluence of ~2.5 J cm−2, 30 s background acquisition at the start of every raster, dwell times for all elements set to 7 ms; line scan dwell times: 10 ms for both Zn and S, and 50 ms for the remaining masses; measured isotopes: 55Mn, 57Fe, 59Co, 60Ni, 65Cu, 66Zn, 71Ga, 75As, 77Se, 95Mo, 107Ag, 111Cd, 115In, 118Sn, 121Sb, 197Au, 202Hg, 205Tl, 208Pb and 209Bi | USGS certified standard MASS-1, comprising a pressed pellet of precipitated Cu-Fe-Zn sulfide standard; natural chalcopyrite (Cu), natural rhodonite (Mn), natural chalcedony (Zn), natural cobaltite (Co), natural arsenopyrite (As), natural stibnite (Sb), natural galena (Pb), natural cadmium (Cd) | 1886.148 |  |  |  | 1.141 |  | 0.82154 | [7 empty] | 0.4092 | [5 empty] | 7701.104 | [5 empty] | 0 | [5 empty] | 248.2391 | [9 empty] | 23697.7 |  | 336.622 | [7 empty] | 0.098644 |  |  |  | 108.8407 | [13 empty] | 33.3182 |  | 0 | [7 empty] | 0.15245 | [5 empty] | 70.3654 | [15 empty] | 300144.9 |  | 20.5025 |  |  |  | 0 | [5 empty] | 923.2068 | [13 empty] | 0 | [18 empty] | 2020 | Minerals 2020, 10, 147 |  | BOL, TZA
| Animas-Chocaya Mine, Merelani Hills |  | Magmatic hydrothermal, Metamorphic |  |  | Zn | Ag, Sn, Cu, Ga, In, Fe, Mn, Cd | Zn, Ag, Sn, Cu, Ga, In, Fe, Mn, Cd |  |  | 16.8888 |  | underground mine |  |  |  |  | ore material | grab | grab | mineral separate | [5 empty] | mineralisation |  |  |  | wurtzite, sphalerite | [6 empty] | pyrite | Polished sections; MASS-1 pressed pellet standard | EMPA, LA-ICPMS | SX51 electron microprobe (Cameca Gennevilliers Cedex, France); Agilent 7700cx Series Quadrupole ICP-MS (Agilent Santa Clara, CA 95051, USA) coupled to an Applied Spectra M-50 laser ablation system | Adelaide Microscopy, University of Adelaide | EMPA: accelerating voltage of 20 kV and a specimen current of ~20 nA, focused beam size set at <1 µm; LA-ICP-MS line scans: width of line rasters around 50 µm, ablation performed in a pure He atmosphere with a flow of 700 mL/min, mixed with Ar (930 mL/min) immediately after the ablation cell, mixture passed through a pulse homogenizing device; LA-ICP-MS mapping: repetition rate of 10 Hz, 64 µm spot size, output fluence of ~2.5 J cm−2, 30 s background acquisition at the start of every raster, dwell times for all elements set to 7 ms; line scan dwell times: 10 ms for both Zn and S, and 50 ms for the remaining masses; measured isotopes: 55Mn, 57Fe, 59Co, 60Ni, 65Cu, 66Zn, 71Ga, 75As, 77Se, 95Mo, 107Ag, 111Cd, 115In, 118Sn, 121Sb, 197Au, 202Hg, 205Tl, 208Pb and 209Bi | USGS certified standard MASS-1, comprising a pressed pellet of precipitated Cu-Fe-Zn sulfide standard; natural chalcopyrite (Cu), natural rhodonite (Mn), natural chalcedony (Zn), natural cobaltite (Co), natural arsenopyrite (As), natural stibnite (Sb), natural galena (Pb), natural cadmium (Cd) | 1672.728 |  |  |  | 0.94302 |  | 0.7925 | [7 empty] | 0.61753 | [5 empty] | 7667.692 | [5 empty] | 0.11985 | [5 empty] | 248.7544 | [9 empty] | 27172.32 |  | 305.6667 | [7 empty] | 0.10727 |  |  |  | 98.3504 | [13 empty] | 33.5952 |  | 0 | [7 empty] | 0.15838 | [5 empty] | 78.3263 | [15 empty] | 293559.3 |  | 25.9533 |  |  |  | 0 | [5 empty] | 966.7473 | [13 empty] | 0.12936 | [18 empty] | 2020 | Minerals 2020, 10, 147 |  | BOL, TZA
| Animas-Chocaya Mine, Merelani Hills |  | Magmatic hydrothermal, Metamorphic |  |  | Zn | Ag, Sn, Cu, Ga, In, Fe, Mn, Cd | Zn, Ag, Sn, Cu, Ga, In, Fe, Mn, Cd |  |  | 17.1407 |  | underground mine |  |  |  |  | ore material | grab | grab | mineral separate | [5 empty] | mineralisation |  |  |  | wurtzite, sphalerite | [6 empty] | pyrite | Polished sections; MASS-1 pressed pellet standard | EMPA, LA-ICPMS | SX51 electron microprobe (Cameca Gennevilliers Cedex, France); Agilent 7700cx Series Quadrupole ICP-MS (Agilent Santa Clara, CA 95051, USA) coupled to an Applied Spectra M-50 laser ablation system | Adelaide Microscopy, University of Adelaide | EMPA: accelerating voltage of 20 kV and a specimen current of ~20 nA, focused beam size set at <1 µm; LA-ICP-MS line scans: width of line rasters around 50 µm, ablation performed in a pure He atmosphere with a flow of 700 mL/min, mixed with Ar (930 mL/min) immediately after the ablation cell, mixture passed through a pulse homogenizing device; LA-ICP-MS mapping: repetition rate of 10 Hz, 64 µm spot size, output fluence of ~2.5 J cm−2, 30 s background acquisition at the start of every raster, dwell times for all elements set to 7 ms; line scan dwell times: 10 ms for both Zn and S, and 50 ms for the remaining masses; measured isotopes: 55Mn, 57Fe, 59Co, 60Ni, 65Cu, 66Zn, 71Ga, 75As, 77Se, 95Mo, 107Ag, 111Cd, 115In, 118Sn, 121Sb, 197Au, 202Hg, 205Tl, 208Pb and 209Bi | USGS certified standard MASS-1, comprising a pressed pellet of precipitated Cu-Fe-Zn sulfide standard; natural chalcopyrite (Cu), natural rhodonite (Mn), natural chalcedony (Zn), natural cobaltite (Co), natural arsenopyrite (As), natural stibnite (Sb), natural galena (Pb), natural cadmium (Cd) | 1507.503 |  |  |  | 0.87859 |  | 0.96566 | [7 empty] | 0.7348 | [5 empty] | 7268.46 | [5 empty] | 0.22333 | [5 empty] | 230.7517 | [9 empty] | 25329.31 |  | 316.1543 | [7 empty] | 0.14402 |  |  |  | 89.6032 | [13 empty] | 30.6897 |  | 0 | [7 empty] | 0.44275 | [5 empty] | 73.8322 | [15 empty] | 263761.4 |  | 21.061 |  |  |  | 0 | [5 empty] | 787.812 | [13 empty] | 0.060269 | [18 empty] | 2020 | Minerals 2020, 10, 147 |  | BOL, TZA
| Animas-Chocaya Mine, Merelani Hills |  | Magmatic hydrothermal, Metamorphic |  |  | Zn | Ag, Sn, Cu, Ga, In, Fe, Mn, Cd | Zn, Ag, Sn, Cu, Ga, In, Fe, Mn, Cd |  |  | 17.3931 |  | underground mine |  |  |  |  | ore material | grab | grab | mineral separate | [5 empty] | mineralisation |  |  |  | wurtzite, sphalerite | [6 empty] | pyrite | Polished sections; MASS-1 pressed pellet standard | EMPA, LA-ICPMS | SX51 electron microprobe (Cameca Gennevilliers Cedex, France); Agilent 7700cx Series Quadrupole ICP-MS (Agilent Santa Clara, CA 95051, USA) coupled to an Applied Spectra M-50 laser ablation system | Adelaide Microscopy, University of Adelaide | EMPA: accelerating voltage of 20 kV and a specimen current of ~20 nA, focused beam size set at <1 µm; LA-ICP-MS line scans: width of line rasters around 50 µm, ablation performed in a pure He atmosphere with a flow of 700 mL/min, mixed with Ar (930 mL/min) immediately after the ablation cell, mixture passed through a pulse homogenizing device; LA-ICP-MS mapping: repetition rate of 10 Hz, 64 µm spot size, output fluence of ~2.5 J cm−2, 30 s background acquisition at the start of every raster, dwell times for all elements set to 7 ms; line scan dwell times: 10 ms for both Zn and S, and 50 ms for the remaining masses; measured isotopes: 55Mn, 57Fe, 59Co, 60Ni, 65Cu, 66Zn, 71Ga, 75As, 77Se, 95Mo, 107Ag, 111Cd, 115In, 118Sn, 121Sb, 197Au, 202Hg, 205Tl, 208Pb and 209Bi | USGS certified standard MASS-1, comprising a pressed pellet of precipitated Cu-Fe-Zn sulfide standard; natural chalcopyrite (Cu), natural rhodonite (Mn), natural chalcedony (Zn), natural cobaltite (Co), natural arsenopyrite (As), natural stibnite (Sb), natural galena (Pb), natural cadmium (Cd) | 1541.474 |  |  |  | 0.86874 |  | 1.0673 | [7 empty] | 0.74636 | [5 empty] | 7452.685 | [5 empty] | 0.38647 | [5 empty] | 231.4763 | [9 empty] | 22811.04 |  | 368.7468 | [7 empty] | 0.12726 |  |  |  | 115.4227 | [13 empty] | 29.3019 |  | 0 | [7 empty] | 0.43785 | [5 empty] | 62.2095 | [15 empty] | 256771.2 |  | 16.1975 |  |  |  | 1.5931 | [5 empty] | 760.9707 | [13 empty] | 0.15894 | [18 empty] | 2020 | Minerals 2020, 10, 147 |  | BOL, TZA
| Animas-Chocaya Mine, Merelani Hills |  | Magmatic hydrothermal, Metamorphic |  |  | Zn | Ag, Sn, Cu, Ga, In, Fe, Mn, Cd | Zn, Ag, Sn, Cu, Ga, In, Fe, Mn, Cd |  |  | 17.645 |  | underground mine |  |  |  |  | ore material | grab | grab | mineral separate | [5 empty] | mineralisation |  |  |  | wurtzite, sphalerite | [6 empty] | pyrite | Polished sections; MASS-1 pressed pellet standard | EMPA, LA-ICPMS | SX51 electron microprobe (Cameca Gennevilliers Cedex, France); Agilent 7700cx Series Quadrupole ICP-MS (Agilent Santa Clara, CA 95051, USA) coupled to an Applied Spectra M-50 laser ablation system | Adelaide Microscopy, University of Adelaide | EMPA: accelerating voltage of 20 kV and a specimen current of ~20 nA, focused beam size set at <1 µm; LA-ICP-MS line scans: width of line rasters around 50 µm, ablation performed in a pure He atmosphere with a flow of 700 mL/min, mixed with Ar (930 mL/min) immediately after the ablation cell, mixture passed through a pulse homogenizing device; LA-ICP-MS mapping: repetition rate of 10 Hz, 64 µm spot size, output fluence of ~2.5 J cm−2, 30 s background acquisition at the start of every raster, dwell times for all elements set to 7 ms; line scan dwell times: 10 ms for both Zn and S, and 50 ms for the remaining masses; measured isotopes: 55Mn, 57Fe, 59Co, 60Ni, 65Cu, 66Zn, 71Ga, 75As, 77Se, 95Mo, 107Ag, 111Cd, 115In, 118Sn, 121Sb, 197Au, 202Hg, 205Tl, 208Pb and 209Bi | USGS certified standard MASS-1, comprising a pressed pellet of precipitated Cu-Fe-Zn sulfide standard; natural chalcopyrite (Cu), natural rhodonite (Mn), natural chalcedony (Zn), natural cobaltite (Co), natural arsenopyrite (As), natural stibnite (Sb), natural galena (Pb), natural cadmium (Cd) | 1528.308 |  |  |  | 1.3261 |  | 1.0196 | [7 empty] | 0.61357 | [5 empty] | 7477.458 | [5 empty] | 0 | [5 empty] | 240.8728 | [9 empty] | 21129.98 |  | 409.1587 | [7 empty] | 0.11742 |  |  |  | 121.0667 | [13 empty] | 27.8267 |  | 0 | [7 empty] | 0.14718 | [5 empty] | 63.207 | [15 empty] | 256711.7 |  | 16.2186 |  |  |  | 0 | [5 empty] | 858.5195 | [13 empty] | 0.16028 | [18 empty] | 2020 | Minerals 2020, 10, 147 |  | BOL, TZA
| Animas-Chocaya Mine, Merelani Hills |  | Magmatic hydrothermal, Metamorphic |  |  | Zn | Ag, Sn, Cu, Ga, In, Fe, Mn, Cd | Zn, Ag, Sn, Cu, Ga, In, Fe, Mn, Cd |  |  | 17.8969 |  | underground mine |  |  |  |  | ore material | grab | grab | mineral separate | [5 empty] | mineralisation |  |  |  | wurtzite, sphalerite | [6 empty] | pyrite | Polished sections; MASS-1 pressed pellet standard | EMPA, LA-ICPMS | SX51 electron microprobe (Cameca Gennevilliers Cedex, France); Agilent 7700cx Series Quadrupole ICP-MS (Agilent Santa Clara, CA 95051, USA) coupled to an Applied Spectra M-50 laser ablation system | Adelaide Microscopy, University of Adelaide | EMPA: accelerating voltage of 20 kV and a specimen current of ~20 nA, focused beam size set at <1 µm; LA-ICP-MS line scans: width of line rasters around 50 µm, ablation performed in a pure He atmosphere with a flow of 700 mL/min, mixed with Ar (930 mL/min) immediately after the ablation cell, mixture passed through a pulse homogenizing device; LA-ICP-MS mapping: repetition rate of 10 Hz, 64 µm spot size, output fluence of ~2.5 J cm−2, 30 s background acquisition at the start of every raster, dwell times for all elements set to 7 ms; line scan dwell times: 10 ms for both Zn and S, and 50 ms for the remaining masses; measured isotopes: 55Mn, 57Fe, 59Co, 60Ni, 65Cu, 66Zn, 71Ga, 75As, 77Se, 95Mo, 107Ag, 111Cd, 115In, 118Sn, 121Sb, 197Au, 202Hg, 205Tl, 208Pb and 209Bi | USGS certified standard MASS-1, comprising a pressed pellet of precipitated Cu-Fe-Zn sulfide standard; natural chalcopyrite (Cu), natural rhodonite (Mn), natural chalcedony (Zn), natural cobaltite (Co), natural arsenopyrite (As), natural stibnite (Sb), natural galena (Pb), natural cadmium (Cd) | 1986.854 |  |  |  | 1.8242 |  | 0.69807 | [7 empty] | 0.42609 | [5 empty] | 8213.573 | [5 empty] | 0.057166 | [5 empty] | 261.1896 | [9 empty] | 20181.45 |  | 496.7768 | [7 empty] | 0.12967 |  |  |  | 94.9234 | [13 empty] | 28.8601 |  | 0 | [7 empty] | 0.45346 | [5 empty] | 82.0476 | [15 empty] | 265944.4 |  | 18.787 |  |  |  | 1.6498 | [5 empty] | 928.561 | [13 empty] | 0.18518 | [18 empty] | 2020 | Minerals 2020, 10, 147 |  | BOL, TZA
| Animas-Chocaya Mine, Merelani Hills |  | Magmatic hydrothermal, Metamorphic |  |  | Zn | Ag, Sn, Cu, Ga, In, Fe, Mn, Cd | Zn, Ag, Sn, Cu, Ga, In, Fe, Mn, Cd |  |  | 18.1488 |  | underground mine |  |  |  |  | ore material | grab | grab | mineral separate | [5 empty] | mineralisation |  |  |  | wurtzite, sphalerite | [6 empty] | pyrite | Polished sections; MASS-1 pressed pellet standard | EMPA, LA-ICPMS | SX51 electron microprobe (Cameca Gennevilliers Cedex, France); Agilent 7700cx Series Quadrupole ICP-MS (Agilent Santa Clara, CA 95051, USA) coupled to an Applied Spectra M-50 laser ablation system | Adelaide Microscopy, University of Adelaide | EMPA: accelerating voltage of 20 kV and a specimen current of ~20 nA, focused beam size set at <1 µm; LA-ICP-MS line scans: width of line rasters around 50 µm, ablation performed in a pure He atmosphere with a flow of 700 mL/min, mixed with Ar (930 mL/min) immediately after the ablation cell, mixture passed through a pulse homogenizing device; LA-ICP-MS mapping: repetition rate of 10 Hz, 64 µm spot size, output fluence of ~2.5 J cm−2, 30 s background acquisition at the start of every raster, dwell times for all elements set to 7 ms; line scan dwell times: 10 ms for both Zn and S, and 50 ms for the remaining masses; measured isotopes: 55Mn, 57Fe, 59Co, 60Ni, 65Cu, 66Zn, 71Ga, 75As, 77Se, 95Mo, 107Ag, 111Cd, 115In, 118Sn, 121Sb, 197Au, 202Hg, 205Tl, 208Pb and 209Bi | USGS certified standard MASS-1, comprising a pressed pellet of precipitated Cu-Fe-Zn sulfide standard; natural chalcopyrite (Cu), natural rhodonite (Mn), natural chalcedony (Zn), natural cobaltite (Co), natural arsenopyrite (As), natural stibnite (Sb), natural galena (Pb), natural cadmium (Cd) | 1954.9 |  |  |  | 1.0745 |  | 1.2163 | [7 empty] | 0.50192 | [5 empty] | 8182.288 | [5 empty] | 0.054327 | [5 empty] | 253.4906 | [9 empty] | 18735.04 |  | 514.9334 | [7 empty] | 0.10831 |  |  |  | 58.886 | [13 empty] | 20.8799 |  | 0 | [7 empty] | 0.14366 | [5 empty] | 80.2512 | [15 empty] | 264108.3 |  | 16.449 |  |  |  | 0 | [5 empty] | 888.9806 | [13 empty] | 0.17599 | [18 empty] | 2020 | Minerals 2020, 10, 147 |  | BOL, TZA
| Animas-Chocaya Mine, Merelani Hills |  | Magmatic hydrothermal, Metamorphic |  |  | Zn | Ag, Sn, Cu, Ga, In, Fe, Mn, Cd | Zn, Ag, Sn, Cu, Ga, In, Fe, Mn, Cd |  |  | 18.4007 |  | underground mine |  |  |  |  | ore material | grab | grab | mineral separate | [5 empty] | mineralisation |  |  |  | wurtzite, sphalerite | [6 empty] | pyrite | Polished sections; MASS-1 pressed pellet standard | EMPA, LA-ICPMS | SX51 electron microprobe (Cameca Gennevilliers Cedex, France); Agilent 7700cx Series Quadrupole ICP-MS (Agilent Santa Clara, CA 95051, USA) coupled to an Applied Spectra M-50 laser ablation system | Adelaide Microscopy, University of Adelaide | EMPA: accelerating voltage of 20 kV and a specimen current of ~20 nA, focused beam size set at <1 µm; LA-ICP-MS line scans: width of line rasters around 50 µm, ablation performed in a pure He atmosphere with a flow of 700 mL/min, mixed with Ar (930 mL/min) immediately after the ablation cell, mixture passed through a pulse homogenizing device; LA-ICP-MS mapping: repetition rate of 10 Hz, 64 µm spot size, output fluence of ~2.5 J cm−2, 30 s background acquisition at the start of every raster, dwell times for all elements set to 7 ms; line scan dwell times: 10 ms for both Zn and S, and 50 ms for the remaining masses; measured isotopes: 55Mn, 57Fe, 59Co, 60Ni, 65Cu, 66Zn, 71Ga, 75As, 77Se, 95Mo, 107Ag, 111Cd, 115In, 118Sn, 121Sb, 197Au, 202Hg, 205Tl, 208Pb and 209Bi | USGS certified standard MASS-1, comprising a pressed pellet of precipitated Cu-Fe-Zn sulfide standard; natural chalcopyrite (Cu), natural rhodonite (Mn), natural chalcedony (Zn), natural cobaltite (Co), natural arsenopyrite (As), natural stibnite (Sb), natural galena (Pb), natural cadmium (Cd) | 1931.791 |  |  |  | 0.81779 |  | 0.89936 | [7 empty] | 0.44317 | [5 empty] | 8036.442 | [5 empty] | 0.051981 | [5 empty] | 254.555 | [9 empty] | 17615.51 |  | 498.9662 | [7 empty] | 0.11805 |  |  |  | 51.7899 | [13 empty] | 22.8251 |  | 0 | [7 empty] | 0.54989 | [5 empty] | 73.9749 | [15 empty] | 248797.5 |  | 18.2702 |  |  |  | 0 | [5 empty] | 894.9395 | [13 empty] | 0.26197 | [18 empty] | 2020 | Minerals 2020, 10, 147 |  | BOL, TZA
| Animas-Chocaya Mine, Merelani Hills |  | Magmatic hydrothermal, Metamorphic |  |  | Zn | Ag, Sn, Cu, Ga, In, Fe, Mn, Cd | Zn, Ag, Sn, Cu, Ga, In, Fe, Mn, Cd |  |  | 18.6531 |  | underground mine |  |  |  |  | ore material | grab | grab | mineral separate | [5 empty] | mineralisation |  |  |  | wurtzite, sphalerite | [6 empty] | pyrite | Polished sections; MASS-1 pressed pellet standard | EMPA, LA-ICPMS | SX51 electron microprobe (Cameca Gennevilliers Cedex, France); Agilent 7700cx Series Quadrupole ICP-MS (Agilent Santa Clara, CA 95051, USA) coupled to an Applied Spectra M-50 laser ablation system | Adelaide Microscopy, University of Adelaide | EMPA: accelerating voltage of 20 kV and a specimen current of ~20 nA, focused beam size set at <1 µm; LA-ICP-MS line scans: width of line rasters around 50 µm, ablation performed in a pure He atmosphere with a flow of 700 mL/min, mixed with Ar (930 mL/min) immediately after the ablation cell, mixture passed through a pulse homogenizing device; LA-ICP-MS mapping: repetition rate of 10 Hz, 64 µm spot size, output fluence of ~2.5 J cm−2, 30 s background acquisition at the start of every raster, dwell times for all elements set to 7 ms; line scan dwell times: 10 ms for both Zn and S, and 50 ms for the remaining masses; measured isotopes: 55Mn, 57Fe, 59Co, 60Ni, 65Cu, 66Zn, 71Ga, 75As, 77Se, 95Mo, 107Ag, 111Cd, 115In, 118Sn, 121Sb, 197Au, 202Hg, 205Tl, 208Pb and 209Bi | USGS certified standard MASS-1, comprising a pressed pellet of precipitated Cu-Fe-Zn sulfide standard; natural chalcopyrite (Cu), natural rhodonite (Mn), natural chalcedony (Zn), natural cobaltite (Co), natural arsenopyrite (As), natural stibnite (Sb), natural galena (Pb), natural cadmium (Cd) | 2361.498 |  |  |  | 1.2842 |  | 1.0974 | [7 empty] | 0.40192 | [5 empty] | 9239.718 | [5 empty] | 0.43129 | [5 empty] | 279.8741 | [9 empty] | 17996.5 |  | 600.3732 | [7 empty] | 0.11612 |  |  |  | 63.6861 | [13 empty] | 21.4173 |  | 0 | [7 empty] | 0.14259 | [5 empty] | 80.3391 | [15 empty] | 253278.9 |  | 16.8277 |  |  |  | 0 | [5 empty] | 1115.014 | [13 empty] | 0.21349 | [18 empty] | 2020 | Minerals 2020, 10, 147 |  | BOL, TZA
| Animas-Chocaya Mine, Merelani Hills |  | Magmatic hydrothermal, Metamorphic |  |  | Zn | Ag, Sn, Cu, Ga, In, Fe, Mn, Cd | Zn, Ag, Sn, Cu, Ga, In, Fe, Mn, Cd |  |  | 18.905 |  | underground mine |  |  |  |  | ore material | grab | grab | mineral separate | [5 empty] | mineralisation |  |  |  | wurtzite, sphalerite | [6 empty] | pyrite | Polished sections; MASS-1 pressed pellet standard | EMPA, LA-ICPMS | SX51 electron microprobe (Cameca Gennevilliers Cedex, France); Agilent 7700cx Series Quadrupole ICP-MS (Agilent Santa Clara, CA 95051, USA) coupled to an Applied Spectra M-50 laser ablation system | Adelaide Microscopy, University of Adelaide | EMPA: accelerating voltage of 20 kV and a specimen current of ~20 nA, focused beam size set at <1 µm; LA-ICP-MS line scans: width of line rasters around 50 µm, ablation performed in a pure He atmosphere with a flow of 700 mL/min, mixed with Ar (930 mL/min) immediately after the ablation cell, mixture passed through a pulse homogenizing device; LA-ICP-MS mapping: repetition rate of 10 Hz, 64 µm spot size, output fluence of ~2.5 J cm−2, 30 s background acquisition at the start of every raster, dwell times for all elements set to 7 ms; line scan dwell times: 10 ms for both Zn and S, and 50 ms for the remaining masses; measured isotopes: 55Mn, 57Fe, 59Co, 60Ni, 65Cu, 66Zn, 71Ga, 75As, 77Se, 95Mo, 107Ag, 111Cd, 115In, 118Sn, 121Sb, 197Au, 202Hg, 205Tl, 208Pb and 209Bi | USGS certified standard MASS-1, comprising a pressed pellet of precipitated Cu-Fe-Zn sulfide standard; natural chalcopyrite (Cu), natural rhodonite (Mn), natural chalcedony (Zn), natural cobaltite (Co), natural arsenopyrite (As), natural stibnite (Sb), natural galena (Pb), natural cadmium (Cd) | 2535.974 |  |  |  | 1.5282 |  | 0.94894 | [7 empty] | 0.15439 | [5 empty] | 9320.37 | [5 empty] | 0.054839 | [5 empty] | 299.0186 | [9 empty] | 19140.08 |  | 638.6433 | [7 empty] | 0.13983 |  |  |  | 80.0655 | [13 empty] | 20.367 |  | 0.14063 | [7 empty] | 0.43518 | [5 empty] | 75.6834 | [15 empty] | 255074.4 |  | 16.9488 |  |  |  | 0 | [5 empty] | 1167.946 | [13 empty] | 0.29617 | [18 empty] | 2020 | Minerals 2020, 10, 147 |  | BOL, TZA
| Animas-Chocaya Mine, Merelani Hills |  | Magmatic hydrothermal, Metamorphic |  |  | Zn | Ag, Sn, Cu, Ga, In, Fe, Mn, Cd | Zn, Ag, Sn, Cu, Ga, In, Fe, Mn, Cd |  |  | 19.157 |  | underground mine |  |  |  |  | ore material | grab | grab | mineral separate | [5 empty] | mineralisation |  |  |  | wurtzite, sphalerite | [6 empty] | pyrite | Polished sections; MASS-1 pressed pellet standard | EMPA, LA-ICPMS | SX51 electron microprobe (Cameca Gennevilliers Cedex, France); Agilent 7700cx Series Quadrupole ICP-MS (Agilent Santa Clara, CA 95051, USA) coupled to an Applied Spectra M-50 laser ablation system | Adelaide Microscopy, University of Adelaide | EMPA: accelerating voltage of 20 kV and a specimen current of ~20 nA, focused beam size set at <1 µm; LA-ICP-MS line scans: width of line rasters around 50 µm, ablation performed in a pure He atmosphere with a flow of 700 mL/min, mixed with Ar (930 mL/min) immediately after the ablation cell, mixture passed through a pulse homogenizing device; LA-ICP-MS mapping: repetition rate of 10 Hz, 64 µm spot size, output fluence of ~2.5 J cm−2, 30 s background acquisition at the start of every raster, dwell times for all elements set to 7 ms; line scan dwell times: 10 ms for both Zn and S, and 50 ms for the remaining masses; measured isotopes: 55Mn, 57Fe, 59Co, 60Ni, 65Cu, 66Zn, 71Ga, 75As, 77Se, 95Mo, 107Ag, 111Cd, 115In, 118Sn, 121Sb, 197Au, 202Hg, 205Tl, 208Pb and 209Bi | USGS certified standard MASS-1, comprising a pressed pellet of precipitated Cu-Fe-Zn sulfide standard; natural chalcopyrite (Cu), natural rhodonite (Mn), natural chalcedony (Zn), natural cobaltite (Co), natural arsenopyrite (As), natural stibnite (Sb), natural galena (Pb), natural cadmium (Cd) | 2454.769 |  |  |  | 0.62282 |  | 0.75963 | [7 empty] | 0.26425 | [5 empty] | 8619.833 | [5 empty] | 0.15991 | [5 empty] | 286.0936 | [9 empty] | 16463.04 |  | 623.1782 | [7 empty] | 0.072916 |  |  |  | 88.5522 | [13 empty] | 19.9555 |  | 0.2734 | [7 empty] | 0.28202 | [5 empty] | 57.7979 | [15 empty] | 285687.4 |  | 13.991 |  |  |  | 0 | [5 empty] | 1005.735 | [13 empty] | 0.19192 | [18 empty] | 2020 | Minerals 2020, 10, 147 |  | BOL, TZA
| Animas-Chocaya Mine, Merelani Hills |  | Magmatic hydrothermal, Metamorphic |  |  | Zn | Ag, Sn, Cu, Ga, In, Fe, Mn, Cd | Zn, Ag, Sn, Cu, Ga, In, Fe, Mn, Cd |  |  | 19.4089 |  | underground mine |  |  |  |  | ore material | grab | grab | mineral separate | [5 empty] | mineralisation |  |  |  | wurtzite, sphalerite | [6 empty] | pyrite | Polished sections; MASS-1 pressed pellet standard | EMPA, LA-ICPMS | SX51 electron microprobe (Cameca Gennevilliers Cedex, France); Agilent 7700cx Series Quadrupole ICP-MS (Agilent Santa Clara, CA 95051, USA) coupled to an Applied Spectra M-50 laser ablation system | Adelaide Microscopy, University of Adelaide | EMPA: accelerating voltage of 20 kV and a specimen current of ~20 nA, focused beam size set at <1 µm; LA-ICP-MS line scans: width of line rasters around 50 µm, ablation performed in a pure He atmosphere with a flow of 700 mL/min, mixed with Ar (930 mL/min) immediately after the ablation cell, mixture passed through a pulse homogenizing device; LA-ICP-MS mapping: repetition rate of 10 Hz, 64 µm spot size, output fluence of ~2.5 J cm−2, 30 s background acquisition at the start of every raster, dwell times for all elements set to 7 ms; line scan dwell times: 10 ms for both Zn and S, and 50 ms for the remaining masses; measured isotopes: 55Mn, 57Fe, 59Co, 60Ni, 65Cu, 66Zn, 71Ga, 75As, 77Se, 95Mo, 107Ag, 111Cd, 115In, 118Sn, 121Sb, 197Au, 202Hg, 205Tl, 208Pb and 209Bi | USGS certified standard MASS-1, comprising a pressed pellet of precipitated Cu-Fe-Zn sulfide standard; natural chalcopyrite (Cu), natural rhodonite (Mn), natural chalcedony (Zn), natural cobaltite (Co), natural arsenopyrite (As), natural stibnite (Sb), natural galena (Pb), natural cadmium (Cd) | 2237.107 |  |  |  | 0.4069 |  | 1.6815 | [7 empty] | 0.35928 | [5 empty] | 9058.714 | [5 empty] | 0.10656 | [5 empty] | 276.0657 | [9 empty] | 15241.21 |  | 571.2756 | [7 empty] | 0.16962 |  |  |  | 99.7439 | [13 empty] | 19.7876 |  | 0 | [7 empty] | 0.98674 | [5 empty] | 55.382 | [15 empty] | 259138.8 |  | 9.4073 |  |  |  | 0 | [5 empty] | 932.9263 | [13 empty] | 0.17267 | [18 empty] | 2020 | Minerals 2020, 10, 147 |  | BOL, TZA
| Animas-Chocaya Mine, Merelani Hills |  | Magmatic hydrothermal, Metamorphic |  |  | Zn | Ag, Sn, Cu, Ga, In, Fe, Mn, Cd | Zn, Ag, Sn, Cu, Ga, In, Fe, Mn, Cd |  |  | 19.6608 |  | underground mine |  |  |  |  | ore material | grab | grab | mineral separate | [5 empty] | mineralisation |  |  |  | wurtzite, sphalerite | [6 empty] | pyrite | Polished sections; MASS-1 pressed pellet standard | EMPA, LA-ICPMS | SX51 electron microprobe (Cameca Gennevilliers Cedex, France); Agilent 7700cx Series Quadrupole ICP-MS (Agilent Santa Clara, CA 95051, USA) coupled to an Applied Spectra M-50 laser ablation system | Adelaide Microscopy, University of Adelaide | EMPA: accelerating voltage of 20 kV and a specimen current of ~20 nA, focused beam size set at <1 µm; LA-ICP-MS line scans: width of line rasters around 50 µm, ablation performed in a pure He atmosphere with a flow of 700 mL/min, mixed with Ar (930 mL/min) immediately after the ablation cell, mixture passed through a pulse homogenizing device; LA-ICP-MS mapping: repetition rate of 10 Hz, 64 µm spot size, output fluence of ~2.5 J cm−2, 30 s background acquisition at the start of every raster, dwell times for all elements set to 7 ms; line scan dwell times: 10 ms for both Zn and S, and 50 ms for the remaining masses; measured isotopes: 55Mn, 57Fe, 59Co, 60Ni, 65Cu, 66Zn, 71Ga, 75As, 77Se, 95Mo, 107Ag, 111Cd, 115In, 118Sn, 121Sb, 197Au, 202Hg, 205Tl, 208Pb and 209Bi | USGS certified standard MASS-1, comprising a pressed pellet of precipitated Cu-Fe-Zn sulfide standard; natural chalcopyrite (Cu), natural rhodonite (Mn), natural chalcedony (Zn), natural cobaltite (Co), natural arsenopyrite (As), natural stibnite (Sb), natural galena (Pb), natural cadmium (Cd) | 2189.1 |  |  |  | 1.0595 |  | 1.2001 | [7 empty] | 0.24654 | [5 empty] | 9141.786 | [5 empty] | 0 | [5 empty] | 255.0957 | [9 empty] | 17663.77 |  | 542.8507 | [7 empty] | 0.088221 |  |  |  | 101.6339 | [13 empty] | 19.7923 |  | 0 | [7 empty] | 0.14177 | [5 empty] | 56.8134 | [15 empty] | 251927.9 |  | 11.3471 |  |  |  | 0 | [5 empty] | 981.9957 | [13 empty] | 0.23154 | [18 empty] | 2020 | Minerals 2020, 10, 147 |  | BOL, TZA
| Animas-Chocaya Mine, Merelani Hills |  | Magmatic hydrothermal, Metamorphic |  |  | Zn | Ag, Sn, Cu, Ga, In, Fe, Mn, Cd | Zn, Ag, Sn, Cu, Ga, In, Fe, Mn, Cd |  |  | 19.9132 |  | underground mine |  |  |  |  | ore material | grab | grab | mineral separate | [5 empty] | mineralisation |  |  |  | wurtzite, sphalerite | [6 empty] | pyrite | Polished sections; MASS-1 pressed pellet standard | EMPA, LA-ICPMS | SX51 electron microprobe (Cameca Gennevilliers Cedex, France); Agilent 7700cx Series Quadrupole ICP-MS (Agilent Santa Clara, CA 95051, USA) coupled to an Applied Spectra M-50 laser ablation system | Adelaide Microscopy, University of Adelaide | EMPA: accelerating voltage of 20 kV and a specimen current of ~20 nA, focused beam size set at <1 µm; LA-ICP-MS line scans: width of line rasters around 50 µm, ablation performed in a pure He atmosphere with a flow of 700 mL/min, mixed with Ar (930 mL/min) immediately after the ablation cell, mixture passed through a pulse homogenizing device; LA-ICP-MS mapping: repetition rate of 10 Hz, 64 µm spot size, output fluence of ~2.5 J cm−2, 30 s background acquisition at the start of every raster, dwell times for all elements set to 7 ms; line scan dwell times: 10 ms for both Zn and S, and 50 ms for the remaining masses; measured isotopes: 55Mn, 57Fe, 59Co, 60Ni, 65Cu, 66Zn, 71Ga, 75As, 77Se, 95Mo, 107Ag, 111Cd, 115In, 118Sn, 121Sb, 197Au, 202Hg, 205Tl, 208Pb and 209Bi | USGS certified standard MASS-1, comprising a pressed pellet of precipitated Cu-Fe-Zn sulfide standard; natural chalcopyrite (Cu), natural rhodonite (Mn), natural chalcedony (Zn), natural cobaltite (Co), natural arsenopyrite (As), natural stibnite (Sb), natural galena (Pb), natural cadmium (Cd) | 1768.917 |  |  |  | 1.2516 |  | 0.90945 | [7 empty] | 0.091701 | [5 empty] | 8543.771 | [5 empty] | 0.052543 | [5 empty] | 244.51 | [9 empty] | 15601.08 |  | 479.1485 | [7 empty] | 0.14877 |  |  |  | 70.5885 | [13 empty] | 16.3239 |  | 0.13478 | [7 empty] | 0 | [5 empty] | 53.3081 | [15 empty] | 255938 |  | 10.8565 |  |  |  | 0 | [5 empty] | 760.3158 | [13 empty] | 0.075692 | [18 empty] | 2020 | Minerals 2020, 10, 147 |  | BOL, TZA
| Animas-Chocaya Mine, Merelani Hills |  | Magmatic hydrothermal, Metamorphic |  |  | Zn | Ag, Sn, Cu, Ga, In, Fe, Mn, Cd | Zn, Ag, Sn, Cu, Ga, In, Fe, Mn, Cd |  |  | 20.1651 |  | underground mine |  |  |  |  | ore material | grab | grab | mineral separate | [5 empty] | mineralisation |  |  |  | wurtzite, sphalerite | [6 empty] | pyrite | Polished sections; MASS-1 pressed pellet standard | EMPA, LA-ICPMS | SX51 electron microprobe (Cameca Gennevilliers Cedex, France); Agilent 7700cx Series Quadrupole ICP-MS (Agilent Santa Clara, CA 95051, USA) coupled to an Applied Spectra M-50 laser ablation system | Adelaide Microscopy, University of Adelaide | EMPA: accelerating voltage of 20 kV and a specimen current of ~20 nA, focused beam size set at <1 µm; LA-ICP-MS line scans: width of line rasters around 50 µm, ablation performed in a pure He atmosphere with a flow of 700 mL/min, mixed with Ar (930 mL/min) immediately after the ablation cell, mixture passed through a pulse homogenizing device; LA-ICP-MS mapping: repetition rate of 10 Hz, 64 µm spot size, output fluence of ~2.5 J cm−2, 30 s background acquisition at the start of every raster, dwell times for all elements set to 7 ms; line scan dwell times: 10 ms for both Zn and S, and 50 ms for the remaining masses; measured isotopes: 55Mn, 57Fe, 59Co, 60Ni, 65Cu, 66Zn, 71Ga, 75As, 77Se, 95Mo, 107Ag, 111Cd, 115In, 118Sn, 121Sb, 197Au, 202Hg, 205Tl, 208Pb and 209Bi | USGS certified standard MASS-1, comprising a pressed pellet of precipitated Cu-Fe-Zn sulfide standard; natural chalcopyrite (Cu), natural rhodonite (Mn), natural chalcedony (Zn), natural cobaltite (Co), natural arsenopyrite (As), natural stibnite (Sb), natural galena (Pb), natural cadmium (Cd) | 1712.334 |  |  |  | 1.014 |  | 0.8354 | [7 empty] | 0.16275 | [5 empty] | 7956.284 | [5 empty] | 0.051278 | [5 empty] | 227.9531 | [9 empty] | 14340.67 |  | 433.9397 | [7 empty] | 0.13514 |  |  |  | 61.3805 | [13 empty] | 18.3298 |  | 0 | [7 empty] | 0.27142 | [5 empty] | 50.8162 | [15 empty] | 251392.2 |  | 12.4548 |  |  |  | 0 | [5 empty] | 742.9156 | [13 empty] | 0.073875 | [18 empty] | 2020 | Minerals 2020, 10, 147 |  | BOL, TZA
| Animas-Chocaya Mine, Merelani Hills |  | Magmatic hydrothermal, Metamorphic |  |  | Zn | Ag, Sn, Cu, Ga, In, Fe, Mn, Cd | Zn, Ag, Sn, Cu, Ga, In, Fe, Mn, Cd |  |  | 20.417 |  | underground mine |  |  |  |  | ore material | grab | grab | mineral separate | [5 empty] | mineralisation |  |  |  | wurtzite, sphalerite | [6 empty] | pyrite | Polished sections; MASS-1 pressed pellet standard | EMPA, LA-ICPMS | SX51 electron microprobe (Cameca Gennevilliers Cedex, France); Agilent 7700cx Series Quadrupole ICP-MS (Agilent Santa Clara, CA 95051, USA) coupled to an Applied Spectra M-50 laser ablation system | Adelaide Microscopy, University of Adelaide | EMPA: accelerating voltage of 20 kV and a specimen current of ~20 nA, focused beam size set at <1 µm; LA-ICP-MS line scans: width of line rasters around 50 µm, ablation performed in a pure He atmosphere with a flow of 700 mL/min, mixed with Ar (930 mL/min) immediately after the ablation cell, mixture passed through a pulse homogenizing device; LA-ICP-MS mapping: repetition rate of 10 Hz, 64 µm spot size, output fluence of ~2.5 J cm−2, 30 s background acquisition at the start of every raster, dwell times for all elements set to 7 ms; line scan dwell times: 10 ms for both Zn and S, and 50 ms for the remaining masses; measured isotopes: 55Mn, 57Fe, 59Co, 60Ni, 65Cu, 66Zn, 71Ga, 75As, 77Se, 95Mo, 107Ag, 111Cd, 115In, 118Sn, 121Sb, 197Au, 202Hg, 205Tl, 208Pb and 209Bi | USGS certified standard MASS-1, comprising a pressed pellet of precipitated Cu-Fe-Zn sulfide standard; natural chalcopyrite (Cu), natural rhodonite (Mn), natural chalcedony (Zn), natural cobaltite (Co), natural arsenopyrite (As), natural stibnite (Sb), natural galena (Pb), natural cadmium (Cd) | 2298.88 |  |  |  | 2.0498 |  | 1.0447 | [7 empty] | 0.18091 | [5 empty] | 9775.147 | [5 empty] | 0 | [5 empty] | 301.1412 | [9 empty] | 16085.23 |  | 496.9113 | [7 empty] | 0.091816 |  |  |  | 53.706 | [13 empty] | 24.0621 |  | 0 | [7 empty] | 0.45256 | [5 empty] | 61.7719 | [15 empty] | 274096.2 |  | 11.011 |  |  |  | 0 | [5 empty] | 960.1238 | [13 empty] | 0.18477 | [18 empty] | 2020 | Minerals 2020, 10, 147 |  | BOL, TZA
| Animas-Chocaya Mine, Merelani Hills |  | Magmatic hydrothermal, Metamorphic |  |  | Zn | Ag, Sn, Cu, Ga, In, Fe, Mn, Cd | Zn, Ag, Sn, Cu, Ga, In, Fe, Mn, Cd |  |  | 20.6699 |  | underground mine |  |  |  |  | ore material | grab | grab | mineral separate | [5 empty] | mineralisation |  |  |  | wurtzite, sphalerite | [6 empty] | pyrite | Polished sections; MASS-1 pressed pellet standard | EMPA, LA-ICPMS | SX51 electron microprobe (Cameca Gennevilliers Cedex, France); Agilent 7700cx Series Quadrupole ICP-MS (Agilent Santa Clara, CA 95051, USA) coupled to an Applied Spectra M-50 laser ablation system | Adelaide Microscopy, University of Adelaide | EMPA: accelerating voltage of 20 kV and a specimen current of ~20 nA, focused beam size set at <1 µm; LA-ICP-MS line scans: width of line rasters around 50 µm, ablation performed in a pure He atmosphere with a flow of 700 mL/min, mixed with Ar (930 mL/min) immediately after the ablation cell, mixture passed through a pulse homogenizing device; LA-ICP-MS mapping: repetition rate of 10 Hz, 64 µm spot size, output fluence of ~2.5 J cm−2, 30 s background acquisition at the start of every raster, dwell times for all elements set to 7 ms; line scan dwell times: 10 ms for both Zn and S, and 50 ms for the remaining masses; measured isotopes: 55Mn, 57Fe, 59Co, 60Ni, 65Cu, 66Zn, 71Ga, 75As, 77Se, 95Mo, 107Ag, 111Cd, 115In, 118Sn, 121Sb, 197Au, 202Hg, 205Tl, 208Pb and 209Bi | USGS certified standard MASS-1, comprising a pressed pellet of precipitated Cu-Fe-Zn sulfide standard; natural chalcopyrite (Cu), natural rhodonite (Mn), natural chalcedony (Zn), natural cobaltite (Co), natural arsenopyrite (As), natural stibnite (Sb), natural galena (Pb), natural cadmium (Cd) | 2236.664 |  |  |  | 0.87237 |  | 0.67792 | [7 empty] | 0.057228 | [5 empty] | 9164.705 | [5 empty] | 0.055475 | [5 empty] | 290.0328 | [9 empty] | 15832.43 |  | 538.1998 | [7 empty] | 0.10695 |  |  |  | 55.1294 | [13 empty] | 20.0512 |  | 0 | [7 empty] | 0.14685 | [5 empty] | 56.0864 | [15 empty] | 268073.6 |  | 14.9133 |  |  |  | 0 | [5 empty] | 1075.939 | [13 empty] | 0.19984 | [18 empty] | 2020 | Minerals 2020, 10, 147 |  | BOL, TZA
| Animas-Chocaya Mine, Merelani Hills |  | Magmatic hydrothermal, Metamorphic |  |  | Zn | Ag, Sn, Cu, Ga, In, Fe, Mn, Cd | Zn, Ag, Sn, Cu, Ga, In, Fe, Mn, Cd |  |  | 20.9218 |  | underground mine |  |  |  |  | ore material | grab | grab | mineral separate | [5 empty] | mineralisation |  |  |  | wurtzite, sphalerite | [6 empty] | pyrite | Polished sections; MASS-1 pressed pellet standard | EMPA, LA-ICPMS | SX51 electron microprobe (Cameca Gennevilliers Cedex, France); Agilent 7700cx Series Quadrupole ICP-MS (Agilent Santa Clara, CA 95051, USA) coupled to an Applied Spectra M-50 laser ablation system | Adelaide Microscopy, University of Adelaide | EMPA: accelerating voltage of 20 kV and a specimen current of ~20 nA, focused beam size set at <1 µm; LA-ICP-MS line scans: width of line rasters around 50 µm, ablation performed in a pure He atmosphere with a flow of 700 mL/min, mixed with Ar (930 mL/min) immediately after the ablation cell, mixture passed through a pulse homogenizing device; LA-ICP-MS mapping: repetition rate of 10 Hz, 64 µm spot size, output fluence of ~2.5 J cm−2, 30 s background acquisition at the start of every raster, dwell times for all elements set to 7 ms; line scan dwell times: 10 ms for both Zn and S, and 50 ms for the remaining masses; measured isotopes: 55Mn, 57Fe, 59Co, 60Ni, 65Cu, 66Zn, 71Ga, 75As, 77Se, 95Mo, 107Ag, 111Cd, 115In, 118Sn, 121Sb, 197Au, 202Hg, 205Tl, 208Pb and 209Bi | USGS certified standard MASS-1, comprising a pressed pellet of precipitated Cu-Fe-Zn sulfide standard; natural chalcopyrite (Cu), natural rhodonite (Mn), natural chalcedony (Zn), natural cobaltite (Co), natural arsenopyrite (As), natural stibnite (Sb), natural galena (Pb), natural cadmium (Cd) | 2096.659 |  |  |  | 3.2624 |  | 0.66167 | [7 empty] | 0.3266 | [5 empty] | 9257.882 | [5 empty] | 0.054141 | [5 empty] | 295.3898 | [9 empty] | 17061.2 |  | 547.5474 | [7 empty] | 0.11941 |  |  |  | 54.6116 | [13 empty] | 18.0601 |  | 0 | [7 empty] | 0.28666 | [5 empty] | 52.3865 | [15 empty] | 279704.3 |  | 13.3218 |  |  |  | 1.5637 | [5 empty] | 919.7811 | [13 empty] | 0.27308 | [18 empty] | 2020 | Minerals 2020, 10, 147 |  | BOL, TZA
| Animas-Chocaya Mine, Merelani Hills |  | Magmatic hydrothermal, Metamorphic |  |  | Zn | Ag, Sn, Cu, Ga, In, Fe, Mn, Cd | Zn, Ag, Sn, Cu, Ga, In, Fe, Mn, Cd |  |  | 21.1737 |  | underground mine |  |  |  |  | ore material | grab | grab | mineral separate | [5 empty] | mineralisation |  |  |  | wurtzite, sphalerite | [6 empty] | pyrite | Polished sections; MASS-1 pressed pellet standard | EMPA, LA-ICPMS | SX51 electron microprobe (Cameca Gennevilliers Cedex, France); Agilent 7700cx Series Quadrupole ICP-MS (Agilent Santa Clara, CA 95051, USA) coupled to an Applied Spectra M-50 laser ablation system | Adelaide Microscopy, University of Adelaide | EMPA: accelerating voltage of 20 kV and a specimen current of ~20 nA, focused beam size set at <1 µm; LA-ICP-MS line scans: width of line rasters around 50 µm, ablation performed in a pure He atmosphere with a flow of 700 mL/min, mixed with Ar (930 mL/min) immediately after the ablation cell, mixture passed through a pulse homogenizing device; LA-ICP-MS mapping: repetition rate of 10 Hz, 64 µm spot size, output fluence of ~2.5 J cm−2, 30 s background acquisition at the start of every raster, dwell times for all elements set to 7 ms; line scan dwell times: 10 ms for both Zn and S, and 50 ms for the remaining masses; measured isotopes: 55Mn, 57Fe, 59Co, 60Ni, 65Cu, 66Zn, 71Ga, 75As, 77Se, 95Mo, 107Ag, 111Cd, 115In, 118Sn, 121Sb, 197Au, 202Hg, 205Tl, 208Pb and 209Bi | USGS certified standard MASS-1, comprising a pressed pellet of precipitated Cu-Fe-Zn sulfide standard; natural chalcopyrite (Cu), natural rhodonite (Mn), natural chalcedony (Zn), natural cobaltite (Co), natural arsenopyrite (As), natural stibnite (Sb), natural galena (Pb), natural cadmium (Cd) | 2088.915 |  |  |  | 1.2716 |  | 0.81551 | [7 empty] | 0.24576 | [5 empty] | 9244.686 | [5 empty] | 0 | [5 empty] | 270.9619 | [9 empty] | 14269.15 |  | 582.5776 | [7 empty] | 0.1157 |  |  |  | 65.1345 | [13 empty] | 17.1684 |  | 0 | [7 empty] | 0 | [5 empty] | 52.1075 | [15 empty] | 251638.2 |  | 9.7068 |  |  |  | 0 | [5 empty] | 927.2272 | [13 empty] | 0.34619 | [18 empty] | 2020 | Minerals 2020, 10, 147 |  | BOL, TZA
| Animas-Chocaya Mine, Merelani Hills |  | Magmatic hydrothermal, Metamorphic |  |  | Zn | Ag, Sn, Cu, Ga, In, Fe, Mn, Cd | Zn, Ag, Sn, Cu, Ga, In, Fe, Mn, Cd |  |  | 21.4261 |  | underground mine |  |  |  |  | ore material | grab | grab | mineral separate | [5 empty] | mineralisation |  |  |  | wurtzite, sphalerite | [6 empty] | pyrite | Polished sections; MASS-1 pressed pellet standard | EMPA, LA-ICPMS | SX51 electron microprobe (Cameca Gennevilliers Cedex, France); Agilent 7700cx Series Quadrupole ICP-MS (Agilent Santa Clara, CA 95051, USA) coupled to an Applied Spectra M-50 laser ablation system | Adelaide Microscopy, University of Adelaide | EMPA: accelerating voltage of 20 kV and a specimen current of ~20 nA, focused beam size set at <1 µm; LA-ICP-MS line scans: width of line rasters around 50 µm, ablation performed in a pure He atmosphere with a flow of 700 mL/min, mixed with Ar (930 mL/min) immediately after the ablation cell, mixture passed through a pulse homogenizing device; LA-ICP-MS mapping: repetition rate of 10 Hz, 64 µm spot size, output fluence of ~2.5 J cm−2, 30 s background acquisition at the start of every raster, dwell times for all elements set to 7 ms; line scan dwell times: 10 ms for both Zn and S, and 50 ms for the remaining masses; measured isotopes: 55Mn, 57Fe, 59Co, 60Ni, 65Cu, 66Zn, 71Ga, 75As, 77Se, 95Mo, 107Ag, 111Cd, 115In, 118Sn, 121Sb, 197Au, 202Hg, 205Tl, 208Pb and 209Bi | USGS certified standard MASS-1, comprising a pressed pellet of precipitated Cu-Fe-Zn sulfide standard; natural chalcopyrite (Cu), natural rhodonite (Mn), natural chalcedony (Zn), natural cobaltite (Co), natural arsenopyrite (As), natural stibnite (Sb), natural galena (Pb), natural cadmium (Cd) | 2184.754 |  |  |  | 1.0894 |  | 0.7857 | [7 empty] | 0.15528 | [5 empty] | 9922.258 | [5 empty] | 0 | [5 empty] | 320.1718 | [9 empty] | 15921.87 |  | 617.3859 | [7 empty] | 0.13254 |  |  |  | 70.1435 | [13 empty] | 16.0213 |  | 0 | [7 empty] | 0.29178 | [5 empty] | 53.9457 | [15 empty] | 285303.4 |  | 10.0201 |  |  |  | 0 | [5 empty] | 974.1913 | [13 empty] | 0.41693 | [18 empty] | 2020 | Minerals 2020, 10, 147 |  | BOL, TZA
| Animas-Chocaya Mine, Merelani Hills |  | Magmatic hydrothermal, Metamorphic |  |  | Zn | Ag, Sn, Cu, Ga, In, Fe, Mn, Cd | Zn, Ag, Sn, Cu, Ga, In, Fe, Mn, Cd |  |  | 21.678 |  | underground mine |  |  |  |  | ore material | grab | grab | mineral separate | [5 empty] | mineralisation |  |  |  | wurtzite, sphalerite | [6 empty] | pyrite | Polished sections; MASS-1 pressed pellet standard | EMPA, LA-ICPMS | SX51 electron microprobe (Cameca Gennevilliers Cedex, France); Agilent 7700cx Series Quadrupole ICP-MS (Agilent Santa Clara, CA 95051, USA) coupled to an Applied Spectra M-50 laser ablation system | Adelaide Microscopy, University of Adelaide | EMPA: accelerating voltage of 20 kV and a specimen current of ~20 nA, focused beam size set at <1 µm; LA-ICP-MS line scans: width of line rasters around 50 µm, ablation performed in a pure He atmosphere with a flow of 700 mL/min, mixed with Ar (930 mL/min) immediately after the ablation cell, mixture passed through a pulse homogenizing device; LA-ICP-MS mapping: repetition rate of 10 Hz, 64 µm spot size, output fluence of ~2.5 J cm−2, 30 s background acquisition at the start of every raster, dwell times for all elements set to 7 ms; line scan dwell times: 10 ms for both Zn and S, and 50 ms for the remaining masses; measured isotopes: 55Mn, 57Fe, 59Co, 60Ni, 65Cu, 66Zn, 71Ga, 75As, 77Se, 95Mo, 107Ag, 111Cd, 115In, 118Sn, 121Sb, 197Au, 202Hg, 205Tl, 208Pb and 209Bi | USGS certified standard MASS-1, comprising a pressed pellet of precipitated Cu-Fe-Zn sulfide standard; natural chalcopyrite (Cu), natural rhodonite (Mn), natural chalcedony (Zn), natural cobaltite (Co), natural arsenopyrite (As), natural stibnite (Sb), natural galena (Pb), natural cadmium (Cd) | 2000.207 |  |  |  | 1.0023 |  | 0.51638 | [7 empty] | 0.39644 | [5 empty] | 8321.161 | [5 empty] | 0 | [5 empty] | 279.8529 | [9 empty] | 12876.6 |  | 511.6606 | [7 empty] | 0.13403 |  |  |  | 81.5735 | [13 empty] | 13.1768 |  | 0 | [7 empty] | 0.80547 | [5 empty] | 49.3015 | [15 empty] | 254572.3 |  | 8.0121 |  |  |  | 1.4644 | [5 empty] | 816.5394 | [13 empty] | 0.31056 | [18 empty] | 2020 | Minerals 2020, 10, 147 |  | BOL, TZA
| Animas-Chocaya Mine, Merelani Hills |  | Magmatic hydrothermal, Metamorphic |  |  | Zn | Ag, Sn, Cu, Ga, In, Fe, Mn, Cd | Zn, Ag, Sn, Cu, Ga, In, Fe, Mn, Cd |  |  | 21.9299 |  | underground mine |  |  |  |  | ore material | grab | grab | mineral separate | [5 empty] | mineralisation |  |  |  | wurtzite, sphalerite | [6 empty] | pyrite | Polished sections; MASS-1 pressed pellet standard | EMPA, LA-ICPMS | SX51 electron microprobe (Cameca Gennevilliers Cedex, France); Agilent 7700cx Series Quadrupole ICP-MS (Agilent Santa Clara, CA 95051, USA) coupled to an Applied Spectra M-50 laser ablation system | Adelaide Microscopy, University of Adelaide | EMPA: accelerating voltage of 20 kV and a specimen current of ~20 nA, focused beam size set at <1 µm; LA-ICP-MS line scans: width of line rasters around 50 µm, ablation performed in a pure He atmosphere with a flow of 700 mL/min, mixed with Ar (930 mL/min) immediately after the ablation cell, mixture passed through a pulse homogenizing device; LA-ICP-MS mapping: repetition rate of 10 Hz, 64 µm spot size, output fluence of ~2.5 J cm−2, 30 s background acquisition at the start of every raster, dwell times for all elements set to 7 ms; line scan dwell times: 10 ms for both Zn and S, and 50 ms for the remaining masses; measured isotopes: 55Mn, 57Fe, 59Co, 60Ni, 65Cu, 66Zn, 71Ga, 75As, 77Se, 95Mo, 107Ag, 111Cd, 115In, 118Sn, 121Sb, 197Au, 202Hg, 205Tl, 208Pb and 209Bi | USGS certified standard MASS-1, comprising a pressed pellet of precipitated Cu-Fe-Zn sulfide standard; natural chalcopyrite (Cu), natural rhodonite (Mn), natural chalcedony (Zn), natural cobaltite (Co), natural arsenopyrite (As), natural stibnite (Sb), natural galena (Pb), natural cadmium (Cd) | 1518.638 |  |  |  | 1.7907 |  | 0.60857 | [7 empty] | 0.22927 | [5 empty] | 7716.54 | [5 empty] | 0.099565 | [5 empty] | 254.2475 | [9 empty] | 13276.22 |  | 488.1014 | [7 empty] | 0.13562 |  |  |  | 77.7783 | [13 empty] | 13.287 |  | 0 | [7 empty] | 0.52738 | [5 empty] | 46.6542 | [15 empty] | 258400.2 |  | 7.9204 |  |  |  | 0 | [5 empty] | 598.3672 | [13 empty] | 0.12559 | [18 empty] | 2020 | Minerals 2020, 10, 147 |  | BOL, TZA
| Animas-Chocaya Mine, Merelani Hills |  | Magmatic hydrothermal, Metamorphic |  |  | Zn | Ag, Sn, Cu, Ga, In, Fe, Mn, Cd | Zn, Ag, Sn, Cu, Ga, In, Fe, Mn, Cd |  |  | 22.1818 |  | underground mine |  |  |  |  | ore material | grab | grab | mineral separate | [5 empty] | mineralisation |  |  |  | wurtzite, sphalerite | [6 empty] | pyrite | Polished sections; MASS-1 pressed pellet standard | EMPA, LA-ICPMS | SX51 electron microprobe (Cameca Gennevilliers Cedex, France); Agilent 7700cx Series Quadrupole ICP-MS (Agilent Santa Clara, CA 95051, USA) coupled to an Applied Spectra M-50 laser ablation system | Adelaide Microscopy, University of Adelaide | EMPA: accelerating voltage of 20 kV and a specimen current of ~20 nA, focused beam size set at <1 µm; LA-ICP-MS line scans: width of line rasters around 50 µm, ablation performed in a pure He atmosphere with a flow of 700 mL/min, mixed with Ar (930 mL/min) immediately after the ablation cell, mixture passed through a pulse homogenizing device; LA-ICP-MS mapping: repetition rate of 10 Hz, 64 µm spot size, output fluence of ~2.5 J cm−2, 30 s background acquisition at the start of every raster, dwell times for all elements set to 7 ms; line scan dwell times: 10 ms for both Zn and S, and 50 ms for the remaining masses; measured isotopes: 55Mn, 57Fe, 59Co, 60Ni, 65Cu, 66Zn, 71Ga, 75As, 77Se, 95Mo, 107Ag, 111Cd, 115In, 118Sn, 121Sb, 197Au, 202Hg, 205Tl, 208Pb and 209Bi | USGS certified standard MASS-1, comprising a pressed pellet of precipitated Cu-Fe-Zn sulfide standard; natural chalcopyrite (Cu), natural rhodonite (Mn), natural chalcedony (Zn), natural cobaltite (Co), natural arsenopyrite (As), natural stibnite (Sb), natural galena (Pb), natural cadmium (Cd) | 1133.905 |  |  |  | 1.5618 |  | 0.49845 | [7 empty] | 0.19038 | [5 empty] | 7386.562 | [5 empty] | 0.097852 | [5 empty] | 257.3682 | [9 empty] | 12197.91 |  | 465.0115 | [7 empty] | 0.10437 |  |  |  | 78.7198 | [13 empty] | 13.9347 |  | 0 | [7 empty] | 0.12959 | [5 empty] | 46.7573 | [15 empty] | 231586.2 |  | 9.1534 |  |  |  | 0 | [5 empty] | 499.9516 | [13 empty] | 0.19397 | [18 empty] | 2020 | Minerals 2020, 10, 147 |  | BOL, TZA
| Animas-Chocaya Mine, Merelani Hills |  | Magmatic hydrothermal, Metamorphic |  |  | Zn | Ag, Sn, Cu, Ga, In, Fe, Mn, Cd | Zn, Ag, Sn, Cu, Ga, In, Fe, Mn, Cd |  |  | 22.4338 |  | underground mine |  |  |  |  | ore material | grab | grab | mineral separate | [5 empty] | mineralisation |  |  |  | wurtzite, sphalerite | [6 empty] | pyrite | Polished sections; MASS-1 pressed pellet standard | EMPA, LA-ICPMS | SX51 electron microprobe (Cameca Gennevilliers Cedex, France); Agilent 7700cx Series Quadrupole ICP-MS (Agilent Santa Clara, CA 95051, USA) coupled to an Applied Spectra M-50 laser ablation system | Adelaide Microscopy, University of Adelaide | EMPA: accelerating voltage of 20 kV and a specimen current of ~20 nA, focused beam size set at <1 µm; LA-ICP-MS line scans: width of line rasters around 50 µm, ablation performed in a pure He atmosphere with a flow of 700 mL/min, mixed with Ar (930 mL/min) immediately after the ablation cell, mixture passed through a pulse homogenizing device; LA-ICP-MS mapping: repetition rate of 10 Hz, 64 µm spot size, output fluence of ~2.5 J cm−2, 30 s background acquisition at the start of every raster, dwell times for all elements set to 7 ms; line scan dwell times: 10 ms for both Zn and S, and 50 ms for the remaining masses; measured isotopes: 55Mn, 57Fe, 59Co, 60Ni, 65Cu, 66Zn, 71Ga, 75As, 77Se, 95Mo, 107Ag, 111Cd, 115In, 118Sn, 121Sb, 197Au, 202Hg, 205Tl, 208Pb and 209Bi | USGS certified standard MASS-1, comprising a pressed pellet of precipitated Cu-Fe-Zn sulfide standard; natural chalcopyrite (Cu), natural rhodonite (Mn), natural chalcedony (Zn), natural cobaltite (Co), natural arsenopyrite (As), natural stibnite (Sb), natural galena (Pb), natural cadmium (Cd) | 1094.912 |  |  |  | 1.6788 |  | 0.42866 | [7 empty] | 0.12949 | [5 empty] | 7968.504 | [5 empty] | 0 | [5 empty] | 258.4413 | [9 empty] | 13040.53 |  | 510.8034 | [7 empty] | 0.13927 |  |  |  | 87.9813 | [13 empty] | 12.9379 |  | 0 | [7 empty] | 0.13931 | [5 empty] | 61.6476 | [15 empty] | 284881.5 |  | 10.8755 |  |  |  | 0 | [5 empty] | 513.5329 | [13 empty] | 0.18957 | [18 empty] | 2020 | Minerals 2020, 10, 147 |  | BOL, TZA
| Animas-Chocaya Mine, Merelani Hills |  | Magmatic hydrothermal, Metamorphic |  |  | Zn | Ag, Sn, Cu, Ga, In, Fe, Mn, Cd | Zn, Ag, Sn, Cu, Ga, In, Fe, Mn, Cd |  |  | 22.6862 |  | underground mine |  |  |  |  | ore material | grab | grab | mineral separate | [5 empty] | mineralisation |  |  |  | wurtzite, sphalerite | [6 empty] | pyrite | Polished sections; MASS-1 pressed pellet standard | EMPA, LA-ICPMS | SX51 electron microprobe (Cameca Gennevilliers Cedex, France); Agilent 7700cx Series Quadrupole ICP-MS (Agilent Santa Clara, CA 95051, USA) coupled to an Applied Spectra M-50 laser ablation system | Adelaide Microscopy, University of Adelaide | EMPA: accelerating voltage of 20 kV and a specimen current of ~20 nA, focused beam size set at <1 µm; LA-ICP-MS line scans: width of line rasters around 50 µm, ablation performed in a pure He atmosphere with a flow of 700 mL/min, mixed with Ar (930 mL/min) immediately after the ablation cell, mixture passed through a pulse homogenizing device; LA-ICP-MS mapping: repetition rate of 10 Hz, 64 µm spot size, output fluence of ~2.5 J cm−2, 30 s background acquisition at the start of every raster, dwell times for all elements set to 7 ms; line scan dwell times: 10 ms for both Zn and S, and 50 ms for the remaining masses; measured isotopes: 55Mn, 57Fe, 59Co, 60Ni, 65Cu, 66Zn, 71Ga, 75As, 77Se, 95Mo, 107Ag, 111Cd, 115In, 118Sn, 121Sb, 197Au, 202Hg, 205Tl, 208Pb and 209Bi | USGS certified standard MASS-1, comprising a pressed pellet of precipitated Cu-Fe-Zn sulfide standard; natural chalcopyrite (Cu), natural rhodonite (Mn), natural chalcedony (Zn), natural cobaltite (Co), natural arsenopyrite (As), natural stibnite (Sb), natural galena (Pb), natural cadmium (Cd) | 1105.501 |  |  |  | 2.2511 |  | 0.52039 | [7 empty] | 0.21702 | [5 empty] | 8012.553 | [5 empty] | 0 | [5 empty] | 221.507 | [9 empty] | 11099.26 |  | 546.3989 | [7 empty] | 0.11313 |  |  |  | 97.241 | [13 empty] | 11.7513 |  | 0 | [7 empty] | 0 | [5 empty] | 58.1282 | [15 empty] | 252921.3 |  | 10.1388 |  |  |  | 0 | [5 empty] | 468.1378 | [13 empty] | 0.12887 | [18 empty] | 2020 | Minerals 2020, 10, 147 |  | BOL, TZA
| Animas-Chocaya Mine, Merelani Hills |  | Magmatic hydrothermal, Metamorphic |  |  | Zn | Ag, Sn, Cu, Ga, In, Fe, Mn, Cd | Zn, Ag, Sn, Cu, Ga, In, Fe, Mn, Cd |  |  | 22.9381 |  | underground mine |  |  |  |  | ore material | grab | grab | mineral separate | [5 empty] | mineralisation |  |  |  | wurtzite, sphalerite | [6 empty] | pyrite | Polished sections; MASS-1 pressed pellet standard | EMPA, LA-ICPMS | SX51 electron microprobe (Cameca Gennevilliers Cedex, France); Agilent 7700cx Series Quadrupole ICP-MS (Agilent Santa Clara, CA 95051, USA) coupled to an Applied Spectra M-50 laser ablation system | Adelaide Microscopy, University of Adelaide | EMPA: accelerating voltage of 20 kV and a specimen current of ~20 nA, focused beam size set at <1 µm; LA-ICP-MS line scans: width of line rasters around 50 µm, ablation performed in a pure He atmosphere with a flow of 700 mL/min, mixed with Ar (930 mL/min) immediately after the ablation cell, mixture passed through a pulse homogenizing device; LA-ICP-MS mapping: repetition rate of 10 Hz, 64 µm spot size, output fluence of ~2.5 J cm−2, 30 s background acquisition at the start of every raster, dwell times for all elements set to 7 ms; line scan dwell times: 10 ms for both Zn and S, and 50 ms for the remaining masses; measured isotopes: 55Mn, 57Fe, 59Co, 60Ni, 65Cu, 66Zn, 71Ga, 75As, 77Se, 95Mo, 107Ag, 111Cd, 115In, 118Sn, 121Sb, 197Au, 202Hg, 205Tl, 208Pb and 209Bi | USGS certified standard MASS-1, comprising a pressed pellet of precipitated Cu-Fe-Zn sulfide standard; natural chalcopyrite (Cu), natural rhodonite (Mn), natural chalcedony (Zn), natural cobaltite (Co), natural arsenopyrite (As), natural stibnite (Sb), natural galena (Pb), natural cadmium (Cd) | 1184.665 |  |  |  | 1.5055 |  | 0.5504 | [7 empty] | 0.30676 | [5 empty] | 8478.732 | [5 empty] | 0 | [5 empty] | 249.1695 | [9 empty] | 14021.55 |  | 581.0469 | [7 empty] | 0.15386 |  |  |  | 111.7662 | [13 empty] | 28.6691 |  | 0 | [7 empty] | 0 | [5 empty] | 72.687 | [15 empty] | 267184.6 |  | 10.7796 |  |  |  | 0 | [5 empty] | 524.482 | [13 empty] | 0.29209 | [18 empty] | 2020 | Minerals 2020, 10, 147 |  | BOL, TZA
| Animas-Chocaya Mine, Merelani Hills |  | Magmatic hydrothermal, Metamorphic |  |  | Zn | Ag, Sn, Cu, Ga, In, Fe, Mn, Cd | Zn, Ag, Sn, Cu, Ga, In, Fe, Mn, Cd |  |  | 23.19 |  | underground mine |  |  |  |  | ore material | grab | grab | mineral separate | [5 empty] | mineralisation |  |  |  | wurtzite, sphalerite | [6 empty] | pyrite | Polished sections; MASS-1 pressed pellet standard | EMPA, LA-ICPMS | SX51 electron microprobe (Cameca Gennevilliers Cedex, France); Agilent 7700cx Series Quadrupole ICP-MS (Agilent Santa Clara, CA 95051, USA) coupled to an Applied Spectra M-50 laser ablation system | Adelaide Microscopy, University of Adelaide | EMPA: accelerating voltage of 20 kV and a specimen current of ~20 nA, focused beam size set at <1 µm; LA-ICP-MS line scans: width of line rasters around 50 µm, ablation performed in a pure He atmosphere with a flow of 700 mL/min, mixed with Ar (930 mL/min) immediately after the ablation cell, mixture passed through a pulse homogenizing device; LA-ICP-MS mapping: repetition rate of 10 Hz, 64 µm spot size, output fluence of ~2.5 J cm−2, 30 s background acquisition at the start of every raster, dwell times for all elements set to 7 ms; line scan dwell times: 10 ms for both Zn and S, and 50 ms for the remaining masses; measured isotopes: 55Mn, 57Fe, 59Co, 60Ni, 65Cu, 66Zn, 71Ga, 75As, 77Se, 95Mo, 107Ag, 111Cd, 115In, 118Sn, 121Sb, 197Au, 202Hg, 205Tl, 208Pb and 209Bi | USGS certified standard MASS-1, comprising a pressed pellet of precipitated Cu-Fe-Zn sulfide standard; natural chalcopyrite (Cu), natural rhodonite (Mn), natural chalcedony (Zn), natural cobaltite (Co), natural arsenopyrite (As), natural stibnite (Sb), natural galena (Pb), natural cadmium (Cd) | 1309.821 |  |  |  | 2.3948 |  | 0.83048 | [7 empty] | 0.54162 | [5 empty] | 8641.62 | [5 empty] | 0.05433 | [5 empty] | 315.2657 | [9 empty] | 11139.41 |  | 613.2269 | [7 empty] | 0.12907 |  |  |  | 138.6199 | [13 empty] | 14.0683 |  | 0 | [7 empty] | 0 | [5 empty] | 79.0876 | [15 empty] | 262510.2 |  | 10.5618 |  |  |  | 0 | [5 empty] | 531.9817 | [13 empty] | 0.41136 | [18 empty] | 2020 | Minerals 2020, 10, 147 |  | BOL, TZA
| Animas-Chocaya Mine, Merelani Hills |  | Magmatic hydrothermal, Metamorphic |  |  | Zn | Ag, Sn, Cu, Ga, In, Fe, Mn, Cd | Zn, Ag, Sn, Cu, Ga, In, Fe, Mn, Cd |  |  | 23.4419 |  | underground mine |  |  |  |  | ore material | grab | grab | mineral separate | [5 empty] | mineralisation |  |  |  | wurtzite, sphalerite | [6 empty] | pyrite | Polished sections; MASS-1 pressed pellet standard | EMPA, LA-ICPMS | SX51 electron microprobe (Cameca Gennevilliers Cedex, France); Agilent 7700cx Series Quadrupole ICP-MS (Agilent Santa Clara, CA 95051, USA) coupled to an Applied Spectra M-50 laser ablation system | Adelaide Microscopy, University of Adelaide | EMPA: accelerating voltage of 20 kV and a specimen current of ~20 nA, focused beam size set at <1 µm; LA-ICP-MS line scans: width of line rasters around 50 µm, ablation performed in a pure He atmosphere with a flow of 700 mL/min, mixed with Ar (930 mL/min) immediately after the ablation cell, mixture passed through a pulse homogenizing device; LA-ICP-MS mapping: repetition rate of 10 Hz, 64 µm spot size, output fluence of ~2.5 J cm−2, 30 s background acquisition at the start of every raster, dwell times for all elements set to 7 ms; line scan dwell times: 10 ms for both Zn and S, and 50 ms for the remaining masses; measured isotopes: 55Mn, 57Fe, 59Co, 60Ni, 65Cu, 66Zn, 71Ga, 75As, 77Se, 95Mo, 107Ag, 111Cd, 115In, 118Sn, 121Sb, 197Au, 202Hg, 205Tl, 208Pb and 209Bi | USGS certified standard MASS-1, comprising a pressed pellet of precipitated Cu-Fe-Zn sulfide standard; natural chalcopyrite (Cu), natural rhodonite (Mn), natural chalcedony (Zn), natural cobaltite (Co), natural arsenopyrite (As), natural stibnite (Sb), natural galena (Pb), natural cadmium (Cd) | 1419.477 |  |  |  | 1.4716 |  | 1.0762 | [7 empty] | 0.75289 | [5 empty] | 8969.851 | [5 empty] | 0.10559 | [5 empty] | 278.8176 | [9 empty] | 12405.4 |  | 687.627 | [7 empty] | 0.16932 |  |  |  | 163.4607 | [13 empty] | 13.041 |  | 0 | [7 empty] | 0.27983 | [5 empty] | 71.3107 | [15 empty] | 270725.7 |  | 10.0457 |  |  |  | 1.5259 | [5 empty] | 597.9636 | [13 empty] | 0.30459 | [18 empty] | 2020 | Minerals 2020, 10, 147 |  | BOL, TZA
| Animas-Chocaya Mine, Merelani Hills |  | Magmatic hydrothermal, Metamorphic |  |  | Zn | Ag, Sn, Cu, Ga, In, Fe, Mn, Cd | Zn, Ag, Sn, Cu, Ga, In, Fe, Mn, Cd |  |  | 23.6938 |  | underground mine |  |  |  |  | ore material | grab | grab | mineral separate | [5 empty] | mineralisation |  |  |  | wurtzite, sphalerite | [6 empty] | pyrite | Polished sections; MASS-1 pressed pellet standard | EMPA, LA-ICPMS | SX51 electron microprobe (Cameca Gennevilliers Cedex, France); Agilent 7700cx Series Quadrupole ICP-MS (Agilent Santa Clara, CA 95051, USA) coupled to an Applied Spectra M-50 laser ablation system | Adelaide Microscopy, University of Adelaide | EMPA: accelerating voltage of 20 kV and a specimen current of ~20 nA, focused beam size set at <1 µm; LA-ICP-MS line scans: width of line rasters around 50 µm, ablation performed in a pure He atmosphere with a flow of 700 mL/min, mixed with Ar (930 mL/min) immediately after the ablation cell, mixture passed through a pulse homogenizing device; LA-ICP-MS mapping: repetition rate of 10 Hz, 64 µm spot size, output fluence of ~2.5 J cm−2, 30 s background acquisition at the start of every raster, dwell times for all elements set to 7 ms; line scan dwell times: 10 ms for both Zn and S, and 50 ms for the remaining masses; measured isotopes: 55Mn, 57Fe, 59Co, 60Ni, 65Cu, 66Zn, 71Ga, 75As, 77Se, 95Mo, 107Ag, 111Cd, 115In, 118Sn, 121Sb, 197Au, 202Hg, 205Tl, 208Pb and 209Bi | USGS certified standard MASS-1, comprising a pressed pellet of precipitated Cu-Fe-Zn sulfide standard; natural chalcopyrite (Cu), natural rhodonite (Mn), natural chalcedony (Zn), natural cobaltite (Co), natural arsenopyrite (As), natural stibnite (Sb), natural galena (Pb), natural cadmium (Cd) | 1789.378 |  |  |  | 2.7535 |  | 1.1293 | [7 empty] | 0.71473 | [5 empty] | 9478.632 | [5 empty] | 0 | [5 empty] | 291.252 | [9 empty] | 11700.89 |  | 703.951 | [7 empty] | 0.12341 |  |  |  | 172.8911 | [13 empty] | 11.5102 |  | 0 | [7 empty] | 0.13984 | [5 empty] | 73.6286 | [15 empty] | 240422 |  | 9.2742 |  |  |  | 1.525 | [5 empty] | 606.9517 | [13 empty] | 0.49469 | [18 empty] | 2020 | Minerals 2020, 10, 147 |  | BOL, TZA
| Animas-Chocaya Mine, Merelani Hills |  | Magmatic hydrothermal, Metamorphic |  |  | Zn | Ag, Sn, Cu, Ga, In, Fe, Mn, Cd | Zn, Ag, Sn, Cu, Ga, In, Fe, Mn, Cd |  |  | 23.9462 |  | underground mine |  |  |  |  | ore material | grab | grab | mineral separate | [5 empty] | mineralisation |  |  |  | wurtzite, sphalerite | [6 empty] | pyrite | Polished sections; MASS-1 pressed pellet standard | EMPA, LA-ICPMS | SX51 electron microprobe (Cameca Gennevilliers Cedex, France); Agilent 7700cx Series Quadrupole ICP-MS (Agilent Santa Clara, CA 95051, USA) coupled to an Applied Spectra M-50 laser ablation system | Adelaide Microscopy, University of Adelaide | EMPA: accelerating voltage of 20 kV and a specimen current of ~20 nA, focused beam size set at <1 µm; LA-ICP-MS line scans: width of line rasters around 50 µm, ablation performed in a pure He atmosphere with a flow of 700 mL/min, mixed with Ar (930 mL/min) immediately after the ablation cell, mixture passed through a pulse homogenizing device; LA-ICP-MS mapping: repetition rate of 10 Hz, 64 µm spot size, output fluence of ~2.5 J cm−2, 30 s background acquisition at the start of every raster, dwell times for all elements set to 7 ms; line scan dwell times: 10 ms for both Zn and S, and 50 ms for the remaining masses; measured isotopes: 55Mn, 57Fe, 59Co, 60Ni, 65Cu, 66Zn, 71Ga, 75As, 77Se, 95Mo, 107Ag, 111Cd, 115In, 118Sn, 121Sb, 197Au, 202Hg, 205Tl, 208Pb and 209Bi | USGS certified standard MASS-1, comprising a pressed pellet of precipitated Cu-Fe-Zn sulfide standard; natural chalcopyrite (Cu), natural rhodonite (Mn), natural chalcedony (Zn), natural cobaltite (Co), natural arsenopyrite (As), natural stibnite (Sb), natural galena (Pb), natural cadmium (Cd) | 1668.891 |  |  |  | 5.5937 |  | 1.0329 | [7 empty] | 0.41742 | [5 empty] | 9172.851 | [5 empty] | 0.10667 | [5 empty] | 320.1164 | [9 empty] | 12843.16 |  | 717.6606 | [7 empty] | 0.12904 |  |  |  | 177.9521 | [13 empty] | 12.8556 |  | 0 | [7 empty] | 0.28274 | [5 empty] | 70.2233 | [15 empty] | 257876.4 |  | 7.9381 |  |  |  | 0 | [5 empty] | 624.0376 | [13 empty] | 0.25004 | [18 empty] | 2020 | Minerals 2020, 10, 147 |  | BOL, TZA
| Animas-Chocaya Mine, Merelani Hills |  | Magmatic hydrothermal, Metamorphic |  |  | Zn | Ag, Sn, Cu, Ga, In, Fe, Mn, Cd | Zn, Ag, Sn, Cu, Ga, In, Fe, Mn, Cd |  |  | 24.1981 |  | underground mine |  |  |  |  | ore material | grab | grab | mineral separate | [5 empty] | mineralisation |  |  |  | wurtzite, sphalerite | [6 empty] | pyrite | Polished sections; MASS-1 pressed pellet standard | EMPA, LA-ICPMS | SX51 electron microprobe (Cameca Gennevilliers Cedex, France); Agilent 7700cx Series Quadrupole ICP-MS (Agilent Santa Clara, CA 95051, USA) coupled to an Applied Spectra M-50 laser ablation system | Adelaide Microscopy, University of Adelaide | EMPA: accelerating voltage of 20 kV and a specimen current of ~20 nA, focused beam size set at <1 µm; LA-ICP-MS line scans: width of line rasters around 50 µm, ablation performed in a pure He atmosphere with a flow of 700 mL/min, mixed with Ar (930 mL/min) immediately after the ablation cell, mixture passed through a pulse homogenizing device; LA-ICP-MS mapping: repetition rate of 10 Hz, 64 µm spot size, output fluence of ~2.5 J cm−2, 30 s background acquisition at the start of every raster, dwell times for all elements set to 7 ms; line scan dwell times: 10 ms for both Zn and S, and 50 ms for the remaining masses; measured isotopes: 55Mn, 57Fe, 59Co, 60Ni, 65Cu, 66Zn, 71Ga, 75As, 77Se, 95Mo, 107Ag, 111Cd, 115In, 118Sn, 121Sb, 197Au, 202Hg, 205Tl, 208Pb and 209Bi | USGS certified standard MASS-1, comprising a pressed pellet of precipitated Cu-Fe-Zn sulfide standard; natural chalcopyrite (Cu), natural rhodonite (Mn), natural chalcedony (Zn), natural cobaltite (Co), natural arsenopyrite (As), natural stibnite (Sb), natural galena (Pb), natural cadmium (Cd) | 1398.891 |  |  |  | 4.8784 |  | 0.80443 | [7 empty] | 0.4118 | [5 empty] | 10245.71 | [5 empty] | 0.052611 | [5 empty] | 322.672 | [9 empty] | 10769.16 |  | 688.5218 | [7 empty] | 0.15231 |  |  |  | 179.5322 | [13 empty] | 10.5877 |  | 0 | [7 empty] | 0.13946 | [5 empty] | 70.3513 | [15 empty] | 239701 |  | 7.6129 |  |  |  | 0 | [5 empty] | 530.2694 | [13 empty] | 0.43643 | [18 empty] | 2020 | Minerals 2020, 10, 147 |  | BOL, TZA
| Animas-Chocaya Mine, Merelani Hills |  | Magmatic hydrothermal, Metamorphic |  |  | Zn | Ag, Sn, Cu, Ga, In, Fe, Mn, Cd | Zn, Ag, Sn, Cu, Ga, In, Fe, Mn, Cd |  |  | 24.45 |  | underground mine |  |  |  |  | ore material | grab | grab | mineral separate | [5 empty] | mineralisation |  |  |  | wurtzite, sphalerite | [6 empty] | pyrite | Polished sections; MASS-1 pressed pellet standard | EMPA, LA-ICPMS | SX51 electron microprobe (Cameca Gennevilliers Cedex, France); Agilent 7700cx Series Quadrupole ICP-MS (Agilent Santa Clara, CA 95051, USA) coupled to an Applied Spectra M-50 laser ablation system | Adelaide Microscopy, University of Adelaide | EMPA: accelerating voltage of 20 kV and a specimen current of ~20 nA, focused beam size set at <1 µm; LA-ICP-MS line scans: width of line rasters around 50 µm, ablation performed in a pure He atmosphere with a flow of 700 mL/min, mixed with Ar (930 mL/min) immediately after the ablation cell, mixture passed through a pulse homogenizing device; LA-ICP-MS mapping: repetition rate of 10 Hz, 64 µm spot size, output fluence of ~2.5 J cm−2, 30 s background acquisition at the start of every raster, dwell times for all elements set to 7 ms; line scan dwell times: 10 ms for both Zn and S, and 50 ms for the remaining masses; measured isotopes: 55Mn, 57Fe, 59Co, 60Ni, 65Cu, 66Zn, 71Ga, 75As, 77Se, 95Mo, 107Ag, 111Cd, 115In, 118Sn, 121Sb, 197Au, 202Hg, 205Tl, 208Pb and 209Bi | USGS certified standard MASS-1, comprising a pressed pellet of precipitated Cu-Fe-Zn sulfide standard; natural chalcopyrite (Cu), natural rhodonite (Mn), natural chalcedony (Zn), natural cobaltite (Co), natural arsenopyrite (As), natural stibnite (Sb), natural galena (Pb), natural cadmium (Cd) | 1402.812 |  |  |  | 6.0995 |  | 0.90303 | [7 empty] | 0.2961 | [5 empty] | 9546.935 | [5 empty] | 0.10422 | [5 empty] | 321.7503 | [9 empty] | 11076.63 |  | 733.2638 | [7 empty] | 0.12621 |  |  |  | 198.6603 | [13 empty] | 12.2489 |  | 0 | [7 empty] | 0.13814 | [5 empty] | 64.8299 | [15 empty] | 254434.8 |  | 5.9202 |  |  |  | 0 | [5 empty] | 534.1464 | [13 empty] | 0.3759 | [18 empty] | 2020 | Minerals 2020, 10, 147 |  | BOL, TZA
| Animas-Chocaya Mine, Merelani Hills |  | Magmatic hydrothermal, Metamorphic |  |  | Zn | Ag, Sn, Cu, Ga, In, Fe, Mn, Cd | Zn, Ag, Sn, Cu, Ga, In, Fe, Mn, Cd |  |  | 24.7029 |  | underground mine |  |  |  |  | ore material | grab | grab | mineral separate | [5 empty] | mineralisation |  |  |  | wurtzite, sphalerite | [6 empty] | pyrite | Polished sections; MASS-1 pressed pellet standard | EMPA, LA-ICPMS | SX51 electron microprobe (Cameca Gennevilliers Cedex, France); Agilent 7700cx Series Quadrupole ICP-MS (Agilent Santa Clara, CA 95051, USA) coupled to an Applied Spectra M-50 laser ablation system | Adelaide Microscopy, University of Adelaide | EMPA: accelerating voltage of 20 kV and a specimen current of ~20 nA, focused beam size set at <1 µm; LA-ICP-MS line scans: width of line rasters around 50 µm, ablation performed in a pure He atmosphere with a flow of 700 mL/min, mixed with Ar (930 mL/min) immediately after the ablation cell, mixture passed through a pulse homogenizing device; LA-ICP-MS mapping: repetition rate of 10 Hz, 64 µm spot size, output fluence of ~2.5 J cm−2, 30 s background acquisition at the start of every raster, dwell times for all elements set to 7 ms; line scan dwell times: 10 ms for both Zn and S, and 50 ms for the remaining masses; measured isotopes: 55Mn, 57Fe, 59Co, 60Ni, 65Cu, 66Zn, 71Ga, 75As, 77Se, 95Mo, 107Ag, 111Cd, 115In, 118Sn, 121Sb, 197Au, 202Hg, 205Tl, 208Pb and 209Bi | USGS certified standard MASS-1, comprising a pressed pellet of precipitated Cu-Fe-Zn sulfide standard; natural chalcopyrite (Cu), natural rhodonite (Mn), natural chalcedony (Zn), natural cobaltite (Co), natural arsenopyrite (As), natural stibnite (Sb), natural galena (Pb), natural cadmium (Cd) | 1409.566 |  |  |  | 2.7363 |  | 0.69475 | [7 empty] | 0.27916 | [5 empty] | 10336.15 | [5 empty] | 0 | [5 empty] | 378.9736 | [9 empty] | 11802.03 |  | 750.6196 | [7 empty] | 0.14569 |  |  |  | 257.0429 | [13 empty] | 10.706 |  | 0 | [7 empty] | 0 | [5 empty] | 62.6613 | [15 empty] | 268991.2 |  | 6.1737 |  |  |  | 0 | [5 empty] | 574.3058 | [13 empty] | 0.51057 | [18 empty] | 2020 | Minerals 2020, 10, 147 |  | BOL, TZA
| Animas-Chocaya Mine, Merelani Hills |  | Magmatic hydrothermal, Metamorphic |  |  | Zn | Ag, Sn, Cu, Ga, In, Fe, Mn, Cd | Zn, Ag, Sn, Cu, Ga, In, Fe, Mn, Cd |  |  | 24.9548 |  | underground mine |  |  |  |  | ore material | grab | grab | mineral separate | [5 empty] | mineralisation |  |  |  | wurtzite, sphalerite | [6 empty] | pyrite | Polished sections; MASS-1 pressed pellet standard | EMPA, LA-ICPMS | SX51 electron microprobe (Cameca Gennevilliers Cedex, France); Agilent 7700cx Series Quadrupole ICP-MS (Agilent Santa Clara, CA 95051, USA) coupled to an Applied Spectra M-50 laser ablation system | Adelaide Microscopy, University of Adelaide | EMPA: accelerating voltage of 20 kV and a specimen current of ~20 nA, focused beam size set at <1 µm; LA-ICP-MS line scans: width of line rasters around 50 µm, ablation performed in a pure He atmosphere with a flow of 700 mL/min, mixed with Ar (930 mL/min) immediately after the ablation cell, mixture passed through a pulse homogenizing device; LA-ICP-MS mapping: repetition rate of 10 Hz, 64 µm spot size, output fluence of ~2.5 J cm−2, 30 s background acquisition at the start of every raster, dwell times for all elements set to 7 ms; line scan dwell times: 10 ms for both Zn and S, and 50 ms for the remaining masses; measured isotopes: 55Mn, 57Fe, 59Co, 60Ni, 65Cu, 66Zn, 71Ga, 75As, 77Se, 95Mo, 107Ag, 111Cd, 115In, 118Sn, 121Sb, 197Au, 202Hg, 205Tl, 208Pb and 209Bi | USGS certified standard MASS-1, comprising a pressed pellet of precipitated Cu-Fe-Zn sulfide standard; natural chalcopyrite (Cu), natural rhodonite (Mn), natural chalcedony (Zn), natural cobaltite (Co), natural arsenopyrite (As), natural stibnite (Sb), natural galena (Pb), natural cadmium (Cd) | 1815.28 |  |  |  | 2.5865 |  | 0.75777 | [7 empty] | 0.19301 | [5 empty] | 10269.99 | [5 empty] | 0.099099 | [5 empty] | 366.9491 | [9 empty] | 11956.18 |  | 775.4178 | [7 empty] | 0.12407 |  |  |  | 344.4248 | [13 empty] | 11.401 |  | 0 | [7 empty] | 0 | [5 empty] | 62.6215 | [15 empty] | 239602.9 |  | 7.1716 |  |  |  | 0 | [5 empty] | 624.2233 | [13 empty] | 0.41113 | [18 empty] | 2020 | Minerals 2020, 10, 147 |  | BOL, TZA
| Animas-Chocaya Mine, Merelani Hills |  | Magmatic hydrothermal, Metamorphic |  |  | Zn | Ag, Sn, Cu, Ga, In, Fe, Mn, Cd | Zn, Ag, Sn, Cu, Ga, In, Fe, Mn, Cd |  |  | 25.2067 |  | underground mine |  |  |  |  | ore material | grab | grab | mineral separate | [5 empty] | mineralisation |  |  |  | wurtzite, sphalerite | [6 empty] | pyrite | Polished sections; MASS-1 pressed pellet standard | EMPA, LA-ICPMS | SX51 electron microprobe (Cameca Gennevilliers Cedex, France); Agilent 7700cx Series Quadrupole ICP-MS (Agilent Santa Clara, CA 95051, USA) coupled to an Applied Spectra M-50 laser ablation system | Adelaide Microscopy, University of Adelaide | EMPA: accelerating voltage of 20 kV and a specimen current of ~20 nA, focused beam size set at <1 µm; LA-ICP-MS line scans: width of line rasters around 50 µm, ablation performed in a pure He atmosphere with a flow of 700 mL/min, mixed with Ar (930 mL/min) immediately after the ablation cell, mixture passed through a pulse homogenizing device; LA-ICP-MS mapping: repetition rate of 10 Hz, 64 µm spot size, output fluence of ~2.5 J cm−2, 30 s background acquisition at the start of every raster, dwell times for all elements set to 7 ms; line scan dwell times: 10 ms for both Zn and S, and 50 ms for the remaining masses; measured isotopes: 55Mn, 57Fe, 59Co, 60Ni, 65Cu, 66Zn, 71Ga, 75As, 77Se, 95Mo, 107Ag, 111Cd, 115In, 118Sn, 121Sb, 197Au, 202Hg, 205Tl, 208Pb and 209Bi | USGS certified standard MASS-1, comprising a pressed pellet of precipitated Cu-Fe-Zn sulfide standard; natural chalcopyrite (Cu), natural rhodonite (Mn), natural chalcedony (Zn), natural cobaltite (Co), natural arsenopyrite (As), natural stibnite (Sb), natural galena (Pb), natural cadmium (Cd) | 1822.753 |  |  |  | 1.6712 |  | 0.53367 | [7 empty] | 0.37238 | [5 empty] | 10612.53 | [5 empty] | 0 | [5 empty] | 393.7232 | [9 empty] | 13381.24 |  | 717.5388 | [7 empty] | 0.11043 |  |  |  | 395.0314 | [13 empty] | 14.1264 |  | 0 | [7 empty] | 0 | [5 empty] | 84.6011 | [15 empty] | 271473.9 |  | 8.8246 |  |  |  | 0 | [5 empty] | 601.273 | [13 empty] | 0.35879 | [18 empty] | 2020 | Minerals 2020, 10, 147 |  | BOL, TZA
| Animas-Chocaya Mine, Merelani Hills |  | Magmatic hydrothermal, Metamorphic |  |  | Zn | Ag, Sn, Cu, Ga, In, Fe, Mn, Cd | Zn, Ag, Sn, Cu, Ga, In, Fe, Mn, Cd |  |  | 25.4592 |  | underground mine |  |  |  |  | ore material | grab | grab | mineral separate | [5 empty] | mineralisation |  |  |  | wurtzite, sphalerite | [6 empty] | pyrite | Polished sections; MASS-1 pressed pellet standard | EMPA, LA-ICPMS | SX51 electron microprobe (Cameca Gennevilliers Cedex, France); Agilent 7700cx Series Quadrupole ICP-MS (Agilent Santa Clara, CA 95051, USA) coupled to an Applied Spectra M-50 laser ablation system | Adelaide Microscopy, University of Adelaide | EMPA: accelerating voltage of 20 kV and a specimen current of ~20 nA, focused beam size set at <1 µm; LA-ICP-MS line scans: width of line rasters around 50 µm, ablation performed in a pure He atmosphere with a flow of 700 mL/min, mixed with Ar (930 mL/min) immediately after the ablation cell, mixture passed through a pulse homogenizing device; LA-ICP-MS mapping: repetition rate of 10 Hz, 64 µm spot size, output fluence of ~2.5 J cm−2, 30 s background acquisition at the start of every raster, dwell times for all elements set to 7 ms; line scan dwell times: 10 ms for both Zn and S, and 50 ms for the remaining masses; measured isotopes: 55Mn, 57Fe, 59Co, 60Ni, 65Cu, 66Zn, 71Ga, 75As, 77Se, 95Mo, 107Ag, 111Cd, 115In, 118Sn, 121Sb, 197Au, 202Hg, 205Tl, 208Pb and 209Bi | USGS certified standard MASS-1, comprising a pressed pellet of precipitated Cu-Fe-Zn sulfide standard; natural chalcopyrite (Cu), natural rhodonite (Mn), natural chalcedony (Zn), natural cobaltite (Co), natural arsenopyrite (As), natural stibnite (Sb), natural galena (Pb), natural cadmium (Cd) | 1760.994 |  |  |  | 6.1107 |  | 0.9579 | [7 empty] | 0.67002 | [5 empty] | 10903.07 | [5 empty] | 0.052189 | [5 empty] | 399.0565 | [9 empty] | 14161.47 |  | 715.1146 | [7 empty] | 0.13701 |  |  |  | 397.0731 | [13 empty] | 13.0469 |  | 0 | [7 empty] | 0.13841 | [5 empty] | 93.5398 | [15 empty] | 256150.5 |  | 8.6373 |  |  |  | 0 | [5 empty] | 619.5114 | [13 empty] | 0.54609 | [18 empty] | 2020 | Minerals 2020, 10, 147 |  | BOL, TZA
| Animas-Chocaya Mine, Merelani Hills |  | Magmatic hydrothermal, Metamorphic |  |  | Zn | Ag, Sn, Cu, Ga, In, Fe, Mn, Cd | Zn, Ag, Sn, Cu, Ga, In, Fe, Mn, Cd |  |  | 25.7111 |  | underground mine |  |  |  |  | ore material | grab | grab | mineral separate | [5 empty] | mineralisation |  |  |  | wurtzite, sphalerite | [6 empty] | pyrite | Polished sections; MASS-1 pressed pellet standard | EMPA, LA-ICPMS | SX51 electron microprobe (Cameca Gennevilliers Cedex, France); Agilent 7700cx Series Quadrupole ICP-MS (Agilent Santa Clara, CA 95051, USA) coupled to an Applied Spectra M-50 laser ablation system | Adelaide Microscopy, University of Adelaide | EMPA: accelerating voltage of 20 kV and a specimen current of ~20 nA, focused beam size set at <1 µm; LA-ICP-MS line scans: width of line rasters around 50 µm, ablation performed in a pure He atmosphere with a flow of 700 mL/min, mixed with Ar (930 mL/min) immediately after the ablation cell, mixture passed through a pulse homogenizing device; LA-ICP-MS mapping: repetition rate of 10 Hz, 64 µm spot size, output fluence of ~2.5 J cm−2, 30 s background acquisition at the start of every raster, dwell times for all elements set to 7 ms; line scan dwell times: 10 ms for both Zn and S, and 50 ms for the remaining masses; measured isotopes: 55Mn, 57Fe, 59Co, 60Ni, 65Cu, 66Zn, 71Ga, 75As, 77Se, 95Mo, 107Ag, 111Cd, 115In, 118Sn, 121Sb, 197Au, 202Hg, 205Tl, 208Pb and 209Bi | USGS certified standard MASS-1, comprising a pressed pellet of precipitated Cu-Fe-Zn sulfide standard; natural chalcopyrite (Cu), natural rhodonite (Mn), natural chalcedony (Zn), natural cobaltite (Co), natural arsenopyrite (As), natural stibnite (Sb), natural galena (Pb), natural cadmium (Cd) | 1720.742 |  |  |  | 2.0436 |  | 0.98887 | [7 empty] | 1.0022 | [5 empty] | 11568.63 | [5 empty] | 0.051037 | [5 empty] | 415.5121 | [9 empty] | 15104.66 |  | 746.2657 | [7 empty] | 0.13002 |  |  |  | 474.1791 | [13 empty] | 13.0129 |  | 0 | [7 empty] | 1.083 | [5 empty] | 89.554 | [15 empty] | 237076.8 |  | 10.5651 |  |  |  | 0 | [5 empty] | 606.9138 | [13 empty] | 0.46041 | [18 empty] | 2020 | Minerals 2020, 10, 147 |  | BOL, TZA
| Animas-Chocaya Mine, Merelani Hills |  | Magmatic hydrothermal, Metamorphic |  |  | Zn | Ag, Sn, Cu, Ga, In, Fe, Mn, Cd | Zn, Ag, Sn, Cu, Ga, In, Fe, Mn, Cd |  |  | 25.963 |  | underground mine |  |  |  |  | ore material | grab | grab | mineral separate | [5 empty] | mineralisation |  |  |  | wurtzite, sphalerite | [6 empty] | pyrite | Polished sections; MASS-1 pressed pellet standard | EMPA, LA-ICPMS | SX51 electron microprobe (Cameca Gennevilliers Cedex, France); Agilent 7700cx Series Quadrupole ICP-MS (Agilent Santa Clara, CA 95051, USA) coupled to an Applied Spectra M-50 laser ablation system | Adelaide Microscopy, University of Adelaide | EMPA: accelerating voltage of 20 kV and a specimen current of ~20 nA, focused beam size set at <1 µm; LA-ICP-MS line scans: width of line rasters around 50 µm, ablation performed in a pure He atmosphere with a flow of 700 mL/min, mixed with Ar (930 mL/min) immediately after the ablation cell, mixture passed through a pulse homogenizing device; LA-ICP-MS mapping: repetition rate of 10 Hz, 64 µm spot size, output fluence of ~2.5 J cm−2, 30 s background acquisition at the start of every raster, dwell times for all elements set to 7 ms; line scan dwell times: 10 ms for both Zn and S, and 50 ms for the remaining masses; measured isotopes: 55Mn, 57Fe, 59Co, 60Ni, 65Cu, 66Zn, 71Ga, 75As, 77Se, 95Mo, 107Ag, 111Cd, 115In, 118Sn, 121Sb, 197Au, 202Hg, 205Tl, 208Pb and 209Bi | USGS certified standard MASS-1, comprising a pressed pellet of precipitated Cu-Fe-Zn sulfide standard; natural chalcopyrite (Cu), natural rhodonite (Mn), natural chalcedony (Zn), natural cobaltite (Co), natural arsenopyrite (As), natural stibnite (Sb), natural galena (Pb), natural cadmium (Cd) | 1927.076 |  |  |  | 1.8954 |  | 0.8594 | [7 empty] | 0.80819 | [5 empty] | 12597.2 | [5 empty] | 0 | [5 empty] | 462.3937 | [9 empty] | 17278.89 |  | 734.2535 | [7 empty] | 0.13008 |  |  |  | 533.8562 | [13 empty] | 13.1145 |  | 0 | [7 empty] | 0 | [5 empty] | 80.2756 | [15 empty] | 249140.3 |  | 8.0625 |  |  |  | 0 | [5 empty] | 642.478 | [13 empty] | 0.43716 | [18 empty] | 2020 | Minerals 2020, 10, 147 |  | BOL, TZA
| Animas-Chocaya Mine, Merelani Hills |  | Magmatic hydrothermal, Metamorphic |  |  | Zn | Ag, Sn, Cu, Ga, In, Fe, Mn, Cd | Zn, Ag, Sn, Cu, Ga, In, Fe, Mn, Cd |  |  | 26.2149 |  | underground mine |  |  |  |  | ore material | grab | grab | mineral separate | [5 empty] | mineralisation |  |  |  | wurtzite, sphalerite | [6 empty] | pyrite | Polished sections; MASS-1 pressed pellet standard | EMPA, LA-ICPMS | SX51 electron microprobe (Cameca Gennevilliers Cedex, France); Agilent 7700cx Series Quadrupole ICP-MS (Agilent Santa Clara, CA 95051, USA) coupled to an Applied Spectra M-50 laser ablation system | Adelaide Microscopy, University of Adelaide | EMPA: accelerating voltage of 20 kV and a specimen current of ~20 nA, focused beam size set at <1 µm; LA-ICP-MS line scans: width of line rasters around 50 µm, ablation performed in a pure He atmosphere with a flow of 700 mL/min, mixed with Ar (930 mL/min) immediately after the ablation cell, mixture passed through a pulse homogenizing device; LA-ICP-MS mapping: repetition rate of 10 Hz, 64 µm spot size, output fluence of ~2.5 J cm−2, 30 s background acquisition at the start of every raster, dwell times for all elements set to 7 ms; line scan dwell times: 10 ms for both Zn and S, and 50 ms for the remaining masses; measured isotopes: 55Mn, 57Fe, 59Co, 60Ni, 65Cu, 66Zn, 71Ga, 75As, 77Se, 95Mo, 107Ag, 111Cd, 115In, 118Sn, 121Sb, 197Au, 202Hg, 205Tl, 208Pb and 209Bi | USGS certified standard MASS-1, comprising a pressed pellet of precipitated Cu-Fe-Zn sulfide standard; natural chalcopyrite (Cu), natural rhodonite (Mn), natural chalcedony (Zn), natural cobaltite (Co), natural arsenopyrite (As), natural stibnite (Sb), natural galena (Pb), natural cadmium (Cd) | 2336.958 |  |  |  | 4.4073 |  | 0.88081 | [7 empty] | 0.82175 | [5 empty] | 13216.53 | [5 empty] | 0 | [5 empty] | 522.7881 | [9 empty] | 18382.91 |  | 870.9019 | [7 empty] | 0.11039 |  |  |  | 905.284 | [13 empty] | 16.0836 |  | 0 | [7 empty] | 0.15275 | [5 empty] | 86.306 | [15 empty] | 282761 |  | 6.545 |  |  |  | 0 | [5 empty] | 842.8541 | [13 empty] | 0.58182 | [18 empty] | 2020 | Minerals 2020, 10, 147 |  | BOL, TZA
| Animas-Chocaya Mine, Merelani Hills |  | Magmatic hydrothermal, Metamorphic |  |  | Zn | Ag, Sn, Cu, Ga, In, Fe, Mn, Cd | Zn, Ag, Sn, Cu, Ga, In, Fe, Mn, Cd |  |  | 26.4668 |  | underground mine |  |  |  |  | ore material | grab | grab | mineral separate | [5 empty] | mineralisation |  |  |  | wurtzite, sphalerite | [6 empty] | pyrite | Polished sections; MASS-1 pressed pellet standard | EMPA, LA-ICPMS | SX51 electron microprobe (Cameca Gennevilliers Cedex, France); Agilent 7700cx Series Quadrupole ICP-MS (Agilent Santa Clara, CA 95051, USA) coupled to an Applied Spectra M-50 laser ablation system | Adelaide Microscopy, University of Adelaide | EMPA: accelerating voltage of 20 kV and a specimen current of ~20 nA, focused beam size set at <1 µm; LA-ICP-MS line scans: width of line rasters around 50 µm, ablation performed in a pure He atmosphere with a flow of 700 mL/min, mixed with Ar (930 mL/min) immediately after the ablation cell, mixture passed through a pulse homogenizing device; LA-ICP-MS mapping: repetition rate of 10 Hz, 64 µm spot size, output fluence of ~2.5 J cm−2, 30 s background acquisition at the start of every raster, dwell times for all elements set to 7 ms; line scan dwell times: 10 ms for both Zn and S, and 50 ms for the remaining masses; measured isotopes: 55Mn, 57Fe, 59Co, 60Ni, 65Cu, 66Zn, 71Ga, 75As, 77Se, 95Mo, 107Ag, 111Cd, 115In, 118Sn, 121Sb, 197Au, 202Hg, 205Tl, 208Pb and 209Bi | USGS certified standard MASS-1, comprising a pressed pellet of precipitated Cu-Fe-Zn sulfide standard; natural chalcopyrite (Cu), natural rhodonite (Mn), natural chalcedony (Zn), natural cobaltite (Co), natural arsenopyrite (As), natural stibnite (Sb), natural galena (Pb), natural cadmium (Cd) | 2419.527 |  |  |  | 2.0407 |  | 1.2724 | [7 empty] | 0.78906 | [5 empty] | 13456.84 | [5 empty] | 0 | [5 empty] | 549.3831 | [9 empty] | 16654.6 |  | 789.8297 | [7 empty] | 0.14918 |  |  |  | 886.4868 | [13 empty] | 16.545 |  | 0 | [7 empty] | 0 | [5 empty] | 94.0424 | [15 empty] | 255310 |  | 6.3874 |  |  |  | 0 | [5 empty] | 864.8504 | [13 empty] | 1.0029 | [18 empty] | 2020 | Minerals 2020, 10, 147 |  | BOL, TZA
| Animas-Chocaya Mine, Merelani Hills |  | Magmatic hydrothermal, Metamorphic |  |  | Zn | Ag, Sn, Cu, Ga, In, Fe, Mn, Cd | Zn, Ag, Sn, Cu, Ga, In, Fe, Mn, Cd |  |  | 26.7192 |  | underground mine |  |  |  |  | ore material | grab | grab | mineral separate | [5 empty] | mineralisation |  |  |  | wurtzite, sphalerite | [6 empty] | pyrite | Polished sections; MASS-1 pressed pellet standard | EMPA, LA-ICPMS | SX51 electron microprobe (Cameca Gennevilliers Cedex, France); Agilent 7700cx Series Quadrupole ICP-MS (Agilent Santa Clara, CA 95051, USA) coupled to an Applied Spectra M-50 laser ablation system | Adelaide Microscopy, University of Adelaide | EMPA: accelerating voltage of 20 kV and a specimen current of ~20 nA, focused beam size set at <1 µm; LA-ICP-MS line scans: width of line rasters around 50 µm, ablation performed in a pure He atmosphere with a flow of 700 mL/min, mixed with Ar (930 mL/min) immediately after the ablation cell, mixture passed through a pulse homogenizing device; LA-ICP-MS mapping: repetition rate of 10 Hz, 64 µm spot size, output fluence of ~2.5 J cm−2, 30 s background acquisition at the start of every raster, dwell times for all elements set to 7 ms; line scan dwell times: 10 ms for both Zn and S, and 50 ms for the remaining masses; measured isotopes: 55Mn, 57Fe, 59Co, 60Ni, 65Cu, 66Zn, 71Ga, 75As, 77Se, 95Mo, 107Ag, 111Cd, 115In, 118Sn, 121Sb, 197Au, 202Hg, 205Tl, 208Pb and 209Bi | USGS certified standard MASS-1, comprising a pressed pellet of precipitated Cu-Fe-Zn sulfide standard; natural chalcopyrite (Cu), natural rhodonite (Mn), natural chalcedony (Zn), natural cobaltite (Co), natural arsenopyrite (As), natural stibnite (Sb), natural galena (Pb), natural cadmium (Cd) | 2259.738 |  |  |  | 2.1787 |  | 0.88788 | [7 empty] | 0.67925 | [5 empty] | 12372.16 | [5 empty] | 0.054402 | [5 empty] | 595.66 | [9 empty] | 16002.05 |  | 852.7134 | [7 empty] | 0.13674 |  |  |  | 946.0847 | [13 empty] | 17.3902 |  | 0 | [7 empty] | 0.43308 | [5 empty] | 96.0881 | [15 empty] | 276815.5 |  | 7.314 |  |  |  | 0 | [5 empty] | 869.2389 | [13 empty] | 2.0821 | [18 empty] | 2020 | Minerals 2020, 10, 147 |  | BOL, TZA
| Animas-Chocaya Mine, Merelani Hills |  | Magmatic hydrothermal, Metamorphic |  |  | Zn | Ag, Sn, Cu, Ga, In, Fe, Mn, Cd | Zn, Ag, Sn, Cu, Ga, In, Fe, Mn, Cd |  |  | 26.9711 |  | underground mine |  |  |  |  | ore material | grab | grab | mineral separate | [5 empty] | mineralisation |  |  |  | wurtzite, sphalerite | [6 empty] | pyrite | Polished sections; MASS-1 pressed pellet standard | EMPA, LA-ICPMS | SX51 electron microprobe (Cameca Gennevilliers Cedex, France); Agilent 7700cx Series Quadrupole ICP-MS (Agilent Santa Clara, CA 95051, USA) coupled to an Applied Spectra M-50 laser ablation system | Adelaide Microscopy, University of Adelaide | EMPA: accelerating voltage of 20 kV and a specimen current of ~20 nA, focused beam size set at <1 µm; LA-ICP-MS line scans: width of line rasters around 50 µm, ablation performed in a pure He atmosphere with a flow of 700 mL/min, mixed with Ar (930 mL/min) immediately after the ablation cell, mixture passed through a pulse homogenizing device; LA-ICP-MS mapping: repetition rate of 10 Hz, 64 µm spot size, output fluence of ~2.5 J cm−2, 30 s background acquisition at the start of every raster, dwell times for all elements set to 7 ms; line scan dwell times: 10 ms for both Zn and S, and 50 ms for the remaining masses; measured isotopes: 55Mn, 57Fe, 59Co, 60Ni, 65Cu, 66Zn, 71Ga, 75As, 77Se, 95Mo, 107Ag, 111Cd, 115In, 118Sn, 121Sb, 197Au, 202Hg, 205Tl, 208Pb and 209Bi | USGS certified standard MASS-1, comprising a pressed pellet of precipitated Cu-Fe-Zn sulfide standard; natural chalcopyrite (Cu), natural rhodonite (Mn), natural chalcedony (Zn), natural cobaltite (Co), natural arsenopyrite (As), natural stibnite (Sb), natural galena (Pb), natural cadmium (Cd) | 2105.075 |  |  |  | 2.1426 |  | 0.8732 | [7 empty] | 0.6106 | [5 empty] | 11890.19 | [5 empty] | 0.0535 | [5 empty] | 596.2878 | [9 empty] | 15867.95 |  | 827.7509 | [7 empty] | 0.10279 |  |  |  | 791.5395 | [13 empty] | 16.1964 |  | 0 | [7 empty] | 0.14198 | [5 empty] | 104.1106 | [15 empty] | 250005.2 |  | 7.2487 |  |  |  | 0 | [5 empty] | 825.4346 | [13 empty] | 2.2216 | [18 empty] | 2020 | Minerals 2020, 10, 147 |  | BOL, TZA
| Animas-Chocaya Mine, Merelani Hills |  | Magmatic hydrothermal, Metamorphic |  |  | Zn | Ag, Sn, Cu, Ga, In, Fe, Mn, Cd | Zn, Ag, Sn, Cu, Ga, In, Fe, Mn, Cd |  |  | 27.223 |  | underground mine |  |  |  |  | ore material | grab | grab | mineral separate | [5 empty] | mineralisation |  |  |  | wurtzite, sphalerite | [6 empty] | pyrite | Polished sections; MASS-1 pressed pellet standard | EMPA, LA-ICPMS | SX51 electron microprobe (Cameca Gennevilliers Cedex, France); Agilent 7700cx Series Quadrupole ICP-MS (Agilent Santa Clara, CA 95051, USA) coupled to an Applied Spectra M-50 laser ablation system | Adelaide Microscopy, University of Adelaide | EMPA: accelerating voltage of 20 kV and a specimen current of ~20 nA, focused beam size set at <1 µm; LA-ICP-MS line scans: width of line rasters around 50 µm, ablation performed in a pure He atmosphere with a flow of 700 mL/min, mixed with Ar (930 mL/min) immediately after the ablation cell, mixture passed through a pulse homogenizing device; LA-ICP-MS mapping: repetition rate of 10 Hz, 64 µm spot size, output fluence of ~2.5 J cm−2, 30 s background acquisition at the start of every raster, dwell times for all elements set to 7 ms; line scan dwell times: 10 ms for both Zn and S, and 50 ms for the remaining masses; measured isotopes: 55Mn, 57Fe, 59Co, 60Ni, 65Cu, 66Zn, 71Ga, 75As, 77Se, 95Mo, 107Ag, 111Cd, 115In, 118Sn, 121Sb, 197Au, 202Hg, 205Tl, 208Pb and 209Bi | USGS certified standard MASS-1, comprising a pressed pellet of precipitated Cu-Fe-Zn sulfide standard; natural chalcopyrite (Cu), natural rhodonite (Mn), natural chalcedony (Zn), natural cobaltite (Co), natural arsenopyrite (As), natural stibnite (Sb), natural galena (Pb), natural cadmium (Cd) | 1971.453 |  |  |  | 1.0672 |  | 0.82638 | [7 empty] | 0.40379 | [5 empty] | 11171.19 | [5 empty] | 0.10801 | [5 empty] | 585.2703 | [9 empty] | 14576.18 |  | 827.3242 | [7 empty] | 0.097412 |  |  |  | 701.2872 | [13 empty] | 15.5962 |  | 0 | [7 empty] | 0 | [5 empty] | 115.6505 | [15 empty] | 264786.7 |  | 9.8953 |  |  |  | 0 | [5 empty] | 806.3608 | [13 empty] | 2.945 | [18 empty] | 2020 | Minerals 2020, 10, 147 |  | BOL, TZA
| Animas-Chocaya Mine, Merelani Hills |  | Magmatic hydrothermal, Metamorphic |  |  | Zn | Ag, Sn, Cu, Ga, In, Fe, Mn, Cd | Zn, Ag, Sn, Cu, Ga, In, Fe, Mn, Cd |  |  | 27.4749 |  | underground mine |  |  |  |  | ore material | grab | grab | mineral separate | [5 empty] | mineralisation |  |  |  | wurtzite, sphalerite | [6 empty] | pyrite | Polished sections; MASS-1 pressed pellet standard | EMPA, LA-ICPMS | SX51 electron microprobe (Cameca Gennevilliers Cedex, France); Agilent 7700cx Series Quadrupole ICP-MS (Agilent Santa Clara, CA 95051, USA) coupled to an Applied Spectra M-50 laser ablation system | Adelaide Microscopy, University of Adelaide | EMPA: accelerating voltage of 20 kV and a specimen current of ~20 nA, focused beam size set at <1 µm; LA-ICP-MS line scans: width of line rasters around 50 µm, ablation performed in a pure He atmosphere with a flow of 700 mL/min, mixed with Ar (930 mL/min) immediately after the ablation cell, mixture passed through a pulse homogenizing device; LA-ICP-MS mapping: repetition rate of 10 Hz, 64 µm spot size, output fluence of ~2.5 J cm−2, 30 s background acquisition at the start of every raster, dwell times for all elements set to 7 ms; line scan dwell times: 10 ms for both Zn and S, and 50 ms for the remaining masses; measured isotopes: 55Mn, 57Fe, 59Co, 60Ni, 65Cu, 66Zn, 71Ga, 75As, 77Se, 95Mo, 107Ag, 111Cd, 115In, 118Sn, 121Sb, 197Au, 202Hg, 205Tl, 208Pb and 209Bi | USGS certified standard MASS-1, comprising a pressed pellet of precipitated Cu-Fe-Zn sulfide standard; natural chalcopyrite (Cu), natural rhodonite (Mn), natural chalcedony (Zn), natural cobaltite (Co), natural arsenopyrite (As), natural stibnite (Sb), natural galena (Pb), natural cadmium (Cd) | 1850.884 |  |  |  | 0.82761 |  | 0.75271 | [7 empty] | 0.33749 | [5 empty] | 10126.52 | [5 empty] | 0 | [5 empty] | 517.0781 | [9 empty] | 13845 |  | 814.7495 | [7 empty] | 0.12225 |  |  |  | 667.0991 | [13 empty] | 16.4258 |  | 0 | [7 empty] | 0.13988 | [5 empty] | 120.499 | [15 empty] | 270283.7 |  | 7.9069 |  |  |  | 0 | [5 empty] | 705.3416 | [13 empty] | 2.5885 | [18 empty] | 2020 | Minerals 2020, 10, 147 |  | BOL, TZA
| Animas-Chocaya Mine, Merelani Hills |  | Magmatic hydrothermal, Metamorphic |  |  | Zn | Ag, Sn, Cu, Ga, In, Fe, Mn, Cd | Zn, Ag, Sn, Cu, Ga, In, Fe, Mn, Cd |  |  | 27.7268 |  | underground mine |  |  |  |  | ore material | grab | grab | mineral separate | [5 empty] | mineralisation |  |  |  | wurtzite, sphalerite | [6 empty] | pyrite | Polished sections; MASS-1 pressed pellet standard | EMPA, LA-ICPMS | SX51 electron microprobe (Cameca Gennevilliers Cedex, France); Agilent 7700cx Series Quadrupole ICP-MS (Agilent Santa Clara, CA 95051, USA) coupled to an Applied Spectra M-50 laser ablation system | Adelaide Microscopy, University of Adelaide | EMPA: accelerating voltage of 20 kV and a specimen current of ~20 nA, focused beam size set at <1 µm; LA-ICP-MS line scans: width of line rasters around 50 µm, ablation performed in a pure He atmosphere with a flow of 700 mL/min, mixed with Ar (930 mL/min) immediately after the ablation cell, mixture passed through a pulse homogenizing device; LA-ICP-MS mapping: repetition rate of 10 Hz, 64 µm spot size, output fluence of ~2.5 J cm−2, 30 s background acquisition at the start of every raster, dwell times for all elements set to 7 ms; line scan dwell times: 10 ms for both Zn and S, and 50 ms for the remaining masses; measured isotopes: 55Mn, 57Fe, 59Co, 60Ni, 65Cu, 66Zn, 71Ga, 75As, 77Se, 95Mo, 107Ag, 111Cd, 115In, 118Sn, 121Sb, 197Au, 202Hg, 205Tl, 208Pb and 209Bi | USGS certified standard MASS-1, comprising a pressed pellet of precipitated Cu-Fe-Zn sulfide standard; natural chalcopyrite (Cu), natural rhodonite (Mn), natural chalcedony (Zn), natural cobaltite (Co), natural arsenopyrite (As), natural stibnite (Sb), natural galena (Pb), natural cadmium (Cd) | 1735.975 |  |  |  | 1.0935 |  | 0.90335 | [7 empty] | 0.41383 | [5 empty] | 9102.336 | [5 empty] | 0.11067 | [5 empty] | 510.3599 | [9 empty] | 14709.2 |  | 798.4684 | [7 empty] | 0.14378 |  |  |  | 539.0294 | [13 empty] | 15.7609 |  | 0 | [7 empty] | 0 | [5 empty] | 112.0893 | [15 empty] | 283355.6 |  | 9.9114 |  |  |  | 0 | [5 empty] | 703.7302 | [13 empty] | 2.4583 | [18 empty] | 2020 | Minerals 2020, 10, 147 |  | BOL, TZA
| Animas-Chocaya Mine, Merelani Hills |  | Magmatic hydrothermal, Metamorphic |  |  | Zn | Ag, Sn, Cu, Ga, In, Fe, Mn, Cd | Zn, Ag, Sn, Cu, Ga, In, Fe, Mn, Cd |  |  | 27.9787 |  | underground mine |  |  |  |  | ore material | grab | grab | mineral separate | [5 empty] | mineralisation |  |  |  | wurtzite, sphalerite | [6 empty] | pyrite | Polished sections; MASS-1 pressed pellet standard | EMPA, LA-ICPMS | SX51 electron microprobe (Cameca Gennevilliers Cedex, France); Agilent 7700cx Series Quadrupole ICP-MS (Agilent Santa Clara, CA 95051, USA) coupled to an Applied Spectra M-50 laser ablation system | Adelaide Microscopy, University of Adelaide | EMPA: accelerating voltage of 20 kV and a specimen current of ~20 nA, focused beam size set at <1 µm; LA-ICP-MS line scans: width of line rasters around 50 µm, ablation performed in a pure He atmosphere with a flow of 700 mL/min, mixed with Ar (930 mL/min) immediately after the ablation cell, mixture passed through a pulse homogenizing device; LA-ICP-MS mapping: repetition rate of 10 Hz, 64 µm spot size, output fluence of ~2.5 J cm−2, 30 s background acquisition at the start of every raster, dwell times for all elements set to 7 ms; line scan dwell times: 10 ms for both Zn and S, and 50 ms for the remaining masses; measured isotopes: 55Mn, 57Fe, 59Co, 60Ni, 65Cu, 66Zn, 71Ga, 75As, 77Se, 95Mo, 107Ag, 111Cd, 115In, 118Sn, 121Sb, 197Au, 202Hg, 205Tl, 208Pb and 209Bi | USGS certified standard MASS-1, comprising a pressed pellet of precipitated Cu-Fe-Zn sulfide standard; natural chalcopyrite (Cu), natural rhodonite (Mn), natural chalcedony (Zn), natural cobaltite (Co), natural arsenopyrite (As), natural stibnite (Sb), natural galena (Pb), natural cadmium (Cd) | 1047.559 |  |  |  | 2.3228 |  | 0.83644 | [7 empty] | 0.44695 | [5 empty] | 7565.252 | [5 empty] | 0 | [5 empty] | 436.7988 | [9 empty] | 11862.26 |  | 654.3835 | [7 empty] | 0.10053 |  |  |  | 364.4106 | [13 empty] | 12.9665 |  | 0 | [7 empty] | 0.6401 | [5 empty] | 80.5186 | [15 empty] | 217399.9 |  | 6.5354 |  |  |  | 0 | [5 empty] | 470.8793 | [13 empty] | 1.4803 | [18 empty] | 2020 | Minerals 2020, 10, 147 |  | BOL, TZA
| Animas-Chocaya Mine, Merelani Hills |  | Magmatic hydrothermal, Metamorphic |  |  | Zn | Ag, Sn, Cu, Ga, In, Fe, Mn, Cd | Zn, Ag, Sn, Cu, Ga, In, Fe, Mn, Cd |  |  | 28.2311 |  | underground mine |  |  |  |  | ore material | grab | grab | mineral separate | [5 empty] | mineralisation |  |  |  | wurtzite, sphalerite | [6 empty] | pyrite | Polished sections; MASS-1 pressed pellet standard | EMPA, LA-ICPMS | SX51 electron microprobe (Cameca Gennevilliers Cedex, France); Agilent 7700cx Series Quadrupole ICP-MS (Agilent Santa Clara, CA 95051, USA) coupled to an Applied Spectra M-50 laser ablation system | Adelaide Microscopy, University of Adelaide | EMPA: accelerating voltage of 20 kV and a specimen current of ~20 nA, focused beam size set at <1 µm; LA-ICP-MS line scans: width of line rasters around 50 µm, ablation performed in a pure He atmosphere with a flow of 700 mL/min, mixed with Ar (930 mL/min) immediately after the ablation cell, mixture passed through a pulse homogenizing device; LA-ICP-MS mapping: repetition rate of 10 Hz, 64 µm spot size, output fluence of ~2.5 J cm−2, 30 s background acquisition at the start of every raster, dwell times for all elements set to 7 ms; line scan dwell times: 10 ms for both Zn and S, and 50 ms for the remaining masses; measured isotopes: 55Mn, 57Fe, 59Co, 60Ni, 65Cu, 66Zn, 71Ga, 75As, 77Se, 95Mo, 107Ag, 111Cd, 115In, 118Sn, 121Sb, 197Au, 202Hg, 205Tl, 208Pb and 209Bi | USGS certified standard MASS-1, comprising a pressed pellet of precipitated Cu-Fe-Zn sulfide standard; natural chalcopyrite (Cu), natural rhodonite (Mn), natural chalcedony (Zn), natural cobaltite (Co), natural arsenopyrite (As), natural stibnite (Sb), natural galena (Pb), natural cadmium (Cd) | 1002.654 |  |  |  | -0.029624 |  | 0.85173 | [7 empty] | 0.23694 | [5 empty] | 8223.954 | [5 empty] | 0 | [5 empty] | 472.3482 | [9 empty] | 13852.53 |  | 681.2811 | [7 empty] | 0.14694 |  |  |  | 267.8705 | [13 empty] | 14.9077 |  | 0.85851 | [7 empty] | 0.59097 | [5 empty] | 80.0138 | [15 empty] | 271662.1 |  | 6.0985 |  |  |  | 1.6101 | [5 empty] | 517.0167 | [13 empty] | 1.3667 | [18 empty] | 2020 | Minerals 2020, 10, 147 |  | BOL, TZA
| Animas-Chocaya Mine, Merelani Hills |  | Magmatic hydrothermal, Metamorphic |  |  | Zn | Ag, Sn, Cu, Ga, In, Fe, Mn, Cd | Zn, Ag, Sn, Cu, Ga, In, Fe, Mn, Cd |  |  | 28.4841 |  | underground mine |  |  |  |  | ore material | grab | grab | mineral separate | [5 empty] | mineralisation |  |  |  | wurtzite, sphalerite | [6 empty] | pyrite | Polished sections; MASS-1 pressed pellet standard | EMPA, LA-ICPMS | SX51 electron microprobe (Cameca Gennevilliers Cedex, France); Agilent 7700cx Series Quadrupole ICP-MS (Agilent Santa Clara, CA 95051, USA) coupled to an Applied Spectra M-50 laser ablation system | Adelaide Microscopy, University of Adelaide | EMPA: accelerating voltage of 20 kV and a specimen current of ~20 nA, focused beam size set at <1 µm; LA-ICP-MS line scans: width of line rasters around 50 µm, ablation performed in a pure He atmosphere with a flow of 700 mL/min, mixed with Ar (930 mL/min) immediately after the ablation cell, mixture passed through a pulse homogenizing device; LA-ICP-MS mapping: repetition rate of 10 Hz, 64 µm spot size, output fluence of ~2.5 J cm−2, 30 s background acquisition at the start of every raster, dwell times for all elements set to 7 ms; line scan dwell times: 10 ms for both Zn and S, and 50 ms for the remaining masses; measured isotopes: 55Mn, 57Fe, 59Co, 60Ni, 65Cu, 66Zn, 71Ga, 75As, 77Se, 95Mo, 107Ag, 111Cd, 115In, 118Sn, 121Sb, 197Au, 202Hg, 205Tl, 208Pb and 209Bi | USGS certified standard MASS-1, comprising a pressed pellet of precipitated Cu-Fe-Zn sulfide standard; natural chalcopyrite (Cu), natural rhodonite (Mn), natural chalcedony (Zn), natural cobaltite (Co), natural arsenopyrite (As), natural stibnite (Sb), natural galena (Pb), natural cadmium (Cd) | 810.8869 |  |  |  | -0.22927 |  | 0.35651 | [7 empty] | 0.35546 | [5 empty] | 6424.403 | [5 empty] | 0 | [5 empty] | 363.6245 | [9 empty] | 11981.42 |  | 512.8181 | [7 empty] | 0.098254 |  |  |  | 214.314 | [13 empty] | 13.0726 |  | 0 | [7 empty] | 0.13252 | [5 empty] | 52.4733 | [15 empty] | 228609.3 |  | 5.6773 |  |  |  | 0 | [5 empty] | 380.962 | [13 empty] | 1.1177 | [18 empty] | 2020 | Minerals 2020, 10, 147 |  | BOL, TZA
| Animas-Chocaya Mine, Merelani Hills |  | Magmatic hydrothermal, Metamorphic |  |  | Zn | Ag, Sn, Cu, Ga, In, Fe, Mn, Cd | Zn, Ag, Sn, Cu, Ga, In, Fe, Mn, Cd |  |  | 28.736 |  | underground mine |  |  |  |  | ore material | grab | grab | mineral separate | [5 empty] | mineralisation |  |  |  | wurtzite, sphalerite | [6 empty] | pyrite | Polished sections; MASS-1 pressed pellet standard | EMPA, LA-ICPMS | SX51 electron microprobe (Cameca Gennevilliers Cedex, France); Agilent 7700cx Series Quadrupole ICP-MS (Agilent Santa Clara, CA 95051, USA) coupled to an Applied Spectra M-50 laser ablation system | Adelaide Microscopy, University of Adelaide | EMPA: accelerating voltage of 20 kV and a specimen current of ~20 nA, focused beam size set at <1 µm; LA-ICP-MS line scans: width of line rasters around 50 µm, ablation performed in a pure He atmosphere with a flow of 700 mL/min, mixed with Ar (930 mL/min) immediately after the ablation cell, mixture passed through a pulse homogenizing device; LA-ICP-MS mapping: repetition rate of 10 Hz, 64 µm spot size, output fluence of ~2.5 J cm−2, 30 s background acquisition at the start of every raster, dwell times for all elements set to 7 ms; line scan dwell times: 10 ms for both Zn and S, and 50 ms for the remaining masses; measured isotopes: 55Mn, 57Fe, 59Co, 60Ni, 65Cu, 66Zn, 71Ga, 75As, 77Se, 95Mo, 107Ag, 111Cd, 115In, 118Sn, 121Sb, 197Au, 202Hg, 205Tl, 208Pb and 209Bi | USGS certified standard MASS-1, comprising a pressed pellet of precipitated Cu-Fe-Zn sulfide standard; natural chalcopyrite (Cu), natural rhodonite (Mn), natural chalcedony (Zn), natural cobaltite (Co), natural arsenopyrite (As), natural stibnite (Sb), natural galena (Pb), natural cadmium (Cd) | 661.9193 |  |  |  | 1.8874 |  | 0.80266 | [7 empty] | 0.3547 | [5 empty] | 6590.156 | [5 empty] | 0 | [5 empty] | 351.227 | [9 empty] | 13063.95 |  | 477.5 | [7 empty] | 0.1656 |  |  |  | 149.8754 | [13 empty] | 11.7517 |  | 0 | [7 empty] | 0.13924 | [5 empty] | 51.7006 | [15 empty] | 249575.8 |  | 6.5637 |  |  |  | 0 | [5 empty] | 357.6004 | [13 empty] | 0.79544 | [18 empty] | 2020 | Minerals 2020, 10, 147 |  | BOL, TZA
| Animas-Chocaya Mine, Merelani Hills |  | Magmatic hydrothermal, Metamorphic |  |  | Zn | Ag, Sn, Cu, Ga, In, Fe, Mn, Cd | Zn, Ag, Sn, Cu, Ga, In, Fe, Mn, Cd |  |  | 28.9879 |  | underground mine |  |  |  |  | ore material | grab | grab | mineral separate | [5 empty] | mineralisation |  |  |  | wurtzite, sphalerite | [6 empty] | pyrite | Polished sections; MASS-1 pressed pellet standard | EMPA, LA-ICPMS | SX51 electron microprobe (Cameca Gennevilliers Cedex, France); Agilent 7700cx Series Quadrupole ICP-MS (Agilent Santa Clara, CA 95051, USA) coupled to an Applied Spectra M-50 laser ablation system | Adelaide Microscopy, University of Adelaide | EMPA: accelerating voltage of 20 kV and a specimen current of ~20 nA, focused beam size set at <1 µm; LA-ICP-MS line scans: width of line rasters around 50 µm, ablation performed in a pure He atmosphere with a flow of 700 mL/min, mixed with Ar (930 mL/min) immediately after the ablation cell, mixture passed through a pulse homogenizing device; LA-ICP-MS mapping: repetition rate of 10 Hz, 64 µm spot size, output fluence of ~2.5 J cm−2, 30 s background acquisition at the start of every raster, dwell times for all elements set to 7 ms; line scan dwell times: 10 ms for both Zn and S, and 50 ms for the remaining masses; measured isotopes: 55Mn, 57Fe, 59Co, 60Ni, 65Cu, 66Zn, 71Ga, 75As, 77Se, 95Mo, 107Ag, 111Cd, 115In, 118Sn, 121Sb, 197Au, 202Hg, 205Tl, 208Pb and 209Bi | USGS certified standard MASS-1, comprising a pressed pellet of precipitated Cu-Fe-Zn sulfide standard; natural chalcopyrite (Cu), natural rhodonite (Mn), natural chalcedony (Zn), natural cobaltite (Co), natural arsenopyrite (As), natural stibnite (Sb), natural galena (Pb), natural cadmium (Cd) | 601.068 |  |  |  | -0.25469 |  | 0.96086 | [7 empty] | 0.31518 | [5 empty] | 6008.255 | [5 empty] | 0.055377 | [5 empty] | 365.3925 | [9 empty] | 13644.69 |  | 392.8701 | [7 empty] | 0.10478 |  |  |  | 107.51 | [13 empty] | 15.3873 |  | 0 | [7 empty] | 0.58832 | [5 empty] | 48.4178 | [15 empty] | 259250.8 |  | 6.4731 |  |  |  | 0 | [5 empty] | 317.3485 | [13 empty] | 0.70015 | [18 empty] | 2020 | Minerals 2020, 10, 147 |  | BOL, TZA
| Animas-Chocaya Mine, Merelani Hills |  | Magmatic hydrothermal, Metamorphic |  |  | Zn | Ag, Sn, Cu, Ga, In, Fe, Mn, Cd | Zn, Ag, Sn, Cu, Ga, In, Fe, Mn, Cd |  |  | 29.2398 |  | underground mine |  |  |  |  | ore material | grab | grab | mineral separate | [5 empty] | mineralisation |  |  |  | wurtzite, sphalerite | [6 empty] | pyrite | Polished sections; MASS-1 pressed pellet standard | EMPA, LA-ICPMS | SX51 electron microprobe (Cameca Gennevilliers Cedex, France); Agilent 7700cx Series Quadrupole ICP-MS (Agilent Santa Clara, CA 95051, USA) coupled to an Applied Spectra M-50 laser ablation system | Adelaide Microscopy, University of Adelaide | EMPA: accelerating voltage of 20 kV and a specimen current of ~20 nA, focused beam size set at <1 µm; LA-ICP-MS line scans: width of line rasters around 50 µm, ablation performed in a pure He atmosphere with a flow of 700 mL/min, mixed with Ar (930 mL/min) immediately after the ablation cell, mixture passed through a pulse homogenizing device; LA-ICP-MS mapping: repetition rate of 10 Hz, 64 µm spot size, output fluence of ~2.5 J cm−2, 30 s background acquisition at the start of every raster, dwell times for all elements set to 7 ms; line scan dwell times: 10 ms for both Zn and S, and 50 ms for the remaining masses; measured isotopes: 55Mn, 57Fe, 59Co, 60Ni, 65Cu, 66Zn, 71Ga, 75As, 77Se, 95Mo, 107Ag, 111Cd, 115In, 118Sn, 121Sb, 197Au, 202Hg, 205Tl, 208Pb and 209Bi | USGS certified standard MASS-1, comprising a pressed pellet of precipitated Cu-Fe-Zn sulfide standard; natural chalcopyrite (Cu), natural rhodonite (Mn), natural chalcedony (Zn), natural cobaltite (Co), natural arsenopyrite (As), natural stibnite (Sb), natural galena (Pb), natural cadmium (Cd) | 499.7094 |  |  |  | 1.2958 |  | 0.72188 | [7 empty] | 0.34862 | [5 empty] | 5690.726 | [5 empty] | 0.1088 | [5 empty] | 300.5933 | [9 empty] | 16823.35 |  | 375.5736 | [7 empty] | 0.12456 |  |  |  | 85.9061 | [13 empty] | 14.0337 |  | 0 | [7 empty] | 0 | [5 empty] | 46.7961 | [15 empty] | 257432.4 |  | 7.2068 |  |  |  | 0 | [5 empty] | 316.1161 | [13 empty] | 0.53064 | [18 empty] | 2020 | Minerals 2020, 10, 147 |  | BOL, TZA
| Animas-Chocaya Mine, Merelani Hills |  | Magmatic hydrothermal, Metamorphic |  |  | Zn | Ag, Sn, Cu, Ga, In, Fe, Mn, Cd | Zn, Ag, Sn, Cu, Ga, In, Fe, Mn, Cd |  |  | 29.4922 |  | underground mine |  |  |  |  | ore material | grab | grab | mineral separate | [5 empty] | mineralisation |  |  |  | wurtzite, sphalerite | [6 empty] | pyrite | Polished sections; MASS-1 pressed pellet standard | EMPA, LA-ICPMS | SX51 electron microprobe (Cameca Gennevilliers Cedex, France); Agilent 7700cx Series Quadrupole ICP-MS (Agilent Santa Clara, CA 95051, USA) coupled to an Applied Spectra M-50 laser ablation system | Adelaide Microscopy, University of Adelaide | EMPA: accelerating voltage of 20 kV and a specimen current of ~20 nA, focused beam size set at <1 µm; LA-ICP-MS line scans: width of line rasters around 50 µm, ablation performed in a pure He atmosphere with a flow of 700 mL/min, mixed with Ar (930 mL/min) immediately after the ablation cell, mixture passed through a pulse homogenizing device; LA-ICP-MS mapping: repetition rate of 10 Hz, 64 µm spot size, output fluence of ~2.5 J cm−2, 30 s background acquisition at the start of every raster, dwell times for all elements set to 7 ms; line scan dwell times: 10 ms for both Zn and S, and 50 ms for the remaining masses; measured isotopes: 55Mn, 57Fe, 59Co, 60Ni, 65Cu, 66Zn, 71Ga, 75As, 77Se, 95Mo, 107Ag, 111Cd, 115In, 118Sn, 121Sb, 197Au, 202Hg, 205Tl, 208Pb and 209Bi | USGS certified standard MASS-1, comprising a pressed pellet of precipitated Cu-Fe-Zn sulfide standard; natural chalcopyrite (Cu), natural rhodonite (Mn), natural chalcedony (Zn), natural cobaltite (Co), natural arsenopyrite (As), natural stibnite (Sb), natural galena (Pb), natural cadmium (Cd) | 442.0563 |  |  |  | 1.4484 |  | 0.68941 | [7 empty] | 0.40736 | [5 empty] | 5547.601 | [5 empty] | 0.15585 | [5 empty] | 292.3159 | [9 empty] | 14074.2 |  | 350.8118 | [7 empty] | 0.088146 |  |  |  | 58.497 | [13 empty] | 16.245 |  | 0 | [7 empty] | 0.27602 | [5 empty] | 47.6687 | [15 empty] | 253529.5 |  | 8.9328 |  |  |  | 0 | [5 empty] | 250.9592 | [13 empty] | 0.80712 | [18 empty] | 2020 | Minerals 2020, 10, 147 |  | BOL, TZA
| Animas-Chocaya Mine, Merelani Hills |  | Magmatic hydrothermal, Metamorphic |  |  | Zn | Ag, Sn, Cu, Ga, In, Fe, Mn, Cd | Zn, Ag, Sn, Cu, Ga, In, Fe, Mn, Cd |  |  | 29.7441 |  | underground mine |  |  |  |  | ore material | grab | grab | mineral separate | [5 empty] | mineralisation |  |  |  | wurtzite, sphalerite | [6 empty] | pyrite | Polished sections; MASS-1 pressed pellet standard | EMPA, LA-ICPMS | SX51 electron microprobe (Cameca Gennevilliers Cedex, France); Agilent 7700cx Series Quadrupole ICP-MS (Agilent Santa Clara, CA 95051, USA) coupled to an Applied Spectra M-50 laser ablation system | Adelaide Microscopy, University of Adelaide | EMPA: accelerating voltage of 20 kV and a specimen current of ~20 nA, focused beam size set at <1 µm; LA-ICP-MS line scans: width of line rasters around 50 µm, ablation performed in a pure He atmosphere with a flow of 700 mL/min, mixed with Ar (930 mL/min) immediately after the ablation cell, mixture passed through a pulse homogenizing device; LA-ICP-MS mapping: repetition rate of 10 Hz, 64 µm spot size, output fluence of ~2.5 J cm−2, 30 s background acquisition at the start of every raster, dwell times for all elements set to 7 ms; line scan dwell times: 10 ms for both Zn and S, and 50 ms for the remaining masses; measured isotopes: 55Mn, 57Fe, 59Co, 60Ni, 65Cu, 66Zn, 71Ga, 75As, 77Se, 95Mo, 107Ag, 111Cd, 115In, 118Sn, 121Sb, 197Au, 202Hg, 205Tl, 208Pb and 209Bi | USGS certified standard MASS-1, comprising a pressed pellet of precipitated Cu-Fe-Zn sulfide standard; natural chalcopyrite (Cu), natural rhodonite (Mn), natural chalcedony (Zn), natural cobaltite (Co), natural arsenopyrite (As), natural stibnite (Sb), natural galena (Pb), natural cadmium (Cd) | 422.7203 |  |  |  | 1.0668 |  | 1.3228 | [7 empty] | 0.57808 | [5 empty] | 5926.599 | [5 empty] | 0 | [5 empty] | 345.0058 | [9 empty] | 15759.73 |  | 386.5338 | [7 empty] | 0.16656 |  |  |  | 61.54 | [13 empty] | 36.5151 |  | 0 | [7 empty] | 0 | [5 empty] | 52.3585 | [15 empty] | 255513.2 |  | 7.8263 |  |  |  | 0 | [5 empty] | 230.241 | [13 empty] | 0.81936 | [18 empty] | 2020 | Minerals 2020, 10, 147 |  | BOL, TZA
| Animas-Chocaya Mine, Merelani Hills |  | Magmatic hydrothermal, Metamorphic |  |  | Zn | Ag, Sn, Cu, Ga, In, Fe, Mn, Cd | Zn, Ag, Sn, Cu, Ga, In, Fe, Mn, Cd |  |  | 29.996 |  | underground mine |  |  |  |  | ore material | grab | grab | mineral separate | [5 empty] | mineralisation |  |  |  | wurtzite, sphalerite | [6 empty] | pyrite | Polished sections; MASS-1 pressed pellet standard | EMPA, LA-ICPMS | SX51 electron microprobe (Cameca Gennevilliers Cedex, France); Agilent 7700cx Series Quadrupole ICP-MS (Agilent Santa Clara, CA 95051, USA) coupled to an Applied Spectra M-50 laser ablation system | Adelaide Microscopy, University of Adelaide | EMPA: accelerating voltage of 20 kV and a specimen current of ~20 nA, focused beam size set at <1 µm; LA-ICP-MS line scans: width of line rasters around 50 µm, ablation performed in a pure He atmosphere with a flow of 700 mL/min, mixed with Ar (930 mL/min) immediately after the ablation cell, mixture passed through a pulse homogenizing device; LA-ICP-MS mapping: repetition rate of 10 Hz, 64 µm spot size, output fluence of ~2.5 J cm−2, 30 s background acquisition at the start of every raster, dwell times for all elements set to 7 ms; line scan dwell times: 10 ms for both Zn and S, and 50 ms for the remaining masses; measured isotopes: 55Mn, 57Fe, 59Co, 60Ni, 65Cu, 66Zn, 71Ga, 75As, 77Se, 95Mo, 107Ag, 111Cd, 115In, 118Sn, 121Sb, 197Au, 202Hg, 205Tl, 208Pb and 209Bi | USGS certified standard MASS-1, comprising a pressed pellet of precipitated Cu-Fe-Zn sulfide standard; natural chalcopyrite (Cu), natural rhodonite (Mn), natural chalcedony (Zn), natural cobaltite (Co), natural arsenopyrite (As), natural stibnite (Sb), natural galena (Pb), natural cadmium (Cd) | 347.9833 |  |  |  | 0.80706 |  | 1.2598 | [7 empty] | 0.29274 | [5 empty] | 5326.931 | [5 empty] | 0 | [5 empty] | 320.8793 | [9 empty] | 14018.55 |  | 415.2964 | [7 empty] | 0.15054 |  |  |  | 42.22 | [13 empty] | 15.4634 |  | 0 | [7 empty] | 0.40984 | [5 empty] | 51.3038 | [15 empty] | 253756.8 |  | 8.9489 |  |  |  | 0 | [5 empty] | 203.0828 | [13 empty] | 1.152 | [18 empty] | 2020 | Minerals 2020, 10, 147 |  | BOL, TZA
| Animas-Chocaya Mine, Merelani Hills |  | Magmatic hydrothermal, Metamorphic |  |  | Zn | Ag, Sn, Cu, Ga, In, Fe, Mn, Cd | Zn, Ag, Sn, Cu, Ga, In, Fe, Mn, Cd |  |  | 30.2479 |  | underground mine |  |  |  |  | ore material | grab | grab | mineral separate | [5 empty] | mineralisation |  |  |  | wurtzite, sphalerite | [6 empty] | pyrite | Polished sections; MASS-1 pressed pellet standard | EMPA, LA-ICPMS | SX51 electron microprobe (Cameca Gennevilliers Cedex, France); Agilent 7700cx Series Quadrupole ICP-MS (Agilent Santa Clara, CA 95051, USA) coupled to an Applied Spectra M-50 laser ablation system | Adelaide Microscopy, University of Adelaide | EMPA: accelerating voltage of 20 kV and a specimen current of ~20 nA, focused beam size set at <1 µm; LA-ICP-MS line scans: width of line rasters around 50 µm, ablation performed in a pure He atmosphere with a flow of 700 mL/min, mixed with Ar (930 mL/min) immediately after the ablation cell, mixture passed through a pulse homogenizing device; LA-ICP-MS mapping: repetition rate of 10 Hz, 64 µm spot size, output fluence of ~2.5 J cm−2, 30 s background acquisition at the start of every raster, dwell times for all elements set to 7 ms; line scan dwell times: 10 ms for both Zn and S, and 50 ms for the remaining masses; measured isotopes: 55Mn, 57Fe, 59Co, 60Ni, 65Cu, 66Zn, 71Ga, 75As, 77Se, 95Mo, 107Ag, 111Cd, 115In, 118Sn, 121Sb, 197Au, 202Hg, 205Tl, 208Pb and 209Bi | USGS certified standard MASS-1, comprising a pressed pellet of precipitated Cu-Fe-Zn sulfide standard; natural chalcopyrite (Cu), natural rhodonite (Mn), natural chalcedony (Zn), natural cobaltite (Co), natural arsenopyrite (As), natural stibnite (Sb), natural galena (Pb), natural cadmium (Cd) | 319.4631 |  |  |  | 0.17099 |  | 0.69608 | [7 empty] | 0.20752 | [5 empty] | 5141.494 | [5 empty] | 0 | [5 empty] | 268.7865 | [9 empty] | 12709.53 |  | 395.023 | [7 empty] | 0.098253 |  |  |  | 26.5702 | [13 empty] | 12.8529 |  | 0 | [7 empty] | 0 | [5 empty] | 45.1316 | [15 empty] | 242465.4 |  | 5.8968 |  |  |  | 0 | [5 empty] | 200.0571 | [13 empty] | 1.4609 | [18 empty] | 2020 | Minerals 2020, 10, 147 |  | BOL, TZA
| Animas-Chocaya Mine, Merelani Hills |  | Magmatic hydrothermal, Metamorphic |  |  | Zn | Ag, Sn, Cu, Ga, In, Fe, Mn, Cd | Zn, Ag, Sn, Cu, Ga, In, Fe, Mn, Cd |  |  | 30.4998 |  | underground mine |  |  |  |  | ore material | grab | grab | mineral separate | [5 empty] | mineralisation |  |  |  | wurtzite, sphalerite | [6 empty] | pyrite | Polished sections; MASS-1 pressed pellet standard | EMPA, LA-ICPMS | SX51 electron microprobe (Cameca Gennevilliers Cedex, France); Agilent 7700cx Series Quadrupole ICP-MS (Agilent Santa Clara, CA 95051, USA) coupled to an Applied Spectra M-50 laser ablation system | Adelaide Microscopy, University of Adelaide | EMPA: accelerating voltage of 20 kV and a specimen current of ~20 nA, focused beam size set at <1 µm; LA-ICP-MS line scans: width of line rasters around 50 µm, ablation performed in a pure He atmosphere with a flow of 700 mL/min, mixed with Ar (930 mL/min) immediately after the ablation cell, mixture passed through a pulse homogenizing device; LA-ICP-MS mapping: repetition rate of 10 Hz, 64 µm spot size, output fluence of ~2.5 J cm−2, 30 s background acquisition at the start of every raster, dwell times for all elements set to 7 ms; line scan dwell times: 10 ms for both Zn and S, and 50 ms for the remaining masses; measured isotopes: 55Mn, 57Fe, 59Co, 60Ni, 65Cu, 66Zn, 71Ga, 75As, 77Se, 95Mo, 107Ag, 111Cd, 115In, 118Sn, 121Sb, 197Au, 202Hg, 205Tl, 208Pb and 209Bi | USGS certified standard MASS-1, comprising a pressed pellet of precipitated Cu-Fe-Zn sulfide standard; natural chalcopyrite (Cu), natural rhodonite (Mn), natural chalcedony (Zn), natural cobaltite (Co), natural arsenopyrite (As), natural stibnite (Sb), natural galena (Pb), natural cadmium (Cd) | 322.3672 |  |  |  | 0.81068 |  | 1.0021 | [7 empty] | 0.53467 | [5 empty] | 5464.195 | [5 empty] | 0.051651 | [5 empty] | 285.8886 | [9 empty] | 13779.31 |  | 395.9872 | [7 empty] | 0.14728 |  |  |  | 24.6976 | [13 empty] | 15.1747 |  | 0 | [7 empty] | 0.13727 | [5 empty] | 48.192 | [15 empty] | 253876.3 |  | 5.7723 |  |  |  | 0 | [5 empty] | 207.1875 | [13 empty] | 1.0081 | [18 empty] | 2020 | Minerals 2020, 10, 147 |  | BOL, TZA
| Animas-Chocaya Mine, Merelani Hills |  | Magmatic hydrothermal, Metamorphic |  |  | Zn | Ag, Sn, Cu, Ga, In, Fe, Mn, Cd | Zn, Ag, Sn, Cu, Ga, In, Fe, Mn, Cd |  |  | 30.7517 |  | underground mine |  |  |  |  | ore material | grab | grab | mineral separate | [5 empty] | mineralisation |  |  |  | wurtzite, sphalerite | [6 empty] | pyrite | Polished sections; MASS-1 pressed pellet standard | EMPA, LA-ICPMS | SX51 electron microprobe (Cameca Gennevilliers Cedex, France); Agilent 7700cx Series Quadrupole ICP-MS (Agilent Santa Clara, CA 95051, USA) coupled to an Applied Spectra M-50 laser ablation system | Adelaide Microscopy, University of Adelaide | EMPA: accelerating voltage of 20 kV and a specimen current of ~20 nA, focused beam size set at <1 µm; LA-ICP-MS line scans: width of line rasters around 50 µm, ablation performed in a pure He atmosphere with a flow of 700 mL/min, mixed with Ar (930 mL/min) immediately after the ablation cell, mixture passed through a pulse homogenizing device; LA-ICP-MS mapping: repetition rate of 10 Hz, 64 µm spot size, output fluence of ~2.5 J cm−2, 30 s background acquisition at the start of every raster, dwell times for all elements set to 7 ms; line scan dwell times: 10 ms for both Zn and S, and 50 ms for the remaining masses; measured isotopes: 55Mn, 57Fe, 59Co, 60Ni, 65Cu, 66Zn, 71Ga, 75As, 77Se, 95Mo, 107Ag, 111Cd, 115In, 118Sn, 121Sb, 197Au, 202Hg, 205Tl, 208Pb and 209Bi | USGS certified standard MASS-1, comprising a pressed pellet of precipitated Cu-Fe-Zn sulfide standard; natural chalcopyrite (Cu), natural rhodonite (Mn), natural chalcedony (Zn), natural cobaltite (Co), natural arsenopyrite (As), natural stibnite (Sb), natural galena (Pb), natural cadmium (Cd) | 293.0829 |  |  |  | 0.98066 |  | 1.9769 | [7 empty] | 0.70946 | [5 empty] | 5132.302 | [5 empty] | 0.049636 | [5 empty] | 264.9196 | [9 empty] | 13718.17 |  | 366.2888 | [7 empty] | 0.10422 |  |  |  | 21.704 | [13 empty] | 15.7683 |  | 0 | [7 empty] | 0.39578 | [5 empty] | 53.2627 | [15 empty] | 235632.5 |  | 7.9709 |  |  |  | 1.4372 | [5 empty] | 213.1288 | [13 empty] | 1.3637 | [18 empty] | 2020 | Minerals 2020, 10, 147 |  | BOL, TZA
| Animas-Chocaya Mine, Merelani Hills |  | Magmatic hydrothermal, Metamorphic |  |  | Zn | Ag, Sn, Cu, Ga, In, Fe, Mn, Cd | Zn, Ag, Sn, Cu, Ga, In, Fe, Mn, Cd |  |  | 31.0041 |  | underground mine |  |  |  |  | ore material | grab | grab | mineral separate | [5 empty] | mineralisation |  |  |  | wurtzite, sphalerite | [6 empty] | pyrite | Polished sections; MASS-1 pressed pellet standard | EMPA, LA-ICPMS | SX51 electron microprobe (Cameca Gennevilliers Cedex, France); Agilent 7700cx Series Quadrupole ICP-MS (Agilent Santa Clara, CA 95051, USA) coupled to an Applied Spectra M-50 laser ablation system | Adelaide Microscopy, University of Adelaide | EMPA: accelerating voltage of 20 kV and a specimen current of ~20 nA, focused beam size set at <1 µm; LA-ICP-MS line scans: width of line rasters around 50 µm, ablation performed in a pure He atmosphere with a flow of 700 mL/min, mixed with Ar (930 mL/min) immediately after the ablation cell, mixture passed through a pulse homogenizing device; LA-ICP-MS mapping: repetition rate of 10 Hz, 64 µm spot size, output fluence of ~2.5 J cm−2, 30 s background acquisition at the start of every raster, dwell times for all elements set to 7 ms; line scan dwell times: 10 ms for both Zn and S, and 50 ms for the remaining masses; measured isotopes: 55Mn, 57Fe, 59Co, 60Ni, 65Cu, 66Zn, 71Ga, 75As, 77Se, 95Mo, 107Ag, 111Cd, 115In, 118Sn, 121Sb, 197Au, 202Hg, 205Tl, 208Pb and 209Bi | USGS certified standard MASS-1, comprising a pressed pellet of precipitated Cu-Fe-Zn sulfide standard; natural chalcopyrite (Cu), natural rhodonite (Mn), natural chalcedony (Zn), natural cobaltite (Co), natural arsenopyrite (As), natural stibnite (Sb), natural galena (Pb), natural cadmium (Cd) | 312.3822 |  |  |  | 2.2326 |  | 3.3005 | [7 empty] | 0.51695 | [5 empty] | 5590.326 | [5 empty] | 0.11143 | [5 empty] | 295.9344 | [9 empty] | 15041.48 |  | 403.3036 | [7 empty] | 0.13252 |  |  |  | 16.3728 | [13 empty] | 17.4225 |  | 0 | [7 empty] | 0.2962 | [5 empty] | 63.7625 | [15 empty] | 284970.3 |  | 10.3375 |  |  |  | 0 | [5 empty] | 232.744 | [13 empty] | 1.2085 | [18 empty] | 2020 | Minerals 2020, 10, 147 |  | BOL, TZA
| Animas-Chocaya Mine, Merelani Hills |  | Magmatic hydrothermal, Metamorphic |  |  | Zn | Ag, Sn, Cu, Ga, In, Fe, Mn, Cd | Zn, Ag, Sn, Cu, Ga, In, Fe, Mn, Cd |  |  | 31.256 |  | underground mine |  |  |  |  | ore material | grab | grab | mineral separate | [5 empty] | mineralisation |  |  |  | wurtzite, sphalerite | [6 empty] | pyrite | Polished sections; MASS-1 pressed pellet standard | EMPA, LA-ICPMS | SX51 electron microprobe (Cameca Gennevilliers Cedex, France); Agilent 7700cx Series Quadrupole ICP-MS (Agilent Santa Clara, CA 95051, USA) coupled to an Applied Spectra M-50 laser ablation system | Adelaide Microscopy, University of Adelaide | EMPA: accelerating voltage of 20 kV and a specimen current of ~20 nA, focused beam size set at <1 µm; LA-ICP-MS line scans: width of line rasters around 50 µm, ablation performed in a pure He atmosphere with a flow of 700 mL/min, mixed with Ar (930 mL/min) immediately after the ablation cell, mixture passed through a pulse homogenizing device; LA-ICP-MS mapping: repetition rate of 10 Hz, 64 µm spot size, output fluence of ~2.5 J cm−2, 30 s background acquisition at the start of every raster, dwell times for all elements set to 7 ms; line scan dwell times: 10 ms for both Zn and S, and 50 ms for the remaining masses; measured isotopes: 55Mn, 57Fe, 59Co, 60Ni, 65Cu, 66Zn, 71Ga, 75As, 77Se, 95Mo, 107Ag, 111Cd, 115In, 118Sn, 121Sb, 197Au, 202Hg, 205Tl, 208Pb and 209Bi | USGS certified standard MASS-1, comprising a pressed pellet of precipitated Cu-Fe-Zn sulfide standard; natural chalcopyrite (Cu), natural rhodonite (Mn), natural chalcedony (Zn), natural cobaltite (Co), natural arsenopyrite (As), natural stibnite (Sb), natural galena (Pb), natural cadmium (Cd) | 272.0585 |  |  |  | 0.58963 |  | 1.3981 | [7 empty] | 0.28879 | [5 empty] | 5130.668 | [5 empty] | 0 | [5 empty] | 305.3322 | [9 empty] | 14441.35 |  | 335.6724 | [7 empty] | 0.11261 |  |  |  | 15.3402 | [13 empty] | 18.478 |  | 0 | [7 empty] | 0.13478 | [5 empty] | 59.1583 | [15 empty] | 248245.6 |  | 11.4097 |  |  |  | 0 | [5 empty] | 239.9724 | [13 empty] | 0.84311 | [18 empty] | 2020 | Minerals 2020, 10, 147 |  | BOL, TZA
| Animas-Chocaya Mine, Merelani Hills |  | Magmatic hydrothermal, Metamorphic |  |  | Zn | Ag, Sn, Cu, Ga, In, Fe, Mn, Cd | Zn, Ag, Sn, Cu, Ga, In, Fe, Mn, Cd |  |  | 31.5079 |  | underground mine |  |  |  |  | ore material | grab | grab | mineral separate | [5 empty] | mineralisation |  |  |  | wurtzite, sphalerite | [6 empty] | pyrite | Polished sections; MASS-1 pressed pellet standard | EMPA, LA-ICPMS | SX51 electron microprobe (Cameca Gennevilliers Cedex, France); Agilent 7700cx Series Quadrupole ICP-MS (Agilent Santa Clara, CA 95051, USA) coupled to an Applied Spectra M-50 laser ablation system | Adelaide Microscopy, University of Adelaide | EMPA: accelerating voltage of 20 kV and a specimen current of ~20 nA, focused beam size set at <1 µm; LA-ICP-MS line scans: width of line rasters around 50 µm, ablation performed in a pure He atmosphere with a flow of 700 mL/min, mixed with Ar (930 mL/min) immediately after the ablation cell, mixture passed through a pulse homogenizing device; LA-ICP-MS mapping: repetition rate of 10 Hz, 64 µm spot size, output fluence of ~2.5 J cm−2, 30 s background acquisition at the start of every raster, dwell times for all elements set to 7 ms; line scan dwell times: 10 ms for both Zn and S, and 50 ms for the remaining masses; measured isotopes: 55Mn, 57Fe, 59Co, 60Ni, 65Cu, 66Zn, 71Ga, 75As, 77Se, 95Mo, 107Ag, 111Cd, 115In, 118Sn, 121Sb, 197Au, 202Hg, 205Tl, 208Pb and 209Bi | USGS certified standard MASS-1, comprising a pressed pellet of precipitated Cu-Fe-Zn sulfide standard; natural chalcopyrite (Cu), natural rhodonite (Mn), natural chalcedony (Zn), natural cobaltite (Co), natural arsenopyrite (As), natural stibnite (Sb), natural galena (Pb), natural cadmium (Cd) | 323.6505 |  |  |  | 1.17 |  | 1.3913 | [7 empty] | 0.29494 | [5 empty] | 5726.841 | [5 empty] | 0 | [5 empty] | 376.4362 | [9 empty] | 15954.35 |  | 398.5969 | [7 empty] | 0.13163 |  |  |  | 21.147 | [13 empty] | 22.1751 |  | 0 | [7 empty] | 0.31492 | [5 empty] | 61.739 | [15 empty] | 291056.2 |  | 9.5746 |  |  |  | 0 | [5 empty] | 303.7125 | [13 empty] | 1.242 | [18 empty] | 2020 | Minerals 2020, 10, 147 |  | BOL, TZA
| Animas-Chocaya Mine, Merelani Hills |  | Magmatic hydrothermal, Metamorphic |  |  | Zn | Ag, Sn, Cu, Ga, In, Fe, Mn, Cd | Zn, Ag, Sn, Cu, Ga, In, Fe, Mn, Cd |  |  | 31.7598 |  | underground mine |  |  |  |  | ore material | grab | grab | mineral separate | [5 empty] | mineralisation |  |  |  | wurtzite, sphalerite | [6 empty] | pyrite | Polished sections; MASS-1 pressed pellet standard | EMPA, LA-ICPMS | SX51 electron microprobe (Cameca Gennevilliers Cedex, France); Agilent 7700cx Series Quadrupole ICP-MS (Agilent Santa Clara, CA 95051, USA) coupled to an Applied Spectra M-50 laser ablation system | Adelaide Microscopy, University of Adelaide | EMPA: accelerating voltage of 20 kV and a specimen current of ~20 nA, focused beam size set at <1 µm; LA-ICP-MS line scans: width of line rasters around 50 µm, ablation performed in a pure He atmosphere with a flow of 700 mL/min, mixed with Ar (930 mL/min) immediately after the ablation cell, mixture passed through a pulse homogenizing device; LA-ICP-MS mapping: repetition rate of 10 Hz, 64 µm spot size, output fluence of ~2.5 J cm−2, 30 s background acquisition at the start of every raster, dwell times for all elements set to 7 ms; line scan dwell times: 10 ms for both Zn and S, and 50 ms for the remaining masses; measured isotopes: 55Mn, 57Fe, 59Co, 60Ni, 65Cu, 66Zn, 71Ga, 75As, 77Se, 95Mo, 107Ag, 111Cd, 115In, 118Sn, 121Sb, 197Au, 202Hg, 205Tl, 208Pb and 209Bi | USGS certified standard MASS-1, comprising a pressed pellet of precipitated Cu-Fe-Zn sulfide standard; natural chalcopyrite (Cu), natural rhodonite (Mn), natural chalcedony (Zn), natural cobaltite (Co), natural arsenopyrite (As), natural stibnite (Sb), natural galena (Pb), natural cadmium (Cd) | 315.9153 |  |  |  | 0.18918 |  | 2.2637 | [7 empty] | 0.55973 | [5 empty] | 5370.316 | [5 empty] | 0.16215 | [5 empty] | 384.2693 | [9 empty] | 16607.27 |  | 403.9233 | [7 empty] | 0.15451 |  |  |  | 25.8927 | [13 empty] | 19 |  | 0 | [7 empty] | 0.57486 | [5 empty] | 53.0907 | [15 empty] | 234898.4 |  | 6.3797 |  |  |  | 0 | [5 empty] | 321.0839 | [13 empty] | 0.74263 | [18 empty] | 2020 | Minerals 2020, 10, 147 |  | BOL, TZA
| Animas-Chocaya Mine, Merelani Hills |  | Magmatic hydrothermal, Metamorphic |  |  | Zn | Ag, Sn, Cu, Ga, In, Fe, Mn, Cd | Zn, Ag, Sn, Cu, Ga, In, Fe, Mn, Cd |  |  | 32.0117 |  | underground mine |  |  |  |  | ore material | grab | grab | mineral separate | [5 empty] | mineralisation |  |  |  | wurtzite, sphalerite | [6 empty] | pyrite | Polished sections; MASS-1 pressed pellet standard | EMPA, LA-ICPMS | SX51 electron microprobe (Cameca Gennevilliers Cedex, France); Agilent 7700cx Series Quadrupole ICP-MS (Agilent Santa Clara, CA 95051, USA) coupled to an Applied Spectra M-50 laser ablation system | Adelaide Microscopy, University of Adelaide | EMPA: accelerating voltage of 20 kV and a specimen current of ~20 nA, focused beam size set at <1 µm; LA-ICP-MS line scans: width of line rasters around 50 µm, ablation performed in a pure He atmosphere with a flow of 700 mL/min, mixed with Ar (930 mL/min) immediately after the ablation cell, mixture passed through a pulse homogenizing device; LA-ICP-MS mapping: repetition rate of 10 Hz, 64 µm spot size, output fluence of ~2.5 J cm−2, 30 s background acquisition at the start of every raster, dwell times for all elements set to 7 ms; line scan dwell times: 10 ms for both Zn and S, and 50 ms for the remaining masses; measured isotopes: 55Mn, 57Fe, 59Co, 60Ni, 65Cu, 66Zn, 71Ga, 75As, 77Se, 95Mo, 107Ag, 111Cd, 115In, 118Sn, 121Sb, 197Au, 202Hg, 205Tl, 208Pb and 209Bi | USGS certified standard MASS-1, comprising a pressed pellet of precipitated Cu-Fe-Zn sulfide standard; natural chalcopyrite (Cu), natural rhodonite (Mn), natural chalcedony (Zn), natural cobaltite (Co), natural arsenopyrite (As), natural stibnite (Sb), natural galena (Pb), natural cadmium (Cd) | 372.3517 |  |  |  | 0.8213 |  | 1.0694 | [7 empty] | 0.8235 | [5 empty] | 5034.726 | [5 empty] | 0 | [5 empty] | 414.9599 | [9 empty] | 14197.47 |  | 373.2954 | [7 empty] | 0.12063 |  |  |  | 40.4295 | [13 empty] | 19.3902 |  | 0 | [7 empty] | 0.27838 | [5 empty] | 61.3158 | [15 empty] | 260389.6 |  | 7.2667 |  |  |  | 0 | [5 empty] | 354.7905 | [13 empty] | 0.71924 | [18 empty] | 2020 | Minerals 2020, 10, 147 |  | BOL, TZA
| Animas-Chocaya Mine, Merelani Hills |  | Magmatic hydrothermal, Metamorphic |  |  | Zn | Ag, Sn, Cu, Ga, In, Fe, Mn, Cd | Zn, Ag, Sn, Cu, Ga, In, Fe, Mn, Cd |  |  | 32.2642 |  | underground mine |  |  |  |  | ore material | grab | grab | mineral separate | [5 empty] | mineralisation |  |  |  | wurtzite, sphalerite | [6 empty] | pyrite | Polished sections; MASS-1 pressed pellet standard | EMPA, LA-ICPMS | SX51 electron microprobe (Cameca Gennevilliers Cedex, France); Agilent 7700cx Series Quadrupole ICP-MS (Agilent Santa Clara, CA 95051, USA) coupled to an Applied Spectra M-50 laser ablation system | Adelaide Microscopy, University of Adelaide | EMPA: accelerating voltage of 20 kV and a specimen current of ~20 nA, focused beam size set at <1 µm; LA-ICP-MS line scans: width of line rasters around 50 µm, ablation performed in a pure He atmosphere with a flow of 700 mL/min, mixed with Ar (930 mL/min) immediately after the ablation cell, mixture passed through a pulse homogenizing device; LA-ICP-MS mapping: repetition rate of 10 Hz, 64 µm spot size, output fluence of ~2.5 J cm−2, 30 s background acquisition at the start of every raster, dwell times for all elements set to 7 ms; line scan dwell times: 10 ms for both Zn and S, and 50 ms for the remaining masses; measured isotopes: 55Mn, 57Fe, 59Co, 60Ni, 65Cu, 66Zn, 71Ga, 75As, 77Se, 95Mo, 107Ag, 111Cd, 115In, 118Sn, 121Sb, 197Au, 202Hg, 205Tl, 208Pb and 209Bi | USGS certified standard MASS-1, comprising a pressed pellet of precipitated Cu-Fe-Zn sulfide standard; natural chalcopyrite (Cu), natural rhodonite (Mn), natural chalcedony (Zn), natural cobaltite (Co), natural arsenopyrite (As), natural stibnite (Sb), natural galena (Pb), natural cadmium (Cd) | 491.2431 |  |  |  | 1.2877 |  | 1.7674 | [7 empty] | 0.96691 | [5 empty] | 5422.681 | [5 empty] | 0.054063 | [5 empty] | 463.9477 | [9 empty] | 15639.94 |  | 414.8526 | [7 empty] | 0.13539 |  |  |  | 72.3929 | [13 empty] | 19.4891 |  | 0 | [7 empty] | 0.14378 | [5 empty] | 68.5337 | [15 empty] | 257346.7 |  | 5.8767 |  |  |  | 0 | [5 empty] | 423.8856 | [13 empty] | 0.80159 | [18 empty] | 2020 | Minerals 2020, 10, 147 |  | BOL, TZA
| Animas-Chocaya Mine, Merelani Hills |  | Magmatic hydrothermal, Metamorphic |  |  | Zn | Ag, Sn, Cu, Ga, In, Fe, Mn, Cd | Zn, Ag, Sn, Cu, Ga, In, Fe, Mn, Cd |  |  | 32.5171 |  | underground mine |  |  |  |  | ore material | grab | grab | mineral separate | [5 empty] | mineralisation |  |  |  | wurtzite, sphalerite | [6 empty] | pyrite | Polished sections; MASS-1 pressed pellet standard | EMPA, LA-ICPMS | SX51 electron microprobe (Cameca Gennevilliers Cedex, France); Agilent 7700cx Series Quadrupole ICP-MS (Agilent Santa Clara, CA 95051, USA) coupled to an Applied Spectra M-50 laser ablation system | Adelaide Microscopy, University of Adelaide | EMPA: accelerating voltage of 20 kV and a specimen current of ~20 nA, focused beam size set at <1 µm; LA-ICP-MS line scans: width of line rasters around 50 µm, ablation performed in a pure He atmosphere with a flow of 700 mL/min, mixed with Ar (930 mL/min) immediately after the ablation cell, mixture passed through a pulse homogenizing device; LA-ICP-MS mapping: repetition rate of 10 Hz, 64 µm spot size, output fluence of ~2.5 J cm−2, 30 s background acquisition at the start of every raster, dwell times for all elements set to 7 ms; line scan dwell times: 10 ms for both Zn and S, and 50 ms for the remaining masses; measured isotopes: 55Mn, 57Fe, 59Co, 60Ni, 65Cu, 66Zn, 71Ga, 75As, 77Se, 95Mo, 107Ag, 111Cd, 115In, 118Sn, 121Sb, 197Au, 202Hg, 205Tl, 208Pb and 209Bi | USGS certified standard MASS-1, comprising a pressed pellet of precipitated Cu-Fe-Zn sulfide standard; natural chalcopyrite (Cu), natural rhodonite (Mn), natural chalcedony (Zn), natural cobaltite (Co), natural arsenopyrite (As), natural stibnite (Sb), natural galena (Pb), natural cadmium (Cd) | 574.4249 |  |  |  | -0.25561 |  | 1.183 | [7 empty] | 0.80837 | [5 empty] | 5672.608 | [5 empty] | 0 | [5 empty] | 531.9039 | [9 empty] | 14484.18 |  | 486.3816 | [7 empty] | 0.12286 |  |  |  | 95.5372 | [13 empty] | 18.286 |  | 0 | [7 empty] | 0 | [5 empty] | 74.6099 | [15 empty] | 261992.6 |  | 9.7199 |  |  |  | 0 | [5 empty] | 465.7275 | [13 empty] | 1.057 | [18 empty] | 2020 | Minerals 2020, 10, 147 |  | BOL, TZA
| Animas-Chocaya Mine, Merelani Hills |  | Magmatic hydrothermal, Metamorphic |  |  | Zn | Ag, Sn, Cu, Ga, In, Fe, Mn, Cd | Zn, Ag, Sn, Cu, Ga, In, Fe, Mn, Cd |  |  | 32.769 |  | underground mine |  |  |  |  | ore material | grab | grab | mineral separate | [5 empty] | mineralisation |  |  |  | wurtzite, sphalerite | [6 empty] | pyrite | Polished sections; MASS-1 pressed pellet standard | EMPA, LA-ICPMS | SX51 electron microprobe (Cameca Gennevilliers Cedex, France); Agilent 7700cx Series Quadrupole ICP-MS (Agilent Santa Clara, CA 95051, USA) coupled to an Applied Spectra M-50 laser ablation system | Adelaide Microscopy, University of Adelaide | EMPA: accelerating voltage of 20 kV and a specimen current of ~20 nA, focused beam size set at <1 µm; LA-ICP-MS line scans: width of line rasters around 50 µm, ablation performed in a pure He atmosphere with a flow of 700 mL/min, mixed with Ar (930 mL/min) immediately after the ablation cell, mixture passed through a pulse homogenizing device; LA-ICP-MS mapping: repetition rate of 10 Hz, 64 µm spot size, output fluence of ~2.5 J cm−2, 30 s background acquisition at the start of every raster, dwell times for all elements set to 7 ms; line scan dwell times: 10 ms for both Zn and S, and 50 ms for the remaining masses; measured isotopes: 55Mn, 57Fe, 59Co, 60Ni, 65Cu, 66Zn, 71Ga, 75As, 77Se, 95Mo, 107Ag, 111Cd, 115In, 118Sn, 121Sb, 197Au, 202Hg, 205Tl, 208Pb and 209Bi | USGS certified standard MASS-1, comprising a pressed pellet of precipitated Cu-Fe-Zn sulfide standard; natural chalcopyrite (Cu), natural rhodonite (Mn), natural chalcedony (Zn), natural cobaltite (Co), natural arsenopyrite (As), natural stibnite (Sb), natural galena (Pb), natural cadmium (Cd) | 549.1155 |  |  |  | -0.4465 |  | 0.83867 | [7 empty] | 0.53146 | [5 empty] | 5060.783 | [5 empty] | 0 | [5 empty] | 528.1295 | [9 empty] | 13769.05 |  | 409.7974 | [7 empty] | 0.094016 |  |  |  | 76.5128 | [13 empty] | 16.911 |  | 0 | [7 empty] | 0 | [5 empty] | 70.4736 | [15 empty] | 256985 |  | 6.964 |  |  |  | 0 | [5 empty] | 458.012 | [13 empty] | 0.63088 | [18 empty] | 2020 | Minerals 2020, 10, 147 |  | BOL, TZA
| Animas-Chocaya Mine, Merelani Hills |  | Magmatic hydrothermal, Metamorphic |  |  | Zn | Ag, Sn, Cu, Ga, In, Fe, Mn, Cd | Zn, Ag, Sn, Cu, Ga, In, Fe, Mn, Cd |  |  | 33.0209 |  | underground mine |  |  |  |  | ore material | grab | grab | mineral separate | [5 empty] | mineralisation |  |  |  | wurtzite, sphalerite | [6 empty] | pyrite | Polished sections; MASS-1 pressed pellet standard | EMPA, LA-ICPMS | SX51 electron microprobe (Cameca Gennevilliers Cedex, France); Agilent 7700cx Series Quadrupole ICP-MS (Agilent Santa Clara, CA 95051, USA) coupled to an Applied Spectra M-50 laser ablation system | Adelaide Microscopy, University of Adelaide | EMPA: accelerating voltage of 20 kV and a specimen current of ~20 nA, focused beam size set at <1 µm; LA-ICP-MS line scans: width of line rasters around 50 µm, ablation performed in a pure He atmosphere with a flow of 700 mL/min, mixed with Ar (930 mL/min) immediately after the ablation cell, mixture passed through a pulse homogenizing device; LA-ICP-MS mapping: repetition rate of 10 Hz, 64 µm spot size, output fluence of ~2.5 J cm−2, 30 s background acquisition at the start of every raster, dwell times for all elements set to 7 ms; line scan dwell times: 10 ms for both Zn and S, and 50 ms for the remaining masses; measured isotopes: 55Mn, 57Fe, 59Co, 60Ni, 65Cu, 66Zn, 71Ga, 75As, 77Se, 95Mo, 107Ag, 111Cd, 115In, 118Sn, 121Sb, 197Au, 202Hg, 205Tl, 208Pb and 209Bi | USGS certified standard MASS-1, comprising a pressed pellet of precipitated Cu-Fe-Zn sulfide standard; natural chalcopyrite (Cu), natural rhodonite (Mn), natural chalcedony (Zn), natural cobaltite (Co), natural arsenopyrite (As), natural stibnite (Sb), natural galena (Pb), natural cadmium (Cd) | 477.6072 |  |  |  | -0.029966 |  | 0.85237 | [7 empty] | 0.54015 | [5 empty] | 5301.194 | [5 empty] | 0.10428 | [5 empty] | 570.7493 | [9 empty] | 15055.52 |  | 432.3817 | [7 empty] | 0.12665 |  |  |  | 65.2648 | [13 empty] | 18.328 |  | 0.40276 | [7 empty] | 0.41611 | [5 empty] | 60.871 | [15 empty] | 274901.2 |  | 5.6687 |  |  |  | 0 | [5 empty] | 535.764 | [13 empty] | 1.0184 | [18 empty] | 2020 | Minerals 2020, 10, 147 |  | BOL, TZA
| Animas-Chocaya Mine, Merelani Hills |  | Magmatic hydrothermal, Metamorphic |  |  | Zn | Ag, Sn, Cu, Ga, In, Fe, Mn, Cd | Zn, Ag, Sn, Cu, Ga, In, Fe, Mn, Cd |  |  | 33.2728 |  | underground mine |  |  |  |  | ore material | grab | grab | mineral separate | [5 empty] | mineralisation |  |  |  | wurtzite, sphalerite | [6 empty] | pyrite | Polished sections; MASS-1 pressed pellet standard | EMPA, LA-ICPMS | SX51 electron microprobe (Cameca Gennevilliers Cedex, France); Agilent 7700cx Series Quadrupole ICP-MS (Agilent Santa Clara, CA 95051, USA) coupled to an Applied Spectra M-50 laser ablation system | Adelaide Microscopy, University of Adelaide | EMPA: accelerating voltage of 20 kV and a specimen current of ~20 nA, focused beam size set at <1 µm; LA-ICP-MS line scans: width of line rasters around 50 µm, ablation performed in a pure He atmosphere with a flow of 700 mL/min, mixed with Ar (930 mL/min) immediately after the ablation cell, mixture passed through a pulse homogenizing device; LA-ICP-MS mapping: repetition rate of 10 Hz, 64 µm spot size, output fluence of ~2.5 J cm−2, 30 s background acquisition at the start of every raster, dwell times for all elements set to 7 ms; line scan dwell times: 10 ms for both Zn and S, and 50 ms for the remaining masses; measured isotopes: 55Mn, 57Fe, 59Co, 60Ni, 65Cu, 66Zn, 71Ga, 75As, 77Se, 95Mo, 107Ag, 111Cd, 115In, 118Sn, 121Sb, 197Au, 202Hg, 205Tl, 208Pb and 209Bi | USGS certified standard MASS-1, comprising a pressed pellet of precipitated Cu-Fe-Zn sulfide standard; natural chalcopyrite (Cu), natural rhodonite (Mn), natural chalcedony (Zn), natural cobaltite (Co), natural arsenopyrite (As), natural stibnite (Sb), natural galena (Pb), natural cadmium (Cd) | 520.6418 |  |  |  | 0.61847 |  | 0.87013 | [7 empty] | 0.28429 | [5 empty] | 5036.901 | [5 empty] | 0 | [5 empty] | 579.0328 | [9 empty] | 15152.18 |  | 341.854 | [7 empty] | 0.1378 |  |  |  | 52.0189 | [13 empty] | 16.9074 |  | 0 | [7 empty] | 0.1416 | [5 empty] | 57.7358 | [15 empty] | 237937.3 |  | 8.2214 |  |  |  | 0 | [5 empty] | 540.6721 | [13 empty] | 0.73159 | [18 empty] | 2020 | Minerals 2020, 10, 147 |  | BOL, TZA
| Animas-Chocaya Mine, Merelani Hills |  | Magmatic hydrothermal, Metamorphic |  |  | Zn | Ag, Sn, Cu, Ga, In, Fe, Mn, Cd | Zn, Ag, Sn, Cu, Ga, In, Fe, Mn, Cd |  |  | 33.5247 |  | underground mine |  |  |  |  | ore material | grab | grab | mineral separate | [5 empty] | mineralisation |  |  |  | wurtzite, sphalerite | [6 empty] | pyrite | Polished sections; MASS-1 pressed pellet standard | EMPA, LA-ICPMS | SX51 electron microprobe (Cameca Gennevilliers Cedex, France); Agilent 7700cx Series Quadrupole ICP-MS (Agilent Santa Clara, CA 95051, USA) coupled to an Applied Spectra M-50 laser ablation system | Adelaide Microscopy, University of Adelaide | EMPA: accelerating voltage of 20 kV and a specimen current of ~20 nA, focused beam size set at <1 µm; LA-ICP-MS line scans: width of line rasters around 50 µm, ablation performed in a pure He atmosphere with a flow of 700 mL/min, mixed with Ar (930 mL/min) immediately after the ablation cell, mixture passed through a pulse homogenizing device; LA-ICP-MS mapping: repetition rate of 10 Hz, 64 µm spot size, output fluence of ~2.5 J cm−2, 30 s background acquisition at the start of every raster, dwell times for all elements set to 7 ms; line scan dwell times: 10 ms for both Zn and S, and 50 ms for the remaining masses; measured isotopes: 55Mn, 57Fe, 59Co, 60Ni, 65Cu, 66Zn, 71Ga, 75As, 77Se, 95Mo, 107Ag, 111Cd, 115In, 118Sn, 121Sb, 197Au, 202Hg, 205Tl, 208Pb and 209Bi | USGS certified standard MASS-1, comprising a pressed pellet of precipitated Cu-Fe-Zn sulfide standard; natural chalcopyrite (Cu), natural rhodonite (Mn), natural chalcedony (Zn), natural cobaltite (Co), natural arsenopyrite (As), natural stibnite (Sb), natural galena (Pb), natural cadmium (Cd) | 505.9408 |  |  |  | 0.42798 |  | 0.92646 | [7 empty] | 0.3027 | [5 empty] | 4937.429 | [5 empty] | 0 | [5 empty] | 611.1824 | [9 empty] | 17308.21 |  | 398.5949 | [7 empty] | 0.083817 |  |  |  | 45.6361 | [13 empty] | 19.1288 |  | 0 | [7 empty] | 0.15077 | [5 empty] | 56.9245 | [15 empty] | 286640.1 |  | 8.2824 |  |  |  | 0 | [5 empty] | 635.7972 | [13 empty] | 0.73796 | [18 empty] | 2020 | Minerals 2020, 10, 147 |  | BOL, TZA
| Animas-Chocaya Mine, Merelani Hills |  | Magmatic hydrothermal, Metamorphic |  |  | Zn | Ag, Sn, Cu, Ga, In, Fe, Mn, Cd | Zn, Ag, Sn, Cu, Ga, In, Fe, Mn, Cd |  |  | 33.7771 |  | underground mine |  |  |  |  | ore material | grab | grab | mineral separate | [5 empty] | mineralisation |  |  |  | wurtzite, sphalerite | [6 empty] | pyrite | Polished sections; MASS-1 pressed pellet standard | EMPA, LA-ICPMS | SX51 electron microprobe (Cameca Gennevilliers Cedex, France); Agilent 7700cx Series Quadrupole ICP-MS (Agilent Santa Clara, CA 95051, USA) coupled to an Applied Spectra M-50 laser ablation system | Adelaide Microscopy, University of Adelaide | EMPA: accelerating voltage of 20 kV and a specimen current of ~20 nA, focused beam size set at <1 µm; LA-ICP-MS line scans: width of line rasters around 50 µm, ablation performed in a pure He atmosphere with a flow of 700 mL/min, mixed with Ar (930 mL/min) immediately after the ablation cell, mixture passed through a pulse homogenizing device; LA-ICP-MS mapping: repetition rate of 10 Hz, 64 µm spot size, output fluence of ~2.5 J cm−2, 30 s background acquisition at the start of every raster, dwell times for all elements set to 7 ms; line scan dwell times: 10 ms for both Zn and S, and 50 ms for the remaining masses; measured isotopes: 55Mn, 57Fe, 59Co, 60Ni, 65Cu, 66Zn, 71Ga, 75As, 77Se, 95Mo, 107Ag, 111Cd, 115In, 118Sn, 121Sb, 197Au, 202Hg, 205Tl, 208Pb and 209Bi | USGS certified standard MASS-1, comprising a pressed pellet of precipitated Cu-Fe-Zn sulfide standard; natural chalcopyrite (Cu), natural rhodonite (Mn), natural chalcedony (Zn), natural cobaltite (Co), natural arsenopyrite (As), natural stibnite (Sb), natural galena (Pb), natural cadmium (Cd) | 518.9788 |  |  |  | 0.61957 |  | 0.76298 | [7 empty] | 0.39963 | [5 empty] | 4527.636 | [5 empty] | 0.053326 | [5 empty] | 599.7747 | [9 empty] | 15096.91 |  | 269.6926 | [7 empty] | 0.10435 |  |  |  | 36.0286 | [13 empty] | 18.6927 |  | 0 | [7 empty] | 0.28381 | [5 empty] | 50.9188 | [15 empty] | 247420.9 |  | 13.5087 |  |  |  | 0 | [5 empty] | 624.9228 | [13 empty] | 0.44373 | [18 empty] | 2020 | Minerals 2020, 10, 147 |  | BOL, TZA
| Animas-Chocaya Mine, Merelani Hills |  | Magmatic hydrothermal, Metamorphic |  |  | Zn | Ag, Sn, Cu, Ga, In, Fe, Mn, Cd | Zn, Ag, Sn, Cu, Ga, In, Fe, Mn, Cd |  |  | 34.029 |  | underground mine |  |  |  |  | ore material | grab | grab | mineral separate | [5 empty] | mineralisation |  |  |  | wurtzite, sphalerite | [6 empty] | pyrite | Polished sections; MASS-1 pressed pellet standard | EMPA, LA-ICPMS | SX51 electron microprobe (Cameca Gennevilliers Cedex, France); Agilent 7700cx Series Quadrupole ICP-MS (Agilent Santa Clara, CA 95051, USA) coupled to an Applied Spectra M-50 laser ablation system | Adelaide Microscopy, University of Adelaide | EMPA: accelerating voltage of 20 kV and a specimen current of ~20 nA, focused beam size set at <1 µm; LA-ICP-MS line scans: width of line rasters around 50 µm, ablation performed in a pure He atmosphere with a flow of 700 mL/min, mixed with Ar (930 mL/min) immediately after the ablation cell, mixture passed through a pulse homogenizing device; LA-ICP-MS mapping: repetition rate of 10 Hz, 64 µm spot size, output fluence of ~2.5 J cm−2, 30 s background acquisition at the start of every raster, dwell times for all elements set to 7 ms; line scan dwell times: 10 ms for both Zn and S, and 50 ms for the remaining masses; measured isotopes: 55Mn, 57Fe, 59Co, 60Ni, 65Cu, 66Zn, 71Ga, 75As, 77Se, 95Mo, 107Ag, 111Cd, 115In, 118Sn, 121Sb, 197Au, 202Hg, 205Tl, 208Pb and 209Bi | USGS certified standard MASS-1, comprising a pressed pellet of precipitated Cu-Fe-Zn sulfide standard; natural chalcopyrite (Cu), natural rhodonite (Mn), natural chalcedony (Zn), natural cobaltite (Co), natural arsenopyrite (As), natural stibnite (Sb), natural galena (Pb), natural cadmium (Cd) | 537.4246 |  |  |  | -0.26766 |  | 0.94107 | [7 empty] | 1.2981 | [5 empty] | 4382.753 | [5 empty] | 0.057548 | [5 empty] | 690.5327 | [9 empty] | 16119.47 |  | 273.3947 | [7 empty] | 0.11041 |  |  |  | 31.1417 | [13 empty] | 20.1727 |  | 0 | [7 empty] | 0.45947 | [5 empty] | 81.5001 | [15 empty] | 270947.1 |  | 27.8216 |  |  |  | 0 | [5 empty] | 676.9911 | [13 empty] | 0.64549 | [18 empty] | 2020 | Minerals 2020, 10, 147 |  | BOL, TZA
| Animas-Chocaya Mine, Merelani Hills |  | Magmatic hydrothermal, Metamorphic |  |  | Zn | Ag, Sn, Cu, Ga, In, Fe, Mn, Cd | Zn, Ag, Sn, Cu, Ga, In, Fe, Mn, Cd |  |  | 34.2809 |  | underground mine |  |  |  |  | ore material | grab | grab | mineral separate | [5 empty] | mineralisation |  |  |  | wurtzite, sphalerite | [6 empty] | pyrite | Polished sections; MASS-1 pressed pellet standard | EMPA, LA-ICPMS | SX51 electron microprobe (Cameca Gennevilliers Cedex, France); Agilent 7700cx Series Quadrupole ICP-MS (Agilent Santa Clara, CA 95051, USA) coupled to an Applied Spectra M-50 laser ablation system | Adelaide Microscopy, University of Adelaide | EMPA: accelerating voltage of 20 kV and a specimen current of ~20 nA, focused beam size set at <1 µm; LA-ICP-MS line scans: width of line rasters around 50 µm, ablation performed in a pure He atmosphere with a flow of 700 mL/min, mixed with Ar (930 mL/min) immediately after the ablation cell, mixture passed through a pulse homogenizing device; LA-ICP-MS mapping: repetition rate of 10 Hz, 64 µm spot size, output fluence of ~2.5 J cm−2, 30 s background acquisition at the start of every raster, dwell times for all elements set to 7 ms; line scan dwell times: 10 ms for both Zn and S, and 50 ms for the remaining masses; measured isotopes: 55Mn, 57Fe, 59Co, 60Ni, 65Cu, 66Zn, 71Ga, 75As, 77Se, 95Mo, 107Ag, 111Cd, 115In, 118Sn, 121Sb, 197Au, 202Hg, 205Tl, 208Pb and 209Bi | USGS certified standard MASS-1, comprising a pressed pellet of precipitated Cu-Fe-Zn sulfide standard; natural chalcopyrite (Cu), natural rhodonite (Mn), natural chalcedony (Zn), natural cobaltite (Co), natural arsenopyrite (As), natural stibnite (Sb), natural galena (Pb), natural cadmium (Cd) | 687.9854 |  |  |  | 1.1376 |  | 1.1775 | [7 empty] | 1.4233 | [5 empty] | 3724.659 | [5 empty] | 0 | [5 empty] | 671.3868 | [9 empty] | 18028.77 |  | 197.5639 | [7 empty] | 0.11058 |  |  |  | 30.5141 | [13 empty] | 24.1471 |  | 0 | [7 empty] | 0.1533 | [5 empty] | 107.0837 | [15 empty] | 272248.4 |  | 50.0147 |  |  |  | 0 | [5 empty] | 811.0936 | [13 empty] | 0.37514 | [18 empty] | 2020 | Minerals 2020, 10, 147 |  | BOL, TZA
| Animas-Chocaya Mine, Merelani Hills |  | Magmatic hydrothermal, Metamorphic |  |  | Zn | Ag, Sn, Cu, Ga, In, Fe, Mn, Cd | Zn, Ag, Sn, Cu, Ga, In, Fe, Mn, Cd |  |  | 34.5328 |  | underground mine |  |  |  |  | ore material | grab | grab | mineral separate | [5 empty] | mineralisation |  |  |  | wurtzite, sphalerite | [6 empty] | pyrite | Polished sections; MASS-1 pressed pellet standard | EMPA, LA-ICPMS | SX51 electron microprobe (Cameca Gennevilliers Cedex, France); Agilent 7700cx Series Quadrupole ICP-MS (Agilent Santa Clara, CA 95051, USA) coupled to an Applied Spectra M-50 laser ablation system | Adelaide Microscopy, University of Adelaide | EMPA: accelerating voltage of 20 kV and a specimen current of ~20 nA, focused beam size set at <1 µm; LA-ICP-MS line scans: width of line rasters around 50 µm, ablation performed in a pure He atmosphere with a flow of 700 mL/min, mixed with Ar (930 mL/min) immediately after the ablation cell, mixture passed through a pulse homogenizing device; LA-ICP-MS mapping: repetition rate of 10 Hz, 64 µm spot size, output fluence of ~2.5 J cm−2, 30 s background acquisition at the start of every raster, dwell times for all elements set to 7 ms; line scan dwell times: 10 ms for both Zn and S, and 50 ms for the remaining masses; measured isotopes: 55Mn, 57Fe, 59Co, 60Ni, 65Cu, 66Zn, 71Ga, 75As, 77Se, 95Mo, 107Ag, 111Cd, 115In, 118Sn, 121Sb, 197Au, 202Hg, 205Tl, 208Pb and 209Bi | USGS certified standard MASS-1, comprising a pressed pellet of precipitated Cu-Fe-Zn sulfide standard; natural chalcopyrite (Cu), natural rhodonite (Mn), natural chalcedony (Zn), natural cobaltite (Co), natural arsenopyrite (As), natural stibnite (Sb), natural galena (Pb), natural cadmium (Cd) | 693.4879 |  |  |  | 0.19282 |  | 1.0763 | [7 empty] | 0.99183 | [5 empty] | 3480.293 | [5 empty] | 0.11083 | [5 empty] | 779.726 | [9 empty] | 23051.92 |  | 167.3046 | [7 empty] | 0.11307 |  |  |  | 34.8768 | [13 empty] | 27.3733 |  | 0 | [7 empty] | 0.29503 | [5 empty] | 113.4015 | [15 empty] | 258117.2 |  | 70.5428 |  |  |  | 1.6062 | [5 empty] | 856.4941 | [13 empty] | 0.38103 | [18 empty] | 2020 | Minerals 2020, 10, 147 |  | BOL, TZA
| Animas-Chocaya Mine, Merelani Hills |  | Magmatic hydrothermal, Metamorphic |  |  | Zn | Ag, Sn, Cu, Ga, In, Fe, Mn, Cd | Zn, Ag, Sn, Cu, Ga, In, Fe, Mn, Cd |  |  | 34.7847 |  | underground mine |  |  |  |  | ore material | grab | grab | mineral separate | [5 empty] | mineralisation |  |  |  | wurtzite, sphalerite | [6 empty] | pyrite | Polished sections; MASS-1 pressed pellet standard | EMPA, LA-ICPMS | SX51 electron microprobe (Cameca Gennevilliers Cedex, France); Agilent 7700cx Series Quadrupole ICP-MS (Agilent Santa Clara, CA 95051, USA) coupled to an Applied Spectra M-50 laser ablation system | Adelaide Microscopy, University of Adelaide | EMPA: accelerating voltage of 20 kV and a specimen current of ~20 nA, focused beam size set at <1 µm; LA-ICP-MS line scans: width of line rasters around 50 µm, ablation performed in a pure He atmosphere with a flow of 700 mL/min, mixed with Ar (930 mL/min) immediately after the ablation cell, mixture passed through a pulse homogenizing device; LA-ICP-MS mapping: repetition rate of 10 Hz, 64 µm spot size, output fluence of ~2.5 J cm−2, 30 s background acquisition at the start of every raster, dwell times for all elements set to 7 ms; line scan dwell times: 10 ms for both Zn and S, and 50 ms for the remaining masses; measured isotopes: 55Mn, 57Fe, 59Co, 60Ni, 65Cu, 66Zn, 71Ga, 75As, 77Se, 95Mo, 107Ag, 111Cd, 115In, 118Sn, 121Sb, 197Au, 202Hg, 205Tl, 208Pb and 209Bi | USGS certified standard MASS-1, comprising a pressed pellet of precipitated Cu-Fe-Zn sulfide standard; natural chalcopyrite (Cu), natural rhodonite (Mn), natural chalcedony (Zn), natural cobaltite (Co), natural arsenopyrite (As), natural stibnite (Sb), natural galena (Pb), natural cadmium (Cd) | 675.554 |  |  |  | -0.27662 |  | 1.3354 | [7 empty] | 1.1906 | [5 empty] | 3369.51 | [5 empty] | 0.059376 | [5 empty] | 891.3052 | [9 empty] | 24801.59 |  | 133.019 | [7 empty] | 0.13301 |  |  |  | 37.6863 | [13 empty] | 38.3237 |  | 0 | [7 empty] | 0.31614 | [5 empty] | 119.9403 | [15 empty] | 263702.2 |  | 97.3561 |  |  |  | 0 | [5 empty] | 840.8157 | [13 empty] | 0.25786 | [18 empty] | 2020 | Minerals 2020, 10, 147 |  | BOL, TZA
| Animas-Chocaya Mine, Merelani Hills |  | Magmatic hydrothermal, Metamorphic |  |  | Zn | Ag, Sn, Cu, Ga, In, Fe, Mn, Cd | Zn, Ag, Sn, Cu, Ga, In, Fe, Mn, Cd |  |  | 35.0371 |  | underground mine |  |  |  |  | ore material | grab | grab | mineral separate | [5 empty] | mineralisation |  |  |  | wurtzite, sphalerite | [6 empty] | pyrite | Polished sections; MASS-1 pressed pellet standard | EMPA, LA-ICPMS | SX51 electron microprobe (Cameca Gennevilliers Cedex, France); Agilent 7700cx Series Quadrupole ICP-MS (Agilent Santa Clara, CA 95051, USA) coupled to an Applied Spectra M-50 laser ablation system | Adelaide Microscopy, University of Adelaide | EMPA: accelerating voltage of 20 kV and a specimen current of ~20 nA, focused beam size set at <1 µm; LA-ICP-MS line scans: width of line rasters around 50 µm, ablation performed in a pure He atmosphere with a flow of 700 mL/min, mixed with Ar (930 mL/min) immediately after the ablation cell, mixture passed through a pulse homogenizing device; LA-ICP-MS mapping: repetition rate of 10 Hz, 64 µm spot size, output fluence of ~2.5 J cm−2, 30 s background acquisition at the start of every raster, dwell times for all elements set to 7 ms; line scan dwell times: 10 ms for both Zn and S, and 50 ms for the remaining masses; measured isotopes: 55Mn, 57Fe, 59Co, 60Ni, 65Cu, 66Zn, 71Ga, 75As, 77Se, 95Mo, 107Ag, 111Cd, 115In, 118Sn, 121Sb, 197Au, 202Hg, 205Tl, 208Pb and 209Bi | USGS certified standard MASS-1, comprising a pressed pellet of precipitated Cu-Fe-Zn sulfide standard; natural chalcopyrite (Cu), natural rhodonite (Mn), natural chalcedony (Zn), natural cobaltite (Co), natural arsenopyrite (As), natural stibnite (Sb), natural galena (Pb), natural cadmium (Cd) | 558.6392 |  |  |  | 0.9439 |  | 1.9693 | [7 empty] | 1.1638 | [5 empty] | 3328.317 | [5 empty] | 0.12038 | [5 empty] | 814.4398 | [9 empty] | 28671.25 |  | 120.6513 | [7 empty] | 0.16601 |  |  |  | 31.9629 | [13 empty] | 48.3969 |  | 0 | [7 empty] | 0.48078 | [5 empty] | 104.5124 | [15 empty] | 290896.1 |  | 88.3565 |  |  |  | 0 | [5 empty] | 818.431 | [13 empty] | 0.21785 | [18 empty] | 2020 | Minerals 2020, 10, 147 |  | BOL, TZA
| Animas-Chocaya Mine, Merelani Hills |  | Magmatic hydrothermal, Metamorphic |  |  | Zn | Ag, Sn, Cu, Ga, In, Fe, Mn, Cd | Zn, Ag, Sn, Cu, Ga, In, Fe, Mn, Cd |  |  | 35.289 |  | underground mine |  |  |  |  | ore material | grab | grab | mineral separate | [5 empty] | mineralisation |  |  |  | wurtzite, sphalerite | [6 empty] | pyrite | Polished sections; MASS-1 pressed pellet standard | EMPA, LA-ICPMS | SX51 electron microprobe (Cameca Gennevilliers Cedex, France); Agilent 7700cx Series Quadrupole ICP-MS (Agilent Santa Clara, CA 95051, USA) coupled to an Applied Spectra M-50 laser ablation system | Adelaide Microscopy, University of Adelaide | EMPA: accelerating voltage of 20 kV and a specimen current of ~20 nA, focused beam size set at <1 µm; LA-ICP-MS line scans: width of line rasters around 50 µm, ablation performed in a pure He atmosphere with a flow of 700 mL/min, mixed with Ar (930 mL/min) immediately after the ablation cell, mixture passed through a pulse homogenizing device; LA-ICP-MS mapping: repetition rate of 10 Hz, 64 µm spot size, output fluence of ~2.5 J cm−2, 30 s background acquisition at the start of every raster, dwell times for all elements set to 7 ms; line scan dwell times: 10 ms for both Zn and S, and 50 ms for the remaining masses; measured isotopes: 55Mn, 57Fe, 59Co, 60Ni, 65Cu, 66Zn, 71Ga, 75As, 77Se, 95Mo, 107Ag, 111Cd, 115In, 118Sn, 121Sb, 197Au, 202Hg, 205Tl, 208Pb and 209Bi | USGS certified standard MASS-1, comprising a pressed pellet of precipitated Cu-Fe-Zn sulfide standard; natural chalcopyrite (Cu), natural rhodonite (Mn), natural chalcedony (Zn), natural cobaltite (Co), natural arsenopyrite (As), natural stibnite (Sb), natural galena (Pb), natural cadmium (Cd) | 472.4011 |  |  |  | 0.62365 |  | 1.3179 | [7 empty] | 1.3084 | [5 empty] | 2877.152 | [5 empty] | 0.10742 | [5 empty] | 709.6886 | [9 empty] | 22806.26 |  | 100.668 | [7 empty] | 0.1226 |  |  |  | 31.9082 | [13 empty] | 46.6144 |  | 0 | [7 empty] | 0.42904 | [5 empty] | 85.1573 | [15 empty] | 225932.3 |  | 71.1956 |  |  |  | 0 | [5 empty] | 646.1038 | [13 empty] | 0.11664 | [18 empty] | 2020 | Minerals 2020, 10, 147 |  | BOL, TZA
| Animas-Chocaya Mine, Merelani Hills |  | Magmatic hydrothermal, Metamorphic |  |  | Zn | Ag, Sn, Cu, Ga, In, Fe, Mn, Cd | Zn, Ag, Sn, Cu, Ga, In, Fe, Mn, Cd |  |  | 35.541 |  | underground mine |  |  |  |  | ore material | grab | grab | mineral separate | [5 empty] | mineralisation |  |  |  | wurtzite, sphalerite | [6 empty] | pyrite | Polished sections; MASS-1 pressed pellet standard | EMPA, LA-ICPMS | SX51 electron microprobe (Cameca Gennevilliers Cedex, France); Agilent 7700cx Series Quadrupole ICP-MS (Agilent Santa Clara, CA 95051, USA) coupled to an Applied Spectra M-50 laser ablation system | Adelaide Microscopy, University of Adelaide | EMPA: accelerating voltage of 20 kV and a specimen current of ~20 nA, focused beam size set at <1 µm; LA-ICP-MS line scans: width of line rasters around 50 µm, ablation performed in a pure He atmosphere with a flow of 700 mL/min, mixed with Ar (930 mL/min) immediately after the ablation cell, mixture passed through a pulse homogenizing device; LA-ICP-MS mapping: repetition rate of 10 Hz, 64 µm spot size, output fluence of ~2.5 J cm−2, 30 s background acquisition at the start of every raster, dwell times for all elements set to 7 ms; line scan dwell times: 10 ms for both Zn and S, and 50 ms for the remaining masses; measured isotopes: 55Mn, 57Fe, 59Co, 60Ni, 65Cu, 66Zn, 71Ga, 75As, 77Se, 95Mo, 107Ag, 111Cd, 115In, 118Sn, 121Sb, 197Au, 202Hg, 205Tl, 208Pb and 209Bi | USGS certified standard MASS-1, comprising a pressed pellet of precipitated Cu-Fe-Zn sulfide standard; natural chalcopyrite (Cu), natural rhodonite (Mn), natural chalcedony (Zn), natural cobaltite (Co), natural arsenopyrite (As), natural stibnite (Sb), natural galena (Pb), natural cadmium (Cd) | 558.0961 |  |  |  | 0.93224 |  | 1.6414 | [7 empty] | 1.4698 | [5 empty] | 3722.799 | [5 empty] | 0.17836 | [5 empty] | 652.9096 | [9 empty] | 25287.86 |  | 106.9747 | [7 empty] | 0.17359 |  |  |  | 48.1791 | [13 empty] | 70.3121 |  | 0 | [7 empty] | 0 | [5 empty] | 96.354 | [15 empty] | 284005.8 |  | 79.629 |  |  |  | 0 | [5 empty] | 741.9622 | [13 empty] | 0.27979 | [18 empty] | 2020 | Minerals 2020, 10, 147 |  | BOL, TZA
| Animas-Chocaya Mine, Merelani Hills |  | Magmatic hydrothermal, Metamorphic |  |  | Zn | Ag, Sn, Cu, Ga, In, Fe, Mn, Cd | Zn, Ag, Sn, Cu, Ga, In, Fe, Mn, Cd |  |  | 35.7929 |  | underground mine |  |  |  |  | ore material | grab | grab | mineral separate | [5 empty] | mineralisation |  |  |  | wurtzite, sphalerite | [6 empty] | pyrite | Polished sections; MASS-1 pressed pellet standard | EMPA, LA-ICPMS | SX51 electron microprobe (Cameca Gennevilliers Cedex, France); Agilent 7700cx Series Quadrupole ICP-MS (Agilent Santa Clara, CA 95051, USA) coupled to an Applied Spectra M-50 laser ablation system | Adelaide Microscopy, University of Adelaide | EMPA: accelerating voltage of 20 kV and a specimen current of ~20 nA, focused beam size set at <1 µm; LA-ICP-MS line scans: width of line rasters around 50 µm, ablation performed in a pure He atmosphere with a flow of 700 mL/min, mixed with Ar (930 mL/min) immediately after the ablation cell, mixture passed through a pulse homogenizing device; LA-ICP-MS mapping: repetition rate of 10 Hz, 64 µm spot size, output fluence of ~2.5 J cm−2, 30 s background acquisition at the start of every raster, dwell times for all elements set to 7 ms; line scan dwell times: 10 ms for both Zn and S, and 50 ms for the remaining masses; measured isotopes: 55Mn, 57Fe, 59Co, 60Ni, 65Cu, 66Zn, 71Ga, 75As, 77Se, 95Mo, 107Ag, 111Cd, 115In, 118Sn, 121Sb, 197Au, 202Hg, 205Tl, 208Pb and 209Bi | USGS certified standard MASS-1, comprising a pressed pellet of precipitated Cu-Fe-Zn sulfide standard; natural chalcopyrite (Cu), natural rhodonite (Mn), natural chalcedony (Zn), natural cobaltite (Co), natural arsenopyrite (As), natural stibnite (Sb), natural galena (Pb), natural cadmium (Cd) | 490.3665 |  |  |  | 0.19243 |  | 2.2115 | [7 empty] | 1.152 | [5 empty] | 3522.533 | [5 empty] | 0 | [5 empty] | 764.3246 | [9 empty] | 26175.59 |  | 91.3587 | [7 empty] | 0.16419 |  |  |  | 56.774 | [13 empty] | 75.1737 |  | 0 | [7 empty] | 0.44305 | [5 empty] | 76.8536 | [15 empty] | 248194.6 |  | 69.2228 |  |  |  | 0 | [5 empty] | 668.0895 | [13 empty] | 0.12044 | [18 empty] | 2020 | Minerals 2020, 10, 147 |  | BOL, TZA
| Animas-Chocaya Mine, Merelani Hills |  | Magmatic hydrothermal, Metamorphic |  |  | Zn | Ag, Sn, Cu, Ga, In, Fe, Mn, Cd | Zn, Ag, Sn, Cu, Ga, In, Fe, Mn, Cd |  |  | 36.0448 |  | underground mine |  |  |  |  | ore material | grab | grab | mineral separate | [5 empty] | mineralisation |  |  |  | wurtzite, sphalerite | [6 empty] | pyrite | Polished sections; MASS-1 pressed pellet standard | EMPA, LA-ICPMS | SX51 electron microprobe (Cameca Gennevilliers Cedex, France); Agilent 7700cx Series Quadrupole ICP-MS (Agilent Santa Clara, CA 95051, USA) coupled to an Applied Spectra M-50 laser ablation system | Adelaide Microscopy, University of Adelaide | EMPA: accelerating voltage of 20 kV and a specimen current of ~20 nA, focused beam size set at <1 µm; LA-ICP-MS line scans: width of line rasters around 50 µm, ablation performed in a pure He atmosphere with a flow of 700 mL/min, mixed with Ar (930 mL/min) immediately after the ablation cell, mixture passed through a pulse homogenizing device; LA-ICP-MS mapping: repetition rate of 10 Hz, 64 µm spot size, output fluence of ~2.5 J cm−2, 30 s background acquisition at the start of every raster, dwell times for all elements set to 7 ms; line scan dwell times: 10 ms for both Zn and S, and 50 ms for the remaining masses; measured isotopes: 55Mn, 57Fe, 59Co, 60Ni, 65Cu, 66Zn, 71Ga, 75As, 77Se, 95Mo, 107Ag, 111Cd, 115In, 118Sn, 121Sb, 197Au, 202Hg, 205Tl, 208Pb and 209Bi | USGS certified standard MASS-1, comprising a pressed pellet of precipitated Cu-Fe-Zn sulfide standard; natural chalcopyrite (Cu), natural rhodonite (Mn), natural chalcedony (Zn), natural cobaltite (Co), natural arsenopyrite (As), natural stibnite (Sb), natural galena (Pb), natural cadmium (Cd) | 537.5858 |  |  |  | 0.44181 |  | 1.3186 | [7 empty] | 1.0284 | [5 empty] | 4066.404 | [5 empty] | 0 | [5 empty] | 774.6205 | [9 empty] | 28131 |  | 100.3821 | [7 empty] | 0.14101 |  |  |  | 55.7087 | [13 empty] | 77.226 |  | 0 | [7 empty] | 0 | [5 empty] | 74.1609 | [15 empty] | 267223.6 |  | 66.0565 |  |  |  | 0 | [5 empty] | 714.2592 | [13 empty] | 0.084874 | [18 empty] | 2020 | Minerals 2020, 10, 147 |  | BOL, TZA
| Animas-Chocaya Mine, Merelani Hills |  | Magmatic hydrothermal, Metamorphic |  |  | Zn | Ag, Sn, Cu, Ga, In, Fe, Mn, Cd | Zn, Ag, Sn, Cu, Ga, In, Fe, Mn, Cd |  |  | 36.2982 |  | underground mine |  |  |  |  | ore material | grab | grab | mineral separate | [5 empty] | mineralisation |  |  |  | wurtzite, sphalerite | [6 empty] | pyrite | Polished sections; MASS-1 pressed pellet standard | EMPA, LA-ICPMS | SX51 electron microprobe (Cameca Gennevilliers Cedex, France); Agilent 7700cx Series Quadrupole ICP-MS (Agilent Santa Clara, CA 95051, USA) coupled to an Applied Spectra M-50 laser ablation system | Adelaide Microscopy, University of Adelaide | EMPA: accelerating voltage of 20 kV and a specimen current of ~20 nA, focused beam size set at <1 µm; LA-ICP-MS line scans: width of line rasters around 50 µm, ablation performed in a pure He atmosphere with a flow of 700 mL/min, mixed with Ar (930 mL/min) immediately after the ablation cell, mixture passed through a pulse homogenizing device; LA-ICP-MS mapping: repetition rate of 10 Hz, 64 µm spot size, output fluence of ~2.5 J cm−2, 30 s background acquisition at the start of every raster, dwell times for all elements set to 7 ms; line scan dwell times: 10 ms for both Zn and S, and 50 ms for the remaining masses; measured isotopes: 55Mn, 57Fe, 59Co, 60Ni, 65Cu, 66Zn, 71Ga, 75As, 77Se, 95Mo, 107Ag, 111Cd, 115In, 118Sn, 121Sb, 197Au, 202Hg, 205Tl, 208Pb and 209Bi | USGS certified standard MASS-1, comprising a pressed pellet of precipitated Cu-Fe-Zn sulfide standard; natural chalcopyrite (Cu), natural rhodonite (Mn), natural chalcedony (Zn), natural cobaltite (Co), natural arsenopyrite (As), natural stibnite (Sb), natural galena (Pb), natural cadmium (Cd) | 456.1659 |  |  |  | 0.63495 |  | 1.5105 | [7 empty] | 0.68512 | [5 empty] | 3729.738 | [5 empty] | 0 | [5 empty] | 637.6161 | [9 empty] | 26682.1 |  | 91.4037 | [7 empty] | 0.13169 |  |  |  | 40.0409 | [13 empty] | 99.2611 |  | 0 | [7 empty] | 0.29144 | [5 empty] | 62.1338 | [15 empty] | 267086.1 |  | 52.6204 |  |  |  | 0 | [5 empty] | 523.3583 | [13 empty] | 0.13864 | [18 empty] | 2020 | Minerals 2020, 10, 147 |  | BOL, TZA
| Animas-Chocaya Mine, Merelani Hills |  | Magmatic hydrothermal, Metamorphic |  |  | Zn | Ag, Sn, Cu, Ga, In, Fe, Mn, Cd | Zn, Ag, Sn, Cu, Ga, In, Fe, Mn, Cd |  |  | 36.5501 |  | underground mine |  |  |  |  | ore material | grab | grab | mineral separate | [5 empty] | mineralisation |  |  |  | wurtzite, sphalerite | [6 empty] | pyrite | Polished sections; MASS-1 pressed pellet standard | EMPA, LA-ICPMS | SX51 electron microprobe (Cameca Gennevilliers Cedex, France); Agilent 7700cx Series Quadrupole ICP-MS (Agilent Santa Clara, CA 95051, USA) coupled to an Applied Spectra M-50 laser ablation system | Adelaide Microscopy, University of Adelaide | EMPA: accelerating voltage of 20 kV and a specimen current of ~20 nA, focused beam size set at <1 µm; LA-ICP-MS line scans: width of line rasters around 50 µm, ablation performed in a pure He atmosphere with a flow of 700 mL/min, mixed with Ar (930 mL/min) immediately after the ablation cell, mixture passed through a pulse homogenizing device; LA-ICP-MS mapping: repetition rate of 10 Hz, 64 µm spot size, output fluence of ~2.5 J cm−2, 30 s background acquisition at the start of every raster, dwell times for all elements set to 7 ms; line scan dwell times: 10 ms for both Zn and S, and 50 ms for the remaining masses; measured isotopes: 55Mn, 57Fe, 59Co, 60Ni, 65Cu, 66Zn, 71Ga, 75As, 77Se, 95Mo, 107Ag, 111Cd, 115In, 118Sn, 121Sb, 197Au, 202Hg, 205Tl, 208Pb and 209Bi | USGS certified standard MASS-1, comprising a pressed pellet of precipitated Cu-Fe-Zn sulfide standard; natural chalcopyrite (Cu), natural rhodonite (Mn), natural chalcedony (Zn), natural cobaltite (Co), natural arsenopyrite (As), natural stibnite (Sb), natural galena (Pb), natural cadmium (Cd) | 388.6169 |  |  |  | -0.24914 |  | 0.92618 | [7 empty] | 0.57163 | [5 empty] | 3251.67 | [5 empty] | 0.053269 | [5 empty] | 503.2203 | [9 empty] | 29804.25 |  | 83.8539 | [7 empty] | 0.10502 |  |  |  | 32.1014 | [13 empty] | 102.4856 |  | 0 | [7 empty] | 0.56766 | [5 empty] | 48.6823 | [15 empty] | 252597.6 |  | 47.1256 |  |  |  | 0 | [5 empty] | 443.7995 | [13 empty] | 0.038576 | [18 empty] | 2020 | Minerals 2020, 10, 147 |  | BOL, TZA
| Animas-Chocaya Mine, Merelani Hills |  | Magmatic hydrothermal, Metamorphic |  |  | Zn | Ag, Sn, Cu, Ga, In, Fe, Mn, Cd | Zn, Ag, Sn, Cu, Ga, In, Fe, Mn, Cd |  |  | 36.802 |  | underground mine |  |  |  |  | ore material | grab | grab | mineral separate | [5 empty] | mineralisation |  |  |  | wurtzite, sphalerite | [6 empty] | pyrite | Polished sections; MASS-1 pressed pellet standard | EMPA, LA-ICPMS | SX51 electron microprobe (Cameca Gennevilliers Cedex, France); Agilent 7700cx Series Quadrupole ICP-MS (Agilent Santa Clara, CA 95051, USA) coupled to an Applied Spectra M-50 laser ablation system | Adelaide Microscopy, University of Adelaide | EMPA: accelerating voltage of 20 kV and a specimen current of ~20 nA, focused beam size set at <1 µm; LA-ICP-MS line scans: width of line rasters around 50 µm, ablation performed in a pure He atmosphere with a flow of 700 mL/min, mixed with Ar (930 mL/min) immediately after the ablation cell, mixture passed through a pulse homogenizing device; LA-ICP-MS mapping: repetition rate of 10 Hz, 64 µm spot size, output fluence of ~2.5 J cm−2, 30 s background acquisition at the start of every raster, dwell times for all elements set to 7 ms; line scan dwell times: 10 ms for both Zn and S, and 50 ms for the remaining masses; measured isotopes: 55Mn, 57Fe, 59Co, 60Ni, 65Cu, 66Zn, 71Ga, 75As, 77Se, 95Mo, 107Ag, 111Cd, 115In, 118Sn, 121Sb, 197Au, 202Hg, 205Tl, 208Pb and 209Bi | USGS certified standard MASS-1, comprising a pressed pellet of precipitated Cu-Fe-Zn sulfide standard; natural chalcopyrite (Cu), natural rhodonite (Mn), natural chalcedony (Zn), natural cobaltite (Co), natural arsenopyrite (As), natural stibnite (Sb), natural galena (Pb), natural cadmium (Cd) | 361.5687 |  |  |  | 1.6941 |  | 1.8018 | [7 empty] | 0.49927 | [5 empty] | 4005.661 | [5 empty] | 0.060741 | [5 empty] | 540.7001 | [9 empty] | 37071.82 |  | 83.9482 | [7 empty] | 0.16813 |  |  |  | 26.5955 | [13 empty] | 119.9725 |  | 0 | [7 empty] | 0.16184 | [5 empty] | 70.4502 | [15 empty] | 274061.5 |  | 53.4236 |  |  |  | 0 | [5 empty] | 437.4619 | [13 empty] | 0.10998 | [18 empty] | 2020 | Minerals 2020, 10, 147 |  | BOL, TZA
| Animas-Chocaya Mine, Merelani Hills |  | Magmatic hydrothermal, Metamorphic |  |  | Zn | Ag, Sn, Cu, Ga, In, Fe, Mn, Cd | Zn, Ag, Sn, Cu, Ga, In, Fe, Mn, Cd |  |  | 37.0539 |  | underground mine |  |  |  |  | ore material | grab | grab | mineral separate | [5 empty] | mineralisation |  |  |  | wurtzite, sphalerite | [6 empty] | pyrite | Polished sections; MASS-1 pressed pellet standard | EMPA, LA-ICPMS | SX51 electron microprobe (Cameca Gennevilliers Cedex, France); Agilent 7700cx Series Quadrupole ICP-MS (Agilent Santa Clara, CA 95051, USA) coupled to an Applied Spectra M-50 laser ablation system | Adelaide Microscopy, University of Adelaide | EMPA: accelerating voltage of 20 kV and a specimen current of ~20 nA, focused beam size set at <1 µm; LA-ICP-MS line scans: width of line rasters around 50 µm, ablation performed in a pure He atmosphere with a flow of 700 mL/min, mixed with Ar (930 mL/min) immediately after the ablation cell, mixture passed through a pulse homogenizing device; LA-ICP-MS mapping: repetition rate of 10 Hz, 64 µm spot size, output fluence of ~2.5 J cm−2, 30 s background acquisition at the start of every raster, dwell times for all elements set to 7 ms; line scan dwell times: 10 ms for both Zn and S, and 50 ms for the remaining masses; measured isotopes: 55Mn, 57Fe, 59Co, 60Ni, 65Cu, 66Zn, 71Ga, 75As, 77Se, 95Mo, 107Ag, 111Cd, 115In, 118Sn, 121Sb, 197Au, 202Hg, 205Tl, 208Pb and 209Bi | USGS certified standard MASS-1, comprising a pressed pellet of precipitated Cu-Fe-Zn sulfide standard; natural chalcopyrite (Cu), natural rhodonite (Mn), natural chalcedony (Zn), natural cobaltite (Co), natural arsenopyrite (As), natural stibnite (Sb), natural galena (Pb), natural cadmium (Cd) | 301.6536 |  |  |  | 0.19605 |  | 1.4487 | [7 empty] | 0.44534 | [5 empty] | 4178.91 | [5 empty] | 0.22659 | [5 empty] | 425.7164 | [9 empty] | 37454.38 |  | 76.7427 | [7 empty] | 0.14336 |  |  |  | 15.5543 | [13 empty] | 134.093 |  | 0 | [7 empty] | 0.3019 | [5 empty] | 64.2519 | [15 empty] | 247054.3 |  | 61.438 |  |  |  | 0 | [5 empty] | 471.9652 | [13 empty] | 0.12309 | [18 empty] | 2020 | Minerals 2020, 10, 147 |  | BOL, TZA
| Animas-Chocaya Mine, Merelani Hills |  | Magmatic hydrothermal, Metamorphic |  |  | Zn | Ag, Sn, Cu, Ga, In, Fe, Mn, Cd | Zn, Ag, Sn, Cu, Ga, In, Fe, Mn, Cd |  |  | 37.3058 |  | underground mine |  |  |  |  | ore material | grab | grab | mineral separate | [5 empty] | mineralisation |  |  |  | wurtzite, sphalerite | [6 empty] | pyrite | Polished sections; MASS-1 pressed pellet standard | EMPA, LA-ICPMS | SX51 electron microprobe (Cameca Gennevilliers Cedex, France); Agilent 7700cx Series Quadrupole ICP-MS (Agilent Santa Clara, CA 95051, USA) coupled to an Applied Spectra M-50 laser ablation system | Adelaide Microscopy, University of Adelaide | EMPA: accelerating voltage of 20 kV and a specimen current of ~20 nA, focused beam size set at <1 µm; LA-ICP-MS line scans: width of line rasters around 50 µm, ablation performed in a pure He atmosphere with a flow of 700 mL/min, mixed with Ar (930 mL/min) immediately after the ablation cell, mixture passed through a pulse homogenizing device; LA-ICP-MS mapping: repetition rate of 10 Hz, 64 µm spot size, output fluence of ~2.5 J cm−2, 30 s background acquisition at the start of every raster, dwell times for all elements set to 7 ms; line scan dwell times: 10 ms for both Zn and S, and 50 ms for the remaining masses; measured isotopes: 55Mn, 57Fe, 59Co, 60Ni, 65Cu, 66Zn, 71Ga, 75As, 77Se, 95Mo, 107Ag, 111Cd, 115In, 118Sn, 121Sb, 197Au, 202Hg, 205Tl, 208Pb and 209Bi | USGS certified standard MASS-1, comprising a pressed pellet of precipitated Cu-Fe-Zn sulfide standard; natural chalcopyrite (Cu), natural rhodonite (Mn), natural chalcedony (Zn), natural cobaltite (Co), natural arsenopyrite (As), natural stibnite (Sb), natural galena (Pb), natural cadmium (Cd) | 378.0686 |  |  |  | 3.0737 |  | 1.4423 | [7 empty] | 0.77817 | [5 empty] | 5312.459 | [5 empty] | 0.17624 | [5 empty] | 527.2172 | [9 empty] | 34718.72 |  | 84.853 | [7 empty] | 0.10204 |  |  |  | 16.3756 | [13 empty] | 120.161 |  | 0 | [7 empty] | 0.15655 | [5 empty] | 73.3827 | [15 empty] | 276162.6 |  | 61.874 |  |  |  | 0 | [5 empty] | 511.3893 | [13 empty] | 0.14894 | [18 empty] | 2020 | Minerals 2020, 10, 147 |  | BOL, TZA
| Animas-Chocaya Mine, Merelani Hills |  | Magmatic hydrothermal, Metamorphic |  |  | Zn | Ag, Sn, Cu, Ga, In, Fe, Mn, Cd | Zn, Ag, Sn, Cu, Ga, In, Fe, Mn, Cd |  |  | 37.5577 |  | underground mine |  |  |  |  | ore material | grab | grab | mineral separate | [5 empty] | mineralisation |  |  |  | wurtzite, sphalerite | [6 empty] | pyrite | Polished sections; MASS-1 pressed pellet standard | EMPA, LA-ICPMS | SX51 electron microprobe (Cameca Gennevilliers Cedex, France); Agilent 7700cx Series Quadrupole ICP-MS (Agilent Santa Clara, CA 95051, USA) coupled to an Applied Spectra M-50 laser ablation system | Adelaide Microscopy, University of Adelaide | EMPA: accelerating voltage of 20 kV and a specimen current of ~20 nA, focused beam size set at <1 µm; LA-ICP-MS line scans: width of line rasters around 50 µm, ablation performed in a pure He atmosphere with a flow of 700 mL/min, mixed with Ar (930 mL/min) immediately after the ablation cell, mixture passed through a pulse homogenizing device; LA-ICP-MS mapping: repetition rate of 10 Hz, 64 µm spot size, output fluence of ~2.5 J cm−2, 30 s background acquisition at the start of every raster, dwell times for all elements set to 7 ms; line scan dwell times: 10 ms for both Zn and S, and 50 ms for the remaining masses; measured isotopes: 55Mn, 57Fe, 59Co, 60Ni, 65Cu, 66Zn, 71Ga, 75As, 77Se, 95Mo, 107Ag, 111Cd, 115In, 118Sn, 121Sb, 197Au, 202Hg, 205Tl, 208Pb and 209Bi | USGS certified standard MASS-1, comprising a pressed pellet of precipitated Cu-Fe-Zn sulfide standard; natural chalcopyrite (Cu), natural rhodonite (Mn), natural chalcedony (Zn), natural cobaltite (Co), natural arsenopyrite (As), natural stibnite (Sb), natural galena (Pb), natural cadmium (Cd) | 509.5945 |  |  |  | 0.42035 |  | 1.7707 | [7 empty] | 0.55922 | [5 empty] | 5241.479 | [5 empty] | 0 | [5 empty] | 620.8463 | [9 empty] | 36072.81 |  | 75.6445 | [7 empty] | 0.13257 |  |  |  | 13.8101 | [13 empty] | 122.9475 |  | 0 | [7 empty] | 0.1488 | [5 empty] | 88.9049 | [15 empty] | 236803.5 |  | 60.9689 |  |  |  | 0 | [5 empty] | 720.4395 | [13 empty] | 0.10111 | [18 empty] | 2020 | Minerals 2020, 10, 147 |  | BOL, TZA
| Animas-Chocaya Mine, Merelani Hills |  | Magmatic hydrothermal, Metamorphic |  |  | Zn | Ag, Sn, Cu, Ga, In, Fe, Mn, Cd | Zn, Ag, Sn, Cu, Ga, In, Fe, Mn, Cd |  |  | 37.8101 |  | underground mine |  |  |  |  | ore material | grab | grab | mineral separate | [5 empty] | mineralisation |  |  |  | wurtzite, sphalerite | [6 empty] | pyrite | Polished sections; MASS-1 pressed pellet standard | EMPA, LA-ICPMS | SX51 electron microprobe (Cameca Gennevilliers Cedex, France); Agilent 7700cx Series Quadrupole ICP-MS (Agilent Santa Clara, CA 95051, USA) coupled to an Applied Spectra M-50 laser ablation system | Adelaide Microscopy, University of Adelaide | EMPA: accelerating voltage of 20 kV and a specimen current of ~20 nA, focused beam size set at <1 µm; LA-ICP-MS line scans: width of line rasters around 50 µm, ablation performed in a pure He atmosphere with a flow of 700 mL/min, mixed with Ar (930 mL/min) immediately after the ablation cell, mixture passed through a pulse homogenizing device; LA-ICP-MS mapping: repetition rate of 10 Hz, 64 µm spot size, output fluence of ~2.5 J cm−2, 30 s background acquisition at the start of every raster, dwell times for all elements set to 7 ms; line scan dwell times: 10 ms for both Zn and S, and 50 ms for the remaining masses; measured isotopes: 55Mn, 57Fe, 59Co, 60Ni, 65Cu, 66Zn, 71Ga, 75As, 77Se, 95Mo, 107Ag, 111Cd, 115In, 118Sn, 121Sb, 197Au, 202Hg, 205Tl, 208Pb and 209Bi | USGS certified standard MASS-1, comprising a pressed pellet of precipitated Cu-Fe-Zn sulfide standard; natural chalcopyrite (Cu), natural rhodonite (Mn), natural chalcedony (Zn), natural cobaltite (Co), natural arsenopyrite (As), natural stibnite (Sb), natural galena (Pb), natural cadmium (Cd) | 746.0681 |  |  |  | 0.44062 |  | 0.95819 | [7 empty] | 0.54433 | [5 empty] | 6461.359 | [5 empty] | 0 | [5 empty] | 839.7003 | [9 empty] | 39993.84 |  | 73.0563 | [7 empty] | 0.13907 |  |  |  | 15.2993 | [13 empty] | 128.6675 |  | 0 | [7 empty] | 0 | [5 empty] | 102.3681 | [15 empty] | 273460.8 |  | 61.2324 |  |  |  | 0 | [5 empty] | 979.7689 | [13 empty] | 0.063611 | [18 empty] | 2020 | Minerals 2020, 10, 147 |  | BOL, TZA
| Animas-Chocaya Mine, Merelani Hills |  | Magmatic hydrothermal, Metamorphic |  |  | Zn | Ag, Sn, Cu, Ga, In, Fe, Mn, Cd | Zn, Ag, Sn, Cu, Ga, In, Fe, Mn, Cd |  |  | 38.062 |  | underground mine |  |  |  |  | ore material | grab | grab | mineral separate | [5 empty] | mineralisation |  |  |  | wurtzite, sphalerite | [6 empty] | pyrite | Polished sections; MASS-1 pressed pellet standard | EMPA, LA-ICPMS | SX51 electron microprobe (Cameca Gennevilliers Cedex, France); Agilent 7700cx Series Quadrupole ICP-MS (Agilent Santa Clara, CA 95051, USA) coupled to an Applied Spectra M-50 laser ablation system | Adelaide Microscopy, University of Adelaide | EMPA: accelerating voltage of 20 kV and a specimen current of ~20 nA, focused beam size set at <1 µm; LA-ICP-MS line scans: width of line rasters around 50 µm, ablation performed in a pure He atmosphere with a flow of 700 mL/min, mixed with Ar (930 mL/min) immediately after the ablation cell, mixture passed through a pulse homogenizing device; LA-ICP-MS mapping: repetition rate of 10 Hz, 64 µm spot size, output fluence of ~2.5 J cm−2, 30 s background acquisition at the start of every raster, dwell times for all elements set to 7 ms; line scan dwell times: 10 ms for both Zn and S, and 50 ms for the remaining masses; measured isotopes: 55Mn, 57Fe, 59Co, 60Ni, 65Cu, 66Zn, 71Ga, 75As, 77Se, 95Mo, 107Ag, 111Cd, 115In, 118Sn, 121Sb, 197Au, 202Hg, 205Tl, 208Pb and 209Bi | USGS certified standard MASS-1, comprising a pressed pellet of precipitated Cu-Fe-Zn sulfide standard; natural chalcopyrite (Cu), natural rhodonite (Mn), natural chalcedony (Zn), natural cobaltite (Co), natural arsenopyrite (As), natural stibnite (Sb), natural galena (Pb), natural cadmium (Cd) | 868.0424 |  |  |  | 0.9628 |  | 1.5086 | [7 empty] | 0.59341 | [5 empty] | 6556.055 | [5 empty] | 0.061434 | [5 empty] | 1032.168 | [9 empty] | 39826.54 |  | 75.6166 | [7 empty] | 0.11916 |  |  |  | 15.3376 | [13 empty] | 145.7304 |  | 0 | [7 empty] | 0.32754 | [5 empty] | 93.5499 | [15 empty] | 264482.1 |  | 74.2393 |  |  |  | 0 | [5 empty] | 1068.713 | [13 empty] | 0.066768 | [18 empty] | 2020 | Minerals 2020, 10, 147 |  | BOL, TZA
| Animas-Chocaya Mine, Merelani Hills |  | Magmatic hydrothermal, Metamorphic |  |  | Zn | Ag, Sn, Cu, Ga, In, Fe, Mn, Cd | Zn, Ag, Sn, Cu, Ga, In, Fe, Mn, Cd |  |  | 38.3139 |  | underground mine |  |  |  |  | ore material | grab | grab | mineral separate | [5 empty] | mineralisation |  |  |  | wurtzite, sphalerite | [6 empty] | pyrite | Polished sections; MASS-1 pressed pellet standard | EMPA, LA-ICPMS | SX51 electron microprobe (Cameca Gennevilliers Cedex, France); Agilent 7700cx Series Quadrupole ICP-MS (Agilent Santa Clara, CA 95051, USA) coupled to an Applied Spectra M-50 laser ablation system | Adelaide Microscopy, University of Adelaide | EMPA: accelerating voltage of 20 kV and a specimen current of ~20 nA, focused beam size set at <1 µm; LA-ICP-MS line scans: width of line rasters around 50 µm, ablation performed in a pure He atmosphere with a flow of 700 mL/min, mixed with Ar (930 mL/min) immediately after the ablation cell, mixture passed through a pulse homogenizing device; LA-ICP-MS mapping: repetition rate of 10 Hz, 64 µm spot size, output fluence of ~2.5 J cm−2, 30 s background acquisition at the start of every raster, dwell times for all elements set to 7 ms; line scan dwell times: 10 ms for both Zn and S, and 50 ms for the remaining masses; measured isotopes: 55Mn, 57Fe, 59Co, 60Ni, 65Cu, 66Zn, 71Ga, 75As, 77Se, 95Mo, 107Ag, 111Cd, 115In, 118Sn, 121Sb, 197Au, 202Hg, 205Tl, 208Pb and 209Bi | USGS certified standard MASS-1, comprising a pressed pellet of precipitated Cu-Fe-Zn sulfide standard; natural chalcopyrite (Cu), natural rhodonite (Mn), natural chalcedony (Zn), natural cobaltite (Co), natural arsenopyrite (As), natural stibnite (Sb), natural galena (Pb), natural cadmium (Cd) | 749.3984 |  |  |  | 2.0837 |  | 1.3608 | [7 empty] | 0.55854 | [5 empty] | 6049.727 | [5 empty] | 0.11564 | [5 empty] | 945.9907 | [9 empty] | 38583.98 |  | 78.1074 | [7 empty] | 0.12603 |  |  |  | 12.2706 | [13 empty] | 125.238 |  | 0 | [7 empty] | 0.3083 | [5 empty] | 89.7138 | [15 empty] | 277145.3 |  | 66.3051 |  |  |  | 0 | [5 empty] | 1029.352 | [13 empty] | 0.12569 | [18 empty] | 2020 | Minerals 2020, 10, 147 |  | BOL, TZA
| Animas-Chocaya Mine, Merelani Hills |  | Magmatic hydrothermal, Metamorphic |  |  | Zn | Ag, Sn, Cu, Ga, In, Fe, Mn, Cd | Zn, Ag, Sn, Cu, Ga, In, Fe, Mn, Cd |  |  | 38.5658 |  | underground mine |  |  |  |  | ore material | grab | grab | mineral separate | [5 empty] | mineralisation |  |  |  | wurtzite, sphalerite | [6 empty] | pyrite | Polished sections; MASS-1 pressed pellet standard | EMPA, LA-ICPMS | SX51 electron microprobe (Cameca Gennevilliers Cedex, France); Agilent 7700cx Series Quadrupole ICP-MS (Agilent Santa Clara, CA 95051, USA) coupled to an Applied Spectra M-50 laser ablation system | Adelaide Microscopy, University of Adelaide | EMPA: accelerating voltage of 20 kV and a specimen current of ~20 nA, focused beam size set at <1 µm; LA-ICP-MS line scans: width of line rasters around 50 µm, ablation performed in a pure He atmosphere with a flow of 700 mL/min, mixed with Ar (930 mL/min) immediately after the ablation cell, mixture passed through a pulse homogenizing device; LA-ICP-MS mapping: repetition rate of 10 Hz, 64 µm spot size, output fluence of ~2.5 J cm−2, 30 s background acquisition at the start of every raster, dwell times for all elements set to 7 ms; line scan dwell times: 10 ms for both Zn and S, and 50 ms for the remaining masses; measured isotopes: 55Mn, 57Fe, 59Co, 60Ni, 65Cu, 66Zn, 71Ga, 75As, 77Se, 95Mo, 107Ag, 111Cd, 115In, 118Sn, 121Sb, 197Au, 202Hg, 205Tl, 208Pb and 209Bi | USGS certified standard MASS-1, comprising a pressed pellet of precipitated Cu-Fe-Zn sulfide standard; natural chalcopyrite (Cu), natural rhodonite (Mn), natural chalcedony (Zn), natural cobaltite (Co), natural arsenopyrite (As), natural stibnite (Sb), natural galena (Pb), natural cadmium (Cd) | 680.2045 |  |  |  | 2.3035 |  | 1.4104 | [7 empty] | 0.51354 | [5 empty] | 6077.125 | [5 empty] | 0.17228 | [5 empty] | 977.643 | [9 empty] | 37043.14 |  | 75.0077 | [7 empty] | 0.074985 |  |  |  | 9.8426 | [13 empty] | 115.2118 |  | 0 | [7 empty] | 0.30623 | [5 empty] | 86.9921 | [15 empty] | 266841.7 |  | 67.903 |  |  |  | 0 | [5 empty] | 941.3055 | [13 empty] | 0.062421 | [18 empty] | 2020 | Minerals 2020, 10, 147 |  | BOL, TZA
| Animas-Chocaya Mine, Merelani Hills |  | Magmatic hydrothermal, Metamorphic |  |  | Zn | Ag, Sn, Cu, Ga, In, Fe, Mn, Cd | Zn, Ag, Sn, Cu, Ga, In, Fe, Mn, Cd |  |  | 38.8178 |  | underground mine |  |  |  |  | ore material | grab | grab | mineral separate | [5 empty] | mineralisation |  |  |  | wurtzite, sphalerite | [6 empty] | pyrite | Polished sections; MASS-1 pressed pellet standard | EMPA, LA-ICPMS | SX51 electron microprobe (Cameca Gennevilliers Cedex, France); Agilent 7700cx Series Quadrupole ICP-MS (Agilent Santa Clara, CA 95051, USA) coupled to an Applied Spectra M-50 laser ablation system | Adelaide Microscopy, University of Adelaide | EMPA: accelerating voltage of 20 kV and a specimen current of ~20 nA, focused beam size set at <1 µm; LA-ICP-MS line scans: width of line rasters around 50 µm, ablation performed in a pure He atmosphere with a flow of 700 mL/min, mixed with Ar (930 mL/min) immediately after the ablation cell, mixture passed through a pulse homogenizing device; LA-ICP-MS mapping: repetition rate of 10 Hz, 64 µm spot size, output fluence of ~2.5 J cm−2, 30 s background acquisition at the start of every raster, dwell times for all elements set to 7 ms; line scan dwell times: 10 ms for both Zn and S, and 50 ms for the remaining masses; measured isotopes: 55Mn, 57Fe, 59Co, 60Ni, 65Cu, 66Zn, 71Ga, 75As, 77Se, 95Mo, 107Ag, 111Cd, 115In, 118Sn, 121Sb, 197Au, 202Hg, 205Tl, 208Pb and 209Bi | USGS certified standard MASS-1, comprising a pressed pellet of precipitated Cu-Fe-Zn sulfide standard; natural chalcopyrite (Cu), natural rhodonite (Mn), natural chalcedony (Zn), natural cobaltite (Co), natural arsenopyrite (As), natural stibnite (Sb), natural galena (Pb), natural cadmium (Cd) | 701.2018 |  |  |  | 1.2091 |  | 1.3161 | [7 empty] | 0.32778 | [5 empty] | 6396.298 | [5 empty] | 0.12248 | [5 empty] | 1051.049 | [9 empty] | 40360.1 |  | 87.343 | [7 empty] | 0.16289 |  |  |  | 9.8256 | [13 empty] | 127.3538 |  | 0 | [7 empty] | 0.1633 | [5 empty] | 90.7841 | [15 empty] | 274597.8 |  | 83.2634 |  |  |  | 0 | [5 empty] | 1089.772 | [13 empty] | 0.022191 | [18 empty] | 2020 | Minerals 2020, 10, 147 |  | BOL, TZA
| Animas-Chocaya Mine, Merelani Hills |  | Magmatic hydrothermal, Metamorphic |  |  | Zn | Ag, Sn, Cu, Ga, In, Fe, Mn, Cd | Zn, Ag, Sn, Cu, Ga, In, Fe, Mn, Cd |  |  | 39.0702 |  | underground mine |  |  |  |  | ore material | grab | grab | mineral separate | [5 empty] | mineralisation |  |  |  | wurtzite, sphalerite | [6 empty] | pyrite | Polished sections; MASS-1 pressed pellet standard | EMPA, LA-ICPMS | SX51 electron microprobe (Cameca Gennevilliers Cedex, France); Agilent 7700cx Series Quadrupole ICP-MS (Agilent Santa Clara, CA 95051, USA) coupled to an Applied Spectra M-50 laser ablation system | Adelaide Microscopy, University of Adelaide | EMPA: accelerating voltage of 20 kV and a specimen current of ~20 nA, focused beam size set at <1 µm; LA-ICP-MS line scans: width of line rasters around 50 µm, ablation performed in a pure He atmosphere with a flow of 700 mL/min, mixed with Ar (930 mL/min) immediately after the ablation cell, mixture passed through a pulse homogenizing device; LA-ICP-MS mapping: repetition rate of 10 Hz, 64 µm spot size, output fluence of ~2.5 J cm−2, 30 s background acquisition at the start of every raster, dwell times for all elements set to 7 ms; line scan dwell times: 10 ms for both Zn and S, and 50 ms for the remaining masses; measured isotopes: 55Mn, 57Fe, 59Co, 60Ni, 65Cu, 66Zn, 71Ga, 75As, 77Se, 95Mo, 107Ag, 111Cd, 115In, 118Sn, 121Sb, 197Au, 202Hg, 205Tl, 208Pb and 209Bi | USGS certified standard MASS-1, comprising a pressed pellet of precipitated Cu-Fe-Zn sulfide standard; natural chalcopyrite (Cu), natural rhodonite (Mn), natural chalcedony (Zn), natural cobaltite (Co), natural arsenopyrite (As), natural stibnite (Sb), natural galena (Pb), natural cadmium (Cd) | 578.6835 |  |  |  | 1.8949 |  | 1.7594 | [7 empty] | 0.55146 | [5 empty] | 5407.127 | [5 empty] | 0.17783 | [5 empty] | 1042.721 | [9 empty] | 35771.43 |  | 79.8352 | [7 empty] | 0.13416 |  |  |  | 11.0797 | [13 empty] | 118.984 |  | 0 | [7 empty] | 0.47424 | [5 empty] | 77.7641 | [15 empty] | 275702.7 |  | 71.4065 |  |  |  | 1.72 | [5 empty] | 887.8148 | [13 empty] | 0.15037 | [18 empty] | 2020 | Minerals 2020, 10, 147 |  | BOL, TZA
| Animas-Chocaya Mine, Merelani Hills |  | Magmatic hydrothermal, Metamorphic |  |  | Zn | Ag, Sn, Cu, Ga, In, Fe, Mn, Cd | Zn, Ag, Sn, Cu, Ga, In, Fe, Mn, Cd |  |  | 39.3221 |  | underground mine |  |  |  |  | ore material | grab | grab | mineral separate | [5 empty] | mineralisation |  |  |  | wurtzite, sphalerite | [6 empty] | pyrite | Polished sections; MASS-1 pressed pellet standard | EMPA, LA-ICPMS | SX51 electron microprobe (Cameca Gennevilliers Cedex, France); Agilent 7700cx Series Quadrupole ICP-MS (Agilent Santa Clara, CA 95051, USA) coupled to an Applied Spectra M-50 laser ablation system | Adelaide Microscopy, University of Adelaide | EMPA: accelerating voltage of 20 kV and a specimen current of ~20 nA, focused beam size set at <1 µm; LA-ICP-MS line scans: width of line rasters around 50 µm, ablation performed in a pure He atmosphere with a flow of 700 mL/min, mixed with Ar (930 mL/min) immediately after the ablation cell, mixture passed through a pulse homogenizing device; LA-ICP-MS mapping: repetition rate of 10 Hz, 64 µm spot size, output fluence of ~2.5 J cm−2, 30 s background acquisition at the start of every raster, dwell times for all elements set to 7 ms; line scan dwell times: 10 ms for both Zn and S, and 50 ms for the remaining masses; measured isotopes: 55Mn, 57Fe, 59Co, 60Ni, 65Cu, 66Zn, 71Ga, 75As, 77Se, 95Mo, 107Ag, 111Cd, 115In, 118Sn, 121Sb, 197Au, 202Hg, 205Tl, 208Pb and 209Bi | USGS certified standard MASS-1, comprising a pressed pellet of precipitated Cu-Fe-Zn sulfide standard; natural chalcopyrite (Cu), natural rhodonite (Mn), natural chalcedony (Zn), natural cobaltite (Co), natural arsenopyrite (As), natural stibnite (Sb), natural galena (Pb), natural cadmium (Cd) | 571.6561 |  |  |  | 2.0387 |  | 1.6972 | [7 empty] | 0.50174 | [5 empty] | 6730.792 | [5 empty] | 0 | [5 empty] | 978.003 | [9 empty] | 40295.45 |  | 69.4045 | [7 empty] | 0.083515 |  |  |  | 9.4379 | [13 empty] | 104.1498 |  | 0 | [7 empty] | 0.17009 | [5 empty] | 89.8888 | [15 empty] | 300478 |  | 90.9372 |  |  |  | 0 | [5 empty] | 841.1442 | [13 empty] | 0.092452 | [18 empty] | 2020 | Minerals 2020, 10, 147 |  | BOL, TZA
| Animas-Chocaya Mine, Merelani Hills |  | Magmatic hydrothermal, Metamorphic |  |  | Zn | Ag, Sn, Cu, Ga, In, Fe, Mn, Cd | Zn, Ag, Sn, Cu, Ga, In, Fe, Mn, Cd |  |  | 39.574 |  | underground mine |  |  |  |  | ore material | grab | grab | mineral separate | [5 empty] | mineralisation |  |  |  | wurtzite, sphalerite | [6 empty] | pyrite | Polished sections; MASS-1 pressed pellet standard | EMPA, LA-ICPMS | SX51 electron microprobe (Cameca Gennevilliers Cedex, France); Agilent 7700cx Series Quadrupole ICP-MS (Agilent Santa Clara, CA 95051, USA) coupled to an Applied Spectra M-50 laser ablation system | Adelaide Microscopy, University of Adelaide | EMPA: accelerating voltage of 20 kV and a specimen current of ~20 nA, focused beam size set at <1 µm; LA-ICP-MS line scans: width of line rasters around 50 µm, ablation performed in a pure He atmosphere with a flow of 700 mL/min, mixed with Ar (930 mL/min) immediately after the ablation cell, mixture passed through a pulse homogenizing device; LA-ICP-MS mapping: repetition rate of 10 Hz, 64 µm spot size, output fluence of ~2.5 J cm−2, 30 s background acquisition at the start of every raster, dwell times for all elements set to 7 ms; line scan dwell times: 10 ms for both Zn and S, and 50 ms for the remaining masses; measured isotopes: 55Mn, 57Fe, 59Co, 60Ni, 65Cu, 66Zn, 71Ga, 75As, 77Se, 95Mo, 107Ag, 111Cd, 115In, 118Sn, 121Sb, 197Au, 202Hg, 205Tl, 208Pb and 209Bi | USGS certified standard MASS-1, comprising a pressed pellet of precipitated Cu-Fe-Zn sulfide standard; natural chalcopyrite (Cu), natural rhodonite (Mn), natural chalcedony (Zn), natural cobaltite (Co), natural arsenopyrite (As), natural stibnite (Sb), natural galena (Pb), natural cadmium (Cd) | 447.9173 |  |  |  | 2.2055 |  | 1.7445 | [7 empty] | 0.57077 | [5 empty] | 4980.909 | [5 empty] | 0.10995 | [5 empty] | 899.1448 | [9 empty] | 32063.32 |  | 67.1393 | [7 empty] | 0.1377 |  |  |  | 8.0114 | [13 empty] | 92.1482 |  | 0 | [7 empty] | 0.14664 | [5 empty] | 101.1879 | [15 empty] | 250837.5 |  | 90.3392 |  |  |  | 0 | [5 empty] | 734.2203 | [13 empty] | 0.099629 | [18 empty] | 2020 | Minerals 2020, 10, 147 |  | BOL, TZA
| Animas-Chocaya Mine, Merelani Hills |  | Magmatic hydrothermal, Metamorphic |  |  | Zn | Ag, Sn, Cu, Ga, In, Fe, Mn, Cd | Zn, Ag, Sn, Cu, Ga, In, Fe, Mn, Cd |  |  | 39.8259 |  | underground mine |  |  |  |  | ore material | grab | grab | mineral separate | [5 empty] | mineralisation |  |  |  | wurtzite, sphalerite | [6 empty] | pyrite | Polished sections; MASS-1 pressed pellet standard | EMPA, LA-ICPMS | SX51 electron microprobe (Cameca Gennevilliers Cedex, France); Agilent 7700cx Series Quadrupole ICP-MS (Agilent Santa Clara, CA 95051, USA) coupled to an Applied Spectra M-50 laser ablation system | Adelaide Microscopy, University of Adelaide | EMPA: accelerating voltage of 20 kV and a specimen current of ~20 nA, focused beam size set at <1 µm; LA-ICP-MS line scans: width of line rasters around 50 µm, ablation performed in a pure He atmosphere with a flow of 700 mL/min, mixed with Ar (930 mL/min) immediately after the ablation cell, mixture passed through a pulse homogenizing device; LA-ICP-MS mapping: repetition rate of 10 Hz, 64 µm spot size, output fluence of ~2.5 J cm−2, 30 s background acquisition at the start of every raster, dwell times for all elements set to 7 ms; line scan dwell times: 10 ms for both Zn and S, and 50 ms for the remaining masses; measured isotopes: 55Mn, 57Fe, 59Co, 60Ni, 65Cu, 66Zn, 71Ga, 75As, 77Se, 95Mo, 107Ag, 111Cd, 115In, 118Sn, 121Sb, 197Au, 202Hg, 205Tl, 208Pb and 209Bi | USGS certified standard MASS-1, comprising a pressed pellet of precipitated Cu-Fe-Zn sulfide standard; natural chalcopyrite (Cu), natural rhodonite (Mn), natural chalcedony (Zn), natural cobaltite (Co), natural arsenopyrite (As), natural stibnite (Sb), natural galena (Pb), natural cadmium (Cd) | 515.0292 |  |  |  | 2.4015 |  | 1.7158 | [7 empty] | 0.55702 | [5 empty] | 6005.064 | [5 empty] | 0.17958 | [5 empty] | 1022.637 | [9 empty] | 34620.57 |  | 77.9549 | [7 empty] | 0.13572 |  |  |  | 10.6472 | [13 empty] | 92.1776 |  | 0 | [7 empty] | 0.15968 | [5 empty] | 143.281 | [15 empty] | 254412.5 |  | 119.0751 |  |  |  | 0 | [5 empty] | 844.1908 | [13 empty] | 0.021698 | [18 empty] | 2020 | Minerals 2020, 10, 147 |  | BOL, TZA
| Animas-Chocaya Mine, Merelani Hills |  | Magmatic hydrothermal, Metamorphic |  |  | Zn | Ag, Sn, Cu, Ga, In, Fe, Mn, Cd | Zn, Ag, Sn, Cu, Ga, In, Fe, Mn, Cd |  |  | 40.0788 |  | underground mine |  |  |  |  | ore material | grab | grab | mineral separate | [5 empty] | mineralisation |  |  |  | wurtzite, sphalerite | [6 empty] | pyrite | Polished sections; MASS-1 pressed pellet standard | EMPA, LA-ICPMS | SX51 electron microprobe (Cameca Gennevilliers Cedex, France); Agilent 7700cx Series Quadrupole ICP-MS (Agilent Santa Clara, CA 95051, USA) coupled to an Applied Spectra M-50 laser ablation system | Adelaide Microscopy, University of Adelaide | EMPA: accelerating voltage of 20 kV and a specimen current of ~20 nA, focused beam size set at <1 µm; LA-ICP-MS line scans: width of line rasters around 50 µm, ablation performed in a pure He atmosphere with a flow of 700 mL/min, mixed with Ar (930 mL/min) immediately after the ablation cell, mixture passed through a pulse homogenizing device; LA-ICP-MS mapping: repetition rate of 10 Hz, 64 µm spot size, output fluence of ~2.5 J cm−2, 30 s background acquisition at the start of every raster, dwell times for all elements set to 7 ms; line scan dwell times: 10 ms for both Zn and S, and 50 ms for the remaining masses; measured isotopes: 55Mn, 57Fe, 59Co, 60Ni, 65Cu, 66Zn, 71Ga, 75As, 77Se, 95Mo, 107Ag, 111Cd, 115In, 118Sn, 121Sb, 197Au, 202Hg, 205Tl, 208Pb and 209Bi | USGS certified standard MASS-1, comprising a pressed pellet of precipitated Cu-Fe-Zn sulfide standard; natural chalcopyrite (Cu), natural rhodonite (Mn), natural chalcedony (Zn), natural cobaltite (Co), natural arsenopyrite (As), natural stibnite (Sb), natural galena (Pb), natural cadmium (Cd) | 537.6249 |  |  |  | 2.9314 |  | 0.87033 | [7 empty] | 0.65239 | [5 empty] | 5503.6 | [5 empty] | 0.060725 | [5 empty] | 1041.676 | [9 empty] | 39501.73 |  | 76.5429 | [7 empty] | 0.16678 |  |  |  | 11.8353 | [13 empty] | 83.8435 |  | 0 | [7 empty] | 0.48603 | [5 empty] | 157.375 | [15 empty] | 276549.2 |  | 137.8168 |  |  |  | 0 | [5 empty] | 838.8983 | [13 empty] | 0.06604 | [18 empty] | 2020 | Minerals 2020, 10, 147 |  | BOL, TZA
| Animas-Chocaya Mine, Merelani Hills |  | Magmatic hydrothermal, Metamorphic |  |  | Zn | Ag, Sn, Cu, Ga, In, Fe, Mn, Cd | Zn, Ag, Sn, Cu, Ga, In, Fe, Mn, Cd |  |  | 40.3307 |  | underground mine |  |  |  |  | ore material | grab | grab | mineral separate | [5 empty] | mineralisation |  |  |  | wurtzite, sphalerite | [6 empty] | pyrite | Polished sections; MASS-1 pressed pellet standard | EMPA, LA-ICPMS | SX51 electron microprobe (Cameca Gennevilliers Cedex, France); Agilent 7700cx Series Quadrupole ICP-MS (Agilent Santa Clara, CA 95051, USA) coupled to an Applied Spectra M-50 laser ablation system | Adelaide Microscopy, University of Adelaide | EMPA: accelerating voltage of 20 kV and a specimen current of ~20 nA, focused beam size set at <1 µm; LA-ICP-MS line scans: width of line rasters around 50 µm, ablation performed in a pure He atmosphere with a flow of 700 mL/min, mixed with Ar (930 mL/min) immediately after the ablation cell, mixture passed through a pulse homogenizing device; LA-ICP-MS mapping: repetition rate of 10 Hz, 64 µm spot size, output fluence of ~2.5 J cm−2, 30 s background acquisition at the start of every raster, dwell times for all elements set to 7 ms; line scan dwell times: 10 ms for both Zn and S, and 50 ms for the remaining masses; measured isotopes: 55Mn, 57Fe, 59Co, 60Ni, 65Cu, 66Zn, 71Ga, 75As, 77Se, 95Mo, 107Ag, 111Cd, 115In, 118Sn, 121Sb, 197Au, 202Hg, 205Tl, 208Pb and 209Bi | USGS certified standard MASS-1, comprising a pressed pellet of precipitated Cu-Fe-Zn sulfide standard; natural chalcopyrite (Cu), natural rhodonite (Mn), natural chalcedony (Zn), natural cobaltite (Co), natural arsenopyrite (As), natural stibnite (Sb), natural galena (Pb), natural cadmium (Cd) | 558.0406 |  |  |  | 1.4386 |  | 1.6078 | [7 empty] | 0.34516 | [5 empty] | 5400.154 | [5 empty] | 0.060399 | [5 empty] | 989.2394 | [9 empty] | 38733.52 |  | 79.8929 | [7 empty] | 0.11066 |  |  |  | 35.0499 | [13 empty] | 78.9212 |  | 0 | [7 empty] | 0 | [5 empty] | 157.5694 | [15 empty] | 270672.1 |  | 129.0081 |  |  |  | 0 | [5 empty] | 909.9467 | [13 empty] | 0.19708 | [18 empty] | 2020 | Minerals 2020, 10, 147 |  | BOL, TZA
| Animas-Chocaya Mine, Merelani Hills |  | Magmatic hydrothermal, Metamorphic |  |  | Zn | Ag, Sn, Cu, Ga, In, Fe, Mn, Cd | Zn, Ag, Sn, Cu, Ga, In, Fe, Mn, Cd |  |  | 40.5831 |  | underground mine |  |  |  |  | ore material | grab | grab | mineral separate | [5 empty] | mineralisation |  |  |  | wurtzite, sphalerite | [6 empty] | pyrite | Polished sections; MASS-1 pressed pellet standard | EMPA, LA-ICPMS | SX51 electron microprobe (Cameca Gennevilliers Cedex, France); Agilent 7700cx Series Quadrupole ICP-MS (Agilent Santa Clara, CA 95051, USA) coupled to an Applied Spectra M-50 laser ablation system | Adelaide Microscopy, University of Adelaide | EMPA: accelerating voltage of 20 kV and a specimen current of ~20 nA, focused beam size set at <1 µm; LA-ICP-MS line scans: width of line rasters around 50 µm, ablation performed in a pure He atmosphere with a flow of 700 mL/min, mixed with Ar (930 mL/min) immediately after the ablation cell, mixture passed through a pulse homogenizing device; LA-ICP-MS mapping: repetition rate of 10 Hz, 64 µm spot size, output fluence of ~2.5 J cm−2, 30 s background acquisition at the start of every raster, dwell times for all elements set to 7 ms; line scan dwell times: 10 ms for both Zn and S, and 50 ms for the remaining masses; measured isotopes: 55Mn, 57Fe, 59Co, 60Ni, 65Cu, 66Zn, 71Ga, 75As, 77Se, 95Mo, 107Ag, 111Cd, 115In, 118Sn, 121Sb, 197Au, 202Hg, 205Tl, 208Pb and 209Bi | USGS certified standard MASS-1, comprising a pressed pellet of precipitated Cu-Fe-Zn sulfide standard; natural chalcopyrite (Cu), natural rhodonite (Mn), natural chalcedony (Zn), natural cobaltite (Co), natural arsenopyrite (As), natural stibnite (Sb), natural galena (Pb), natural cadmium (Cd) | 634.9857 |  |  |  | 3.3329 |  | 1.1081 | [7 empty] | 0.45532 | [5 empty] | 5840.523 | [5 empty] | 0.19098 | [5 empty] | 1262.579 | [9 empty] | 38899.41 |  | 81.4517 | [7 empty] | 0.15982 |  |  |  | 61.1792 | [13 empty] | 92.5494 |  | 0 | [7 empty] | 0.50963 | [5 empty] | 181.7845 | [15 empty] | 292216.5 |  | 146.9863 |  |  |  | 0 | [5 empty] | 1186.34 | [13 empty] | 0.11541 | [18 empty] | 2020 | Minerals 2020, 10, 147 |  | BOL, TZA
| Animas-Chocaya Mine, Merelani Hills |  | Magmatic hydrothermal, Metamorphic |  |  | Zn | Ag, Sn, Cu, Ga, In, Fe, Mn, Cd | Zn, Ag, Sn, Cu, Ga, In, Fe, Mn, Cd |  |  | 40.835 |  | underground mine |  |  |  |  | ore material | grab | grab | mineral separate | [5 empty] | mineralisation |  |  |  | wurtzite, sphalerite | [6 empty] | pyrite | Polished sections; MASS-1 pressed pellet standard | EMPA, LA-ICPMS | SX51 electron microprobe (Cameca Gennevilliers Cedex, France); Agilent 7700cx Series Quadrupole ICP-MS (Agilent Santa Clara, CA 95051, USA) coupled to an Applied Spectra M-50 laser ablation system | Adelaide Microscopy, University of Adelaide | EMPA: accelerating voltage of 20 kV and a specimen current of ~20 nA, focused beam size set at <1 µm; LA-ICP-MS line scans: width of line rasters around 50 µm, ablation performed in a pure He atmosphere with a flow of 700 mL/min, mixed with Ar (930 mL/min) immediately after the ablation cell, mixture passed through a pulse homogenizing device; LA-ICP-MS mapping: repetition rate of 10 Hz, 64 µm spot size, output fluence of ~2.5 J cm−2, 30 s background acquisition at the start of every raster, dwell times for all elements set to 7 ms; line scan dwell times: 10 ms for both Zn and S, and 50 ms for the remaining masses; measured isotopes: 55Mn, 57Fe, 59Co, 60Ni, 65Cu, 66Zn, 71Ga, 75As, 77Se, 95Mo, 107Ag, 111Cd, 115In, 118Sn, 121Sb, 197Au, 202Hg, 205Tl, 208Pb and 209Bi | USGS certified standard MASS-1, comprising a pressed pellet of precipitated Cu-Fe-Zn sulfide standard; natural chalcopyrite (Cu), natural rhodonite (Mn), natural chalcedony (Zn), natural cobaltite (Co), natural arsenopyrite (As), natural stibnite (Sb), natural galena (Pb), natural cadmium (Cd) | 606.968 |  |  |  | 1.0045 |  | 1.1164 | [7 empty] | 0.34352 | [5 empty] | 5930.377 | [5 empty] | 0.064133 | [5 empty] | 1438.682 | [9 empty] | 41259.11 |  | 89.9465 | [7 empty] | 0.14066 |  |  |  | 80.5173 | [13 empty] | 93.1723 |  | 0 | [7 empty] | 0.17116 | [5 empty] | 162.2017 | [15 empty] | 309146.1 |  | 129.5105 |  |  |  | 0 | [5 empty] | 1198.666 | [13 empty] | 0.046509 | [18 empty] | 2020 | Minerals 2020, 10, 147 |  | BOL, TZA
| Animas-Chocaya Mine, Merelani Hills |  | Magmatic hydrothermal, Metamorphic |  |  | Zn | Ag, Sn, Cu, Ga, In, Fe, Mn, Cd | Zn, Ag, Sn, Cu, Ga, In, Fe, Mn, Cd |  |  | 41.0869 |  | underground mine |  |  |  |  | ore material | grab | grab | mineral separate | [5 empty] | mineralisation |  |  |  | wurtzite, sphalerite | [6 empty] | pyrite | Polished sections; MASS-1 pressed pellet standard | EMPA, LA-ICPMS | SX51 electron microprobe (Cameca Gennevilliers Cedex, France); Agilent 7700cx Series Quadrupole ICP-MS (Agilent Santa Clara, CA 95051, USA) coupled to an Applied Spectra M-50 laser ablation system | Adelaide Microscopy, University of Adelaide | EMPA: accelerating voltage of 20 kV and a specimen current of ~20 nA, focused beam size set at <1 µm; LA-ICP-MS line scans: width of line rasters around 50 µm, ablation performed in a pure He atmosphere with a flow of 700 mL/min, mixed with Ar (930 mL/min) immediately after the ablation cell, mixture passed through a pulse homogenizing device; LA-ICP-MS mapping: repetition rate of 10 Hz, 64 µm spot size, output fluence of ~2.5 J cm−2, 30 s background acquisition at the start of every raster, dwell times for all elements set to 7 ms; line scan dwell times: 10 ms for both Zn and S, and 50 ms for the remaining masses; measured isotopes: 55Mn, 57Fe, 59Co, 60Ni, 65Cu, 66Zn, 71Ga, 75As, 77Se, 95Mo, 107Ag, 111Cd, 115In, 118Sn, 121Sb, 197Au, 202Hg, 205Tl, 208Pb and 209Bi | USGS certified standard MASS-1, comprising a pressed pellet of precipitated Cu-Fe-Zn sulfide standard; natural chalcopyrite (Cu), natural rhodonite (Mn), natural chalcedony (Zn), natural cobaltite (Co), natural arsenopyrite (As), natural stibnite (Sb), natural galena (Pb), natural cadmium (Cd) | 566.1037 |  |  |  | 1.9488 |  | 1.1859 | [7 empty] | 0.45793 | [5 empty] | 6215.787 | [5 empty] | 0.060953 | [5 empty] | 1339.836 | [9 empty] | 37632.02 |  | 84.8752 | [7 empty] | 0.13862 |  |  |  | 72.6903 | [13 empty] | 83.5486 |  | 0 | [7 empty] | 0.16268 | [5 empty] | 126.4843 | [15 empty] | 297430.1 |  | 139.3441 |  |  |  | 1.7696 | [5 empty] | 959.2693 | [13 empty] | 0.066309 | [18 empty] | 2020 | Minerals 2020, 10, 147 |  | BOL, TZA
| Animas-Chocaya Mine, Merelani Hills |  | Magmatic hydrothermal, Metamorphic |  |  | Zn | Ag, Sn, Cu, Ga, In, Fe, Mn, Cd | Zn, Ag, Sn, Cu, Ga, In, Fe, Mn, Cd |  |  | 41.3388 |  | underground mine |  |  |  |  | ore material | grab | grab | mineral separate | [5 empty] | mineralisation |  |  |  | wurtzite, sphalerite | [6 empty] | pyrite | Polished sections; MASS-1 pressed pellet standard | EMPA, LA-ICPMS | SX51 electron microprobe (Cameca Gennevilliers Cedex, France); Agilent 7700cx Series Quadrupole ICP-MS (Agilent Santa Clara, CA 95051, USA) coupled to an Applied Spectra M-50 laser ablation system | Adelaide Microscopy, University of Adelaide | EMPA: accelerating voltage of 20 kV and a specimen current of ~20 nA, focused beam size set at <1 µm; LA-ICP-MS line scans: width of line rasters around 50 µm, ablation performed in a pure He atmosphere with a flow of 700 mL/min, mixed with Ar (930 mL/min) immediately after the ablation cell, mixture passed through a pulse homogenizing device; LA-ICP-MS mapping: repetition rate of 10 Hz, 64 µm spot size, output fluence of ~2.5 J cm−2, 30 s background acquisition at the start of every raster, dwell times for all elements set to 7 ms; line scan dwell times: 10 ms for both Zn and S, and 50 ms for the remaining masses; measured isotopes: 55Mn, 57Fe, 59Co, 60Ni, 65Cu, 66Zn, 71Ga, 75As, 77Se, 95Mo, 107Ag, 111Cd, 115In, 118Sn, 121Sb, 197Au, 202Hg, 205Tl, 208Pb and 209Bi | USGS certified standard MASS-1, comprising a pressed pellet of precipitated Cu-Fe-Zn sulfide standard; natural chalcopyrite (Cu), natural rhodonite (Mn), natural chalcedony (Zn), natural cobaltite (Co), natural arsenopyrite (As), natural stibnite (Sb), natural galena (Pb), natural cadmium (Cd) | 610.3671 |  |  |  | 0.86283 |  | 1.1284 | [7 empty] | 0.13677 | [5 empty] | 5542.726 | [5 empty] | 0 | [5 empty] | 1124.709 | [9 empty] | 33200.62 |  | 81.9004 | [7 empty] | 0.13195 |  |  |  | 58.3096 | [13 empty] | 77.9405 |  | 0 | [7 empty] | 0.14705 | [5 empty] | 113.5325 | [15 empty] | 246525.1 |  | 121.6571 |  |  |  | 0 | [5 empty] | 996.0845 | [13 empty] | 0.13986 | [18 empty] | 2020 | Minerals 2020, 10, 147 |  | BOL, TZA
| Animas-Chocaya Mine, Merelani Hills |  | Magmatic hydrothermal, Metamorphic |  |  | Zn | Ag, Sn, Cu, Ga, In, Fe, Mn, Cd | Zn, Ag, Sn, Cu, Ga, In, Fe, Mn, Cd |  |  | 41.5907 |  | underground mine |  |  |  |  | ore material | grab | grab | mineral separate | [5 empty] | mineralisation |  |  |  | wurtzite, sphalerite | [6 empty] | pyrite | Polished sections; MASS-1 pressed pellet standard | EMPA, LA-ICPMS | SX51 electron microprobe (Cameca Gennevilliers Cedex, France); Agilent 7700cx Series Quadrupole ICP-MS (Agilent Santa Clara, CA 95051, USA) coupled to an Applied Spectra M-50 laser ablation system | Adelaide Microscopy, University of Adelaide | EMPA: accelerating voltage of 20 kV and a specimen current of ~20 nA, focused beam size set at <1 µm; LA-ICP-MS line scans: width of line rasters around 50 µm, ablation performed in a pure He atmosphere with a flow of 700 mL/min, mixed with Ar (930 mL/min) immediately after the ablation cell, mixture passed through a pulse homogenizing device; LA-ICP-MS mapping: repetition rate of 10 Hz, 64 µm spot size, output fluence of ~2.5 J cm−2, 30 s background acquisition at the start of every raster, dwell times for all elements set to 7 ms; line scan dwell times: 10 ms for both Zn and S, and 50 ms for the remaining masses; measured isotopes: 55Mn, 57Fe, 59Co, 60Ni, 65Cu, 66Zn, 71Ga, 75As, 77Se, 95Mo, 107Ag, 111Cd, 115In, 118Sn, 121Sb, 197Au, 202Hg, 205Tl, 208Pb and 209Bi | USGS certified standard MASS-1, comprising a pressed pellet of precipitated Cu-Fe-Zn sulfide standard; natural chalcopyrite (Cu), natural rhodonite (Mn), natural chalcedony (Zn), natural cobaltite (Co), natural arsenopyrite (As), natural stibnite (Sb), natural galena (Pb), natural cadmium (Cd) | 755.3782 |  |  |  | 0.19456 |  | 1.3955 | [7 empty] | 0.58983 | [5 empty] | 5347.156 | [5 empty] | 0.22709 | [5 empty] | 1359.186 | [9 empty] | 33088.7 |  | 84.8174 | [7 empty] | 0.090818 |  |  |  | 112.1787 | [13 empty] | 81.0017 |  | 0 | [7 empty] | 0.45468 | [5 empty] | 111.7796 | [15 empty] | 255319.5 |  | 130.8274 |  |  |  | 0 | [5 empty] | 1341.58 | [13 empty] | 0.12355 | [18 empty] | 2020 | Minerals 2020, 10, 147 |  | BOL, TZA
| Animas-Chocaya Mine, Merelani Hills |  | Magmatic hydrothermal, Metamorphic |  |  | Zn | Ag, Sn, Cu, Ga, In, Fe, Mn, Cd | Zn, Ag, Sn, Cu, Ga, In, Fe, Mn, Cd |  |  | 41.8432 |  | underground mine |  |  |  |  | ore material | grab | grab | mineral separate | [5 empty] | mineralisation |  |  |  | wurtzite, sphalerite | [6 empty] | pyrite | Polished sections; MASS-1 pressed pellet standard | EMPA, LA-ICPMS | SX51 electron microprobe (Cameca Gennevilliers Cedex, France); Agilent 7700cx Series Quadrupole ICP-MS (Agilent Santa Clara, CA 95051, USA) coupled to an Applied Spectra M-50 laser ablation system | Adelaide Microscopy, University of Adelaide | EMPA: accelerating voltage of 20 kV and a specimen current of ~20 nA, focused beam size set at <1 µm; LA-ICP-MS line scans: width of line rasters around 50 µm, ablation performed in a pure He atmosphere with a flow of 700 mL/min, mixed with Ar (930 mL/min) immediately after the ablation cell, mixture passed through a pulse homogenizing device; LA-ICP-MS mapping: repetition rate of 10 Hz, 64 µm spot size, output fluence of ~2.5 J cm−2, 30 s background acquisition at the start of every raster, dwell times for all elements set to 7 ms; line scan dwell times: 10 ms for both Zn and S, and 50 ms for the remaining masses; measured isotopes: 55Mn, 57Fe, 59Co, 60Ni, 65Cu, 66Zn, 71Ga, 75As, 77Se, 95Mo, 107Ag, 111Cd, 115In, 118Sn, 121Sb, 197Au, 202Hg, 205Tl, 208Pb and 209Bi | USGS certified standard MASS-1, comprising a pressed pellet of precipitated Cu-Fe-Zn sulfide standard; natural chalcopyrite (Cu), natural rhodonite (Mn), natural chalcedony (Zn), natural cobaltite (Co), natural arsenopyrite (As), natural stibnite (Sb), natural galena (Pb), natural cadmium (Cd) | 1400.028 |  |  |  | 0.89623 |  | 1.0551 | [7 empty] | 0.26552 | [5 empty] | 5670.568 | [5 empty] | 0.11446 | [5 empty] | 1704.569 | [9 empty] | 36660.61 |  | 91.3888 | [7 empty] | 0.1167 |  |  |  | 204.3154 | [13 empty] | 75.0092 |  | 0 | [7 empty] | 0 | [5 empty] | 103.1013 | [15 empty] | 242568.8 |  | 120.1285 |  |  |  | 3.3236 | [5 empty] | 1613.02 | [13 empty] | 0.10379 | [18 empty] | 2020 | Minerals 2020, 10, 147 |  | BOL, TZA
| Animas-Chocaya Mine, Merelani Hills |  | Magmatic hydrothermal, Metamorphic |  |  | Zn | Ag, Sn, Cu, Ga, In, Fe, Mn, Cd | Zn, Ag, Sn, Cu, Ga, In, Fe, Mn, Cd |  |  | 42.0951 |  | underground mine |  |  |  |  | ore material | grab | grab | mineral separate | [5 empty] | mineralisation |  |  |  | wurtzite, sphalerite | [6 empty] | pyrite | Polished sections; MASS-1 pressed pellet standard | EMPA, LA-ICPMS | SX51 electron microprobe (Cameca Gennevilliers Cedex, France); Agilent 7700cx Series Quadrupole ICP-MS (Agilent Santa Clara, CA 95051, USA) coupled to an Applied Spectra M-50 laser ablation system | Adelaide Microscopy, University of Adelaide | EMPA: accelerating voltage of 20 kV and a specimen current of ~20 nA, focused beam size set at <1 µm; LA-ICP-MS line scans: width of line rasters around 50 µm, ablation performed in a pure He atmosphere with a flow of 700 mL/min, mixed with Ar (930 mL/min) immediately after the ablation cell, mixture passed through a pulse homogenizing device; LA-ICP-MS mapping: repetition rate of 10 Hz, 64 µm spot size, output fluence of ~2.5 J cm−2, 30 s background acquisition at the start of every raster, dwell times for all elements set to 7 ms; line scan dwell times: 10 ms for both Zn and S, and 50 ms for the remaining masses; measured isotopes: 55Mn, 57Fe, 59Co, 60Ni, 65Cu, 66Zn, 71Ga, 75As, 77Se, 95Mo, 107Ag, 111Cd, 115In, 118Sn, 121Sb, 197Au, 202Hg, 205Tl, 208Pb and 209Bi | USGS certified standard MASS-1, comprising a pressed pellet of precipitated Cu-Fe-Zn sulfide standard; natural chalcopyrite (Cu), natural rhodonite (Mn), natural chalcedony (Zn), natural cobaltite (Co), natural arsenopyrite (As), natural stibnite (Sb), natural galena (Pb), natural cadmium (Cd) | 1441.594 |  |  |  | 0.69099 |  | 0.91675 | [7 empty] | 0.27685 | [5 empty] | 5723.082 | [5 empty] | 0.059666 | [5 empty] | 1901.551 | [9 empty] | 39136.96 |  | 85.7858 | [7 empty] | 0.083714 |  |  |  | 236.0273 | [13 empty] | 74.5627 |  | 0 | [7 empty] | 0 | [5 empty] | 100.7336 | [15 empty] | 273209.6 |  | 100.9538 |  |  |  | 0 | [5 empty] | 1723.055 | [13 empty] | 0.086576 | [18 empty] | 2020 | Minerals 2020, 10, 147 |  | BOL, TZA
| Animas-Chocaya Mine, Merelani Hills |  | Magmatic hydrothermal, Metamorphic |  |  | Zn | Ag, Sn, Cu, Ga, In, Fe, Mn, Cd | Zn, Ag, Sn, Cu, Ga, In, Fe, Mn, Cd |  |  | 42.347 |  | underground mine |  |  |  |  | ore material | grab | grab | mineral separate | [5 empty] | mineralisation |  |  |  | wurtzite, sphalerite | [6 empty] | pyrite | Polished sections; MASS-1 pressed pellet standard | EMPA, LA-ICPMS | SX51 electron microprobe (Cameca Gennevilliers Cedex, France); Agilent 7700cx Series Quadrupole ICP-MS (Agilent Santa Clara, CA 95051, USA) coupled to an Applied Spectra M-50 laser ablation system | Adelaide Microscopy, University of Adelaide | EMPA: accelerating voltage of 20 kV and a specimen current of ~20 nA, focused beam size set at <1 µm; LA-ICP-MS line scans: width of line rasters around 50 µm, ablation performed in a pure He atmosphere with a flow of 700 mL/min, mixed with Ar (930 mL/min) immediately after the ablation cell, mixture passed through a pulse homogenizing device; LA-ICP-MS mapping: repetition rate of 10 Hz, 64 µm spot size, output fluence of ~2.5 J cm−2, 30 s background acquisition at the start of every raster, dwell times for all elements set to 7 ms; line scan dwell times: 10 ms for both Zn and S, and 50 ms for the remaining masses; measured isotopes: 55Mn, 57Fe, 59Co, 60Ni, 65Cu, 66Zn, 71Ga, 75As, 77Se, 95Mo, 107Ag, 111Cd, 115In, 118Sn, 121Sb, 197Au, 202Hg, 205Tl, 208Pb and 209Bi | USGS certified standard MASS-1, comprising a pressed pellet of precipitated Cu-Fe-Zn sulfide standard; natural chalcopyrite (Cu), natural rhodonite (Mn), natural chalcedony (Zn), natural cobaltite (Co), natural arsenopyrite (As), natural stibnite (Sb), natural galena (Pb), natural cadmium (Cd) | 1297.659 |  |  |  | 0.94387 |  | 10.8107 | [7 empty] | 0.45305 | [5 empty] | 4738.043 | [5 empty] | 0.060277 | [5 empty] | 1659.951 | [9 empty] | 37365.98 |  | 83.9662 | [7 empty] | 0.10867 |  |  |  | 205.9433 | [13 empty] | 81.1759 |  | 0 | [7 empty] | 0.16096 | [5 empty] | 81.0613 | [15 empty] | 299456.2 |  | 94.7103 |  |  |  | 0 | [5 empty] | 1655.49 | [13 empty] | 0.043735 | [18 empty] | 2020 | Minerals 2020, 10, 147 |  | BOL, TZA
| Animas-Chocaya Mine, Merelani Hills |  | Magmatic hydrothermal, Metamorphic |  |  | Zn | Ag, Sn, Cu, Ga, In, Fe, Mn, Cd | Zn, Ag, Sn, Cu, Ga, In, Fe, Mn, Cd |  |  | 42.5989 |  | underground mine |  |  |  |  | ore material | grab | grab | mineral separate | [5 empty] | mineralisation |  |  |  | wurtzite, sphalerite | [6 empty] | pyrite | Polished sections; MASS-1 pressed pellet standard | EMPA, LA-ICPMS | SX51 electron microprobe (Cameca Gennevilliers Cedex, France); Agilent 7700cx Series Quadrupole ICP-MS (Agilent Santa Clara, CA 95051, USA) coupled to an Applied Spectra M-50 laser ablation system | Adelaide Microscopy, University of Adelaide | EMPA: accelerating voltage of 20 kV and a specimen current of ~20 nA, focused beam size set at <1 µm; LA-ICP-MS line scans: width of line rasters around 50 µm, ablation performed in a pure He atmosphere with a flow of 700 mL/min, mixed with Ar (930 mL/min) immediately after the ablation cell, mixture passed through a pulse homogenizing device; LA-ICP-MS mapping: repetition rate of 10 Hz, 64 µm spot size, output fluence of ~2.5 J cm−2, 30 s background acquisition at the start of every raster, dwell times for all elements set to 7 ms; line scan dwell times: 10 ms for both Zn and S, and 50 ms for the remaining masses; measured isotopes: 55Mn, 57Fe, 59Co, 60Ni, 65Cu, 66Zn, 71Ga, 75As, 77Se, 95Mo, 107Ag, 111Cd, 115In, 118Sn, 121Sb, 197Au, 202Hg, 205Tl, 208Pb and 209Bi | USGS certified standard MASS-1, comprising a pressed pellet of precipitated Cu-Fe-Zn sulfide standard; natural chalcopyrite (Cu), natural rhodonite (Mn), natural chalcedony (Zn), natural cobaltite (Co), natural arsenopyrite (As), natural stibnite (Sb), natural galena (Pb), natural cadmium (Cd) | 1095.972 |  |  |  | 2.8119 |  | 275.6788 | [7 empty] | 0.56947 | [5 empty] | 5894.187 | [5 empty] | 0.12719 | [5 empty] | 1366.571 | [9 empty] | 37714.42 |  | 84.3602 | [7 empty] | 0.13754 |  |  |  | 158.5742 | [13 empty] | 75.5286 |  | 0 | [7 empty] | 0.16984 | [5 empty] | 78.9638 | [15 empty] | 307456.8 |  | 85.9057 |  |  |  | 0 | [5 empty] | 1246.138 | [13 empty] | 0.16151 | [18 empty] | 2020 | Minerals 2020, 10, 147 |  | BOL, TZA
| Animas-Chocaya Mine, Merelani Hills |  | Magmatic hydrothermal, Metamorphic |  |  | Zn | Ag, Sn, Cu, Ga, In, Fe, Mn, Cd | Zn, Ag, Sn, Cu, Ga, In, Fe, Mn, Cd |  |  | 42.8508 |  | underground mine |  |  |  |  | ore material | grab | grab | mineral separate | [5 empty] | mineralisation |  |  |  | wurtzite, sphalerite | [6 empty] | pyrite | Polished sections; MASS-1 pressed pellet standard | EMPA, LA-ICPMS | SX51 electron microprobe (Cameca Gennevilliers Cedex, France); Agilent 7700cx Series Quadrupole ICP-MS (Agilent Santa Clara, CA 95051, USA) coupled to an Applied Spectra M-50 laser ablation system | Adelaide Microscopy, University of Adelaide | EMPA: accelerating voltage of 20 kV and a specimen current of ~20 nA, focused beam size set at <1 µm; LA-ICP-MS line scans: width of line rasters around 50 µm, ablation performed in a pure He atmosphere with a flow of 700 mL/min, mixed with Ar (930 mL/min) immediately after the ablation cell, mixture passed through a pulse homogenizing device; LA-ICP-MS mapping: repetition rate of 10 Hz, 64 µm spot size, output fluence of ~2.5 J cm−2, 30 s background acquisition at the start of every raster, dwell times for all elements set to 7 ms; line scan dwell times: 10 ms for both Zn and S, and 50 ms for the remaining masses; measured isotopes: 55Mn, 57Fe, 59Co, 60Ni, 65Cu, 66Zn, 71Ga, 75As, 77Se, 95Mo, 107Ag, 111Cd, 115In, 118Sn, 121Sb, 197Au, 202Hg, 205Tl, 208Pb and 209Bi | USGS certified standard MASS-1, comprising a pressed pellet of precipitated Cu-Fe-Zn sulfide standard; natural chalcopyrite (Cu), natural rhodonite (Mn), natural chalcedony (Zn), natural cobaltite (Co), natural arsenopyrite (As), natural stibnite (Sb), natural galena (Pb), natural cadmium (Cd) | 839.2568 |  |  |  | 0.196 |  | 47.4076 | [7 empty] | 0.45174 | [5 empty] | 5405.013 | [5 empty] | 0 | [5 empty] | 1013.034 | [9 empty] | 31468.92 |  | 89.5316 | [7 empty] | 0.087538 |  |  |  | 140.6106 | [13 empty] | 62.8948 |  | 0 | [7 empty] | 0.30636 | [5 empty] | 65.8491 | [15 empty] | 252337 |  | 55.5263 |  |  |  | 0 | [5 empty] | 881.7715 | [13 empty] | 0.020809 | [18 empty] | 2020 | Minerals 2020, 10, 147 |  | BOL, TZA
| Animas-Chocaya Mine, Merelani Hills |  | Magmatic hydrothermal, Metamorphic |  |  | Zn | Ag, Sn, Cu, Ga, In, Fe, Mn, Cd | Zn, Ag, Sn, Cu, Ga, In, Fe, Mn, Cd |  |  | 43.1032 |  | underground mine |  |  |  |  | ore material | grab | grab | mineral separate | [5 empty] | mineralisation |  |  |  | wurtzite, sphalerite | [6 empty] | pyrite | Polished sections; MASS-1 pressed pellet standard | EMPA, LA-ICPMS | SX51 electron microprobe (Cameca Gennevilliers Cedex, France); Agilent 7700cx Series Quadrupole ICP-MS (Agilent Santa Clara, CA 95051, USA) coupled to an Applied Spectra M-50 laser ablation system | Adelaide Microscopy, University of Adelaide | EMPA: accelerating voltage of 20 kV and a specimen current of ~20 nA, focused beam size set at <1 µm; LA-ICP-MS line scans: width of line rasters around 50 µm, ablation performed in a pure He atmosphere with a flow of 700 mL/min, mixed with Ar (930 mL/min) immediately after the ablation cell, mixture passed through a pulse homogenizing device; LA-ICP-MS mapping: repetition rate of 10 Hz, 64 µm spot size, output fluence of ~2.5 J cm−2, 30 s background acquisition at the start of every raster, dwell times for all elements set to 7 ms; line scan dwell times: 10 ms for both Zn and S, and 50 ms for the remaining masses; measured isotopes: 55Mn, 57Fe, 59Co, 60Ni, 65Cu, 66Zn, 71Ga, 75As, 77Se, 95Mo, 107Ag, 111Cd, 115In, 118Sn, 121Sb, 197Au, 202Hg, 205Tl, 208Pb and 209Bi | USGS certified standard MASS-1, comprising a pressed pellet of precipitated Cu-Fe-Zn sulfide standard; natural chalcopyrite (Cu), natural rhodonite (Mn), natural chalcedony (Zn), natural cobaltite (Co), natural arsenopyrite (As), natural stibnite (Sb), natural galena (Pb), natural cadmium (Cd) | 690.1835 |  |  |  | 0.89444 |  | 51.5228 | [7 empty] | 1.1074 | [5 empty] | 5722.712 | [5 empty] | 0.11426 | [5 empty] | 847.1111 | [9 empty] | 28850.89 |  | 91.5944 | [7 empty] | 0.096385 |  |  |  | 99.9207 | [13 empty] | 52.4949 |  | 0 | [7 empty] | 0.30521 | [5 empty] | 71.2478 | [15 empty] | 270747.7 |  | 49.3343 |  |  |  | 0 | [5 empty] | 781.3942 | [13 empty] | 0.041461 | [18 empty] | 2020 | Minerals 2020, 10, 147 |  | BOL, TZA
| Animas-Chocaya Mine, Merelani Hills |  | Magmatic hydrothermal, Metamorphic |  |  | Zn | Ag, Sn, Cu, Ga, In, Fe, Mn, Cd | Zn, Ag, Sn, Cu, Ga, In, Fe, Mn, Cd |  |  | 43.3551 |  | underground mine |  |  |  |  | ore material | grab | grab | mineral separate | [5 empty] | mineralisation |  |  |  | wurtzite, sphalerite | [6 empty] | pyrite | Polished sections; MASS-1 pressed pellet standard | EMPA, LA-ICPMS | SX51 electron microprobe (Cameca Gennevilliers Cedex, France); Agilent 7700cx Series Quadrupole ICP-MS (Agilent Santa Clara, CA 95051, USA) coupled to an Applied Spectra M-50 laser ablation system | Adelaide Microscopy, University of Adelaide | EMPA: accelerating voltage of 20 kV and a specimen current of ~20 nA, focused beam size set at <1 µm; LA-ICP-MS line scans: width of line rasters around 50 µm, ablation performed in a pure He atmosphere with a flow of 700 mL/min, mixed with Ar (930 mL/min) immediately after the ablation cell, mixture passed through a pulse homogenizing device; LA-ICP-MS mapping: repetition rate of 10 Hz, 64 µm spot size, output fluence of ~2.5 J cm−2, 30 s background acquisition at the start of every raster, dwell times for all elements set to 7 ms; line scan dwell times: 10 ms for both Zn and S, and 50 ms for the remaining masses; measured isotopes: 55Mn, 57Fe, 59Co, 60Ni, 65Cu, 66Zn, 71Ga, 75As, 77Se, 95Mo, 107Ag, 111Cd, 115In, 118Sn, 121Sb, 197Au, 202Hg, 205Tl, 208Pb and 209Bi | USGS certified standard MASS-1, comprising a pressed pellet of precipitated Cu-Fe-Zn sulfide standard; natural chalcopyrite (Cu), natural rhodonite (Mn), natural chalcedony (Zn), natural cobaltite (Co), natural arsenopyrite (As), natural stibnite (Sb), natural galena (Pb), natural cadmium (Cd) | 481.7127 |  |  |  | -0.036296 |  | 121.3214 | [7 empty] | 1.2513 | [5 empty] | 5631.63 | [5 empty] | 0 | [5 empty] | 730.8827 | [9 empty] | 26559.89 |  | 76.9702 | [7 empty] | 0.089759 |  |  |  | 88.6642 | [13 empty] | 48.6165 |  | 0 | [7 empty] | 0.29091 | [5 empty] | 64.1371 | [15 empty] | 247499.2 |  | 38.8718 |  |  |  | 0 | [5 empty] | 567.1381 | [13 empty] | 0.079034 | [18 empty] | 2020 | Minerals 2020, 10, 147 |  | BOL, TZA
| Animas-Chocaya Mine, Merelani Hills |  | Magmatic hydrothermal, Metamorphic |  |  | Zn | Ag, Sn, Cu, Ga, In, Fe, Mn, Cd | Zn, Ag, Sn, Cu, Ga, In, Fe, Mn, Cd |  |  | 43.607 |  | underground mine |  |  |  |  | ore material | grab | grab | mineral separate | [5 empty] | mineralisation |  |  |  | wurtzite, sphalerite | [6 empty] | pyrite | Polished sections; MASS-1 pressed pellet standard | EMPA, LA-ICPMS | SX51 electron microprobe (Cameca Gennevilliers Cedex, France); Agilent 7700cx Series Quadrupole ICP-MS (Agilent Santa Clara, CA 95051, USA) coupled to an Applied Spectra M-50 laser ablation system | Adelaide Microscopy, University of Adelaide | EMPA: accelerating voltage of 20 kV and a specimen current of ~20 nA, focused beam size set at <1 µm; LA-ICP-MS line scans: width of line rasters around 50 µm, ablation performed in a pure He atmosphere with a flow of 700 mL/min, mixed with Ar (930 mL/min) immediately after the ablation cell, mixture passed through a pulse homogenizing device; LA-ICP-MS mapping: repetition rate of 10 Hz, 64 µm spot size, output fluence of ~2.5 J cm−2, 30 s background acquisition at the start of every raster, dwell times for all elements set to 7 ms; line scan dwell times: 10 ms for both Zn and S, and 50 ms for the remaining masses; measured isotopes: 55Mn, 57Fe, 59Co, 60Ni, 65Cu, 66Zn, 71Ga, 75As, 77Se, 95Mo, 107Ag, 111Cd, 115In, 118Sn, 121Sb, 197Au, 202Hg, 205Tl, 208Pb and 209Bi | USGS certified standard MASS-1, comprising a pressed pellet of precipitated Cu-Fe-Zn sulfide standard; natural chalcopyrite (Cu), natural rhodonite (Mn), natural chalcedony (Zn), natural cobaltite (Co), natural arsenopyrite (As), natural stibnite (Sb), natural galena (Pb), natural cadmium (Cd) | 668.9459 |  |  |  | 0.69969 |  | 24.6832 | [7 empty] | 1.1286 | [5 empty] | 7195.272 | [5 empty] | 0.42318 | [5 empty] | 752.6669 | [9 empty] | 30672.69 |  | 109.2055 | [7 empty] | 0.13349 |  |  |  | 83.4339 | [13 empty] | 51.8077 |  | 0 | [7 empty] | 0.64608 | [5 empty] | 81.7935 | [15 empty] | 278381.6 |  | 44.113 |  |  |  | 0 | [5 empty] | 748.0788 | [13 empty] | 0.043881 | [18 empty] | 2020 | Minerals 2020, 10, 147 |  | BOL, TZA
| Animas-Chocaya Mine, Merelani Hills |  | Magmatic hydrothermal, Metamorphic |  |  | Zn | Ag, Sn, Cu, Ga, In, Fe, Mn, Cd | Zn, Ag, Sn, Cu, Ga, In, Fe, Mn, Cd |  |  | 43.8589 |  | underground mine |  |  |  |  | ore material | grab | grab | mineral separate | [5 empty] | mineralisation |  |  |  | wurtzite, sphalerite | [6 empty] | pyrite | Polished sections; MASS-1 pressed pellet standard | EMPA, LA-ICPMS | SX51 electron microprobe (Cameca Gennevilliers Cedex, France); Agilent 7700cx Series Quadrupole ICP-MS (Agilent Santa Clara, CA 95051, USA) coupled to an Applied Spectra M-50 laser ablation system | Adelaide Microscopy, University of Adelaide | EMPA: accelerating voltage of 20 kV and a specimen current of ~20 nA, focused beam size set at <1 µm; LA-ICP-MS line scans: width of line rasters around 50 µm, ablation performed in a pure He atmosphere with a flow of 700 mL/min, mixed with Ar (930 mL/min) immediately after the ablation cell, mixture passed through a pulse homogenizing device; LA-ICP-MS mapping: repetition rate of 10 Hz, 64 µm spot size, output fluence of ~2.5 J cm−2, 30 s background acquisition at the start of every raster, dwell times for all elements set to 7 ms; line scan dwell times: 10 ms for both Zn and S, and 50 ms for the remaining masses; measured isotopes: 55Mn, 57Fe, 59Co, 60Ni, 65Cu, 66Zn, 71Ga, 75As, 77Se, 95Mo, 107Ag, 111Cd, 115In, 118Sn, 121Sb, 197Au, 202Hg, 205Tl, 208Pb and 209Bi | USGS certified standard MASS-1, comprising a pressed pellet of precipitated Cu-Fe-Zn sulfide standard; natural chalcopyrite (Cu), natural rhodonite (Mn), natural chalcedony (Zn), natural cobaltite (Co), natural arsenopyrite (As), natural stibnite (Sb), natural galena (Pb), natural cadmium (Cd) | 707.1761 |  |  |  | 0.87777 |  | 16.505 | [7 empty] | 1.4704 | [5 empty] | 6681.797 | [5 empty] | 0.16822 | [5 empty] | 736.8642 | [9 empty] | 27040.69 |  | 125.7912 | [7 empty] | 0.14849 |  |  |  | 76.1825 | [13 empty] | 43.5764 |  | 0 | [7 empty] | 0.29966 | [5 empty] | 57.5841 | [15 empty] | 251472.7 |  | 40.2152 |  |  |  | 0 | [5 empty] | 706.6473 | [13 empty] | 0.061056 | [18 empty] | 2020 | Minerals 2020, 10, 147 |  | BOL, TZA
| Animas-Chocaya Mine, Merelani Hills |  | Magmatic hydrothermal, Metamorphic |  |  | Zn | Ag, Sn, Cu, Ga, In, Fe, Mn, Cd | Zn, Ag, Sn, Cu, Ga, In, Fe, Mn, Cd |  |  | 44.1118 |  | underground mine |  |  |  |  | ore material | grab | grab | mineral separate | [5 empty] | mineralisation |  |  |  | wurtzite, sphalerite | [6 empty] | pyrite | Polished sections; MASS-1 pressed pellet standard | EMPA, LA-ICPMS | SX51 electron microprobe (Cameca Gennevilliers Cedex, France); Agilent 7700cx Series Quadrupole ICP-MS (Agilent Santa Clara, CA 95051, USA) coupled to an Applied Spectra M-50 laser ablation system | Adelaide Microscopy, University of Adelaide | EMPA: accelerating voltage of 20 kV and a specimen current of ~20 nA, focused beam size set at <1 µm; LA-ICP-MS line scans: width of line rasters around 50 µm, ablation performed in a pure He atmosphere with a flow of 700 mL/min, mixed with Ar (930 mL/min) immediately after the ablation cell, mixture passed through a pulse homogenizing device; LA-ICP-MS mapping: repetition rate of 10 Hz, 64 µm spot size, output fluence of ~2.5 J cm−2, 30 s background acquisition at the start of every raster, dwell times for all elements set to 7 ms; line scan dwell times: 10 ms for both Zn and S, and 50 ms for the remaining masses; measured isotopes: 55Mn, 57Fe, 59Co, 60Ni, 65Cu, 66Zn, 71Ga, 75As, 77Se, 95Mo, 107Ag, 111Cd, 115In, 118Sn, 121Sb, 197Au, 202Hg, 205Tl, 208Pb and 209Bi | USGS certified standard MASS-1, comprising a pressed pellet of precipitated Cu-Fe-Zn sulfide standard; natural chalcopyrite (Cu), natural rhodonite (Mn), natural chalcedony (Zn), natural cobaltite (Co), natural arsenopyrite (As), natural stibnite (Sb), natural galena (Pb), natural cadmium (Cd) | 724.6662 |  |  |  | 0.41074 |  | 74.6999 | [7 empty] | 0.96475 | [5 empty] | 6302.579 | [5 empty] | 0 | [5 empty] | 801.5281 | [9 empty] | 26388.52 |  | 164.3525 | [7 empty] | 0.13218 |  |  |  | 64.9394 | [13 empty] | 39.8286 |  | 0 | [7 empty] | 0.14655 | [5 empty] | 58.6238 | [15 empty] | 274617.2 |  | 30.7862 |  |  |  | 0 | [5 empty] | 785.8246 | [13 empty] | 0.059719 | [18 empty] | 2020 | Minerals 2020, 10, 147 |  | BOL, TZA
| Animas-Chocaya Mine, Merelani Hills |  | Magmatic hydrothermal, Metamorphic |  |  | Zn | Ag, Sn, Cu, Ga, In, Fe, Mn, Cd | Zn, Ag, Sn, Cu, Ga, In, Fe, Mn, Cd |  |  | 44.3637 |  | underground mine |  |  |  |  | ore material | grab | grab | mineral separate | [5 empty] | mineralisation |  |  |  | wurtzite, sphalerite | [6 empty] | pyrite | Polished sections; MASS-1 pressed pellet standard | EMPA, LA-ICPMS | SX51 electron microprobe (Cameca Gennevilliers Cedex, France); Agilent 7700cx Series Quadrupole ICP-MS (Agilent Santa Clara, CA 95051, USA) coupled to an Applied Spectra M-50 laser ablation system | Adelaide Microscopy, University of Adelaide | EMPA: accelerating voltage of 20 kV and a specimen current of ~20 nA, focused beam size set at <1 µm; LA-ICP-MS line scans: width of line rasters around 50 µm, ablation performed in a pure He atmosphere with a flow of 700 mL/min, mixed with Ar (930 mL/min) immediately after the ablation cell, mixture passed through a pulse homogenizing device; LA-ICP-MS mapping: repetition rate of 10 Hz, 64 µm spot size, output fluence of ~2.5 J cm−2, 30 s background acquisition at the start of every raster, dwell times for all elements set to 7 ms; line scan dwell times: 10 ms for both Zn and S, and 50 ms for the remaining masses; measured isotopes: 55Mn, 57Fe, 59Co, 60Ni, 65Cu, 66Zn, 71Ga, 75As, 77Se, 95Mo, 107Ag, 111Cd, 115In, 118Sn, 121Sb, 197Au, 202Hg, 205Tl, 208Pb and 209Bi | USGS certified standard MASS-1, comprising a pressed pellet of precipitated Cu-Fe-Zn sulfide standard; natural chalcopyrite (Cu), natural rhodonite (Mn), natural chalcedony (Zn), natural cobaltite (Co), natural arsenopyrite (As), natural stibnite (Sb), natural galena (Pb), natural cadmium (Cd) | 573.7702 |  |  |  | -0.95376 |  | 272.9493 | [7 empty] | 0.7447 | [5 empty] | 6173.779 | [5 empty] | 0.056091 | [5 empty] | 795.7831 | [9 empty] | 26543.9 |  | 139.301 | [7 empty] | 0.11737 |  |  |  | 58.6986 | [13 empty] | 36.3738 |  | 0 | [7 empty] | 0.14991 | [5 empty] | 43.9452 | [15 empty] | 289937 |  | 27.0337 |  |  |  | 0 | [5 empty] | 711.4093 | [13 empty] | 0.040724 | [18 empty] | 2020 | Minerals 2020, 10, 147 |  | BOL, TZA
| Animas-Chocaya Mine, Merelani Hills |  | Magmatic hydrothermal, Metamorphic |  |  | Zn | Ag, Sn, Cu, Ga, In, Fe, Mn, Cd | Zn, Ag, Sn, Cu, Ga, In, Fe, Mn, Cd |  |  | 44.6161 |  | underground mine |  |  |  |  | ore material | grab | grab | mineral separate | [5 empty] | mineralisation |  |  |  | wurtzite, sphalerite | [6 empty] | pyrite | Polished sections; MASS-1 pressed pellet standard | EMPA, LA-ICPMS | SX51 electron microprobe (Cameca Gennevilliers Cedex, France); Agilent 7700cx Series Quadrupole ICP-MS (Agilent Santa Clara, CA 95051, USA) coupled to an Applied Spectra M-50 laser ablation system | Adelaide Microscopy, University of Adelaide | EMPA: accelerating voltage of 20 kV and a specimen current of ~20 nA, focused beam size set at <1 µm; LA-ICP-MS line scans: width of line rasters around 50 µm, ablation performed in a pure He atmosphere with a flow of 700 mL/min, mixed with Ar (930 mL/min) immediately after the ablation cell, mixture passed through a pulse homogenizing device; LA-ICP-MS mapping: repetition rate of 10 Hz, 64 µm spot size, output fluence of ~2.5 J cm−2, 30 s background acquisition at the start of every raster, dwell times for all elements set to 7 ms; line scan dwell times: 10 ms for both Zn and S, and 50 ms for the remaining masses; measured isotopes: 55Mn, 57Fe, 59Co, 60Ni, 65Cu, 66Zn, 71Ga, 75As, 77Se, 95Mo, 107Ag, 111Cd, 115In, 118Sn, 121Sb, 197Au, 202Hg, 205Tl, 208Pb and 209Bi | USGS certified standard MASS-1, comprising a pressed pellet of precipitated Cu-Fe-Zn sulfide standard; natural chalcopyrite (Cu), natural rhodonite (Mn), natural chalcedony (Zn), natural cobaltite (Co), natural arsenopyrite (As), natural stibnite (Sb), natural galena (Pb), natural cadmium (Cd) | 481.4994 |  |  |  | 0.42079 |  | 8.0107 | [7 empty] | 0.90803 | [5 empty] | 5719.15 | [5 empty] | 0.11241 | [5 empty] | 618.887 | [9 empty] | 24990.13 |  | 150.22 | [7 empty] | 0.10199 |  |  |  | 54.213 | [13 empty] | 38.5773 |  | 0 | [7 empty] | 0 | [5 empty] | 44.9191 | [15 empty] | 250441.1 |  | 19.8067 |  |  |  | 0 | [5 empty] | 563.3812 | [13 empty] | 0.04081 | [18 empty] | 2020 | Minerals 2020, 10, 147 |  | BOL, TZA
| Animas-Chocaya Mine, Merelani Hills |  | Magmatic hydrothermal, Metamorphic |  |  | Zn | Ag, Sn, Cu, Ga, In, Fe, Mn, Cd | Zn, Ag, Sn, Cu, Ga, In, Fe, Mn, Cd |  |  | 44.8681 |  | underground mine |  |  |  |  | ore material | grab | grab | mineral separate | [5 empty] | mineralisation |  |  |  | wurtzite, sphalerite | [6 empty] | pyrite | Polished sections; MASS-1 pressed pellet standard | EMPA, LA-ICPMS | SX51 electron microprobe (Cameca Gennevilliers Cedex, France); Agilent 7700cx Series Quadrupole ICP-MS (Agilent Santa Clara, CA 95051, USA) coupled to an Applied Spectra M-50 laser ablation system | Adelaide Microscopy, University of Adelaide | EMPA: accelerating voltage of 20 kV and a specimen current of ~20 nA, focused beam size set at <1 µm; LA-ICP-MS line scans: width of line rasters around 50 µm, ablation performed in a pure He atmosphere with a flow of 700 mL/min, mixed with Ar (930 mL/min) immediately after the ablation cell, mixture passed through a pulse homogenizing device; LA-ICP-MS mapping: repetition rate of 10 Hz, 64 µm spot size, output fluence of ~2.5 J cm−2, 30 s background acquisition at the start of every raster, dwell times for all elements set to 7 ms; line scan dwell times: 10 ms for both Zn and S, and 50 ms for the remaining masses; measured isotopes: 55Mn, 57Fe, 59Co, 60Ni, 65Cu, 66Zn, 71Ga, 75As, 77Se, 95Mo, 107Ag, 111Cd, 115In, 118Sn, 121Sb, 197Au, 202Hg, 205Tl, 208Pb and 209Bi | USGS certified standard MASS-1, comprising a pressed pellet of precipitated Cu-Fe-Zn sulfide standard; natural chalcopyrite (Cu), natural rhodonite (Mn), natural chalcedony (Zn), natural cobaltite (Co), natural arsenopyrite (As), natural stibnite (Sb), natural galena (Pb), natural cadmium (Cd) | 426.188 |  |  |  | -0.0372 |  | 5.4397 | [7 empty] | 1.0018 | [5 empty] | 6070.573 | [5 empty] | 0 | [5 empty] | 657.1724 | [9 empty] | 22047.03 |  | 131.1607 | [7 empty] | 0.1146 |  |  |  | 51.2098 | [13 empty] | 30.5065 |  | 0 | [7 empty] | 0.58483 | [5 empty] | 34.0287 | [15 empty] | 247316.5 |  | 18.3617 |  |  |  | 0 | [5 empty] | 506.1548 | [13 empty] | 0.019858 | [18 empty] | 2020 | Minerals 2020, 10, 147 |  | BOL, TZA
| Animas-Chocaya Mine, Merelani Hills |  | Magmatic hydrothermal, Metamorphic |  |  | Zn | Ag, Sn, Cu, Ga, In, Fe, Mn, Cd | Zn, Ag, Sn, Cu, Ga, In, Fe, Mn, Cd |  |  | 45.12 |  | underground mine |  |  |  |  | ore material | grab | grab | mineral separate | [5 empty] | mineralisation |  |  |  | wurtzite, sphalerite | [6 empty] | pyrite | Polished sections; MASS-1 pressed pellet standard | EMPA, LA-ICPMS | SX51 electron microprobe (Cameca Gennevilliers Cedex, France); Agilent 7700cx Series Quadrupole ICP-MS (Agilent Santa Clara, CA 95051, USA) coupled to an Applied Spectra M-50 laser ablation system | Adelaide Microscopy, University of Adelaide | EMPA: accelerating voltage of 20 kV and a specimen current of ~20 nA, focused beam size set at <1 µm; LA-ICP-MS line scans: width of line rasters around 50 µm, ablation performed in a pure He atmosphere with a flow of 700 mL/min, mixed with Ar (930 mL/min) immediately after the ablation cell, mixture passed through a pulse homogenizing device; LA-ICP-MS mapping: repetition rate of 10 Hz, 64 µm spot size, output fluence of ~2.5 J cm−2, 30 s background acquisition at the start of every raster, dwell times for all elements set to 7 ms; line scan dwell times: 10 ms for both Zn and S, and 50 ms for the remaining masses; measured isotopes: 55Mn, 57Fe, 59Co, 60Ni, 65Cu, 66Zn, 71Ga, 75As, 77Se, 95Mo, 107Ag, 111Cd, 115In, 118Sn, 121Sb, 197Au, 202Hg, 205Tl, 208Pb and 209Bi | USGS certified standard MASS-1, comprising a pressed pellet of precipitated Cu-Fe-Zn sulfide standard; natural chalcopyrite (Cu), natural rhodonite (Mn), natural chalcedony (Zn), natural cobaltite (Co), natural arsenopyrite (As), natural stibnite (Sb), natural galena (Pb), natural cadmium (Cd) | 374.2069 |  |  |  | 1.2497 |  | 4.6808 | [7 empty] | 0.79121 | [5 empty] | 5918.534 | [5 empty] | 0.15741 | [5 empty] | 585.2097 | [9 empty] | 21409.61 |  | 129.5006 | [7 empty] | 0.13095 |  |  |  | 42.7302 | [13 empty] | 28.7436 |  | 0 | [7 empty] | 0 | [5 empty] | 34.4156 | [15 empty] | 238656.2 |  | 14.7664 |  |  |  | 0 | [5 empty] | 473.423 | [13 empty] | 0.095265 | [18 empty] | 2020 | Minerals 2020, 10, 147 |  | BOL, TZA
| Animas-Chocaya Mine, Merelani Hills |  | Magmatic hydrothermal, Metamorphic |  |  | Zn | Ag, Sn, Cu, Ga, In, Fe, Mn, Cd | Zn, Ag, Sn, Cu, Ga, In, Fe, Mn, Cd |  |  | 45.3719 |  | underground mine |  |  |  |  | ore material | grab | grab | mineral separate | [5 empty] | mineralisation |  |  |  | wurtzite, sphalerite | [6 empty] | pyrite | Polished sections; MASS-1 pressed pellet standard | EMPA, LA-ICPMS | SX51 electron microprobe (Cameca Gennevilliers Cedex, France); Agilent 7700cx Series Quadrupole ICP-MS (Agilent Santa Clara, CA 95051, USA) coupled to an Applied Spectra M-50 laser ablation system | Adelaide Microscopy, University of Adelaide | EMPA: accelerating voltage of 20 kV and a specimen current of ~20 nA, focused beam size set at <1 µm; LA-ICP-MS line scans: width of line rasters around 50 µm, ablation performed in a pure He atmosphere with a flow of 700 mL/min, mixed with Ar (930 mL/min) immediately after the ablation cell, mixture passed through a pulse homogenizing device; LA-ICP-MS mapping: repetition rate of 10 Hz, 64 µm spot size, output fluence of ~2.5 J cm−2, 30 s background acquisition at the start of every raster, dwell times for all elements set to 7 ms; line scan dwell times: 10 ms for both Zn and S, and 50 ms for the remaining masses; measured isotopes: 55Mn, 57Fe, 59Co, 60Ni, 65Cu, 66Zn, 71Ga, 75As, 77Se, 95Mo, 107Ag, 111Cd, 115In, 118Sn, 121Sb, 197Au, 202Hg, 205Tl, 208Pb and 209Bi | USGS certified standard MASS-1, comprising a pressed pellet of precipitated Cu-Fe-Zn sulfide standard; natural chalcopyrite (Cu), natural rhodonite (Mn), natural chalcedony (Zn), natural cobaltite (Co), natural arsenopyrite (As), natural stibnite (Sb), natural galena (Pb), natural cadmium (Cd) | 365.1203 |  |  |  | 0.42279 |  | 3.1287 | [7 empty] | 0.66913 | [5 empty] | 6609.107 | [5 empty] | 0 | [5 empty] | 697.8931 | [9 empty] | 20739.95 |  | 166.2803 | [7 empty] | 0.11178 |  |  |  | 48.4162 | [13 empty] | 25.9434 |  | 0 | [7 empty] | 0.15108 | [5 empty] | 38.1917 | [15 empty] | 275531.2 |  | 17.3201 |  |  |  | 0 | [5 empty] | 504.9309 | [13 empty] | 0.041039 | [18 empty] | 2020 | Minerals 2020, 10, 147 |  | BOL, TZA
| Animas-Chocaya Mine, Merelani Hills |  | Magmatic hydrothermal, Metamorphic |  |  | Zn | Ag, Sn, Cu, Ga, In, Fe, Mn, Cd | Zn, Ag, Sn, Cu, Ga, In, Fe, Mn, Cd |  |  | 45.6238 |  | underground mine |  |  |  |  | ore material | grab | grab | mineral separate | [5 empty] | mineralisation |  |  |  | wurtzite, sphalerite | [6 empty] | pyrite | Polished sections; MASS-1 pressed pellet standard | EMPA, LA-ICPMS | SX51 electron microprobe (Cameca Gennevilliers Cedex, France); Agilent 7700cx Series Quadrupole ICP-MS (Agilent Santa Clara, CA 95051, USA) coupled to an Applied Spectra M-50 laser ablation system | Adelaide Microscopy, University of Adelaide | EMPA: accelerating voltage of 20 kV and a specimen current of ~20 nA, focused beam size set at <1 µm; LA-ICP-MS line scans: width of line rasters around 50 µm, ablation performed in a pure He atmosphere with a flow of 700 mL/min, mixed with Ar (930 mL/min) immediately after the ablation cell, mixture passed through a pulse homogenizing device; LA-ICP-MS mapping: repetition rate of 10 Hz, 64 µm spot size, output fluence of ~2.5 J cm−2, 30 s background acquisition at the start of every raster, dwell times for all elements set to 7 ms; line scan dwell times: 10 ms for both Zn and S, and 50 ms for the remaining masses; measured isotopes: 55Mn, 57Fe, 59Co, 60Ni, 65Cu, 66Zn, 71Ga, 75As, 77Se, 95Mo, 107Ag, 111Cd, 115In, 118Sn, 121Sb, 197Au, 202Hg, 205Tl, 208Pb and 209Bi | USGS certified standard MASS-1, comprising a pressed pellet of precipitated Cu-Fe-Zn sulfide standard; natural chalcopyrite (Cu), natural rhodonite (Mn), natural chalcedony (Zn), natural cobaltite (Co), natural arsenopyrite (As), natural stibnite (Sb), natural galena (Pb), natural cadmium (Cd) | 424.8137 |  |  |  | 1.0882 |  | 3.5625 | [7 empty] | 0.6729 | [5 empty] | 7513.773 | [5 empty] | 0 | [5 empty] | 648.942 | [9 empty] | 20092.72 |  | 183.3465 | [7 empty] | 0.11136 |  |  |  | 54.0048 | [13 empty] | 26.8014 |  | 0 | [7 empty] | 0.14746 | [5 empty] | 38.2428 | [15 empty] | 252730.3 |  | 16.2702 |  |  |  | 0 | [5 empty] | 552.3771 | [13 empty] | 0.020027 | [18 empty] | 2020 | Minerals 2020, 10, 147 |  | BOL, TZA
| Animas-Chocaya Mine, Merelani Hills |  | Magmatic hydrothermal, Metamorphic |  |  | Zn | Ag, Sn, Cu, Ga, In, Fe, Mn, Cd | Zn, Ag, Sn, Cu, Ga, In, Fe, Mn, Cd |  |  | 45.8762 |  | underground mine |  |  |  |  | ore material | grab | grab | mineral separate | [5 empty] | mineralisation |  |  |  | wurtzite, sphalerite | [6 empty] | pyrite | Polished sections; MASS-1 pressed pellet standard | EMPA, LA-ICPMS | SX51 electron microprobe (Cameca Gennevilliers Cedex, France); Agilent 7700cx Series Quadrupole ICP-MS (Agilent Santa Clara, CA 95051, USA) coupled to an Applied Spectra M-50 laser ablation system | Adelaide Microscopy, University of Adelaide | EMPA: accelerating voltage of 20 kV and a specimen current of ~20 nA, focused beam size set at <1 µm; LA-ICP-MS line scans: width of line rasters around 50 µm, ablation performed in a pure He atmosphere with a flow of 700 mL/min, mixed with Ar (930 mL/min) immediately after the ablation cell, mixture passed through a pulse homogenizing device; LA-ICP-MS mapping: repetition rate of 10 Hz, 64 µm spot size, output fluence of ~2.5 J cm−2, 30 s background acquisition at the start of every raster, dwell times for all elements set to 7 ms; line scan dwell times: 10 ms for both Zn and S, and 50 ms for the remaining masses; measured isotopes: 55Mn, 57Fe, 59Co, 60Ni, 65Cu, 66Zn, 71Ga, 75As, 77Se, 95Mo, 107Ag, 111Cd, 115In, 118Sn, 121Sb, 197Au, 202Hg, 205Tl, 208Pb and 209Bi | USGS certified standard MASS-1, comprising a pressed pellet of precipitated Cu-Fe-Zn sulfide standard; natural chalcopyrite (Cu), natural rhodonite (Mn), natural chalcedony (Zn), natural cobaltite (Co), natural arsenopyrite (As), natural stibnite (Sb), natural galena (Pb), natural cadmium (Cd) | 521.9788 |  |  |  | 1.1047 |  | 1.2629 | [7 empty] | 0.54218 | [5 empty] | 8796.09 | [5 empty] | 0 | [5 empty] | 858.5227 | [9 empty] | 21622.09 |  | 263.0396 | [7 empty] | 0.13772 |  |  |  | 60.1727 | [13 empty] | 27.3772 |  | 0 | [7 empty] | 0 | [5 empty] | 37.5262 | [15 empty] | 265312.4 |  | 15.6421 |  |  |  | 1.6274 | [5 empty] | 756.2736 | [13 empty] | 0.040667 | [18 empty] | 2020 | Minerals 2020, 10, 147 |  | BOL, TZA
| Animas-Chocaya Mine, Merelani Hills |  | Magmatic hydrothermal, Metamorphic |  |  | Zn | Ag, Sn, Cu, Ga, In, Fe, Mn, Cd | Zn, Ag, Sn, Cu, Ga, In, Fe, Mn, Cd |  |  | 46.1281 |  | underground mine |  |  |  |  | ore material | grab | grab | mineral separate | [5 empty] | mineralisation |  |  |  | wurtzite, sphalerite | [6 empty] | pyrite | Polished sections; MASS-1 pressed pellet standard | EMPA, LA-ICPMS | SX51 electron microprobe (Cameca Gennevilliers Cedex, France); Agilent 7700cx Series Quadrupole ICP-MS (Agilent Santa Clara, CA 95051, USA) coupled to an Applied Spectra M-50 laser ablation system | Adelaide Microscopy, University of Adelaide | EMPA: accelerating voltage of 20 kV and a specimen current of ~20 nA, focused beam size set at <1 µm; LA-ICP-MS line scans: width of line rasters around 50 µm, ablation performed in a pure He atmosphere with a flow of 700 mL/min, mixed with Ar (930 mL/min) immediately after the ablation cell, mixture passed through a pulse homogenizing device; LA-ICP-MS mapping: repetition rate of 10 Hz, 64 µm spot size, output fluence of ~2.5 J cm−2, 30 s background acquisition at the start of every raster, dwell times for all elements set to 7 ms; line scan dwell times: 10 ms for both Zn and S, and 50 ms for the remaining masses; measured isotopes: 55Mn, 57Fe, 59Co, 60Ni, 65Cu, 66Zn, 71Ga, 75As, 77Se, 95Mo, 107Ag, 111Cd, 115In, 118Sn, 121Sb, 197Au, 202Hg, 205Tl, 208Pb and 209Bi | USGS certified standard MASS-1, comprising a pressed pellet of precipitated Cu-Fe-Zn sulfide standard; natural chalcopyrite (Cu), natural rhodonite (Mn), natural chalcedony (Zn), natural cobaltite (Co), natural arsenopyrite (As), natural stibnite (Sb), natural galena (Pb), natural cadmium (Cd) | 519.9224 |  |  |  | 0.41057 |  | 1.7455 | [7 empty] | 0.45274 | [5 empty] | 7760.349 | [5 empty] | 0.054906 | [5 empty] | 904.812 | [9 empty] | 19295.42 |  | 303.6281 | [7 empty] | 0.11322 |  |  |  | 58.5548 | [13 empty] | 28.9834 |  | 0 | [7 empty] | 0.2937 | [5 empty] | 37.119 | [15 empty] | 247483 |  | 14.1946 |  |  |  | 0 | [5 empty] | 680.2534 | [13 empty] | 0.019943 | [18 empty] | 2020 | Minerals 2020, 10, 147 |  | BOL, TZA
| Animas-Chocaya Mine, Merelani Hills |  | Magmatic hydrothermal, Metamorphic |  |  | Zn | Ag, Sn, Cu, Ga, In, Fe, Mn, Cd | Zn, Ag, Sn, Cu, Ga, In, Fe, Mn, Cd |  |  | 46.38 |  | underground mine |  |  |  |  | ore material | grab | grab | mineral separate | [5 empty] | mineralisation |  |  |  | wurtzite, sphalerite | [6 empty] | pyrite | Polished sections; MASS-1 pressed pellet standard | EMPA, LA-ICPMS | SX51 electron microprobe (Cameca Gennevilliers Cedex, France); Agilent 7700cx Series Quadrupole ICP-MS (Agilent Santa Clara, CA 95051, USA) coupled to an Applied Spectra M-50 laser ablation system | Adelaide Microscopy, University of Adelaide | EMPA: accelerating voltage of 20 kV and a specimen current of ~20 nA, focused beam size set at <1 µm; LA-ICP-MS line scans: width of line rasters around 50 µm, ablation performed in a pure He atmosphere with a flow of 700 mL/min, mixed with Ar (930 mL/min) immediately after the ablation cell, mixture passed through a pulse homogenizing device; LA-ICP-MS mapping: repetition rate of 10 Hz, 64 µm spot size, output fluence of ~2.5 J cm−2, 30 s background acquisition at the start of every raster, dwell times for all elements set to 7 ms; line scan dwell times: 10 ms for both Zn and S, and 50 ms for the remaining masses; measured isotopes: 55Mn, 57Fe, 59Co, 60Ni, 65Cu, 66Zn, 71Ga, 75As, 77Se, 95Mo, 107Ag, 111Cd, 115In, 118Sn, 121Sb, 197Au, 202Hg, 205Tl, 208Pb and 209Bi | USGS certified standard MASS-1, comprising a pressed pellet of precipitated Cu-Fe-Zn sulfide standard; natural chalcopyrite (Cu), natural rhodonite (Mn), natural chalcedony (Zn), natural cobaltite (Co), natural arsenopyrite (As), natural stibnite (Sb), natural galena (Pb), natural cadmium (Cd) | 505.0756 |  |  |  | 0.8876 |  | 0.81446 | [7 empty] | 0.73324 | [5 empty] | 8993.209 | [5 empty] | 0 | [5 empty] | 887.9982 | [9 empty] | 19694.76 |  | 289.6357 | [7 empty] | 0.10346 |  |  |  | 59.175 | [13 empty] | 24.1811 |  | 0 | [7 empty] | 0.30348 | [5 empty] | 40.4289 | [15 empty] | 261829.1 |  | 17.3347 |  |  |  | 0 | [5 empty] | 699.6541 | [13 empty] | 0.041214 | [18 empty] | 2020 | Minerals 2020, 10, 147 |  | BOL, TZA
| Animas-Chocaya Mine, Merelani Hills |  | Magmatic hydrothermal, Metamorphic |  |  | Zn | Ag, Sn, Cu, Ga, In, Fe, Mn, Cd | Zn, Ag, Sn, Cu, Ga, In, Fe, Mn, Cd |  |  | 46.6319 |  | underground mine |  |  |  |  | ore material | grab | grab | mineral separate | [5 empty] | mineralisation |  |  |  | wurtzite, sphalerite | [6 empty] | pyrite | Polished sections; MASS-1 pressed pellet standard | EMPA, LA-ICPMS | SX51 electron microprobe (Cameca Gennevilliers Cedex, France); Agilent 7700cx Series Quadrupole ICP-MS (Agilent Santa Clara, CA 95051, USA) coupled to an Applied Spectra M-50 laser ablation system | Adelaide Microscopy, University of Adelaide | EMPA: accelerating voltage of 20 kV and a specimen current of ~20 nA, focused beam size set at <1 µm; LA-ICP-MS line scans: width of line rasters around 50 µm, ablation performed in a pure He atmosphere with a flow of 700 mL/min, mixed with Ar (930 mL/min) immediately after the ablation cell, mixture passed through a pulse homogenizing device; LA-ICP-MS mapping: repetition rate of 10 Hz, 64 µm spot size, output fluence of ~2.5 J cm−2, 30 s background acquisition at the start of every raster, dwell times for all elements set to 7 ms; line scan dwell times: 10 ms for both Zn and S, and 50 ms for the remaining masses; measured isotopes: 55Mn, 57Fe, 59Co, 60Ni, 65Cu, 66Zn, 71Ga, 75As, 77Se, 95Mo, 107Ag, 111Cd, 115In, 118Sn, 121Sb, 197Au, 202Hg, 205Tl, 208Pb and 209Bi | USGS certified standard MASS-1, comprising a pressed pellet of precipitated Cu-Fe-Zn sulfide standard; natural chalcopyrite (Cu), natural rhodonite (Mn), natural chalcedony (Zn), natural cobaltite (Co), natural arsenopyrite (As), natural stibnite (Sb), natural galena (Pb), natural cadmium (Cd) | 460.388 |  |  |  | -0.66575 |  | 0.47442 | [7 empty] | 1.0345 | [5 empty] | 8409.741 | [5 empty] | 0 | [5 empty] | 802.4998 | [9 empty] | 18653.89 |  | 295.9331 | [7 empty] | 0.097918 |  |  |  | 69.2841 | [13 empty] | 21.8588 |  | 0 | [7 empty] | 0.55 | [5 empty] | 41.228 | [15 empty] | 241005.8 |  | 13.8277 |  |  |  | 0 | [5 empty] | 736.2711 | [13 empty] | 0.037346 | [18 empty] | 2020 | Minerals 2020, 10, 147 |  | BOL, TZA
| Animas-Chocaya Mine, Merelani Hills |  | Magmatic hydrothermal, Metamorphic |  |  | Zn | Ag, Sn, Cu, Ga, In, Fe, Mn, Cd | Zn, Ag, Sn, Cu, Ga, In, Fe, Mn, Cd |  |  | 46.8838 |  | underground mine |  |  |  |  | ore material | grab | grab | mineral separate | [5 empty] | mineralisation |  |  |  | wurtzite, sphalerite | [6 empty] | pyrite | Polished sections; MASS-1 pressed pellet standard | EMPA, LA-ICPMS | SX51 electron microprobe (Cameca Gennevilliers Cedex, France); Agilent 7700cx Series Quadrupole ICP-MS (Agilent Santa Clara, CA 95051, USA) coupled to an Applied Spectra M-50 laser ablation system | Adelaide Microscopy, University of Adelaide | EMPA: accelerating voltage of 20 kV and a specimen current of ~20 nA, focused beam size set at <1 µm; LA-ICP-MS line scans: width of line rasters around 50 µm, ablation performed in a pure He atmosphere with a flow of 700 mL/min, mixed with Ar (930 mL/min) immediately after the ablation cell, mixture passed through a pulse homogenizing device; LA-ICP-MS mapping: repetition rate of 10 Hz, 64 µm spot size, output fluence of ~2.5 J cm−2, 30 s background acquisition at the start of every raster, dwell times for all elements set to 7 ms; line scan dwell times: 10 ms for both Zn and S, and 50 ms for the remaining masses; measured isotopes: 55Mn, 57Fe, 59Co, 60Ni, 65Cu, 66Zn, 71Ga, 75As, 77Se, 95Mo, 107Ag, 111Cd, 115In, 118Sn, 121Sb, 197Au, 202Hg, 205Tl, 208Pb and 209Bi | USGS certified standard MASS-1, comprising a pressed pellet of precipitated Cu-Fe-Zn sulfide standard; natural chalcopyrite (Cu), natural rhodonite (Mn), natural chalcedony (Zn), natural cobaltite (Co), natural arsenopyrite (As), natural stibnite (Sb), natural galena (Pb), natural cadmium (Cd) | 493.8546 |  |  |  | -0.039153 |  | 2.8762 | [7 empty] | 0.76534 | [5 empty] | 9686.332 | [5 empty] | 0 | [5 empty] | 1111.746 | [9 empty] | 21060.26 |  | 328.0159 | [7 empty] | 0.084511 |  |  |  | 87.2331 | [13 empty] | 25.5244 |  | 0 | [7 empty] | 0.15003 | [5 empty] | 41.4116 | [15 empty] | 258604.3 |  | 12.9194 |  |  |  | 0 | [5 empty] | 881.6782 | [13 empty] | 0.020375 | [18 empty] | 2020 | Minerals 2020, 10, 147 |  | BOL, TZA
| Animas-Chocaya Mine, Merelani Hills |  | Magmatic hydrothermal, Metamorphic |  |  | Zn | Ag, Sn, Cu, Ga, In, Fe, Mn, Cd | Zn, Ag, Sn, Cu, Ga, In, Fe, Mn, Cd |  |  | 47.1357 |  | underground mine |  |  |  |  | ore material | grab | grab | mineral separate | [5 empty] | mineralisation |  |  |  | wurtzite, sphalerite | [6 empty] | pyrite | Polished sections; MASS-1 pressed pellet standard | EMPA, LA-ICPMS | SX51 electron microprobe (Cameca Gennevilliers Cedex, France); Agilent 7700cx Series Quadrupole ICP-MS (Agilent Santa Clara, CA 95051, USA) coupled to an Applied Spectra M-50 laser ablation system | Adelaide Microscopy, University of Adelaide | EMPA: accelerating voltage of 20 kV and a specimen current of ~20 nA, focused beam size set at <1 µm; LA-ICP-MS line scans: width of line rasters around 50 µm, ablation performed in a pure He atmosphere with a flow of 700 mL/min, mixed with Ar (930 mL/min) immediately after the ablation cell, mixture passed through a pulse homogenizing device; LA-ICP-MS mapping: repetition rate of 10 Hz, 64 µm spot size, output fluence of ~2.5 J cm−2, 30 s background acquisition at the start of every raster, dwell times for all elements set to 7 ms; line scan dwell times: 10 ms for both Zn and S, and 50 ms for the remaining masses; measured isotopes: 55Mn, 57Fe, 59Co, 60Ni, 65Cu, 66Zn, 71Ga, 75As, 77Se, 95Mo, 107Ag, 111Cd, 115In, 118Sn, 121Sb, 197Au, 202Hg, 205Tl, 208Pb and 209Bi | USGS certified standard MASS-1, comprising a pressed pellet of precipitated Cu-Fe-Zn sulfide standard; natural chalcopyrite (Cu), natural rhodonite (Mn), natural chalcedony (Zn), natural cobaltite (Co), natural arsenopyrite (As), natural stibnite (Sb), natural galena (Pb), natural cadmium (Cd) | 594.7004 |  |  |  | -0.26918 |  | 0.92288 | [7 empty] | 1.0307 | [5 empty] | 10210.48 | [5 empty] | 0.056234 | [5 empty] | 1285.494 | [9 empty] | 22278.26 |  | 388.939 | [7 empty] | 0.14097 |  |  |  | 139.0844 | [13 empty] | 26.659 |  | 0 | [7 empty] | 0 | [5 empty] | 40.8606 | [15 empty] | 248436.1 |  | 15.6006 |  |  |  | 0 | [5 empty] | 1145.476 | [13 empty] | 0.10216 | [18 empty] | 2020 | Minerals 2020, 10, 147 |  | BOL, TZA
| Animas-Chocaya Mine, Merelani Hills |  | Magmatic hydrothermal, Metamorphic |  |  | Zn | Ag, Sn, Cu, Ga, In, Fe, Mn, Cd | Zn, Ag, Sn, Cu, Ga, In, Fe, Mn, Cd |  |  | 47.3881 |  | underground mine |  |  |  |  | ore material | grab | grab | mineral separate | [5 empty] | mineralisation |  |  |  | wurtzite, sphalerite | [6 empty] | pyrite | Polished sections; MASS-1 pressed pellet standard | EMPA, LA-ICPMS | SX51 electron microprobe (Cameca Gennevilliers Cedex, France); Agilent 7700cx Series Quadrupole ICP-MS (Agilent Santa Clara, CA 95051, USA) coupled to an Applied Spectra M-50 laser ablation system | Adelaide Microscopy, University of Adelaide | EMPA: accelerating voltage of 20 kV and a specimen current of ~20 nA, focused beam size set at <1 µm; LA-ICP-MS line scans: width of line rasters around 50 µm, ablation performed in a pure He atmosphere with a flow of 700 mL/min, mixed with Ar (930 mL/min) immediately after the ablation cell, mixture passed through a pulse homogenizing device; LA-ICP-MS mapping: repetition rate of 10 Hz, 64 µm spot size, output fluence of ~2.5 J cm−2, 30 s background acquisition at the start of every raster, dwell times for all elements set to 7 ms; line scan dwell times: 10 ms for both Zn and S, and 50 ms for the remaining masses; measured isotopes: 55Mn, 57Fe, 59Co, 60Ni, 65Cu, 66Zn, 71Ga, 75As, 77Se, 95Mo, 107Ag, 111Cd, 115In, 118Sn, 121Sb, 197Au, 202Hg, 205Tl, 208Pb and 209Bi | USGS certified standard MASS-1, comprising a pressed pellet of precipitated Cu-Fe-Zn sulfide standard; natural chalcopyrite (Cu), natural rhodonite (Mn), natural chalcedony (Zn), natural cobaltite (Co), natural arsenopyrite (As), natural stibnite (Sb), natural galena (Pb), natural cadmium (Cd) | 732.4823 |  |  |  | 1.5847 |  | 2.2722 | [7 empty] | 0.71387 | [5 empty] | 10978.62 | [5 empty] | 0.056794 | [5 empty] | 1682.486 | [9 empty] | 25230.37 |  | 441.5399 | [7 empty] | 0.14925 |  |  |  | 263.1595 | [13 empty] | 25.1141 |  | 0 | [7 empty] | 0.15197 | [5 empty] | 40.596 | [15 empty] | 261183.3 |  | 16.4697 |  |  |  | 0 | [5 empty] | 1394.252 | [13 empty] | 0.020638 | [18 empty] | 2020 | Minerals 2020, 10, 147 |  | BOL, TZA
| Animas-Chocaya Mine, Merelani Hills |  | Magmatic hydrothermal, Metamorphic |  |  | Zn | Ag, Sn, Cu, Ga, In, Fe, Mn, Cd | Zn, Ag, Sn, Cu, Ga, In, Fe, Mn, Cd |  |  | 47.64 |  | underground mine |  |  |  |  | ore material | grab | grab | mineral separate | [5 empty] | mineralisation |  |  |  | wurtzite, sphalerite | [6 empty] | pyrite | Polished sections; MASS-1 pressed pellet standard | EMPA, LA-ICPMS | SX51 electron microprobe (Cameca Gennevilliers Cedex, France); Agilent 7700cx Series Quadrupole ICP-MS (Agilent Santa Clara, CA 95051, USA) coupled to an Applied Spectra M-50 laser ablation system | Adelaide Microscopy, University of Adelaide | EMPA: accelerating voltage of 20 kV and a specimen current of ~20 nA, focused beam size set at <1 µm; LA-ICP-MS line scans: width of line rasters around 50 µm, ablation performed in a pure He atmosphere with a flow of 700 mL/min, mixed with Ar (930 mL/min) immediately after the ablation cell, mixture passed through a pulse homogenizing device; LA-ICP-MS mapping: repetition rate of 10 Hz, 64 µm spot size, output fluence of ~2.5 J cm−2, 30 s background acquisition at the start of every raster, dwell times for all elements set to 7 ms; line scan dwell times: 10 ms for both Zn and S, and 50 ms for the remaining masses; measured isotopes: 55Mn, 57Fe, 59Co, 60Ni, 65Cu, 66Zn, 71Ga, 75As, 77Se, 95Mo, 107Ag, 111Cd, 115In, 118Sn, 121Sb, 197Au, 202Hg, 205Tl, 208Pb and 209Bi | USGS certified standard MASS-1, comprising a pressed pellet of precipitated Cu-Fe-Zn sulfide standard; natural chalcopyrite (Cu), natural rhodonite (Mn), natural chalcedony (Zn), natural cobaltite (Co), natural arsenopyrite (As), natural stibnite (Sb), natural galena (Pb), natural cadmium (Cd) | 941.4809 |  |  |  | 1.3141 |  | 1.3019 | [7 empty] | 1.0513 | [5 empty] | 9896.824 | [5 empty] | 0.16553 | [5 empty] | 1887.629 | [9 empty] | 24281.09 |  | 393.1192 | [7 empty] | 0.13627 |  |  |  | 391.4374 | [13 empty] | 30.8318 |  | 0 | [7 empty] | 0.14767 | [5 empty] | 37.3466 | [15 empty] | 246680.1 |  | 17.6755 |  |  |  | 3.2093 | [5 empty] | 1472.658 | [13 empty] | 0.060156 | [18 empty] | 2020 | Minerals 2020, 10, 147 |  | BOL, TZA
| Animas-Chocaya Mine, Merelani Hills |  | Magmatic hydrothermal, Metamorphic |  |  | Zn | Ag, Sn, Cu, Ga, In, Fe, Mn, Cd | Zn, Ag, Sn, Cu, Ga, In, Fe, Mn, Cd |  |  | 47.893 |  | underground mine |  |  |  |  | ore material | grab | grab | mineral separate | [5 empty] | mineralisation |  |  |  | wurtzite, sphalerite | [6 empty] | pyrite | Polished sections; MASS-1 pressed pellet standard | EMPA, LA-ICPMS | SX51 electron microprobe (Cameca Gennevilliers Cedex, France); Agilent 7700cx Series Quadrupole ICP-MS (Agilent Santa Clara, CA 95051, USA) coupled to an Applied Spectra M-50 laser ablation system | Adelaide Microscopy, University of Adelaide | EMPA: accelerating voltage of 20 kV and a specimen current of ~20 nA, focused beam size set at <1 µm; LA-ICP-MS line scans: width of line rasters around 50 µm, ablation performed in a pure He atmosphere with a flow of 700 mL/min, mixed with Ar (930 mL/min) immediately after the ablation cell, mixture passed through a pulse homogenizing device; LA-ICP-MS mapping: repetition rate of 10 Hz, 64 µm spot size, output fluence of ~2.5 J cm−2, 30 s background acquisition at the start of every raster, dwell times for all elements set to 7 ms; line scan dwell times: 10 ms for both Zn and S, and 50 ms for the remaining masses; measured isotopes: 55Mn, 57Fe, 59Co, 60Ni, 65Cu, 66Zn, 71Ga, 75As, 77Se, 95Mo, 107Ag, 111Cd, 115In, 118Sn, 121Sb, 197Au, 202Hg, 205Tl, 208Pb and 209Bi | USGS certified standard MASS-1, comprising a pressed pellet of precipitated Cu-Fe-Zn sulfide standard; natural chalcopyrite (Cu), natural rhodonite (Mn), natural chalcedony (Zn), natural cobaltite (Co), natural arsenopyrite (As), natural stibnite (Sb), natural galena (Pb), natural cadmium (Cd) | 1156.692 |  |  |  | -0.27377 |  | 1.3473 | [7 empty] | 1.3347 | [5 empty] | 11396.59 | [5 empty] | 0.057098 | [5 empty] | 2452.505 | [9 empty] | 27811.64 |  | 448.5461 | [7 empty] | 0.15478 |  |  |  | 592.0728 | [13 empty] | 31.5066 |  | 0 | [7 empty] | 0.76412 | [5 empty] | 51.797 | [15 empty] | 259988.9 |  | 18.4115 |  |  |  | 0 | [5 empty] | 1783.577 | [13 empty] | 0.041503 | [18 empty] | 2020 | Minerals 2020, 10, 147 |  | BOL, TZA
| Animas-Chocaya Mine, Merelani Hills |  | Magmatic hydrothermal, Metamorphic |  |  | Zn | Ag, Sn, Cu, Ga, In, Fe, Mn, Cd | Zn, Ag, Sn, Cu, Ga, In, Fe, Mn, Cd |  |  | 48.1449 |  | underground mine |  |  |  |  | ore material | grab | grab | mineral separate | [5 empty] | mineralisation |  |  |  | wurtzite, sphalerite | [6 empty] | pyrite | Polished sections; MASS-1 pressed pellet standard | EMPA, LA-ICPMS | SX51 electron microprobe (Cameca Gennevilliers Cedex, France); Agilent 7700cx Series Quadrupole ICP-MS (Agilent Santa Clara, CA 95051, USA) coupled to an Applied Spectra M-50 laser ablation system | Adelaide Microscopy, University of Adelaide | EMPA: accelerating voltage of 20 kV and a specimen current of ~20 nA, focused beam size set at <1 µm; LA-ICP-MS line scans: width of line rasters around 50 µm, ablation performed in a pure He atmosphere with a flow of 700 mL/min, mixed with Ar (930 mL/min) immediately after the ablation cell, mixture passed through a pulse homogenizing device; LA-ICP-MS mapping: repetition rate of 10 Hz, 64 µm spot size, output fluence of ~2.5 J cm−2, 30 s background acquisition at the start of every raster, dwell times for all elements set to 7 ms; line scan dwell times: 10 ms for both Zn and S, and 50 ms for the remaining masses; measured isotopes: 55Mn, 57Fe, 59Co, 60Ni, 65Cu, 66Zn, 71Ga, 75As, 77Se, 95Mo, 107Ag, 111Cd, 115In, 118Sn, 121Sb, 197Au, 202Hg, 205Tl, 208Pb and 209Bi | USGS certified standard MASS-1, comprising a pressed pellet of precipitated Cu-Fe-Zn sulfide standard; natural chalcopyrite (Cu), natural rhodonite (Mn), natural chalcedony (Zn), natural cobaltite (Co), natural arsenopyrite (As), natural stibnite (Sb), natural galena (Pb), natural cadmium (Cd) | 1343.449 |  |  |  | 0.45437 |  | 1.3114 | [7 empty] | 1.6201 | [5 empty] | 13472.07 | [5 empty] | 0 | [5 empty] | 2974.007 | [9 empty] | 31988.94 |  | 467.1439 | [7 empty] | 0.11156 |  |  |  | 1135.161 | [13 empty] | 39.0447 |  | 0 | [7 empty] | 0.65166 | [5 empty] | 60.3816 | [15 empty] | 286718.9 |  | 22.6193 |  |  |  | 0 | [5 empty] | 2546.308 | [13 empty] | 0.044244 | [18 empty] | 2020 | Minerals 2020, 10, 147 |  | BOL, TZA
| Animas-Chocaya Mine, Merelani Hills |  | Magmatic hydrothermal, Metamorphic |  |  | Zn | Ag, Sn, Cu, Ga, In, Fe, Mn, Cd | Zn, Ag, Sn, Cu, Ga, In, Fe, Mn, Cd |  |  | 48.3968 |  | underground mine |  |  |  |  | ore material | grab | grab | mineral separate | [5 empty] | mineralisation |  |  |  | wurtzite, sphalerite | [6 empty] | pyrite | Polished sections; MASS-1 pressed pellet standard | EMPA, LA-ICPMS | SX51 electron microprobe (Cameca Gennevilliers Cedex, France); Agilent 7700cx Series Quadrupole ICP-MS (Agilent Santa Clara, CA 95051, USA) coupled to an Applied Spectra M-50 laser ablation system | Adelaide Microscopy, University of Adelaide | EMPA: accelerating voltage of 20 kV and a specimen current of ~20 nA, focused beam size set at <1 µm; LA-ICP-MS line scans: width of line rasters around 50 µm, ablation performed in a pure He atmosphere with a flow of 700 mL/min, mixed with Ar (930 mL/min) immediately after the ablation cell, mixture passed through a pulse homogenizing device; LA-ICP-MS mapping: repetition rate of 10 Hz, 64 µm spot size, output fluence of ~2.5 J cm−2, 30 s background acquisition at the start of every raster, dwell times for all elements set to 7 ms; line scan dwell times: 10 ms for both Zn and S, and 50 ms for the remaining masses; measured isotopes: 55Mn, 57Fe, 59Co, 60Ni, 65Cu, 66Zn, 71Ga, 75As, 77Se, 95Mo, 107Ag, 111Cd, 115In, 118Sn, 121Sb, 197Au, 202Hg, 205Tl, 208Pb and 209Bi | USGS certified standard MASS-1, comprising a pressed pellet of precipitated Cu-Fe-Zn sulfide standard; natural chalcopyrite (Cu), natural rhodonite (Mn), natural chalcedony (Zn), natural cobaltite (Co), natural arsenopyrite (As), natural stibnite (Sb), natural galena (Pb), natural cadmium (Cd) | 1550.505 |  |  |  | -0.29716 |  | 1.0164 | [7 empty] | 1.5589 | [5 empty] | 12223.27 | [5 empty] | 0.06191 | [5 empty] | 3547.002 | [9 empty] | 31460.64 |  | 412.7952 | [7 empty] | 0.13831 |  |  |  | 1458.467 | [13 empty] | 37.494 |  | 0.16014 | [7 empty] | 0.16573 | [5 empty] | 53.7228 | [15 empty] | 289204.4 |  | 22.6215 |  |  |  | 1.8008 | [5 empty] | 2913.505 | [13 empty] | 0.090016 | [18 empty] | 2020 | Minerals 2020, 10, 147 |  | BOL, TZA
| Animas-Chocaya Mine, Merelani Hills |  | Magmatic hydrothermal, Metamorphic |  |  | Zn | Ag, Sn, Cu, Ga, In, Fe, Mn, Cd | Zn, Ag, Sn, Cu, Ga, In, Fe, Mn, Cd |  |  | 48.6492 |  | underground mine |  |  |  |  | ore material | grab | grab | mineral separate | [5 empty] | mineralisation |  |  |  | wurtzite, sphalerite | [6 empty] | pyrite | Polished sections; MASS-1 pressed pellet standard | EMPA, LA-ICPMS | SX51 electron microprobe (Cameca Gennevilliers Cedex, France); Agilent 7700cx Series Quadrupole ICP-MS (Agilent Santa Clara, CA 95051, USA) coupled to an Applied Spectra M-50 laser ablation system | Adelaide Microscopy, University of Adelaide | EMPA: accelerating voltage of 20 kV and a specimen current of ~20 nA, focused beam size set at <1 µm; LA-ICP-MS line scans: width of line rasters around 50 µm, ablation performed in a pure He atmosphere with a flow of 700 mL/min, mixed with Ar (930 mL/min) immediately after the ablation cell, mixture passed through a pulse homogenizing device; LA-ICP-MS mapping: repetition rate of 10 Hz, 64 µm spot size, output fluence of ~2.5 J cm−2, 30 s background acquisition at the start of every raster, dwell times for all elements set to 7 ms; line scan dwell times: 10 ms for both Zn and S, and 50 ms for the remaining masses; measured isotopes: 55Mn, 57Fe, 59Co, 60Ni, 65Cu, 66Zn, 71Ga, 75As, 77Se, 95Mo, 107Ag, 111Cd, 115In, 118Sn, 121Sb, 197Au, 202Hg, 205Tl, 208Pb and 209Bi | USGS certified standard MASS-1, comprising a pressed pellet of precipitated Cu-Fe-Zn sulfide standard; natural chalcopyrite (Cu), natural rhodonite (Mn), natural chalcedony (Zn), natural cobaltite (Co), natural arsenopyrite (As), natural stibnite (Sb), natural galena (Pb), natural cadmium (Cd) | 1539.954 |  |  |  | -0.27872 |  | 0.77419 | [7 empty] | 1.4406 | [5 empty] | 11514.83 | [5 empty] | 0 | [5 empty] | 3897.767 | [9 empty] | 32132.63 |  | 402.7003 | [7 empty] | 0.12741 |  |  |  | 1659.14 | [13 empty] | 37.8678 |  | 0.15013 | [7 empty] | 0.31076 | [5 empty] | 47.8231 | [15 empty] | 260676.1 |  | 18.7187 |  |  |  | 0 | [5 empty] | 2961.859 | [13 empty] | 0.084391 | [18 empty] | 2020 | Minerals 2020, 10, 147 |  | BOL, TZA
| Animas-Chocaya Mine, Merelani Hills |  | Magmatic hydrothermal, Metamorphic |  |  | Zn | Ag, Sn, Cu, Ga, In, Fe, Mn, Cd | Zn, Ag, Sn, Cu, Ga, In, Fe, Mn, Cd |  |  | 48.9011 |  | underground mine |  |  |  |  | ore material | grab | grab | mineral separate | [5 empty] | mineralisation |  |  |  | wurtzite, sphalerite | [6 empty] | pyrite | Polished sections; MASS-1 pressed pellet standard | EMPA, LA-ICPMS | SX51 electron microprobe (Cameca Gennevilliers Cedex, France); Agilent 7700cx Series Quadrupole ICP-MS (Agilent Santa Clara, CA 95051, USA) coupled to an Applied Spectra M-50 laser ablation system | Adelaide Microscopy, University of Adelaide | EMPA: accelerating voltage of 20 kV and a specimen current of ~20 nA, focused beam size set at <1 µm; LA-ICP-MS line scans: width of line rasters around 50 µm, ablation performed in a pure He atmosphere with a flow of 700 mL/min, mixed with Ar (930 mL/min) immediately after the ablation cell, mixture passed through a pulse homogenizing device; LA-ICP-MS mapping: repetition rate of 10 Hz, 64 µm spot size, output fluence of ~2.5 J cm−2, 30 s background acquisition at the start of every raster, dwell times for all elements set to 7 ms; line scan dwell times: 10 ms for both Zn and S, and 50 ms for the remaining masses; measured isotopes: 55Mn, 57Fe, 59Co, 60Ni, 65Cu, 66Zn, 71Ga, 75As, 77Se, 95Mo, 107Ag, 111Cd, 115In, 118Sn, 121Sb, 197Au, 202Hg, 205Tl, 208Pb and 209Bi | USGS certified standard MASS-1, comprising a pressed pellet of precipitated Cu-Fe-Zn sulfide standard; natural chalcopyrite (Cu), natural rhodonite (Mn), natural chalcedony (Zn), natural cobaltite (Co), natural arsenopyrite (As), natural stibnite (Sb), natural galena (Pb), natural cadmium (Cd) | 1821.936 |  |  |  | 1.3556 |  | 1.1988 | [7 empty] | 1.0622 | [5 empty] | 13358.68 | [5 empty] | 0.13743 | [5 empty] | 4682.35 | [9 empty] | 36264.18 |  | 482.1317 | [7 empty] | 0.13997 |  |  |  | 1999.99 | [13 empty] | 41.8221 |  | 0 | [7 empty] | 0.55198 | [5 empty] | 54.6986 | [15 empty] | 292313.1 |  | 17.9248 |  |  |  | 0 | [5 empty] | 4378.825 | [13 empty] | 0.09993 | [18 empty] | 2020 | Minerals 2020, 10, 147 |  | BOL, TZA
| Animas-Chocaya Mine, Merelani Hills |  | Magmatic hydrothermal, Metamorphic |  |  | Zn | Ag, Sn, Cu, Ga, In, Fe, Mn, Cd | Zn, Ag, Sn, Cu, Ga, In, Fe, Mn, Cd |  |  | 49.153 |  | underground mine |  |  |  |  | ore material | grab | grab | mineral separate | [5 empty] | mineralisation |  |  |  | wurtzite, sphalerite | [6 empty] | pyrite | Polished sections; MASS-1 pressed pellet standard | EMPA, LA-ICPMS | SX51 electron microprobe (Cameca Gennevilliers Cedex, France); Agilent 7700cx Series Quadrupole ICP-MS (Agilent Santa Clara, CA 95051, USA) coupled to an Applied Spectra M-50 laser ablation system | Adelaide Microscopy, University of Adelaide | EMPA: accelerating voltage of 20 kV and a specimen current of ~20 nA, focused beam size set at <1 µm; LA-ICP-MS line scans: width of line rasters around 50 µm, ablation performed in a pure He atmosphere with a flow of 700 mL/min, mixed with Ar (930 mL/min) immediately after the ablation cell, mixture passed through a pulse homogenizing device; LA-ICP-MS mapping: repetition rate of 10 Hz, 64 µm spot size, output fluence of ~2.5 J cm−2, 30 s background acquisition at the start of every raster, dwell times for all elements set to 7 ms; line scan dwell times: 10 ms for both Zn and S, and 50 ms for the remaining masses; measured isotopes: 55Mn, 57Fe, 59Co, 60Ni, 65Cu, 66Zn, 71Ga, 75As, 77Se, 95Mo, 107Ag, 111Cd, 115In, 118Sn, 121Sb, 197Au, 202Hg, 205Tl, 208Pb and 209Bi | USGS certified standard MASS-1, comprising a pressed pellet of precipitated Cu-Fe-Zn sulfide standard; natural chalcopyrite (Cu), natural rhodonite (Mn), natural chalcedony (Zn), natural cobaltite (Co), natural arsenopyrite (As), natural stibnite (Sb), natural galena (Pb), natural cadmium (Cd) | 1649.322 |  |  |  | -0.29052 |  | 0.80617 | [7 empty] | 1.1735 | [5 empty] | 11902.93 | [5 empty] | 0 | [5 empty] | 4539.118 | [9 empty] | 30678.39 |  | 428.1944 | [7 empty] | 0.084511 |  |  |  | 1892.592 | [13 empty] | 32.7407 |  | 0 | [7 empty] | 1.78 | [5 empty] | 54.6932 | [15 empty] | 252001.4 |  | 17.0274 |  |  |  | 0 | [5 empty] | 3490.157 | [13 empty] | 0.02197 | [18 empty] | 2020 | Minerals 2020, 10, 147 |  | BOL, TZA
| Animas-Chocaya Mine, Merelani Hills |  | Magmatic hydrothermal, Metamorphic |  |  | Zn | Ag, Sn, Cu, Ga, In, Fe, Mn, Cd | Zn, Ag, Sn, Cu, Ga, In, Fe, Mn, Cd |  |  | 49.4049 |  | underground mine |  |  |  |  | ore material | grab | grab | mineral separate | [5 empty] | mineralisation |  |  |  | wurtzite, sphalerite | [6 empty] | pyrite | Polished sections; MASS-1 pressed pellet standard | EMPA, LA-ICPMS | SX51 electron microprobe (Cameca Gennevilliers Cedex, France); Agilent 7700cx Series Quadrupole ICP-MS (Agilent Santa Clara, CA 95051, USA) coupled to an Applied Spectra M-50 laser ablation system | Adelaide Microscopy, University of Adelaide | EMPA: accelerating voltage of 20 kV and a specimen current of ~20 nA, focused beam size set at <1 µm; LA-ICP-MS line scans: width of line rasters around 50 µm, ablation performed in a pure He atmosphere with a flow of 700 mL/min, mixed with Ar (930 mL/min) immediately after the ablation cell, mixture passed through a pulse homogenizing device; LA-ICP-MS mapping: repetition rate of 10 Hz, 64 µm spot size, output fluence of ~2.5 J cm−2, 30 s background acquisition at the start of every raster, dwell times for all elements set to 7 ms; line scan dwell times: 10 ms for both Zn and S, and 50 ms for the remaining masses; measured isotopes: 55Mn, 57Fe, 59Co, 60Ni, 65Cu, 66Zn, 71Ga, 75As, 77Se, 95Mo, 107Ag, 111Cd, 115In, 118Sn, 121Sb, 197Au, 202Hg, 205Tl, 208Pb and 209Bi | USGS certified standard MASS-1, comprising a pressed pellet of precipitated Cu-Fe-Zn sulfide standard; natural chalcopyrite (Cu), natural rhodonite (Mn), natural chalcedony (Zn), natural cobaltite (Co), natural arsenopyrite (As), natural stibnite (Sb), natural galena (Pb), natural cadmium (Cd) | 1376.854 |  |  |  | -0.042983 |  | 0.79571 | [7 empty] | 0.92198 | [5 empty] | 12780.83 | [5 empty] | 0.23855 | [5 empty] | 3903.138 | [9 empty] | 31420.5 |  | 510.0984 | [7 empty] | 0.12402 |  |  |  | 1348.47 | [13 empty] | 35.1074 |  | 0 | [7 empty] | 1.2778 | [5 empty] | 51.9947 | [15 empty] | 282060.9 |  | 13.875 |  |  |  | 0 | [5 empty] | 2699.507 | [13 empty] | 0.04337 | [18 empty] | 2020 | Minerals 2020, 10, 147 |  | BOL, TZA
| Animas-Chocaya Mine, Merelani Hills |  | Magmatic hydrothermal, Metamorphic |  |  | Zn | Ag, Sn, Cu, Ga, In, Fe, Mn, Cd | Zn, Ag, Sn, Cu, Ga, In, Fe, Mn, Cd |  |  | 49.6568 |  | underground mine |  |  |  |  | ore material | grab | grab | mineral separate | [5 empty] | mineralisation |  |  |  | wurtzite, sphalerite | [6 empty] | pyrite | Polished sections; MASS-1 pressed pellet standard | EMPA, LA-ICPMS | SX51 electron microprobe (Cameca Gennevilliers Cedex, France); Agilent 7700cx Series Quadrupole ICP-MS (Agilent Santa Clara, CA 95051, USA) coupled to an Applied Spectra M-50 laser ablation system | Adelaide Microscopy, University of Adelaide | EMPA: accelerating voltage of 20 kV and a specimen current of ~20 nA, focused beam size set at <1 µm; LA-ICP-MS line scans: width of line rasters around 50 µm, ablation performed in a pure He atmosphere with a flow of 700 mL/min, mixed with Ar (930 mL/min) immediately after the ablation cell, mixture passed through a pulse homogenizing device; LA-ICP-MS mapping: repetition rate of 10 Hz, 64 µm spot size, output fluence of ~2.5 J cm−2, 30 s background acquisition at the start of every raster, dwell times for all elements set to 7 ms; line scan dwell times: 10 ms for both Zn and S, and 50 ms for the remaining masses; measured isotopes: 55Mn, 57Fe, 59Co, 60Ni, 65Cu, 66Zn, 71Ga, 75As, 77Se, 95Mo, 107Ag, 111Cd, 115In, 118Sn, 121Sb, 197Au, 202Hg, 205Tl, 208Pb and 209Bi | USGS certified standard MASS-1, comprising a pressed pellet of precipitated Cu-Fe-Zn sulfide standard; natural chalcopyrite (Cu), natural rhodonite (Mn), natural chalcedony (Zn), natural cobaltite (Co), natural arsenopyrite (As), natural stibnite (Sb), natural galena (Pb), natural cadmium (Cd) | 1126.161 |  |  |  | 0.69987 |  | 1.3065 | [7 empty] | 0.93715 | [5 empty] | 11872.91 | [5 empty] | 0 | [5 empty] | 3387.002 | [9 empty] | 32965.53 |  | 549.6354 | [7 empty] | 0.14552 |  |  |  | 1039.771 | [13 empty] | 74.4759 |  | 0 | [7 empty] | 0.64938 | [5 empty] | 44.2218 | [15 empty] | 280834.7 |  | 10.5537 |  |  |  | 0 | [5 empty] | 2345.079 | [13 empty] | 0.044084 | [18 empty] | 2020 | Minerals 2020, 10, 147 |  | BOL, TZA
| Animas-Chocaya Mine, Merelani Hills |  | Magmatic hydrothermal, Metamorphic |  |  | Zn | Ag, Sn, Cu, Ga, In, Fe, Mn, Cd | Zn, Ag, Sn, Cu, Ga, In, Fe, Mn, Cd |  |  | 49.9087 |  | underground mine |  |  |  |  | ore material | grab | grab | mineral separate | [5 empty] | mineralisation |  |  |  | wurtzite, sphalerite | [6 empty] | pyrite | Polished sections; MASS-1 pressed pellet standard | EMPA, LA-ICPMS | SX51 electron microprobe (Cameca Gennevilliers Cedex, France); Agilent 7700cx Series Quadrupole ICP-MS (Agilent Santa Clara, CA 95051, USA) coupled to an Applied Spectra M-50 laser ablation system | Adelaide Microscopy, University of Adelaide | EMPA: accelerating voltage of 20 kV and a specimen current of ~20 nA, focused beam size set at <1 µm; LA-ICP-MS line scans: width of line rasters around 50 µm, ablation performed in a pure He atmosphere with a flow of 700 mL/min, mixed with Ar (930 mL/min) immediately after the ablation cell, mixture passed through a pulse homogenizing device; LA-ICP-MS mapping: repetition rate of 10 Hz, 64 µm spot size, output fluence of ~2.5 J cm−2, 30 s background acquisition at the start of every raster, dwell times for all elements set to 7 ms; line scan dwell times: 10 ms for both Zn and S, and 50 ms for the remaining masses; measured isotopes: 55Mn, 57Fe, 59Co, 60Ni, 65Cu, 66Zn, 71Ga, 75As, 77Se, 95Mo, 107Ag, 111Cd, 115In, 118Sn, 121Sb, 197Au, 202Hg, 205Tl, 208Pb and 209Bi | USGS certified standard MASS-1, comprising a pressed pellet of precipitated Cu-Fe-Zn sulfide standard; natural chalcopyrite (Cu), natural rhodonite (Mn), natural chalcedony (Zn), natural cobaltite (Co), natural arsenopyrite (As), natural stibnite (Sb), natural galena (Pb), natural cadmium (Cd) | 884.8598 |  |  |  | 0.40453 |  | 1.1698 | [7 empty] | 0.87816 | [5 empty] | 10676.99 | [5 empty] | 0.16279 | [5 empty] | 2170.743 | [9 empty] | 25927.28 |  | 480.0517 | [7 empty] | 0.080441 |  |  |  | 711.405 | [13 empty] | 28.3211 |  | 0 | [7 empty] | 0.29071 | [5 empty] | 41.0647 | [15 empty] | 252065.3 |  | 11.1515 |  |  |  | 0 | [5 empty] | 1552.598 | [13 empty] | 0.019735 | [18 empty] | 2020 | Minerals 2020, 10, 147 |  | BOL, TZA
| Animas-Chocaya Mine, Merelani Hills |  | Magmatic hydrothermal, Metamorphic |  |  | Zn | Ag, Sn, Cu, Ga, In, Fe, Mn, Cd | Zn, Ag, Sn, Cu, Ga, In, Fe, Mn, Cd |  |  | 50.1611 |  | underground mine |  |  |  |  | ore material | grab | grab | mineral separate | [5 empty] | mineralisation |  |  |  | wurtzite, sphalerite | [6 empty] | pyrite | Polished sections; MASS-1 pressed pellet standard | EMPA, LA-ICPMS | SX51 electron microprobe (Cameca Gennevilliers Cedex, France); Agilent 7700cx Series Quadrupole ICP-MS (Agilent Santa Clara, CA 95051, USA) coupled to an Applied Spectra M-50 laser ablation system | Adelaide Microscopy, University of Adelaide | EMPA: accelerating voltage of 20 kV and a specimen current of ~20 nA, focused beam size set at <1 µm; LA-ICP-MS line scans: width of line rasters around 50 µm, ablation performed in a pure He atmosphere with a flow of 700 mL/min, mixed with Ar (930 mL/min) immediately after the ablation cell, mixture passed through a pulse homogenizing device; LA-ICP-MS mapping: repetition rate of 10 Hz, 64 µm spot size, output fluence of ~2.5 J cm−2, 30 s background acquisition at the start of every raster, dwell times for all elements set to 7 ms; line scan dwell times: 10 ms for both Zn and S, and 50 ms for the remaining masses; measured isotopes: 55Mn, 57Fe, 59Co, 60Ni, 65Cu, 66Zn, 71Ga, 75As, 77Se, 95Mo, 107Ag, 111Cd, 115In, 118Sn, 121Sb, 197Au, 202Hg, 205Tl, 208Pb and 209Bi | USGS certified standard MASS-1, comprising a pressed pellet of precipitated Cu-Fe-Zn sulfide standard; natural chalcopyrite (Cu), natural rhodonite (Mn), natural chalcedony (Zn), natural cobaltite (Co), natural arsenopyrite (As), natural stibnite (Sb), natural galena (Pb), natural cadmium (Cd) | 822.962 |  |  |  | -0.27986 |  | 1.0136 | [7 empty] | 0.9819 | [5 empty] | 10861.79 | [5 empty] | 0.058083 | [5 empty] | 2111.64 | [9 empty] | 27452.52 |  | 515.3428 | [7 empty] | 0.13496 |  |  |  | 533.6896 | [13 empty] | 29.0988 |  | 0 | [7 empty] | 0.1556 | [5 empty] | 45.5061 | [15 empty] | 279188.3 |  | 10.2364 |  |  |  | 0 | [5 empty] | 1289.76 | [13 empty] | 0.063376 | [18 empty] | 2020 | Minerals 2020, 10, 147 |  | BOL, TZA
| Animas-Chocaya Mine, Merelani Hills |  | Magmatic hydrothermal, Metamorphic |  |  | Zn | Ag, Sn, Cu, Ga, In, Fe, Mn, Cd | Zn, Ag, Sn, Cu, Ga, In, Fe, Mn, Cd |  |  | 50.413 |  | underground mine |  |  |  |  | ore material | grab | grab | mineral separate | [5 empty] | mineralisation |  |  |  | wurtzite, sphalerite | [6 empty] | pyrite | Polished sections; MASS-1 pressed pellet standard | EMPA, LA-ICPMS | SX51 electron microprobe (Cameca Gennevilliers Cedex, France); Agilent 7700cx Series Quadrupole ICP-MS (Agilent Santa Clara, CA 95051, USA) coupled to an Applied Spectra M-50 laser ablation system | Adelaide Microscopy, University of Adelaide | EMPA: accelerating voltage of 20 kV and a specimen current of ~20 nA, focused beam size set at <1 µm; LA-ICP-MS line scans: width of line rasters around 50 µm, ablation performed in a pure He atmosphere with a flow of 700 mL/min, mixed with Ar (930 mL/min) immediately after the ablation cell, mixture passed through a pulse homogenizing device; LA-ICP-MS mapping: repetition rate of 10 Hz, 64 µm spot size, output fluence of ~2.5 J cm−2, 30 s background acquisition at the start of every raster, dwell times for all elements set to 7 ms; line scan dwell times: 10 ms for both Zn and S, and 50 ms for the remaining masses; measured isotopes: 55Mn, 57Fe, 59Co, 60Ni, 65Cu, 66Zn, 71Ga, 75As, 77Se, 95Mo, 107Ag, 111Cd, 115In, 118Sn, 121Sb, 197Au, 202Hg, 205Tl, 208Pb and 209Bi | USGS certified standard MASS-1, comprising a pressed pellet of precipitated Cu-Fe-Zn sulfide standard; natural chalcopyrite (Cu), natural rhodonite (Mn), natural chalcedony (Zn), natural cobaltite (Co), natural arsenopyrite (As), natural stibnite (Sb), natural galena (Pb), natural cadmium (Cd) | 719.2256 |  |  |  | 0.43718 |  | 1.0842 | [7 empty] | 1.0553 | [5 empty] | 10644.92 | [5 empty] | 0 | [5 empty] | 1682.371 | [9 empty] | 25253.22 |  | 521.1868 | [7 empty] | 0.1012 |  |  |  | 285.4826 | [13 empty] | 31.0289 |  | 0 | [7 empty] | 0.15719 | [5 empty] | 50.8028 | [15 empty] | 285904.4 |  | 8.3158 |  |  |  | 0 | [5 empty] | 1024.758 | [13 empty] | 0.06402 | [18 empty] | 2020 | Minerals 2020, 10, 147 |  | BOL, TZA
| Animas-Chocaya Mine, Merelani Hills |  | Magmatic hydrothermal, Metamorphic |  |  | Zn | Ag, Sn, Cu, Ga, In, Fe, Mn, Cd | Zn, Ag, Sn, Cu, Ga, In, Fe, Mn, Cd |  |  | 50.6649 |  | underground mine |  |  |  |  | ore material | grab | grab | mineral separate | [5 empty] | mineralisation |  |  |  | wurtzite, sphalerite | [6 empty] | pyrite | Polished sections; MASS-1 pressed pellet standard | EMPA, LA-ICPMS | SX51 electron microprobe (Cameca Gennevilliers Cedex, France); Agilent 7700cx Series Quadrupole ICP-MS (Agilent Santa Clara, CA 95051, USA) coupled to an Applied Spectra M-50 laser ablation system | Adelaide Microscopy, University of Adelaide | EMPA: accelerating voltage of 20 kV and a specimen current of ~20 nA, focused beam size set at <1 µm; LA-ICP-MS line scans: width of line rasters around 50 µm, ablation performed in a pure He atmosphere with a flow of 700 mL/min, mixed with Ar (930 mL/min) immediately after the ablation cell, mixture passed through a pulse homogenizing device; LA-ICP-MS mapping: repetition rate of 10 Hz, 64 µm spot size, output fluence of ~2.5 J cm−2, 30 s background acquisition at the start of every raster, dwell times for all elements set to 7 ms; line scan dwell times: 10 ms for both Zn and S, and 50 ms for the remaining masses; measured isotopes: 55Mn, 57Fe, 59Co, 60Ni, 65Cu, 66Zn, 71Ga, 75As, 77Se, 95Mo, 107Ag, 111Cd, 115In, 118Sn, 121Sb, 197Au, 202Hg, 205Tl, 208Pb and 209Bi | USGS certified standard MASS-1, comprising a pressed pellet of precipitated Cu-Fe-Zn sulfide standard; natural chalcopyrite (Cu), natural rhodonite (Mn), natural chalcedony (Zn), natural cobaltite (Co), natural arsenopyrite (As), natural stibnite (Sb), natural galena (Pb), natural cadmium (Cd) | 589.5497 |  |  |  | -0.51936 |  | 0.95702 | [7 empty] | 1.09 | [5 empty] | 10822.15 | [5 empty] | 0 | [5 empty] | 1376.737 | [9 empty] | 25977.46 |  | 587.8952 | [7 empty] | 0.10756 |  |  |  | 294.4441 | [13 empty] | 33.9474 |  | 0 | [7 empty] | 1.0927 | [5 empty] | 43.8755 | [15 empty] | 290177.5 |  | 11.7314 |  |  |  | 3.3911 | [5 empty] | 862.1683 | [13 empty] | 0.042385 | [18 empty] | 2020 | Minerals 2020, 10, 147 |  | BOL, TZA
| Animas-Chocaya Mine, Merelani Hills |  | Magmatic hydrothermal, Metamorphic |  |  | Zn | Ag, Sn, Cu, Ga, In, Fe, Mn, Cd | Zn, Ag, Sn, Cu, Ga, In, Fe, Mn, Cd |  |  | 50.9168 |  | underground mine |  |  |  |  | ore material | grab | grab | mineral separate | [5 empty] | mineralisation |  |  |  | wurtzite, sphalerite | [6 empty] | pyrite | Polished sections; MASS-1 pressed pellet standard | EMPA, LA-ICPMS | SX51 electron microprobe (Cameca Gennevilliers Cedex, France); Agilent 7700cx Series Quadrupole ICP-MS (Agilent Santa Clara, CA 95051, USA) coupled to an Applied Spectra M-50 laser ablation system | Adelaide Microscopy, University of Adelaide | EMPA: accelerating voltage of 20 kV and a specimen current of ~20 nA, focused beam size set at <1 µm; LA-ICP-MS line scans: width of line rasters around 50 µm, ablation performed in a pure He atmosphere with a flow of 700 mL/min, mixed with Ar (930 mL/min) immediately after the ablation cell, mixture passed through a pulse homogenizing device; LA-ICP-MS mapping: repetition rate of 10 Hz, 64 µm spot size, output fluence of ~2.5 J cm−2, 30 s background acquisition at the start of every raster, dwell times for all elements set to 7 ms; line scan dwell times: 10 ms for both Zn and S, and 50 ms for the remaining masses; measured isotopes: 55Mn, 57Fe, 59Co, 60Ni, 65Cu, 66Zn, 71Ga, 75As, 77Se, 95Mo, 107Ag, 111Cd, 115In, 118Sn, 121Sb, 197Au, 202Hg, 205Tl, 208Pb and 209Bi | USGS certified standard MASS-1, comprising a pressed pellet of precipitated Cu-Fe-Zn sulfide standard; natural chalcopyrite (Cu), natural rhodonite (Mn), natural chalcedony (Zn), natural cobaltite (Co), natural arsenopyrite (As), natural stibnite (Sb), natural galena (Pb), natural cadmium (Cd) | 571.0316 |  |  |  | 0.41296 |  | 0.9108 | [7 empty] | 1.1773 | [5 empty] | 9829.593 | [5 empty] | 0 | [5 empty] | 1172.574 | [9 empty] | 24758.03 |  | 505.4825 | [7 empty] | 0.066942 |  |  |  | 162.8623 | [13 empty] | 28.0513 |  | 0 | [7 empty] | 0.4457 | [5 empty] | 47.3019 | [15 empty] | 250831.7 |  | 11.5129 |  |  |  | 0 | [5 empty] | 701.451 | [13 empty] | 0 | [18 empty] | 2020 | Minerals 2020, 10, 147 |  | BOL, TZA
| Animas-Chocaya Mine, Merelani Hills |  | Magmatic hydrothermal, Metamorphic |  |  | Zn | Ag, Sn, Cu, Ga, In, Fe, Mn, Cd | Zn, Ag, Sn, Cu, Ga, In, Fe, Mn, Cd |  |  | 51.1687 |  | underground mine |  |  |  |  | ore material | grab | grab | mineral separate | [5 empty] | mineralisation |  |  |  | wurtzite, sphalerite | [6 empty] | pyrite | Polished sections; MASS-1 pressed pellet standard | EMPA, LA-ICPMS | SX51 electron microprobe (Cameca Gennevilliers Cedex, France); Agilent 7700cx Series Quadrupole ICP-MS (Agilent Santa Clara, CA 95051, USA) coupled to an Applied Spectra M-50 laser ablation system | Adelaide Microscopy, University of Adelaide | EMPA: accelerating voltage of 20 kV and a specimen current of ~20 nA, focused beam size set at <1 µm; LA-ICP-MS line scans: width of line rasters around 50 µm, ablation performed in a pure He atmosphere with a flow of 700 mL/min, mixed with Ar (930 mL/min) immediately after the ablation cell, mixture passed through a pulse homogenizing device; LA-ICP-MS mapping: repetition rate of 10 Hz, 64 µm spot size, output fluence of ~2.5 J cm−2, 30 s background acquisition at the start of every raster, dwell times for all elements set to 7 ms; line scan dwell times: 10 ms for both Zn and S, and 50 ms for the remaining masses; measured isotopes: 55Mn, 57Fe, 59Co, 60Ni, 65Cu, 66Zn, 71Ga, 75As, 77Se, 95Mo, 107Ag, 111Cd, 115In, 118Sn, 121Sb, 197Au, 202Hg, 205Tl, 208Pb and 209Bi | USGS certified standard MASS-1, comprising a pressed pellet of precipitated Cu-Fe-Zn sulfide standard; natural chalcopyrite (Cu), natural rhodonite (Mn), natural chalcedony (Zn), natural cobaltite (Co), natural arsenopyrite (As), natural stibnite (Sb), natural galena (Pb), natural cadmium (Cd) | 578.1559 |  |  |  | 0.62997 |  | 1.009 | [7 empty] | 1.1987 | [5 empty] | 10844.52 | [5 empty] | 0.10919 | [5 empty] | 1136.674 | [9 empty] | 22339.25 |  | 627.4347 | [7 empty] | 0.10312 |  |  |  | 106.1677 | [13 empty] | 30.6142 |  | 0 | [7 empty] | 0.87787 | [5 empty] | 57.4971 | [15 empty] | 242944.2 |  | 14.651 |  |  |  | 0 | [5 empty] | 733.2689 | [13 empty] | 0.059586 | [18 empty] | 2020 | Minerals 2020, 10, 147 |  | BOL, TZA
| Animas-Chocaya Mine, Merelani Hills |  | Magmatic hydrothermal, Metamorphic |  |  | Zn | Ag, Sn, Cu, Ga, In, Fe, Mn, Cd | Zn, Ag, Sn, Cu, Ga, In, Fe, Mn, Cd |  |  | 51.4211 |  | underground mine |  |  |  |  | ore material | grab | grab | mineral separate | [5 empty] | mineralisation |  |  |  | wurtzite, sphalerite | [6 empty] | pyrite | Polished sections; MASS-1 pressed pellet standard | EMPA, LA-ICPMS | SX51 electron microprobe (Cameca Gennevilliers Cedex, France); Agilent 7700cx Series Quadrupole ICP-MS (Agilent Santa Clara, CA 95051, USA) coupled to an Applied Spectra M-50 laser ablation system | Adelaide Microscopy, University of Adelaide | EMPA: accelerating voltage of 20 kV and a specimen current of ~20 nA, focused beam size set at <1 µm; LA-ICP-MS line scans: width of line rasters around 50 µm, ablation performed in a pure He atmosphere with a flow of 700 mL/min, mixed with Ar (930 mL/min) immediately after the ablation cell, mixture passed through a pulse homogenizing device; LA-ICP-MS mapping: repetition rate of 10 Hz, 64 µm spot size, output fluence of ~2.5 J cm−2, 30 s background acquisition at the start of every raster, dwell times for all elements set to 7 ms; line scan dwell times: 10 ms for both Zn and S, and 50 ms for the remaining masses; measured isotopes: 55Mn, 57Fe, 59Co, 60Ni, 65Cu, 66Zn, 71Ga, 75As, 77Se, 95Mo, 107Ag, 111Cd, 115In, 118Sn, 121Sb, 197Au, 202Hg, 205Tl, 208Pb and 209Bi | USGS certified standard MASS-1, comprising a pressed pellet of precipitated Cu-Fe-Zn sulfide standard; natural chalcopyrite (Cu), natural rhodonite (Mn), natural chalcedony (Zn), natural cobaltite (Co), natural arsenopyrite (As), natural stibnite (Sb), natural galena (Pb), natural cadmium (Cd) | 865.9909 |  |  |  | 0.42255 |  | 0.69934 | [7 empty] | 1.2257 | [5 empty] | 11411.07 | [5 empty] | 0.056751 | [5 empty] | 1350.183 | [9 empty] | 26493.07 |  | 725.4825 | [7 empty] | 0.13225 |  |  |  | 107.1739 | [13 empty] | 30.0151 |  | 0.14692 | [7 empty] | 454.3676 | [5 empty] | 64.0621 | [15 empty] | 266162.7 |  | 21.5892 |  |  |  | 0 | [5 empty] | 990.9216 | [13 empty] | 0.020649 | [18 empty] | 2020 | Minerals 2020, 10, 147 |  | BOL, TZA
| Animas-Chocaya Mine, Merelani Hills |  | Magmatic hydrothermal, Metamorphic |  |  | Zn | Ag, Sn, Cu, Ga, In, Fe, Mn, Cd | Zn, Ag, Sn, Cu, Ga, In, Fe, Mn, Cd |  |  | 51.673 |  | underground mine |  |  |  |  | ore material | grab | grab | mineral separate | [5 empty] | mineralisation |  |  |  | wurtzite, sphalerite | [6 empty] | pyrite | Polished sections; MASS-1 pressed pellet standard | EMPA, LA-ICPMS | SX51 electron microprobe (Cameca Gennevilliers Cedex, France); Agilent 7700cx Series Quadrupole ICP-MS (Agilent Santa Clara, CA 95051, USA) coupled to an Applied Spectra M-50 laser ablation system | Adelaide Microscopy, University of Adelaide | EMPA: accelerating voltage of 20 kV and a specimen current of ~20 nA, focused beam size set at <1 µm; LA-ICP-MS line scans: width of line rasters around 50 µm, ablation performed in a pure He atmosphere with a flow of 700 mL/min, mixed with Ar (930 mL/min) immediately after the ablation cell, mixture passed through a pulse homogenizing device; LA-ICP-MS mapping: repetition rate of 10 Hz, 64 µm spot size, output fluence of ~2.5 J cm−2, 30 s background acquisition at the start of every raster, dwell times for all elements set to 7 ms; line scan dwell times: 10 ms for both Zn and S, and 50 ms for the remaining masses; measured isotopes: 55Mn, 57Fe, 59Co, 60Ni, 65Cu, 66Zn, 71Ga, 75As, 77Se, 95Mo, 107Ag, 111Cd, 115In, 118Sn, 121Sb, 197Au, 202Hg, 205Tl, 208Pb and 209Bi | USGS certified standard MASS-1, comprising a pressed pellet of precipitated Cu-Fe-Zn sulfide standard; natural chalcopyrite (Cu), natural rhodonite (Mn), natural chalcedony (Zn), natural cobaltite (Co), natural arsenopyrite (As), natural stibnite (Sb), natural galena (Pb), natural cadmium (Cd) | 911.7286 |  |  |  | 2.4819 |  | 1.1416 | [7 empty] | 1.2226 | [5 empty] | 12977.93 | [5 empty] | 0 | [5 empty] | 1564.107 | [9 empty] | 25948.88 |  | 832.6403 | [7 empty] | 0.1094 |  |  |  | 103.338 | [13 empty] | 30.94 |  | 0 | [7 empty] | 0.33109 | [5 empty] | 75.0095 | [15 empty] | 299620.3 |  | 26.9245 |  |  |  | 0 | [5 empty] | 1115.064 | [13 empty] | 0.044946 | [18 empty] | 2020 | Minerals 2020, 10, 147 |  | BOL, TZA
| Animas-Chocaya Mine, Merelani Hills |  | Magmatic hydrothermal, Metamorphic |  |  | Zn | Ag, Sn, Cu, Ga, In, Fe, Mn, Cd | Zn, Ag, Sn, Cu, Ga, In, Fe, Mn, Cd |  |  | 51.926 |  | underground mine |  |  |  |  | ore material | grab | grab | mineral separate | [5 empty] | mineralisation |  |  |  | wurtzite, sphalerite | [6 empty] | pyrite | Polished sections; MASS-1 pressed pellet standard | EMPA, LA-ICPMS | SX51 electron microprobe (Cameca Gennevilliers Cedex, France); Agilent 7700cx Series Quadrupole ICP-MS (Agilent Santa Clara, CA 95051, USA) coupled to an Applied Spectra M-50 laser ablation system | Adelaide Microscopy, University of Adelaide | EMPA: accelerating voltage of 20 kV and a specimen current of ~20 nA, focused beam size set at <1 µm; LA-ICP-MS line scans: width of line rasters around 50 µm, ablation performed in a pure He atmosphere with a flow of 700 mL/min, mixed with Ar (930 mL/min) immediately after the ablation cell, mixture passed through a pulse homogenizing device; LA-ICP-MS mapping: repetition rate of 10 Hz, 64 µm spot size, output fluence of ~2.5 J cm−2, 30 s background acquisition at the start of every raster, dwell times for all elements set to 7 ms; line scan dwell times: 10 ms for both Zn and S, and 50 ms for the remaining masses; measured isotopes: 55Mn, 57Fe, 59Co, 60Ni, 65Cu, 66Zn, 71Ga, 75As, 77Se, 95Mo, 107Ag, 111Cd, 115In, 118Sn, 121Sb, 197Au, 202Hg, 205Tl, 208Pb and 209Bi | USGS certified standard MASS-1, comprising a pressed pellet of precipitated Cu-Fe-Zn sulfide standard; natural chalcopyrite (Cu), natural rhodonite (Mn), natural chalcedony (Zn), natural cobaltite (Co), natural arsenopyrite (As), natural stibnite (Sb), natural galena (Pb), natural cadmium (Cd) | 901.203 |  |  |  | -0.042479 |  | 1.7021 | [7 empty] | 0.98718 | [5 empty] | 10724.24 | [5 empty] | 0.22858 | [5 empty] | 1146.2 | [9 empty] | 23580.12 |  | 669.054 | [7 empty] | 0.11046 |  |  |  | 111.929 | [13 empty] | 29.1986 |  | 0 | [7 empty] | 0.3064 | [5 empty] | 59.8725 | [15 empty] | 263882.4 |  | 23.7781 |  |  |  | 0 | [5 empty] | 899.9434 | [13 empty] | 0.062388 | [18 empty] | 2020 | Minerals 2020, 10, 147 |  | BOL, TZA
| Animas-Chocaya Mine, Merelani Hills |  | Magmatic hydrothermal, Metamorphic |  |  | Zn | Ag, Sn, Cu, Ga, In, Fe, Mn, Cd | Zn, Ag, Sn, Cu, Ga, In, Fe, Mn, Cd |  |  | 52.1779 |  | underground mine |  |  |  |  | ore material | grab | grab | mineral separate | [5 empty] | mineralisation |  |  |  | wurtzite, sphalerite | [6 empty] | pyrite | Polished sections; MASS-1 pressed pellet standard | EMPA, LA-ICPMS | SX51 electron microprobe (Cameca Gennevilliers Cedex, France); Agilent 7700cx Series Quadrupole ICP-MS (Agilent Santa Clara, CA 95051, USA) coupled to an Applied Spectra M-50 laser ablation system | Adelaide Microscopy, University of Adelaide | EMPA: accelerating voltage of 20 kV and a specimen current of ~20 nA, focused beam size set at <1 µm; LA-ICP-MS line scans: width of line rasters around 50 µm, ablation performed in a pure He atmosphere with a flow of 700 mL/min, mixed with Ar (930 mL/min) immediately after the ablation cell, mixture passed through a pulse homogenizing device; LA-ICP-MS mapping: repetition rate of 10 Hz, 64 µm spot size, output fluence of ~2.5 J cm−2, 30 s background acquisition at the start of every raster, dwell times for all elements set to 7 ms; line scan dwell times: 10 ms for both Zn and S, and 50 ms for the remaining masses; measured isotopes: 55Mn, 57Fe, 59Co, 60Ni, 65Cu, 66Zn, 71Ga, 75As, 77Se, 95Mo, 107Ag, 111Cd, 115In, 118Sn, 121Sb, 197Au, 202Hg, 205Tl, 208Pb and 209Bi | USGS certified standard MASS-1, comprising a pressed pellet of precipitated Cu-Fe-Zn sulfide standard; natural chalcopyrite (Cu), natural rhodonite (Mn), natural chalcedony (Zn), natural cobaltite (Co), natural arsenopyrite (As), natural stibnite (Sb), natural galena (Pb), natural cadmium (Cd) | 796.8353 |  |  |  | 1.5509 |  | 6.6227 | [7 empty] | 1.2005 | [5 empty] | 10047.98 | [5 empty] | 0.22227 | [5 empty] | 1119.553 | [9 empty] | 23726.42 |  | 534.8868 | [7 empty] | 0.10971 |  |  |  | 90.172 | [13 empty] | 25.846 |  | 0 | [7 empty] | 0.59594 | [5 empty] | 58.5166 | [15 empty] | 261573 |  | 19.4564 |  |  |  | 0 | [5 empty] | 776.158 | [13 empty] | 0.020224 | [18 empty] | 2020 | Minerals 2020, 10, 147 |  | BOL, TZA
| Animas-Chocaya Mine, Merelani Hills |  | Magmatic hydrothermal, Metamorphic |  |  | Zn | Ag, Sn, Cu, Ga, In, Fe, Mn, Cd | Zn, Ag, Sn, Cu, Ga, In, Fe, Mn, Cd |  |  | 52.4298 |  | underground mine |  |  |  |  | ore material | grab | grab | mineral separate | [5 empty] | mineralisation |  |  |  | wurtzite, sphalerite | [6 empty] | pyrite | Polished sections; MASS-1 pressed pellet standard | EMPA, LA-ICPMS | SX51 electron microprobe (Cameca Gennevilliers Cedex, France); Agilent 7700cx Series Quadrupole ICP-MS (Agilent Santa Clara, CA 95051, USA) coupled to an Applied Spectra M-50 laser ablation system | Adelaide Microscopy, University of Adelaide | EMPA: accelerating voltage of 20 kV and a specimen current of ~20 nA, focused beam size set at <1 µm; LA-ICP-MS line scans: width of line rasters around 50 µm, ablation performed in a pure He atmosphere with a flow of 700 mL/min, mixed with Ar (930 mL/min) immediately after the ablation cell, mixture passed through a pulse homogenizing device; LA-ICP-MS mapping: repetition rate of 10 Hz, 64 µm spot size, output fluence of ~2.5 J cm−2, 30 s background acquisition at the start of every raster, dwell times for all elements set to 7 ms; line scan dwell times: 10 ms for both Zn and S, and 50 ms for the remaining masses; measured isotopes: 55Mn, 57Fe, 59Co, 60Ni, 65Cu, 66Zn, 71Ga, 75As, 77Se, 95Mo, 107Ag, 111Cd, 115In, 118Sn, 121Sb, 197Au, 202Hg, 205Tl, 208Pb and 209Bi | USGS certified standard MASS-1, comprising a pressed pellet of precipitated Cu-Fe-Zn sulfide standard; natural chalcopyrite (Cu), natural rhodonite (Mn), natural chalcedony (Zn), natural cobaltite (Co), natural arsenopyrite (As), natural stibnite (Sb), natural galena (Pb), natural cadmium (Cd) | 665.7119 |  |  |  | -0.04237 |  | 8.0919 | [7 empty] | 1.081 | [5 empty] | 8736.854 | [5 empty] | 0.11331 | [5 empty] | 911.779 | [9 empty] | 21109.78 |  | 486.3599 | [7 empty] | 0.13007 |  |  |  | 59.1103 | [13 empty] | 30.3024 |  | 0 | [7 empty] | 0.15191 | [5 empty] | 60.748 | [15 empty] | 248718.6 |  | 15.0325 |  |  |  | 0 | [5 empty] | 704.0289 | [13 empty] | 0.061862 | [18 empty] | 2020 | Minerals 2020, 10, 147 |  | BOL, TZA
| Animas-Chocaya Mine, Merelani Hills |  | Magmatic hydrothermal, Metamorphic |  |  | Zn | Ag, Sn, Cu, Ga, In, Fe, Mn, Cd | Zn, Ag, Sn, Cu, Ga, In, Fe, Mn, Cd |  |  | 52.6822 |  | underground mine |  |  |  |  | ore material | grab | grab | mineral separate | [5 empty] | mineralisation |  |  |  | wurtzite, sphalerite | [6 empty] | pyrite | Polished sections; MASS-1 pressed pellet standard | EMPA, LA-ICPMS | SX51 electron microprobe (Cameca Gennevilliers Cedex, France); Agilent 7700cx Series Quadrupole ICP-MS (Agilent Santa Clara, CA 95051, USA) coupled to an Applied Spectra M-50 laser ablation system | Adelaide Microscopy, University of Adelaide | EMPA: accelerating voltage of 20 kV and a specimen current of ~20 nA, focused beam size set at <1 µm; LA-ICP-MS line scans: width of line rasters around 50 µm, ablation performed in a pure He atmosphere with a flow of 700 mL/min, mixed with Ar (930 mL/min) immediately after the ablation cell, mixture passed through a pulse homogenizing device; LA-ICP-MS mapping: repetition rate of 10 Hz, 64 µm spot size, output fluence of ~2.5 J cm−2, 30 s background acquisition at the start of every raster, dwell times for all elements set to 7 ms; line scan dwell times: 10 ms for both Zn and S, and 50 ms for the remaining masses; measured isotopes: 55Mn, 57Fe, 59Co, 60Ni, 65Cu, 66Zn, 71Ga, 75As, 77Se, 95Mo, 107Ag, 111Cd, 115In, 118Sn, 121Sb, 197Au, 202Hg, 205Tl, 208Pb and 209Bi | USGS certified standard MASS-1, comprising a pressed pellet of precipitated Cu-Fe-Zn sulfide standard; natural chalcopyrite (Cu), natural rhodonite (Mn), natural chalcedony (Zn), natural cobaltite (Co), natural arsenopyrite (As), natural stibnite (Sb), natural galena (Pb), natural cadmium (Cd) | 637.6752 |  |  |  | 2.5848 |  | 4.4375 | [7 empty] | 1.1558 | [5 empty] | 8772.531 | [5 empty] | 0.058365 | [5 empty] | 924.4611 | [9 empty] | 20878.61 |  | 456.89 | [7 empty] | 0.15278 |  |  |  | 58.7709 | [13 empty] | 26.3331 |  | 0 | [7 empty] | 0 | [5 empty] | 59.4914 | [15 empty] | 269124 |  | 13.3491 |  |  |  | 0 | [5 empty] | 698.7454 | [13 empty] | 0.04249 | [18 empty] | 2020 | Minerals 2020, 10, 147 |  | BOL, TZA
| Animas-Chocaya Mine, Merelani Hills |  | Magmatic hydrothermal, Metamorphic |  |  | Zn | Ag, Sn, Cu, Ga, In, Fe, Mn, Cd | Zn, Ag, Sn, Cu, Ga, In, Fe, Mn, Cd |  |  | 52.9341 |  | underground mine |  |  |  |  | ore material | grab | grab | mineral separate | [5 empty] | mineralisation |  |  |  | wurtzite, sphalerite | [6 empty] | pyrite | Polished sections; MASS-1 pressed pellet standard | EMPA, LA-ICPMS | SX51 electron microprobe (Cameca Gennevilliers Cedex, France); Agilent 7700cx Series Quadrupole ICP-MS (Agilent Santa Clara, CA 95051, USA) coupled to an Applied Spectra M-50 laser ablation system | Adelaide Microscopy, University of Adelaide | EMPA: accelerating voltage of 20 kV and a specimen current of ~20 nA, focused beam size set at <1 µm; LA-ICP-MS line scans: width of line rasters around 50 µm, ablation performed in a pure He atmosphere with a flow of 700 mL/min, mixed with Ar (930 mL/min) immediately after the ablation cell, mixture passed through a pulse homogenizing device; LA-ICP-MS mapping: repetition rate of 10 Hz, 64 µm spot size, output fluence of ~2.5 J cm−2, 30 s background acquisition at the start of every raster, dwell times for all elements set to 7 ms; line scan dwell times: 10 ms for both Zn and S, and 50 ms for the remaining masses; measured isotopes: 55Mn, 57Fe, 59Co, 60Ni, 65Cu, 66Zn, 71Ga, 75As, 77Se, 95Mo, 107Ag, 111Cd, 115In, 118Sn, 121Sb, 197Au, 202Hg, 205Tl, 208Pb and 209Bi | USGS certified standard MASS-1, comprising a pressed pellet of precipitated Cu-Fe-Zn sulfide standard; natural chalcopyrite (Cu), natural rhodonite (Mn), natural chalcedony (Zn), natural cobaltite (Co), natural arsenopyrite (As), natural stibnite (Sb), natural galena (Pb), natural cadmium (Cd) | 639.7065 |  |  |  | 1.1168 |  | 5.5865 | [7 empty] | 1.5914 | [5 empty] | 7871.431 | [5 empty] | 0.11326 | [5 empty] | 701.0068 | [9 empty] | 19993.75 |  | 375.419 | [7 empty] | 0.091621 |  |  |  | 35.2021 | [13 empty] | 30.403 |  | 0 | [7 empty] | 0.30376 | [5 empty] | 63.9834 | [15 empty] | 249747.7 |  | 11.827 |  |  |  | 0 | [5 empty] | 612.0353 | [13 empty] | 0.1237 | [18 empty] | 2020 | Minerals 2020, 10, 147 |  | BOL, TZA
| Animas-Chocaya Mine, Merelani Hills |  | Magmatic hydrothermal, Metamorphic |  |  | Zn | Ag, Sn, Cu, Ga, In, Fe, Mn, Cd | Zn, Ag, Sn, Cu, Ga, In, Fe, Mn, Cd |  |  | 53.186 |  | underground mine |  |  |  |  | ore material | grab | grab | mineral separate | [5 empty] | mineralisation |  |  |  | wurtzite, sphalerite | [6 empty] | pyrite | Polished sections; MASS-1 pressed pellet standard | EMPA, LA-ICPMS | SX51 electron microprobe (Cameca Gennevilliers Cedex, France); Agilent 7700cx Series Quadrupole ICP-MS (Agilent Santa Clara, CA 95051, USA) coupled to an Applied Spectra M-50 laser ablation system | Adelaide Microscopy, University of Adelaide | EMPA: accelerating voltage of 20 kV and a specimen current of ~20 nA, focused beam size set at <1 µm; LA-ICP-MS line scans: width of line rasters around 50 µm, ablation performed in a pure He atmosphere with a flow of 700 mL/min, mixed with Ar (930 mL/min) immediately after the ablation cell, mixture passed through a pulse homogenizing device; LA-ICP-MS mapping: repetition rate of 10 Hz, 64 µm spot size, output fluence of ~2.5 J cm−2, 30 s background acquisition at the start of every raster, dwell times for all elements set to 7 ms; line scan dwell times: 10 ms for both Zn and S, and 50 ms for the remaining masses; measured isotopes: 55Mn, 57Fe, 59Co, 60Ni, 65Cu, 66Zn, 71Ga, 75As, 77Se, 95Mo, 107Ag, 111Cd, 115In, 118Sn, 121Sb, 197Au, 202Hg, 205Tl, 208Pb and 209Bi | USGS certified standard MASS-1, comprising a pressed pellet of precipitated Cu-Fe-Zn sulfide standard; natural chalcopyrite (Cu), natural rhodonite (Mn), natural chalcedony (Zn), natural cobaltite (Co), natural arsenopyrite (As), natural stibnite (Sb), natural galena (Pb), natural cadmium (Cd) | 690.5781 |  |  |  | -0.27418 |  | 3.3111 | [7 empty] | 1.8947 | [5 empty] | 8275.215 | [5 empty] | 0.1696 | [5 empty] | 681.1621 | [9 empty] | 20250.85 |  | 360.9179 | [7 empty] | 0.14588 |  |  |  | 24.0893 | [13 empty] | 30.1251 |  | 0 | [7 empty] | 0.30327 | [5 empty] | 85.1639 | [15 empty] | 261419.2 |  | 10.9197 |  |  |  | 0 | [5 empty] | 629.8051 | [13 empty] | 0.082326 | [18 empty] | 2020 | Minerals 2020, 10, 147 |  | BOL, TZA
| Animas-Chocaya Mine, Merelani Hills |  | Magmatic hydrothermal, Metamorphic |  |  | Zn | Ag, Sn, Cu, Ga, In, Fe, Mn, Cd | Zn, Ag, Sn, Cu, Ga, In, Fe, Mn, Cd |  |  | 53.4379 |  | underground mine |  |  |  |  | ore material | grab | grab | mineral separate | [5 empty] | mineralisation |  |  |  | wurtzite, sphalerite | [6 empty] | pyrite | Polished sections; MASS-1 pressed pellet standard | EMPA, LA-ICPMS | SX51 electron microprobe (Cameca Gennevilliers Cedex, France); Agilent 7700cx Series Quadrupole ICP-MS (Agilent Santa Clara, CA 95051, USA) coupled to an Applied Spectra M-50 laser ablation system | Adelaide Microscopy, University of Adelaide | EMPA: accelerating voltage of 20 kV and a specimen current of ~20 nA, focused beam size set at <1 µm; LA-ICP-MS line scans: width of line rasters around 50 µm, ablation performed in a pure He atmosphere with a flow of 700 mL/min, mixed with Ar (930 mL/min) immediately after the ablation cell, mixture passed through a pulse homogenizing device; LA-ICP-MS mapping: repetition rate of 10 Hz, 64 µm spot size, output fluence of ~2.5 J cm−2, 30 s background acquisition at the start of every raster, dwell times for all elements set to 7 ms; line scan dwell times: 10 ms for both Zn and S, and 50 ms for the remaining masses; measured isotopes: 55Mn, 57Fe, 59Co, 60Ni, 65Cu, 66Zn, 71Ga, 75As, 77Se, 95Mo, 107Ag, 111Cd, 115In, 118Sn, 121Sb, 197Au, 202Hg, 205Tl, 208Pb and 209Bi | USGS certified standard MASS-1, comprising a pressed pellet of precipitated Cu-Fe-Zn sulfide standard; natural chalcopyrite (Cu), natural rhodonite (Mn), natural chalcedony (Zn), natural cobaltite (Co), natural arsenopyrite (As), natural stibnite (Sb), natural galena (Pb), natural cadmium (Cd) | 690.853 |  |  |  | 0.18518 |  | 133.0685 | [7 empty] | 1.2189 | [5 empty] | 7874.745 | [5 empty] | 0.055471 | [5 empty] | 576.882 | [9 empty] | 17757.4 |  | 393.9123 | [7 empty] | 0.101 |  |  |  | 16.4453 | [13 empty] | 31.7158 |  | 0 | [7 empty] | 0.44641 | [5 empty] | 85.2792 | [15 empty] | 258819.6 |  | 7.1736 |  |  |  | 0 | [5 empty] | 547.4746 | [13 empty] | 0.10099 | [18 empty] | 2020 | Minerals 2020, 10, 147 |  | BOL, TZA
| Animas-Chocaya Mine, Merelani Hills |  | Magmatic hydrothermal, Metamorphic |  |  | Zn | Ag, Sn, Cu, Ga, In, Fe, Mn, Cd | Zn, Ag, Sn, Cu, Ga, In, Fe, Mn, Cd |  |  | 53.6898 |  | underground mine |  |  |  |  | ore material | grab | grab | mineral separate | [5 empty] | mineralisation |  |  |  | wurtzite, sphalerite | [6 empty] | pyrite | Polished sections; MASS-1 pressed pellet standard | EMPA, LA-ICPMS | SX51 electron microprobe (Cameca Gennevilliers Cedex, France); Agilent 7700cx Series Quadrupole ICP-MS (Agilent Santa Clara, CA 95051, USA) coupled to an Applied Spectra M-50 laser ablation system | Adelaide Microscopy, University of Adelaide | EMPA: accelerating voltage of 20 kV and a specimen current of ~20 nA, focused beam size set at <1 µm; LA-ICP-MS line scans: width of line rasters around 50 µm, ablation performed in a pure He atmosphere with a flow of 700 mL/min, mixed with Ar (930 mL/min) immediately after the ablation cell, mixture passed through a pulse homogenizing device; LA-ICP-MS mapping: repetition rate of 10 Hz, 64 µm spot size, output fluence of ~2.5 J cm−2, 30 s background acquisition at the start of every raster, dwell times for all elements set to 7 ms; line scan dwell times: 10 ms for both Zn and S, and 50 ms for the remaining masses; measured isotopes: 55Mn, 57Fe, 59Co, 60Ni, 65Cu, 66Zn, 71Ga, 75As, 77Se, 95Mo, 107Ag, 111Cd, 115In, 118Sn, 121Sb, 197Au, 202Hg, 205Tl, 208Pb and 209Bi | USGS certified standard MASS-1, comprising a pressed pellet of precipitated Cu-Fe-Zn sulfide standard; natural chalcopyrite (Cu), natural rhodonite (Mn), natural chalcedony (Zn), natural cobaltite (Co), natural arsenopyrite (As), natural stibnite (Sb), natural galena (Pb), natural cadmium (Cd) | 695.3648 |  |  |  | 1.4019 |  | 2.8432 | [7 empty] | 1.421 | [5 empty] | 8628.651 | [5 empty] | 0.23546 | [5 empty] | 598.3967 | [9 empty] | 19224.12 |  | 442.583 | [7 empty] | 0.11905 |  |  |  | 21.8608 | [13 empty] | 33.3631 |  | 0 | [7 empty] | 0.15792 | [5 empty] | 73.2062 | [15 empty] | 267662.7 |  | 6.6273 |  |  |  | 0 | [5 empty] | 597.8289 | [13 empty] | 0.021434 | [18 empty] | 2020 | Minerals 2020, 10, 147 |  | BOL, TZA
| Animas-Chocaya Mine, Merelani Hills |  | Magmatic hydrothermal, Metamorphic |  |  | Zn | Ag, Sn, Cu, Ga, In, Fe, Mn, Cd | Zn, Ag, Sn, Cu, Ga, In, Fe, Mn, Cd |  |  | 53.9417 |  | underground mine |  |  |  |  | ore material | grab | grab | mineral separate | [5 empty] | mineralisation |  |  |  | wurtzite, sphalerite | [6 empty] | pyrite | Polished sections; MASS-1 pressed pellet standard | EMPA, LA-ICPMS | SX51 electron microprobe (Cameca Gennevilliers Cedex, France); Agilent 7700cx Series Quadrupole ICP-MS (Agilent Santa Clara, CA 95051, USA) coupled to an Applied Spectra M-50 laser ablation system | Adelaide Microscopy, University of Adelaide | EMPA: accelerating voltage of 20 kV and a specimen current of ~20 nA, focused beam size set at <1 µm; LA-ICP-MS line scans: width of line rasters around 50 µm, ablation performed in a pure He atmosphere with a flow of 700 mL/min, mixed with Ar (930 mL/min) immediately after the ablation cell, mixture passed through a pulse homogenizing device; LA-ICP-MS mapping: repetition rate of 10 Hz, 64 µm spot size, output fluence of ~2.5 J cm−2, 30 s background acquisition at the start of every raster, dwell times for all elements set to 7 ms; line scan dwell times: 10 ms for both Zn and S, and 50 ms for the remaining masses; measured isotopes: 55Mn, 57Fe, 59Co, 60Ni, 65Cu, 66Zn, 71Ga, 75As, 77Se, 95Mo, 107Ag, 111Cd, 115In, 118Sn, 121Sb, 197Au, 202Hg, 205Tl, 208Pb and 209Bi | USGS certified standard MASS-1, comprising a pressed pellet of precipitated Cu-Fe-Zn sulfide standard; natural chalcopyrite (Cu), natural rhodonite (Mn), natural chalcedony (Zn), natural cobaltite (Co), natural arsenopyrite (As), natural stibnite (Sb), natural galena (Pb), natural cadmium (Cd) | 647.4374 |  |  |  | -0.50812 |  | 2.1578 | [7 empty] | 1.6362 | [5 empty] | 8224.092 | [5 empty] | 0.1135 | [5 empty] | 592.8381 | [9 empty] | 18250.19 |  | 433.8643 | [7 empty] | 0.10575 |  |  |  | 17.365 | [13 empty] | 27.5829 |  | 0.14703 | [7 empty] | 0.45678 | [5 empty] | 66.6371 | [15 empty] | 258881.5 |  | 5.0829 |  |  |  | 0 | [5 empty] | 514.8762 | [13 empty] | 0.061996 | [18 empty] | 2020 | Minerals 2020, 10, 147 |  | BOL, TZA
| Animas-Chocaya Mine, Merelani Hills |  | Magmatic hydrothermal, Metamorphic |  |  | Zn | Ag, Sn, Cu, Ga, In, Fe, Mn, Cd | Zn, Ag, Sn, Cu, Ga, In, Fe, Mn, Cd |  |  | 54.1941 |  | underground mine |  |  |  |  | ore material | grab | grab | mineral separate | [5 empty] | mineralisation |  |  |  | wurtzite, sphalerite | [6 empty] | pyrite | Polished sections; MASS-1 pressed pellet standard | EMPA, LA-ICPMS | SX51 electron microprobe (Cameca Gennevilliers Cedex, France); Agilent 7700cx Series Quadrupole ICP-MS (Agilent Santa Clara, CA 95051, USA) coupled to an Applied Spectra M-50 laser ablation system | Adelaide Microscopy, University of Adelaide | EMPA: accelerating voltage of 20 kV and a specimen current of ~20 nA, focused beam size set at <1 µm; LA-ICP-MS line scans: width of line rasters around 50 µm, ablation performed in a pure He atmosphere with a flow of 700 mL/min, mixed with Ar (930 mL/min) immediately after the ablation cell, mixture passed through a pulse homogenizing device; LA-ICP-MS mapping: repetition rate of 10 Hz, 64 µm spot size, output fluence of ~2.5 J cm−2, 30 s background acquisition at the start of every raster, dwell times for all elements set to 7 ms; line scan dwell times: 10 ms for both Zn and S, and 50 ms for the remaining masses; measured isotopes: 55Mn, 57Fe, 59Co, 60Ni, 65Cu, 66Zn, 71Ga, 75As, 77Se, 95Mo, 107Ag, 111Cd, 115In, 118Sn, 121Sb, 197Au, 202Hg, 205Tl, 208Pb and 209Bi | USGS certified standard MASS-1, comprising a pressed pellet of precipitated Cu-Fe-Zn sulfide standard; natural chalcopyrite (Cu), natural rhodonite (Mn), natural chalcedony (Zn), natural cobaltite (Co), natural arsenopyrite (As), natural stibnite (Sb), natural galena (Pb), natural cadmium (Cd) | 630.9406 |  |  |  | 0.63485 |  | 2.038 | [7 empty] | 1.151 | [5 empty] | 7944.649 | [5 empty] | 0.055082 | [5 empty] | 583.1955 | [9 empty] | 17193 |  | 510.7613 | [7 empty] | 0.12699 |  |  |  | 9.1811 | [13 empty] | 28.9133 |  | 0 | [7 empty] | 0 | [5 empty] | 63.6827 | [15 empty] | 242364.5 |  | 4.1845 |  |  |  | 0 | [5 empty] | 535.5944 | [13 empty] | 0.080241 | [18 empty] | 2020 | Minerals 2020, 10, 147 |  | BOL, TZA
| Animas-Chocaya Mine, Merelani Hills |  | Magmatic hydrothermal, Metamorphic |  |  | Zn | Ag, Sn, Cu, Ga, In, Fe, Mn, Cd | Zn, Ag, Sn, Cu, Ga, In, Fe, Mn, Cd |  |  | 54.446 |  | underground mine |  |  |  |  | ore material | grab | grab | mineral separate | [5 empty] | mineralisation |  |  |  | wurtzite, sphalerite | [6 empty] | pyrite | Polished sections; MASS-1 pressed pellet standard | EMPA, LA-ICPMS | SX51 electron microprobe (Cameca Gennevilliers Cedex, France); Agilent 7700cx Series Quadrupole ICP-MS (Agilent Santa Clara, CA 95051, USA) coupled to an Applied Spectra M-50 laser ablation system | Adelaide Microscopy, University of Adelaide | EMPA: accelerating voltage of 20 kV and a specimen current of ~20 nA, focused beam size set at <1 µm; LA-ICP-MS line scans: width of line rasters around 50 µm, ablation performed in a pure He atmosphere with a flow of 700 mL/min, mixed with Ar (930 mL/min) immediately after the ablation cell, mixture passed through a pulse homogenizing device; LA-ICP-MS mapping: repetition rate of 10 Hz, 64 µm spot size, output fluence of ~2.5 J cm−2, 30 s background acquisition at the start of every raster, dwell times for all elements set to 7 ms; line scan dwell times: 10 ms for both Zn and S, and 50 ms for the remaining masses; measured isotopes: 55Mn, 57Fe, 59Co, 60Ni, 65Cu, 66Zn, 71Ga, 75As, 77Se, 95Mo, 107Ag, 111Cd, 115In, 118Sn, 121Sb, 197Au, 202Hg, 205Tl, 208Pb and 209Bi | USGS certified standard MASS-1, comprising a pressed pellet of precipitated Cu-Fe-Zn sulfide standard; natural chalcopyrite (Cu), natural rhodonite (Mn), natural chalcedony (Zn), natural cobaltite (Co), natural arsenopyrite (As), natural stibnite (Sb), natural galena (Pb), natural cadmium (Cd) | 604.1817 |  |  |  | 0.37572 |  | 1.2998 | [7 empty] | 0.87456 | [5 empty] | 7458.268 | [5 empty] | 0 | [5 empty] | 551.1656 | [9 empty] | 16623.96 |  | 498.4579 | [7 empty] | 0.11264 |  |  |  | 7.5688 | [13 empty] | 26.9563 |  | 0 | [7 empty] | 0.13575 | [5 empty] | 52.1951 | [15 empty] | 239727.9 |  | 4.055 |  |  |  | 0 | [5 empty] | 543.9005 | [13 empty] | 0.073696 | [18 empty] | 2020 | Minerals 2020, 10, 147 |  | BOL, TZA
| Animas-Chocaya Mine, Merelani Hills |  | Magmatic hydrothermal, Metamorphic |  |  | Zn | Ag, Sn, Cu, Ga, In, Fe, Mn, Cd | Zn, Ag, Sn, Cu, Ga, In, Fe, Mn, Cd |  |  | 54.6979 |  | underground mine |  |  |  |  | ore material | grab | grab | mineral separate | [5 empty] | mineralisation |  |  |  | wurtzite, sphalerite | [6 empty] | pyrite | Polished sections; MASS-1 pressed pellet standard | EMPA, LA-ICPMS | SX51 electron microprobe (Cameca Gennevilliers Cedex, France); Agilent 7700cx Series Quadrupole ICP-MS (Agilent Santa Clara, CA 95051, USA) coupled to an Applied Spectra M-50 laser ablation system | Adelaide Microscopy, University of Adelaide | EMPA: accelerating voltage of 20 kV and a specimen current of ~20 nA, focused beam size set at <1 µm; LA-ICP-MS line scans: width of line rasters around 50 µm, ablation performed in a pure He atmosphere with a flow of 700 mL/min, mixed with Ar (930 mL/min) immediately after the ablation cell, mixture passed through a pulse homogenizing device; LA-ICP-MS mapping: repetition rate of 10 Hz, 64 µm spot size, output fluence of ~2.5 J cm−2, 30 s background acquisition at the start of every raster, dwell times for all elements set to 7 ms; line scan dwell times: 10 ms for both Zn and S, and 50 ms for the remaining masses; measured isotopes: 55Mn, 57Fe, 59Co, 60Ni, 65Cu, 66Zn, 71Ga, 75As, 77Se, 95Mo, 107Ag, 111Cd, 115In, 118Sn, 121Sb, 197Au, 202Hg, 205Tl, 208Pb and 209Bi | USGS certified standard MASS-1, comprising a pressed pellet of precipitated Cu-Fe-Zn sulfide standard; natural chalcopyrite (Cu), natural rhodonite (Mn), natural chalcedony (Zn), natural cobaltite (Co), natural arsenopyrite (As), natural stibnite (Sb), natural galena (Pb), natural cadmium (Cd) | 620.1085 |  |  |  | 0.17018 |  | 1.1035 | [7 empty] | 0.92085 | [5 empty] | 7513.22 | [5 empty] | 0.051125 | [5 empty] | 658.07 | [9 empty] | 16221.04 |  | 530.3984 | [7 empty] | 0.087275 |  |  |  | 7.5723 | [13 empty] | 24.5438 |  | 0 | [7 empty] | 0.13721 | [5 empty] | 45.9649 | [15 empty] | 271980.7 |  | 4.0451 |  |  |  | 0 | [5 empty] | 606.4232 | [13 empty] | 0.11173 | [18 empty] | 2020 | Minerals 2020, 10, 147 |  | BOL, TZA
| Animas-Chocaya Mine, Merelani Hills |  | Magmatic hydrothermal, Metamorphic |  |  | Zn | Ag, Sn, Cu, Ga, In, Fe, Mn, Cd | Zn, Ag, Sn, Cu, Ga, In, Fe, Mn, Cd |  |  | 54.9499 |  | underground mine |  |  |  |  | ore material | grab | grab | mineral separate | [5 empty] | mineralisation |  |  |  | wurtzite, sphalerite | [6 empty] | pyrite | Polished sections; MASS-1 pressed pellet standard | EMPA, LA-ICPMS | SX51 electron microprobe (Cameca Gennevilliers Cedex, France); Agilent 7700cx Series Quadrupole ICP-MS (Agilent Santa Clara, CA 95051, USA) coupled to an Applied Spectra M-50 laser ablation system | Adelaide Microscopy, University of Adelaide | EMPA: accelerating voltage of 20 kV and a specimen current of ~20 nA, focused beam size set at <1 µm; LA-ICP-MS line scans: width of line rasters around 50 µm, ablation performed in a pure He atmosphere with a flow of 700 mL/min, mixed with Ar (930 mL/min) immediately after the ablation cell, mixture passed through a pulse homogenizing device; LA-ICP-MS mapping: repetition rate of 10 Hz, 64 µm spot size, output fluence of ~2.5 J cm−2, 30 s background acquisition at the start of every raster, dwell times for all elements set to 7 ms; line scan dwell times: 10 ms for both Zn and S, and 50 ms for the remaining masses; measured isotopes: 55Mn, 57Fe, 59Co, 60Ni, 65Cu, 66Zn, 71Ga, 75As, 77Se, 95Mo, 107Ag, 111Cd, 115In, 118Sn, 121Sb, 197Au, 202Hg, 205Tl, 208Pb and 209Bi | USGS certified standard MASS-1, comprising a pressed pellet of precipitated Cu-Fe-Zn sulfide standard; natural chalcopyrite (Cu), natural rhodonite (Mn), natural chalcedony (Zn), natural cobaltite (Co), natural arsenopyrite (As), natural stibnite (Sb), natural galena (Pb), natural cadmium (Cd) | 572.6668 |  |  |  | 0.40337 |  | 0.83771 | [7 empty] | 0.82183 | [5 empty] | 7251.399 | [5 empty] | 0.054331 | [5 empty] | 781.1245 | [9 empty] | 16624.87 |  | 489.3849 | [7 empty] | 0.11242 |  |  |  | 7.0588 | [13 empty] | 29.2232 |  | 0 | [7 empty] | 0 | [5 empty] | 48.0218 | [15 empty] | 256179.7 |  | 4.7541 |  |  |  | 0 | [5 empty] | 617.5859 | [13 empty] | 0.19792 | [18 empty] | 2020 | Minerals 2020, 10, 147 |  | BOL, TZA
| Animas-Chocaya Mine, Merelani Hills |  | Magmatic hydrothermal, Metamorphic |  |  | Zn | Ag, Sn, Cu, Ga, In, Fe, Mn, Cd | Zn, Ag, Sn, Cu, Ga, In, Fe, Mn, Cd |  |  | 55.2018 |  | underground mine |  |  |  |  | ore material | grab | grab | mineral separate | [5 empty] | mineralisation |  |  |  | wurtzite, sphalerite | [6 empty] | pyrite | Polished sections; MASS-1 pressed pellet standard | EMPA, LA-ICPMS | SX51 electron microprobe (Cameca Gennevilliers Cedex, France); Agilent 7700cx Series Quadrupole ICP-MS (Agilent Santa Clara, CA 95051, USA) coupled to an Applied Spectra M-50 laser ablation system | Adelaide Microscopy, University of Adelaide | EMPA: accelerating voltage of 20 kV and a specimen current of ~20 nA, focused beam size set at <1 µm; LA-ICP-MS line scans: width of line rasters around 50 µm, ablation performed in a pure He atmosphere with a flow of 700 mL/min, mixed with Ar (930 mL/min) immediately after the ablation cell, mixture passed through a pulse homogenizing device; LA-ICP-MS mapping: repetition rate of 10 Hz, 64 µm spot size, output fluence of ~2.5 J cm−2, 30 s background acquisition at the start of every raster, dwell times for all elements set to 7 ms; line scan dwell times: 10 ms for both Zn and S, and 50 ms for the remaining masses; measured isotopes: 55Mn, 57Fe, 59Co, 60Ni, 65Cu, 66Zn, 71Ga, 75As, 77Se, 95Mo, 107Ag, 111Cd, 115In, 118Sn, 121Sb, 197Au, 202Hg, 205Tl, 208Pb and 209Bi | USGS certified standard MASS-1, comprising a pressed pellet of precipitated Cu-Fe-Zn sulfide standard; natural chalcopyrite (Cu), natural rhodonite (Mn), natural chalcedony (Zn), natural cobaltite (Co), natural arsenopyrite (As), natural stibnite (Sb), natural galena (Pb), natural cadmium (Cd) | 535.2246 |  |  |  | -0.042498 |  | 0.50876 | [7 empty] | 0.73266 | [5 empty] | 7921.625 | [5 empty] | 0.10998 | [5 empty] | 848.5802 | [9 empty] | 16301.48 |  | 511.0583 | [7 empty] | 0.10945 |  |  |  | 5.2689 | [13 empty] | 26.5646 |  | 0 | [7 empty] | 0 | [5 empty] | 50.9987 | [15 empty] | 266377.5 |  | 6.6549 |  |  |  | 0 | [5 empty] | 621.3103 | [13 empty] | 0.16027 | [18 empty] | 2020 | Minerals 2020, 10, 147 |  | BOL, TZA
| Animas-Chocaya Mine, Merelani Hills |  | Magmatic hydrothermal, Metamorphic |  |  | Zn | Ag, Sn, Cu, Ga, In, Fe, Mn, Cd | Zn, Ag, Sn, Cu, Ga, In, Fe, Mn, Cd |  |  | 55.4542 |  | underground mine |  |  |  |  | ore material | grab | grab | mineral separate | [5 empty] | mineralisation |  |  |  | wurtzite, sphalerite | [6 empty] | pyrite | Polished sections; MASS-1 pressed pellet standard | EMPA, LA-ICPMS | SX51 electron microprobe (Cameca Gennevilliers Cedex, France); Agilent 7700cx Series Quadrupole ICP-MS (Agilent Santa Clara, CA 95051, USA) coupled to an Applied Spectra M-50 laser ablation system | Adelaide Microscopy, University of Adelaide | EMPA: accelerating voltage of 20 kV and a specimen current of ~20 nA, focused beam size set at <1 µm; LA-ICP-MS line scans: width of line rasters around 50 µm, ablation performed in a pure He atmosphere with a flow of 700 mL/min, mixed with Ar (930 mL/min) immediately after the ablation cell, mixture passed through a pulse homogenizing device; LA-ICP-MS mapping: repetition rate of 10 Hz, 64 µm spot size, output fluence of ~2.5 J cm−2, 30 s background acquisition at the start of every raster, dwell times for all elements set to 7 ms; line scan dwell times: 10 ms for both Zn and S, and 50 ms for the remaining masses; measured isotopes: 55Mn, 57Fe, 59Co, 60Ni, 65Cu, 66Zn, 71Ga, 75As, 77Se, 95Mo, 107Ag, 111Cd, 115In, 118Sn, 121Sb, 197Au, 202Hg, 205Tl, 208Pb and 209Bi | USGS certified standard MASS-1, comprising a pressed pellet of precipitated Cu-Fe-Zn sulfide standard; natural chalcopyrite (Cu), natural rhodonite (Mn), natural chalcedony (Zn), natural cobaltite (Co), natural arsenopyrite (As), natural stibnite (Sb), natural galena (Pb), natural cadmium (Cd) | 496.9072 |  |  |  | 0.65516 |  | 0.7016 | [7 empty] | 0.81936 | [5 empty] | 7506.6 | [5 empty] | 0 | [5 empty] | 794.5885 | [9 empty] | 18334.98 |  | 462.7482 | [7 empty] | 0.10415 |  |  |  | 5.9884 | [13 empty] | 26.5668 |  | 0 | [7 empty] | 0.61075 | [5 empty] | 44.9844 | [15 empty] | 273420.1 |  | 9.504 |  |  |  | 0 | [5 empty] | 604.3729 | [13 empty] | 0.14505 | [18 empty] | 2020 | Minerals 2020, 10, 147 |  | BOL, TZA
| Animas-Chocaya Mine, Merelani Hills |  | Magmatic hydrothermal, Metamorphic |  |  | Zn | Ag, Sn, Cu, Ga, In, Fe, Mn, Cd | Zn, Ag, Sn, Cu, Ga, In, Fe, Mn, Cd |  |  | 55.7071 |  | underground mine |  |  |  |  | ore material | grab | grab | mineral separate | [5 empty] | mineralisation |  |  |  | wurtzite, sphalerite | [6 empty] | pyrite | Polished sections; MASS-1 pressed pellet standard | EMPA, LA-ICPMS | SX51 electron microprobe (Cameca Gennevilliers Cedex, France); Agilent 7700cx Series Quadrupole ICP-MS (Agilent Santa Clara, CA 95051, USA) coupled to an Applied Spectra M-50 laser ablation system | Adelaide Microscopy, University of Adelaide | EMPA: accelerating voltage of 20 kV and a specimen current of ~20 nA, focused beam size set at <1 µm; LA-ICP-MS line scans: width of line rasters around 50 µm, ablation performed in a pure He atmosphere with a flow of 700 mL/min, mixed with Ar (930 mL/min) immediately after the ablation cell, mixture passed through a pulse homogenizing device; LA-ICP-MS mapping: repetition rate of 10 Hz, 64 µm spot size, output fluence of ~2.5 J cm−2, 30 s background acquisition at the start of every raster, dwell times for all elements set to 7 ms; line scan dwell times: 10 ms for both Zn and S, and 50 ms for the remaining masses; measured isotopes: 55Mn, 57Fe, 59Co, 60Ni, 65Cu, 66Zn, 71Ga, 75As, 77Se, 95Mo, 107Ag, 111Cd, 115In, 118Sn, 121Sb, 197Au, 202Hg, 205Tl, 208Pb and 209Bi | USGS certified standard MASS-1, comprising a pressed pellet of precipitated Cu-Fe-Zn sulfide standard; natural chalcopyrite (Cu), natural rhodonite (Mn), natural chalcedony (Zn), natural cobaltite (Co), natural arsenopyrite (As), natural stibnite (Sb), natural galena (Pb), natural cadmium (Cd) | 442.3569 |  |  |  | 0.61372 |  | 0.76689 | [7 empty] | 0.55614 | [5 empty] | 7524.179 | [5 empty] | 0 | [5 empty] | 723.7501 | [9 empty] | 17558.58 |  | 419.4394 | [7 empty] | 0.12969 |  |  |  | 5.6104 | [13 empty] | 25.4727 |  | 0 | [7 empty] | 0.14306 | [5 empty] | 39.4791 | [15 empty] | 262721.1 |  | 12.924 |  |  |  | 0 | [5 empty] | 571.2208 | [13 empty] | 0.11648 | [18 empty] | 2020 | Minerals 2020, 10, 147 |  | BOL, TZA
| Animas-Chocaya Mine, Merelani Hills |  | Magmatic hydrothermal, Metamorphic |  |  | Zn | Ag, Sn, Cu, Ga, In, Fe, Mn, Cd | Zn, Ag, Sn, Cu, Ga, In, Fe, Mn, Cd |  |  | 55.959 |  | underground mine |  |  |  |  | ore material | grab | grab | mineral separate | [5 empty] | mineralisation |  |  |  | wurtzite, sphalerite | [6 empty] | pyrite | Polished sections; MASS-1 pressed pellet standard | EMPA, LA-ICPMS | SX51 electron microprobe (Cameca Gennevilliers Cedex, France); Agilent 7700cx Series Quadrupole ICP-MS (Agilent Santa Clara, CA 95051, USA) coupled to an Applied Spectra M-50 laser ablation system | Adelaide Microscopy, University of Adelaide | EMPA: accelerating voltage of 20 kV and a specimen current of ~20 nA, focused beam size set at <1 µm; LA-ICP-MS line scans: width of line rasters around 50 µm, ablation performed in a pure He atmosphere with a flow of 700 mL/min, mixed with Ar (930 mL/min) immediately after the ablation cell, mixture passed through a pulse homogenizing device; LA-ICP-MS mapping: repetition rate of 10 Hz, 64 µm spot size, output fluence of ~2.5 J cm−2, 30 s background acquisition at the start of every raster, dwell times for all elements set to 7 ms; line scan dwell times: 10 ms for both Zn and S, and 50 ms for the remaining masses; measured isotopes: 55Mn, 57Fe, 59Co, 60Ni, 65Cu, 66Zn, 71Ga, 75As, 77Se, 95Mo, 107Ag, 111Cd, 115In, 118Sn, 121Sb, 197Au, 202Hg, 205Tl, 208Pb and 209Bi | USGS certified standard MASS-1, comprising a pressed pellet of precipitated Cu-Fe-Zn sulfide standard; natural chalcopyrite (Cu), natural rhodonite (Mn), natural chalcedony (Zn), natural cobaltite (Co), natural arsenopyrite (As), natural stibnite (Sb), natural galena (Pb), natural cadmium (Cd) | 438.0042 |  |  |  | 0.18404 |  | 0.96913 | [7 empty] | 0.69885 | [5 empty] | 7208.46 | [5 empty] | 0 | [5 empty] | 766.0919 | [9 empty] | 18132.15 |  | 416.3192 | [7 empty] | 0.12614 |  |  |  | 6.3642 | [13 empty] | 28.9382 |  | 0 | [7 empty] | 0.29777 | [5 empty] | 37.0446 | [15 empty] | 246452.8 |  | 13.9732 |  |  |  | 0 | [5 empty] | 607.993 | [13 empty] | 0.080816 | [18 empty] | 2020 | Minerals 2020, 10, 147 |  | BOL, TZA
| Animas-Chocaya Mine, Merelani Hills |  | Magmatic hydrothermal, Metamorphic |  |  | Zn | Ag, Sn, Cu, Ga, In, Fe, Mn, Cd | Zn, Ag, Sn, Cu, Ga, In, Fe, Mn, Cd |  |  | 56.2109 |  | underground mine |  |  |  |  | ore material | grab | grab | mineral separate | [5 empty] | mineralisation |  |  |  | wurtzite, sphalerite | [6 empty] | pyrite | Polished sections; MASS-1 pressed pellet standard | EMPA, LA-ICPMS | SX51 electron microprobe (Cameca Gennevilliers Cedex, France); Agilent 7700cx Series Quadrupole ICP-MS (Agilent Santa Clara, CA 95051, USA) coupled to an Applied Spectra M-50 laser ablation system | Adelaide Microscopy, University of Adelaide | EMPA: accelerating voltage of 20 kV and a specimen current of ~20 nA, focused beam size set at <1 µm; LA-ICP-MS line scans: width of line rasters around 50 µm, ablation performed in a pure He atmosphere with a flow of 700 mL/min, mixed with Ar (930 mL/min) immediately after the ablation cell, mixture passed through a pulse homogenizing device; LA-ICP-MS mapping: repetition rate of 10 Hz, 64 µm spot size, output fluence of ~2.5 J cm−2, 30 s background acquisition at the start of every raster, dwell times for all elements set to 7 ms; line scan dwell times: 10 ms for both Zn and S, and 50 ms for the remaining masses; measured isotopes: 55Mn, 57Fe, 59Co, 60Ni, 65Cu, 66Zn, 71Ga, 75As, 77Se, 95Mo, 107Ag, 111Cd, 115In, 118Sn, 121Sb, 197Au, 202Hg, 205Tl, 208Pb and 209Bi | USGS certified standard MASS-1, comprising a pressed pellet of precipitated Cu-Fe-Zn sulfide standard; natural chalcopyrite (Cu), natural rhodonite (Mn), natural chalcedony (Zn), natural cobaltite (Co), natural arsenopyrite (As), natural stibnite (Sb), natural galena (Pb), natural cadmium (Cd) | 488.323 |  |  |  | 0.17727 |  | 0.98903 | [7 empty] | 0.44212 | [5 empty] | 7667.148 | [5 empty] | 0.053436 | [5 empty] | 885.0706 | [9 empty] | 20757.68 |  | 377.4684 | [7 empty] | 0.11736 |  |  |  | 7.1471 | [13 empty] | 31.2448 |  | 0 | [7 empty] | 0.28701 | [5 empty] | 42.8877 | [15 empty] | 262475.5 |  | 16.1009 |  |  |  | 0 | [5 empty] | 648.8668 | [13 empty] | 0.097369 | [18 empty] | 2020 | Minerals 2020, 10, 147 |  | BOL, TZA
| Animas-Chocaya Mine, Merelani Hills |  | Magmatic hydrothermal, Metamorphic |  |  | Zn | Ag, Sn, Cu, Ga, In, Fe, Mn, Cd | Zn, Ag, Sn, Cu, Ga, In, Fe, Mn, Cd |  |  | 56.4628 |  | underground mine |  |  |  |  | ore material | grab | grab | mineral separate | [5 empty] | mineralisation |  |  |  | wurtzite, sphalerite | [6 empty] | pyrite | Polished sections; MASS-1 pressed pellet standard | EMPA, LA-ICPMS | SX51 electron microprobe (Cameca Gennevilliers Cedex, France); Agilent 7700cx Series Quadrupole ICP-MS (Agilent Santa Clara, CA 95051, USA) coupled to an Applied Spectra M-50 laser ablation system | Adelaide Microscopy, University of Adelaide | EMPA: accelerating voltage of 20 kV and a specimen current of ~20 nA, focused beam size set at <1 µm; LA-ICP-MS line scans: width of line rasters around 50 µm, ablation performed in a pure He atmosphere with a flow of 700 mL/min, mixed with Ar (930 mL/min) immediately after the ablation cell, mixture passed through a pulse homogenizing device; LA-ICP-MS mapping: repetition rate of 10 Hz, 64 µm spot size, output fluence of ~2.5 J cm−2, 30 s background acquisition at the start of every raster, dwell times for all elements set to 7 ms; line scan dwell times: 10 ms for both Zn and S, and 50 ms for the remaining masses; measured isotopes: 55Mn, 57Fe, 59Co, 60Ni, 65Cu, 66Zn, 71Ga, 75As, 77Se, 95Mo, 107Ag, 111Cd, 115In, 118Sn, 121Sb, 197Au, 202Hg, 205Tl, 208Pb and 209Bi | USGS certified standard MASS-1, comprising a pressed pellet of precipitated Cu-Fe-Zn sulfide standard; natural chalcopyrite (Cu), natural rhodonite (Mn), natural chalcedony (Zn), natural cobaltite (Co), natural arsenopyrite (As), natural stibnite (Sb), natural galena (Pb), natural cadmium (Cd) | 505.53 |  |  |  | 1.9568 |  | 1.0587 | [7 empty] | 0.29188 | [5 empty] | 7523.423 | [5 empty] | 0 | [5 empty] | 964.1104 | [9 empty] | 21150.15 |  | 391.7813 | [7 empty] | 0.090819 |  |  |  | 12.8414 | [13 empty] | 28.9278 |  | 0 | [7 empty] | 0.14553 | [5 empty] | 34.9947 | [15 empty] | 267160.8 |  | 14.7368 |  |  |  | 1.5793 | [5 empty] | 741.0557 | [13 empty] | 0.039495 | [18 empty] | 2020 | Minerals 2020, 10, 147 |  | BOL, TZA
| Animas-Chocaya Mine, Merelani Hills |  | Magmatic hydrothermal, Metamorphic |  |  | Zn | Ag, Sn, Cu, Ga, In, Fe, Mn, Cd | Zn, Ag, Sn, Cu, Ga, In, Fe, Mn, Cd |  |  | 56.7147 |  | underground mine |  |  |  |  | ore material | grab | grab | mineral separate | [5 empty] | mineralisation |  |  |  | wurtzite, sphalerite | [6 empty] | pyrite | Polished sections; MASS-1 pressed pellet standard | EMPA, LA-ICPMS | SX51 electron microprobe (Cameca Gennevilliers Cedex, France); Agilent 7700cx Series Quadrupole ICP-MS (Agilent Santa Clara, CA 95051, USA) coupled to an Applied Spectra M-50 laser ablation system | Adelaide Microscopy, University of Adelaide | EMPA: accelerating voltage of 20 kV and a specimen current of ~20 nA, focused beam size set at <1 µm; LA-ICP-MS line scans: width of line rasters around 50 µm, ablation performed in a pure He atmosphere with a flow of 700 mL/min, mixed with Ar (930 mL/min) immediately after the ablation cell, mixture passed through a pulse homogenizing device; LA-ICP-MS mapping: repetition rate of 10 Hz, 64 µm spot size, output fluence of ~2.5 J cm−2, 30 s background acquisition at the start of every raster, dwell times for all elements set to 7 ms; line scan dwell times: 10 ms for both Zn and S, and 50 ms for the remaining masses; measured isotopes: 55Mn, 57Fe, 59Co, 60Ni, 65Cu, 66Zn, 71Ga, 75As, 77Se, 95Mo, 107Ag, 111Cd, 115In, 118Sn, 121Sb, 197Au, 202Hg, 205Tl, 208Pb and 209Bi | USGS certified standard MASS-1, comprising a pressed pellet of precipitated Cu-Fe-Zn sulfide standard; natural chalcopyrite (Cu), natural rhodonite (Mn), natural chalcedony (Zn), natural cobaltite (Co), natural arsenopyrite (As), natural stibnite (Sb), natural galena (Pb), natural cadmium (Cd) | 595.8453 |  |  |  | -0.28175 |  | 0.88938 | [7 empty] | 0.51874 | [5 empty] | 7415.675 | [5 empty] | 0 | [5 empty] | 1304.166 | [9 empty] | 23248.92 |  | 430.0114 | [7 empty] | 0.11059 |  |  |  | 35.9567 | [13 empty] | 34.2291 |  | 0 | [7 empty] | 0.15487 | [5 empty] | 37.5966 | [15 empty] | 264112.2 |  | 13.3248 |  |  |  | 0 | [5 empty] | 1205.762 | [13 empty] | 0.063043 | [18 empty] | 2020 | Minerals 2020, 10, 147 |  | BOL, TZA
| Animas-Chocaya Mine, Merelani Hills |  | Magmatic hydrothermal, Metamorphic |  |  | Zn | Ag, Sn, Cu, Ga, In, Fe, Mn, Cd | Zn, Ag, Sn, Cu, Ga, In, Fe, Mn, Cd |  |  | 56.9671 |  | underground mine |  |  |  |  | ore material | grab | grab | mineral separate | [5 empty] | mineralisation |  |  |  | wurtzite, sphalerite | [6 empty] | pyrite | Polished sections; MASS-1 pressed pellet standard | EMPA, LA-ICPMS | SX51 electron microprobe (Cameca Gennevilliers Cedex, France); Agilent 7700cx Series Quadrupole ICP-MS (Agilent Santa Clara, CA 95051, USA) coupled to an Applied Spectra M-50 laser ablation system | Adelaide Microscopy, University of Adelaide | EMPA: accelerating voltage of 20 kV and a specimen current of ~20 nA, focused beam size set at <1 µm; LA-ICP-MS line scans: width of line rasters around 50 µm, ablation performed in a pure He atmosphere with a flow of 700 mL/min, mixed with Ar (930 mL/min) immediately after the ablation cell, mixture passed through a pulse homogenizing device; LA-ICP-MS mapping: repetition rate of 10 Hz, 64 µm spot size, output fluence of ~2.5 J cm−2, 30 s background acquisition at the start of every raster, dwell times for all elements set to 7 ms; line scan dwell times: 10 ms for both Zn and S, and 50 ms for the remaining masses; measured isotopes: 55Mn, 57Fe, 59Co, 60Ni, 65Cu, 66Zn, 71Ga, 75As, 77Se, 95Mo, 107Ag, 111Cd, 115In, 118Sn, 121Sb, 197Au, 202Hg, 205Tl, 208Pb and 209Bi | USGS certified standard MASS-1, comprising a pressed pellet of precipitated Cu-Fe-Zn sulfide standard; natural chalcopyrite (Cu), natural rhodonite (Mn), natural chalcedony (Zn), natural cobaltite (Co), natural arsenopyrite (As), natural stibnite (Sb), natural galena (Pb), natural cadmium (Cd) | 648.5999 |  |  |  | 1.1425 |  | 0.59604 | [7 empty] | 0.24949 | [5 empty] | 7395.991 | [5 empty] | 0 | [5 empty] | 1965 | [9 empty] | 24112.81 |  | 453.3091 | [7 empty] | 0.1345 |  |  |  | 67.9309 | [13 empty] | 34.2922 |  | 0 | [7 empty] | 0.15569 | [5 empty] | 32.0305 | [15 empty] | 282528.2 |  | 15.0361 |  |  |  | 0 | [5 empty] | 1460.595 | [13 empty] | 0.10563 | [18 empty] | 2020 | Minerals 2020, 10, 147 |  | BOL, TZA
| Animas-Chocaya Mine, Merelani Hills |  | Magmatic hydrothermal, Metamorphic |  |  | Zn | Ag, Sn, Cu, Ga, In, Fe, Mn, Cd | Zn, Ag, Sn, Cu, Ga, In, Fe, Mn, Cd |  |  | 57.219 |  | underground mine |  |  |  |  | ore material | grab | grab | mineral separate | [5 empty] | mineralisation |  |  |  | wurtzite, sphalerite | [6 empty] | pyrite | Polished sections; MASS-1 pressed pellet standard | EMPA, LA-ICPMS | SX51 electron microprobe (Cameca Gennevilliers Cedex, France); Agilent 7700cx Series Quadrupole ICP-MS (Agilent Santa Clara, CA 95051, USA) coupled to an Applied Spectra M-50 laser ablation system | Adelaide Microscopy, University of Adelaide | EMPA: accelerating voltage of 20 kV and a specimen current of ~20 nA, focused beam size set at <1 µm; LA-ICP-MS line scans: width of line rasters around 50 µm, ablation performed in a pure He atmosphere with a flow of 700 mL/min, mixed with Ar (930 mL/min) immediately after the ablation cell, mixture passed through a pulse homogenizing device; LA-ICP-MS mapping: repetition rate of 10 Hz, 64 µm spot size, output fluence of ~2.5 J cm−2, 30 s background acquisition at the start of every raster, dwell times for all elements set to 7 ms; line scan dwell times: 10 ms for both Zn and S, and 50 ms for the remaining masses; measured isotopes: 55Mn, 57Fe, 59Co, 60Ni, 65Cu, 66Zn, 71Ga, 75As, 77Se, 95Mo, 107Ag, 111Cd, 115In, 118Sn, 121Sb, 197Au, 202Hg, 205Tl, 208Pb and 209Bi | USGS certified standard MASS-1, comprising a pressed pellet of precipitated Cu-Fe-Zn sulfide standard; natural chalcopyrite (Cu), natural rhodonite (Mn), natural chalcedony (Zn), natural cobaltite (Co), natural arsenopyrite (As), natural stibnite (Sb), natural galena (Pb), natural cadmium (Cd) | 713.8302 |  |  |  | 0.66382 |  | 0.88966 | [7 empty] | 0.31072 | [5 empty] | 7678.567 | [5 empty] | 0 | [5 empty] | 1974.961 | [9 empty] | 26101.3 |  | 416.9641 | [7 empty] | 0.092254 |  |  |  | 66.4175 | [13 empty] | 35.7875 |  | 0 | [7 empty] | 0 | [5 empty] | 35.9342 | [15 empty] | 270964.2 |  | 12.9666 |  |  |  | 0 | [5 empty] | 1562.254 | [13 empty] | 0.021022 | [18 empty] | 2020 | Minerals 2020, 10, 147 |  | BOL, TZA
| Animas-Chocaya Mine, Merelani Hills |  | Magmatic hydrothermal, Metamorphic |  |  | Zn | Ag, Sn, Cu, Ga, In, Fe, Mn, Cd | Zn, Ag, Sn, Cu, Ga, In, Fe, Mn, Cd |  |  | 57.4709 |  | underground mine |  |  |  |  | ore material | grab | grab | mineral separate | [5 empty] | mineralisation |  |  |  | wurtzite, sphalerite | [6 empty] | pyrite | Polished sections; MASS-1 pressed pellet standard | EMPA, LA-ICPMS | SX51 electron microprobe (Cameca Gennevilliers Cedex, France); Agilent 7700cx Series Quadrupole ICP-MS (Agilent Santa Clara, CA 95051, USA) coupled to an Applied Spectra M-50 laser ablation system | Adelaide Microscopy, University of Adelaide | EMPA: accelerating voltage of 20 kV and a specimen current of ~20 nA, focused beam size set at <1 µm; LA-ICP-MS line scans: width of line rasters around 50 µm, ablation performed in a pure He atmosphere with a flow of 700 mL/min, mixed with Ar (930 mL/min) immediately after the ablation cell, mixture passed through a pulse homogenizing device; LA-ICP-MS mapping: repetition rate of 10 Hz, 64 µm spot size, output fluence of ~2.5 J cm−2, 30 s background acquisition at the start of every raster, dwell times for all elements set to 7 ms; line scan dwell times: 10 ms for both Zn and S, and 50 ms for the remaining masses; measured isotopes: 55Mn, 57Fe, 59Co, 60Ni, 65Cu, 66Zn, 71Ga, 75As, 77Se, 95Mo, 107Ag, 111Cd, 115In, 118Sn, 121Sb, 197Au, 202Hg, 205Tl, 208Pb and 209Bi | USGS certified standard MASS-1, comprising a pressed pellet of precipitated Cu-Fe-Zn sulfide standard; natural chalcopyrite (Cu), natural rhodonite (Mn), natural chalcedony (Zn), natural cobaltite (Co), natural arsenopyrite (As), natural stibnite (Sb), natural galena (Pb), natural cadmium (Cd) | 780.0336 |  |  |  | -0.80993 |  | 0.82692 | [7 empty] | 0.19928 | [5 empty] | 8155.684 | [5 empty] | 0.12368 | [5 empty] | 2279.903 | [9 empty] | 24918.88 |  | 484.2298 | [7 empty] | 0.099014 |  |  |  | 66.3297 | [13 empty] | 38.3174 |  | 0 | [7 empty] | 0.99699 | [5 empty] | 36.2724 | [15 empty] | 291565 |  | 13.0638 |  |  |  | 0 | [5 empty] | 1458.145 | [13 empty] | 0.067637 | [18 empty] | 2020 | Minerals 2020, 10, 147 |  | BOL, TZA
| Animas-Chocaya Mine, Merelani Hills |  | Magmatic hydrothermal, Metamorphic |  |  | Zn | Ag, Sn, Cu, Ga, In, Fe, Mn, Cd | Zn, Ag, Sn, Cu, Ga, In, Fe, Mn, Cd |  |  | 57.7228 |  | underground mine |  |  |  |  | ore material | grab | grab | mineral separate | [5 empty] | mineralisation |  |  |  | wurtzite, sphalerite | [6 empty] | pyrite | Polished sections; MASS-1 pressed pellet standard | EMPA, LA-ICPMS | SX51 electron microprobe (Cameca Gennevilliers Cedex, France); Agilent 7700cx Series Quadrupole ICP-MS (Agilent Santa Clara, CA 95051, USA) coupled to an Applied Spectra M-50 laser ablation system | Adelaide Microscopy, University of Adelaide | EMPA: accelerating voltage of 20 kV and a specimen current of ~20 nA, focused beam size set at <1 µm; LA-ICP-MS line scans: width of line rasters around 50 µm, ablation performed in a pure He atmosphere with a flow of 700 mL/min, mixed with Ar (930 mL/min) immediately after the ablation cell, mixture passed through a pulse homogenizing device; LA-ICP-MS mapping: repetition rate of 10 Hz, 64 µm spot size, output fluence of ~2.5 J cm−2, 30 s background acquisition at the start of every raster, dwell times for all elements set to 7 ms; line scan dwell times: 10 ms for both Zn and S, and 50 ms for the remaining masses; measured isotopes: 55Mn, 57Fe, 59Co, 60Ni, 65Cu, 66Zn, 71Ga, 75As, 77Se, 95Mo, 107Ag, 111Cd, 115In, 118Sn, 121Sb, 197Au, 202Hg, 205Tl, 208Pb and 209Bi | USGS certified standard MASS-1, comprising a pressed pellet of precipitated Cu-Fe-Zn sulfide standard; natural chalcopyrite (Cu), natural rhodonite (Mn), natural chalcedony (Zn), natural cobaltite (Co), natural arsenopyrite (As), natural stibnite (Sb), natural galena (Pb), natural cadmium (Cd) | 744.0421 |  |  |  | 1.5908 |  | 0.87931 | [7 empty] | 0.28654 | [5 empty] | 7292.454 | [5 empty] | 0 | [5 empty] | 1743.175 | [9 empty] | 24184.74 |  | 417.7901 | [7 empty] | 0.12334 |  |  |  | 43.285 | [13 empty] | 39.9697 |  | 0 | [7 empty] | 0.45941 | [5 empty] | 37.0099 | [15 empty] | 265283.9 |  | 18.4348 |  |  |  | 0 | [5 empty] | 1467.396 | [13 empty] | 0.062333 | [18 empty] | 2020 | Minerals 2020, 10, 147 |  | BOL, TZA
| Animas-Chocaya Mine, Merelani Hills |  | Magmatic hydrothermal, Metamorphic |  |  | Zn | Ag, Sn, Cu, Ga, In, Fe, Mn, Cd | Zn, Ag, Sn, Cu, Ga, In, Fe, Mn, Cd |  |  | 57.9747 |  | underground mine |  |  |  |  | ore material | grab | grab | mineral separate | [5 empty] | mineralisation |  |  |  | wurtzite, sphalerite | [6 empty] | pyrite | Polished sections; MASS-1 pressed pellet standard | EMPA, LA-ICPMS | SX51 electron microprobe (Cameca Gennevilliers Cedex, France); Agilent 7700cx Series Quadrupole ICP-MS (Agilent Santa Clara, CA 95051, USA) coupled to an Applied Spectra M-50 laser ablation system | Adelaide Microscopy, University of Adelaide | EMPA: accelerating voltage of 20 kV and a specimen current of ~20 nA, focused beam size set at <1 µm; LA-ICP-MS line scans: width of line rasters around 50 µm, ablation performed in a pure He atmosphere with a flow of 700 mL/min, mixed with Ar (930 mL/min) immediately after the ablation cell, mixture passed through a pulse homogenizing device; LA-ICP-MS mapping: repetition rate of 10 Hz, 64 µm spot size, output fluence of ~2.5 J cm−2, 30 s background acquisition at the start of every raster, dwell times for all elements set to 7 ms; line scan dwell times: 10 ms for both Zn and S, and 50 ms for the remaining masses; measured isotopes: 55Mn, 57Fe, 59Co, 60Ni, 65Cu, 66Zn, 71Ga, 75As, 77Se, 95Mo, 107Ag, 111Cd, 115In, 118Sn, 121Sb, 197Au, 202Hg, 205Tl, 208Pb and 209Bi | USGS certified standard MASS-1, comprising a pressed pellet of precipitated Cu-Fe-Zn sulfide standard; natural chalcopyrite (Cu), natural rhodonite (Mn), natural chalcedony (Zn), natural cobaltite (Co), natural arsenopyrite (As), natural stibnite (Sb), natural galena (Pb), natural cadmium (Cd) | 859.4873 |  |  |  | -0.047037 |  | 0.60653 | [7 empty] | 0.36036 | [5 empty] | 8374.769 | [5 empty] | 0 | [5 empty] | 2216.254 | [9 empty] | 24660.29 |  | 467.7039 | [7 empty] | 0.12058 |  |  |  | 38.696 | [13 empty] | 39.4718 |  | 0 | [7 empty] | 0.95074 | [5 empty] | 40.5699 | [15 empty] | 302664.5 |  | 17.3426 |  |  |  | 1.7192 | [5 empty] | 1632.879 | [13 empty] | 0.15049 | [18 empty] | 2020 | Minerals 2020, 10, 147 |  | BOL, TZA
| Animas-Chocaya Mine, Merelani Hills |  | Magmatic hydrothermal, Metamorphic |  |  | Zn | Ag, Sn, Cu, Ga, In, Fe, Mn, Cd | Zn, Ag, Sn, Cu, Ga, In, Fe, Mn, Cd |  |  | 58.2272 |  | underground mine |  |  |  |  | ore material | grab | grab | mineral separate | [5 empty] | mineralisation |  |  |  | wurtzite, sphalerite | [6 empty] | pyrite | Polished sections; MASS-1 pressed pellet standard | EMPA, LA-ICPMS | SX51 electron microprobe (Cameca Gennevilliers Cedex, France); Agilent 7700cx Series Quadrupole ICP-MS (Agilent Santa Clara, CA 95051, USA) coupled to an Applied Spectra M-50 laser ablation system | Adelaide Microscopy, University of Adelaide | EMPA: accelerating voltage of 20 kV and a specimen current of ~20 nA, focused beam size set at <1 µm; LA-ICP-MS line scans: width of line rasters around 50 µm, ablation performed in a pure He atmosphere with a flow of 700 mL/min, mixed with Ar (930 mL/min) immediately after the ablation cell, mixture passed through a pulse homogenizing device; LA-ICP-MS mapping: repetition rate of 10 Hz, 64 µm spot size, output fluence of ~2.5 J cm−2, 30 s background acquisition at the start of every raster, dwell times for all elements set to 7 ms; line scan dwell times: 10 ms for both Zn and S, and 50 ms for the remaining masses; measured isotopes: 55Mn, 57Fe, 59Co, 60Ni, 65Cu, 66Zn, 71Ga, 75As, 77Se, 95Mo, 107Ag, 111Cd, 115In, 118Sn, 121Sb, 197Au, 202Hg, 205Tl, 208Pb and 209Bi | USGS certified standard MASS-1, comprising a pressed pellet of precipitated Cu-Fe-Zn sulfide standard; natural chalcopyrite (Cu), natural rhodonite (Mn), natural chalcedony (Zn), natural cobaltite (Co), natural arsenopyrite (As), natural stibnite (Sb), natural galena (Pb), natural cadmium (Cd) | 1060.228 |  |  |  | 1.1387 |  | 0.59431 | [7 empty] | 0.22793 | [5 empty] | 8399.07 | [5 empty] | 0 | [5 empty] | 1913.172 | [9 empty] | 24903.54 |  | 399.0499 | [7 empty] | 0.11359 |  |  |  | 36.5464 | [13 empty] | 41.7271 |  | 0 | [7 empty] | 0 | [5 empty] | 49.731 | [15 empty] | 264330.7 |  | 27.6046 |  |  |  | 0 | [5 empty] | 1677.156 | [13 empty] | 0.084263 | [18 empty] | 2020 | Minerals 2020, 10, 147 |  | BOL, TZA
| Animas-Chocaya Mine, Merelani Hills |  | Magmatic hydrothermal, Metamorphic |  |  | Zn | Ag, Sn, Cu, Ga, In, Fe, Mn, Cd | Zn, Ag, Sn, Cu, Ga, In, Fe, Mn, Cd |  |  | 58.4791 |  | underground mine |  |  |  |  | ore material | grab | grab | mineral separate | [5 empty] | mineralisation |  |  |  | wurtzite, sphalerite | [6 empty] | pyrite | Polished sections; MASS-1 pressed pellet standard | EMPA, LA-ICPMS | SX51 electron microprobe (Cameca Gennevilliers Cedex, France); Agilent 7700cx Series Quadrupole ICP-MS (Agilent Santa Clara, CA 95051, USA) coupled to an Applied Spectra M-50 laser ablation system | Adelaide Microscopy, University of Adelaide | EMPA: accelerating voltage of 20 kV and a specimen current of ~20 nA, focused beam size set at <1 µm; LA-ICP-MS line scans: width of line rasters around 50 µm, ablation performed in a pure He atmosphere with a flow of 700 mL/min, mixed with Ar (930 mL/min) immediately after the ablation cell, mixture passed through a pulse homogenizing device; LA-ICP-MS mapping: repetition rate of 10 Hz, 64 µm spot size, output fluence of ~2.5 J cm−2, 30 s background acquisition at the start of every raster, dwell times for all elements set to 7 ms; line scan dwell times: 10 ms for both Zn and S, and 50 ms for the remaining masses; measured isotopes: 55Mn, 57Fe, 59Co, 60Ni, 65Cu, 66Zn, 71Ga, 75As, 77Se, 95Mo, 107Ag, 111Cd, 115In, 118Sn, 121Sb, 197Au, 202Hg, 205Tl, 208Pb and 209Bi | USGS certified standard MASS-1, comprising a pressed pellet of precipitated Cu-Fe-Zn sulfide standard; natural chalcopyrite (Cu), natural rhodonite (Mn), natural chalcedony (Zn), natural cobaltite (Co), natural arsenopyrite (As), natural stibnite (Sb), natural galena (Pb), natural cadmium (Cd) | 1138.827 |  |  |  | 0.69746 |  | 0.68605 | [7 empty] | 0.2392 | [5 empty] | 8933.332 | [5 empty] | 0.060617 | [5 empty] | 2177.776 | [9 empty] | 26758.23 |  | 533.171 | [7 empty] | 0.11684 |  |  |  | 38.6069 | [13 empty] | 45.6005 |  | 0 | [7 empty] | 0.32589 | [5 empty] | 61.2328 | [15 empty] | 267209.7 |  | 31.3251 |  |  |  | 0 | [5 empty] | 1780.152 | [13 empty] | 0.044214 | [18 empty] | 2020 | Minerals 2020, 10, 147 |  | BOL, TZA
| Animas-Chocaya Mine, Merelani Hills |  | Magmatic hydrothermal, Metamorphic |  |  | Zn | Ag, Sn, Cu, Ga, In, Fe, Mn, Cd | Zn, Ag, Sn, Cu, Ga, In, Fe, Mn, Cd |  |  | 58.731 |  | underground mine |  |  |  |  | ore material | grab | grab | mineral separate | [5 empty] | mineralisation |  |  |  | wurtzite, sphalerite | [6 empty] | pyrite | Polished sections; MASS-1 pressed pellet standard | EMPA, LA-ICPMS | SX51 electron microprobe (Cameca Gennevilliers Cedex, France); Agilent 7700cx Series Quadrupole ICP-MS (Agilent Santa Clara, CA 95051, USA) coupled to an Applied Spectra M-50 laser ablation system | Adelaide Microscopy, University of Adelaide | EMPA: accelerating voltage of 20 kV and a specimen current of ~20 nA, focused beam size set at <1 µm; LA-ICP-MS line scans: width of line rasters around 50 µm, ablation performed in a pure He atmosphere with a flow of 700 mL/min, mixed with Ar (930 mL/min) immediately after the ablation cell, mixture passed through a pulse homogenizing device; LA-ICP-MS mapping: repetition rate of 10 Hz, 64 µm spot size, output fluence of ~2.5 J cm−2, 30 s background acquisition at the start of every raster, dwell times for all elements set to 7 ms; line scan dwell times: 10 ms for both Zn and S, and 50 ms for the remaining masses; measured isotopes: 55Mn, 57Fe, 59Co, 60Ni, 65Cu, 66Zn, 71Ga, 75As, 77Se, 95Mo, 107Ag, 111Cd, 115In, 118Sn, 121Sb, 197Au, 202Hg, 205Tl, 208Pb and 209Bi | USGS certified standard MASS-1, comprising a pressed pellet of precipitated Cu-Fe-Zn sulfide standard; natural chalcopyrite (Cu), natural rhodonite (Mn), natural chalcedony (Zn), natural cobaltite (Co), natural arsenopyrite (As), natural stibnite (Sb), natural galena (Pb), natural cadmium (Cd) | 1330.239 |  |  |  | 0.87055 |  | 1.0331 | [7 empty] | 0.44175 | [5 empty] | 7886.862 | [5 empty] | 0.055777 | [5 empty] | 1710.619 | [9 empty] | 25575.33 |  | 392.5649 | [7 empty] | 0.1367 |  |  |  | 34.162 | [13 empty] | 45.466 |  | 0.14471 | [7 empty] | 0.44984 | [5 empty] | 74.9148 | [15 empty] | 256514.6 |  | 30.9361 |  |  |  | 0 | [5 empty] | 1773.328 | [13 empty] | 0.10172 | [18 empty] | 2020 | Minerals 2020, 10, 147 |  | BOL, TZA
| Animas-Chocaya Mine, Merelani Hills |  | Magmatic hydrothermal, Metamorphic |  |  | Zn | Ag, Sn, Cu, Ga, In, Fe, Mn, Cd | Zn, Ag, Sn, Cu, Ga, In, Fe, Mn, Cd |  |  | 58.9829 |  | underground mine |  |  |  |  | ore material | grab | grab | mineral separate | [5 empty] | mineralisation |  |  |  | wurtzite, sphalerite | [6 empty] | pyrite | Polished sections; MASS-1 pressed pellet standard | EMPA, LA-ICPMS | SX51 electron microprobe (Cameca Gennevilliers Cedex, France); Agilent 7700cx Series Quadrupole ICP-MS (Agilent Santa Clara, CA 95051, USA) coupled to an Applied Spectra M-50 laser ablation system | Adelaide Microscopy, University of Adelaide | EMPA: accelerating voltage of 20 kV and a specimen current of ~20 nA, focused beam size set at <1 µm; LA-ICP-MS line scans: width of line rasters around 50 µm, ablation performed in a pure He atmosphere with a flow of 700 mL/min, mixed with Ar (930 mL/min) immediately after the ablation cell, mixture passed through a pulse homogenizing device; LA-ICP-MS mapping: repetition rate of 10 Hz, 64 µm spot size, output fluence of ~2.5 J cm−2, 30 s background acquisition at the start of every raster, dwell times for all elements set to 7 ms; line scan dwell times: 10 ms for both Zn and S, and 50 ms for the remaining masses; measured isotopes: 55Mn, 57Fe, 59Co, 60Ni, 65Cu, 66Zn, 71Ga, 75As, 77Se, 95Mo, 107Ag, 111Cd, 115In, 118Sn, 121Sb, 197Au, 202Hg, 205Tl, 208Pb and 209Bi | USGS certified standard MASS-1, comprising a pressed pellet of precipitated Cu-Fe-Zn sulfide standard; natural chalcopyrite (Cu), natural rhodonite (Mn), natural chalcedony (Zn), natural cobaltite (Co), natural arsenopyrite (As), natural stibnite (Sb), natural galena (Pb), natural cadmium (Cd) | 1505.537 |  |  |  | 0.43587 |  | 0.78796 | [7 empty] | 0.55166 | [5 empty] | 8828.744 | [5 empty] | 0.17671 | [5 empty] | 1726.905 | [9 empty] | 26342.68 |  | 402.8829 | [7 empty] | 0.10423 |  |  |  | 37.5191 | [13 empty] | 47.426 |  | 0 | [7 empty] | 0.63347 | [5 empty] | 110.6504 | [15 empty] | 272809.7 |  | 44.5013 |  |  |  | 0 | [5 empty] | 1719.992 | [13 empty] | 0.021485 | [18 empty] | 2020 | Minerals 2020, 10, 147 |  | BOL, TZA
| Animas-Chocaya Mine, Merelani Hills |  | Magmatic hydrothermal, Metamorphic |  |  | Zn | Ag, Sn, Cu, Ga, In, Fe, Mn, Cd | Zn, Ag, Sn, Cu, Ga, In, Fe, Mn, Cd |  |  | 59.2348 |  | underground mine |  |  |  |  | ore material | grab | grab | mineral separate | [5 empty] | mineralisation |  |  |  | wurtzite, sphalerite | [6 empty] | pyrite | Polished sections; MASS-1 pressed pellet standard | EMPA, LA-ICPMS | SX51 electron microprobe (Cameca Gennevilliers Cedex, France); Agilent 7700cx Series Quadrupole ICP-MS (Agilent Santa Clara, CA 95051, USA) coupled to an Applied Spectra M-50 laser ablation system | Adelaide Microscopy, University of Adelaide | EMPA: accelerating voltage of 20 kV and a specimen current of ~20 nA, focused beam size set at <1 µm; LA-ICP-MS line scans: width of line rasters around 50 µm, ablation performed in a pure He atmosphere with a flow of 700 mL/min, mixed with Ar (930 mL/min) immediately after the ablation cell, mixture passed through a pulse homogenizing device; LA-ICP-MS mapping: repetition rate of 10 Hz, 64 µm spot size, output fluence of ~2.5 J cm−2, 30 s background acquisition at the start of every raster, dwell times for all elements set to 7 ms; line scan dwell times: 10 ms for both Zn and S, and 50 ms for the remaining masses; measured isotopes: 55Mn, 57Fe, 59Co, 60Ni, 65Cu, 66Zn, 71Ga, 75As, 77Se, 95Mo, 107Ag, 111Cd, 115In, 118Sn, 121Sb, 197Au, 202Hg, 205Tl, 208Pb and 209Bi | USGS certified standard MASS-1, comprising a pressed pellet of precipitated Cu-Fe-Zn sulfide standard; natural chalcopyrite (Cu), natural rhodonite (Mn), natural chalcedony (Zn), natural cobaltite (Co), natural arsenopyrite (As), natural stibnite (Sb), natural galena (Pb), natural cadmium (Cd) | 2060.192 |  |  |  | -0.50375 |  | 0.91989 | [7 empty] | 0.38198 | [5 empty] | 8164.426 | [5 empty] | 0.055867 | [5 empty] | 1445.401 | [9 empty] | 26155.37 |  | 378.2528 | [7 empty] | 0.10566 |  |  |  | 38.1083 | [13 empty] | 45.4836 |  | 0 | [7 empty] | 0.45066 | [5 empty] | 107.7683 | [15 empty] | 254951.1 |  | 42.7403 |  |  |  | 0 | [5 empty] | 1704.387 | [13 empty] | 0.1019 | [18 empty] | 2020 | Minerals 2020, 10, 147 |  | BOL, TZA
| Animas-Chocaya Mine, Merelani Hills |  | Magmatic hydrothermal, Metamorphic |  |  | Zn | Ag, Sn, Cu, Ga, In, Fe, Mn, Cd | Zn, Ag, Sn, Cu, Ga, In, Fe, Mn, Cd |  |  | 59.4872 |  | underground mine |  |  |  |  | ore material | grab | grab | mineral separate | [5 empty] | mineralisation |  |  |  | wurtzite, sphalerite | [6 empty] | pyrite | Polished sections; MASS-1 pressed pellet standard | EMPA, LA-ICPMS | SX51 electron microprobe (Cameca Gennevilliers Cedex, France); Agilent 7700cx Series Quadrupole ICP-MS (Agilent Santa Clara, CA 95051, USA) coupled to an Applied Spectra M-50 laser ablation system | Adelaide Microscopy, University of Adelaide | EMPA: accelerating voltage of 20 kV and a specimen current of ~20 nA, focused beam size set at <1 µm; LA-ICP-MS line scans: width of line rasters around 50 µm, ablation performed in a pure He atmosphere with a flow of 700 mL/min, mixed with Ar (930 mL/min) immediately after the ablation cell, mixture passed through a pulse homogenizing device; LA-ICP-MS mapping: repetition rate of 10 Hz, 64 µm spot size, output fluence of ~2.5 J cm−2, 30 s background acquisition at the start of every raster, dwell times for all elements set to 7 ms; line scan dwell times: 10 ms for both Zn and S, and 50 ms for the remaining masses; measured isotopes: 55Mn, 57Fe, 59Co, 60Ni, 65Cu, 66Zn, 71Ga, 75As, 77Se, 95Mo, 107Ag, 111Cd, 115In, 118Sn, 121Sb, 197Au, 202Hg, 205Tl, 208Pb and 209Bi | USGS certified standard MASS-1, comprising a pressed pellet of precipitated Cu-Fe-Zn sulfide standard; natural chalcopyrite (Cu), natural rhodonite (Mn), natural chalcedony (Zn), natural cobaltite (Co), natural arsenopyrite (As), natural stibnite (Sb), natural galena (Pb), natural cadmium (Cd) | 1825.982 |  |  |  | 0.40379 |  | 0.89893 | [7 empty] | 0.45218 | [5 empty] | 8200.005 | [5 empty] | 0.27296 | [5 empty] | 1497.464 | [9 empty] | 24126.7 |  | 354.3427 | [7 empty] | 0.09455 |  |  |  | 34.7969 | [13 empty] | 36.2206 |  | 0 | [7 empty] | 0.44041 | [5 empty] | 88.7966 | [15 empty] | 247300 |  | 43.0882 |  |  |  | 0 | [5 empty] | 1667.149 | [13 empty] | 0.079662 | [18 empty] | 2020 | Minerals 2020, 10, 147 |  | BOL, TZA
| Animas-Chocaya Mine, Merelani Hills |  | Magmatic hydrothermal, Metamorphic |  |  | Zn | Ag, Sn, Cu, Ga, In, Fe, Mn, Cd | Zn, Ag, Sn, Cu, Ga, In, Fe, Mn, Cd |  |  | 59.7401 |  | underground mine |  |  |  |  | ore material | grab | grab | mineral separate | [5 empty] | mineralisation |  |  |  | wurtzite, sphalerite | [6 empty] | pyrite | Polished sections; MASS-1 pressed pellet standard | EMPA, LA-ICPMS | SX51 electron microprobe (Cameca Gennevilliers Cedex, France); Agilent 7700cx Series Quadrupole ICP-MS (Agilent Santa Clara, CA 95051, USA) coupled to an Applied Spectra M-50 laser ablation system | Adelaide Microscopy, University of Adelaide | EMPA: accelerating voltage of 20 kV and a specimen current of ~20 nA, focused beam size set at <1 µm; LA-ICP-MS line scans: width of line rasters around 50 µm, ablation performed in a pure He atmosphere with a flow of 700 mL/min, mixed with Ar (930 mL/min) immediately after the ablation cell, mixture passed through a pulse homogenizing device; LA-ICP-MS mapping: repetition rate of 10 Hz, 64 µm spot size, output fluence of ~2.5 J cm−2, 30 s background acquisition at the start of every raster, dwell times for all elements set to 7 ms; line scan dwell times: 10 ms for both Zn and S, and 50 ms for the remaining masses; measured isotopes: 55Mn, 57Fe, 59Co, 60Ni, 65Cu, 66Zn, 71Ga, 75As, 77Se, 95Mo, 107Ag, 111Cd, 115In, 118Sn, 121Sb, 197Au, 202Hg, 205Tl, 208Pb and 209Bi | USGS certified standard MASS-1, comprising a pressed pellet of precipitated Cu-Fe-Zn sulfide standard; natural chalcopyrite (Cu), natural rhodonite (Mn), natural chalcedony (Zn), natural cobaltite (Co), natural arsenopyrite (As), natural stibnite (Sb), natural galena (Pb), natural cadmium (Cd) | 1506.42 |  |  |  | 1.7397 |  | 0.55915 | [7 empty] | 0.27337 | [5 empty] | 8144.039 | [5 empty] | 0.054327 | [5 empty] | 1448.985 | [9 empty] | 25106.79 |  | 372.6344 | [7 empty] | 0.1029 |  |  |  | 32.7621 | [13 empty] | 41.4107 |  | 0 | [7 empty] | 0.14611 | [5 empty] | 92.4922 | [15 empty] | 231365.1 |  | 43.6272 |  |  |  | 1.5849 | [5 empty] | 1629.179 | [13 empty] | 0.059463 | [18 empty] | 2020 | Minerals 2020, 10, 147 |  | BOL, TZA
| Animas-Chocaya Mine, Merelani Hills |  | Magmatic hydrothermal, Metamorphic |  |  | Zn | Ag, Sn, Cu, Ga, In, Fe, Mn, Cd | Zn, Ag, Sn, Cu, Ga, In, Fe, Mn, Cd |  |  | 59.992 |  | underground mine |  |  |  |  | ore material | grab | grab | mineral separate | [5 empty] | mineralisation |  |  |  | wurtzite, sphalerite | [6 empty] | pyrite | Polished sections; MASS-1 pressed pellet standard | EMPA, LA-ICPMS | SX51 electron microprobe (Cameca Gennevilliers Cedex, France); Agilent 7700cx Series Quadrupole ICP-MS (Agilent Santa Clara, CA 95051, USA) coupled to an Applied Spectra M-50 laser ablation system | Adelaide Microscopy, University of Adelaide | EMPA: accelerating voltage of 20 kV and a specimen current of ~20 nA, focused beam size set at <1 µm; LA-ICP-MS line scans: width of line rasters around 50 µm, ablation performed in a pure He atmosphere with a flow of 700 mL/min, mixed with Ar (930 mL/min) immediately after the ablation cell, mixture passed through a pulse homogenizing device; LA-ICP-MS mapping: repetition rate of 10 Hz, 64 µm spot size, output fluence of ~2.5 J cm−2, 30 s background acquisition at the start of every raster, dwell times for all elements set to 7 ms; line scan dwell times: 10 ms for both Zn and S, and 50 ms for the remaining masses; measured isotopes: 55Mn, 57Fe, 59Co, 60Ni, 65Cu, 66Zn, 71Ga, 75As, 77Se, 95Mo, 107Ag, 111Cd, 115In, 118Sn, 121Sb, 197Au, 202Hg, 205Tl, 208Pb and 209Bi | USGS certified standard MASS-1, comprising a pressed pellet of precipitated Cu-Fe-Zn sulfide standard; natural chalcopyrite (Cu), natural rhodonite (Mn), natural chalcedony (Zn), natural cobaltite (Co), natural arsenopyrite (As), natural stibnite (Sb), natural galena (Pb), natural cadmium (Cd) | 1482.345 |  |  |  | 0.47261 |  | 0.98693 | [7 empty] | 0.78365 | [5 empty] | 9974.68 | [5 empty] | 0.12784 | [5 empty] | 1701.287 | [9 empty] | 29795.07 |  | 446.4442 | [7 empty] | 0.12115 |  |  |  | 35.9616 | [13 empty] | 45.982 |  | 0 | [7 empty] | 0.34386 | [5 empty] | 82.5995 | [15 empty] | 290558.3 |  | 42.8615 |  |  |  | 0 | [5 empty] | 1802.89 | [13 empty] | 0.023324 | [18 empty] | 2020 | Minerals 2020, 10, 147 |  | BOL, TZA
| Animas-Chocaya Mine, Merelani Hills |  | Magmatic hydrothermal, Metamorphic |  |  | Zn | Ag, Sn, Cu, Ga, In, Fe, Mn, Cd | Zn, Ag, Sn, Cu, Ga, In, Fe, Mn, Cd |  |  | 60.2439 |  | underground mine |  |  |  |  | ore material | grab | grab | mineral separate | [5 empty] | mineralisation |  |  |  | wurtzite, sphalerite | [6 empty] | pyrite | Polished sections; MASS-1 pressed pellet standard | EMPA, LA-ICPMS | SX51 electron microprobe (Cameca Gennevilliers Cedex, France); Agilent 7700cx Series Quadrupole ICP-MS (Agilent Santa Clara, CA 95051, USA) coupled to an Applied Spectra M-50 laser ablation system | Adelaide Microscopy, University of Adelaide | EMPA: accelerating voltage of 20 kV and a specimen current of ~20 nA, focused beam size set at <1 µm; LA-ICP-MS line scans: width of line rasters around 50 µm, ablation performed in a pure He atmosphere with a flow of 700 mL/min, mixed with Ar (930 mL/min) immediately after the ablation cell, mixture passed through a pulse homogenizing device; LA-ICP-MS mapping: repetition rate of 10 Hz, 64 µm spot size, output fluence of ~2.5 J cm−2, 30 s background acquisition at the start of every raster, dwell times for all elements set to 7 ms; line scan dwell times: 10 ms for both Zn and S, and 50 ms for the remaining masses; measured isotopes: 55Mn, 57Fe, 59Co, 60Ni, 65Cu, 66Zn, 71Ga, 75As, 77Se, 95Mo, 107Ag, 111Cd, 115In, 118Sn, 121Sb, 197Au, 202Hg, 205Tl, 208Pb and 209Bi | USGS certified standard MASS-1, comprising a pressed pellet of precipitated Cu-Fe-Zn sulfide standard; natural chalcopyrite (Cu), natural rhodonite (Mn), natural chalcedony (Zn), natural cobaltite (Co), natural arsenopyrite (As), natural stibnite (Sb), natural galena (Pb), natural cadmium (Cd) | 1278.784 |  |  |  | 0.93944 |  | 1.6115 | [7 empty] | 0.41182 | [5 empty] | 8454.464 | [5 empty] | 0 | [5 empty] | 1460.925 | [9 empty] | 28313.57 |  | 418.3148 | [7 empty] | 0.13113 |  |  |  | 27.326 | [13 empty] | 41.51 |  | 0 | [7 empty] | 0.32393 | [5 empty] | 83.8019 | [15 empty] | 284890 |  | 39.9957 |  |  |  | 0 | [5 empty] | 1386.258 | [13 empty] | 0.087884 | [18 empty] | 2020 | Minerals 2020, 10, 147 |  | BOL, TZA
| Animas-Chocaya Mine, Merelani Hills |  | Magmatic hydrothermal, Metamorphic |  |  | Zn | Ag, Sn, Cu, Ga, In, Fe, Mn, Cd | Zn, Ag, Sn, Cu, Ga, In, Fe, Mn, Cd |  |  | 60.4958 |  | underground mine |  |  |  |  | ore material | grab | grab | mineral separate | [5 empty] | mineralisation |  |  |  | wurtzite, sphalerite | [6 empty] | pyrite | Polished sections; MASS-1 pressed pellet standard | EMPA, LA-ICPMS | SX51 electron microprobe (Cameca Gennevilliers Cedex, France); Agilent 7700cx Series Quadrupole ICP-MS (Agilent Santa Clara, CA 95051, USA) coupled to an Applied Spectra M-50 laser ablation system | Adelaide Microscopy, University of Adelaide | EMPA: accelerating voltage of 20 kV and a specimen current of ~20 nA, focused beam size set at <1 µm; LA-ICP-MS line scans: width of line rasters around 50 µm, ablation performed in a pure He atmosphere with a flow of 700 mL/min, mixed with Ar (930 mL/min) immediately after the ablation cell, mixture passed through a pulse homogenizing device; LA-ICP-MS mapping: repetition rate of 10 Hz, 64 µm spot size, output fluence of ~2.5 J cm−2, 30 s background acquisition at the start of every raster, dwell times for all elements set to 7 ms; line scan dwell times: 10 ms for both Zn and S, and 50 ms for the remaining masses; measured isotopes: 55Mn, 57Fe, 59Co, 60Ni, 65Cu, 66Zn, 71Ga, 75As, 77Se, 95Mo, 107Ag, 111Cd, 115In, 118Sn, 121Sb, 197Au, 202Hg, 205Tl, 208Pb and 209Bi | USGS certified standard MASS-1, comprising a pressed pellet of precipitated Cu-Fe-Zn sulfide standard; natural chalcopyrite (Cu), natural rhodonite (Mn), natural chalcedony (Zn), natural cobaltite (Co), natural arsenopyrite (As), natural stibnite (Sb), natural galena (Pb), natural cadmium (Cd) | 1127.769 |  |  |  | -0.050835 |  | 0.89289 | [7 empty] | 0.55812 | [5 empty] | 9151.547 | [5 empty] | 0.12391 | [5 empty] | 1472.663 | [9 empty] | 29534.42 |  | 410.2421 | [7 empty] | 0.092691 |  |  |  | 23.9154 | [13 empty] | 44.3808 |  | 0 | [7 empty] | 0.83337 | [5 empty] | 77.36 | [15 empty] | 284964.4 |  | 36.5962 |  |  |  | 0 | [5 empty] | 1455.57 | [13 empty] | 0.13566 | [18 empty] | 2020 | Minerals 2020, 10, 147 |  | BOL, TZA
| Animas-Chocaya Mine, Merelani Hills |  | Magmatic hydrothermal, Metamorphic |  |  | Zn | Ag, Sn, Cu, Ga, In, Fe, Mn, Cd | Zn, Ag, Sn, Cu, Ga, In, Fe, Mn, Cd |  |  | 60.7477 |  | underground mine |  |  |  |  | ore material | grab | grab | mineral separate | [5 empty] | mineralisation |  |  |  | wurtzite, sphalerite | [6 empty] | pyrite | Polished sections; MASS-1 pressed pellet standard | EMPA, LA-ICPMS | SX51 electron microprobe (Cameca Gennevilliers Cedex, France); Agilent 7700cx Series Quadrupole ICP-MS (Agilent Santa Clara, CA 95051, USA) coupled to an Applied Spectra M-50 laser ablation system | Adelaide Microscopy, University of Adelaide | EMPA: accelerating voltage of 20 kV and a specimen current of ~20 nA, focused beam size set at <1 µm; LA-ICP-MS line scans: width of line rasters around 50 µm, ablation performed in a pure He atmosphere with a flow of 700 mL/min, mixed with Ar (930 mL/min) immediately after the ablation cell, mixture passed through a pulse homogenizing device; LA-ICP-MS mapping: repetition rate of 10 Hz, 64 µm spot size, output fluence of ~2.5 J cm−2, 30 s background acquisition at the start of every raster, dwell times for all elements set to 7 ms; line scan dwell times: 10 ms for both Zn and S, and 50 ms for the remaining masses; measured isotopes: 55Mn, 57Fe, 59Co, 60Ni, 65Cu, 66Zn, 71Ga, 75As, 77Se, 95Mo, 107Ag, 111Cd, 115In, 118Sn, 121Sb, 197Au, 202Hg, 205Tl, 208Pb and 209Bi | USGS certified standard MASS-1, comprising a pressed pellet of precipitated Cu-Fe-Zn sulfide standard; natural chalcopyrite (Cu), natural rhodonite (Mn), natural chalcedony (Zn), natural cobaltite (Co), natural arsenopyrite (As), natural stibnite (Sb), natural galena (Pb), natural cadmium (Cd) | 865.416 |  |  |  | 1.7671 |  | 0.79531 | [7 empty] | 0.37748 | [5 empty] | 7720.347 | [5 empty] | 0 | [5 empty] | 1308.312 | [9 empty] | 23634.31 |  | 375.9675 | [7 empty] | 0.067105 |  |  |  | 24.1198 | [13 empty] | 39.0324 |  | 0 | [7 empty] | 0.14846 | [5 empty] | 58.7924 | [15 empty] | 247645.5 |  | 40.0276 |  |  |  | 0 | [5 empty] | 1090.96 | [13 empty] | 0.060415 | [18 empty] | 2020 | Minerals 2020, 10, 147 |  | BOL, TZA
| Animas-Chocaya Mine, Merelani Hills |  | Magmatic hydrothermal, Metamorphic |  |  | Zn | Ag, Sn, Cu, Ga, In, Fe, Mn, Cd | Zn, Ag, Sn, Cu, Ga, In, Fe, Mn, Cd |  |  | 61.0002 |  | underground mine |  |  |  |  | ore material | grab | grab | mineral separate | [5 empty] | mineralisation |  |  |  | wurtzite, sphalerite | [6 empty] | pyrite | Polished sections; MASS-1 pressed pellet standard | EMPA, LA-ICPMS | SX51 electron microprobe (Cameca Gennevilliers Cedex, France); Agilent 7700cx Series Quadrupole ICP-MS (Agilent Santa Clara, CA 95051, USA) coupled to an Applied Spectra M-50 laser ablation system | Adelaide Microscopy, University of Adelaide | EMPA: accelerating voltage of 20 kV and a specimen current of ~20 nA, focused beam size set at <1 µm; LA-ICP-MS line scans: width of line rasters around 50 µm, ablation performed in a pure He atmosphere with a flow of 700 mL/min, mixed with Ar (930 mL/min) immediately after the ablation cell, mixture passed through a pulse homogenizing device; LA-ICP-MS mapping: repetition rate of 10 Hz, 64 µm spot size, output fluence of ~2.5 J cm−2, 30 s background acquisition at the start of every raster, dwell times for all elements set to 7 ms; line scan dwell times: 10 ms for both Zn and S, and 50 ms for the remaining masses; measured isotopes: 55Mn, 57Fe, 59Co, 60Ni, 65Cu, 66Zn, 71Ga, 75As, 77Se, 95Mo, 107Ag, 111Cd, 115In, 118Sn, 121Sb, 197Au, 202Hg, 205Tl, 208Pb and 209Bi | USGS certified standard MASS-1, comprising a pressed pellet of precipitated Cu-Fe-Zn sulfide standard; natural chalcopyrite (Cu), natural rhodonite (Mn), natural chalcedony (Zn), natural cobaltite (Co), natural arsenopyrite (As), natural stibnite (Sb), natural galena (Pb), natural cadmium (Cd) | 788.5126 |  |  |  | 1.0947 |  | 1.3726 | [7 empty] | 0.33988 | [5 empty] | 7254.546 | [5 empty] | 0 | [5 empty] | 1170.461 | [9 empty] | 26451.08 |  | 365.7428 | [7 empty] | 0.1346 |  |  |  | 22.0804 | [13 empty] | 36.6347 |  | 0 | [7 empty] | 1.0463 | [5 empty] | 53.0712 | [15 empty] | 300697.2 |  | 29.4301 |  |  |  | 0 | [5 empty] | 1002.51 | [13 empty] | 0.060825 | [18 empty] | 2020 | Minerals 2020, 10, 147 |  | BOL, TZA
| Animas-Chocaya Mine, Merelani Hills |  | Magmatic hydrothermal, Metamorphic |  |  | Zn | Ag, Sn, Cu, Ga, In, Fe, Mn, Cd | Zn, Ag, Sn, Cu, Ga, In, Fe, Mn, Cd |  |  | 61.2521 |  | underground mine |  |  |  |  | ore material | grab | grab | mineral separate | [5 empty] | mineralisation |  |  |  | wurtzite, sphalerite | [6 empty] | pyrite | Polished sections; MASS-1 pressed pellet standard | EMPA, LA-ICPMS | SX51 electron microprobe (Cameca Gennevilliers Cedex, France); Agilent 7700cx Series Quadrupole ICP-MS (Agilent Santa Clara, CA 95051, USA) coupled to an Applied Spectra M-50 laser ablation system | Adelaide Microscopy, University of Adelaide | EMPA: accelerating voltage of 20 kV and a specimen current of ~20 nA, focused beam size set at <1 µm; LA-ICP-MS line scans: width of line rasters around 50 µm, ablation performed in a pure He atmosphere with a flow of 700 mL/min, mixed with Ar (930 mL/min) immediately after the ablation cell, mixture passed through a pulse homogenizing device; LA-ICP-MS mapping: repetition rate of 10 Hz, 64 µm spot size, output fluence of ~2.5 J cm−2, 30 s background acquisition at the start of every raster, dwell times for all elements set to 7 ms; line scan dwell times: 10 ms for both Zn and S, and 50 ms for the remaining masses; measured isotopes: 55Mn, 57Fe, 59Co, 60Ni, 65Cu, 66Zn, 71Ga, 75As, 77Se, 95Mo, 107Ag, 111Cd, 115In, 118Sn, 121Sb, 197Au, 202Hg, 205Tl, 208Pb and 209Bi | USGS certified standard MASS-1, comprising a pressed pellet of precipitated Cu-Fe-Zn sulfide standard; natural chalcopyrite (Cu), natural rhodonite (Mn), natural chalcedony (Zn), natural cobaltite (Co), natural arsenopyrite (As), natural stibnite (Sb), natural galena (Pb), natural cadmium (Cd) | 757.6422 |  |  |  | 0.67214 |  | 1.0839 | [7 empty] | 0.33673 | [5 empty] | 7778.935 | [5 empty] | 0.11696 | [5 empty] | 1160.982 | [9 empty] | 24718.11 |  | 377.6358 | [7 empty] | 0.087724 |  |  |  | 24.2066 | [13 empty] | 37.7535 |  | 0 | [7 empty] | 0.62953 | [5 empty] | 51.1501 | [15 empty] | 288316 |  | 27.7285 |  |  |  | 0 | [5 empty] | 952.5852 | [13 empty] | 0.042696 | [18 empty] | 2020 | Minerals 2020, 10, 147 |  | BOL, TZA
| Animas-Chocaya Mine, Merelani Hills |  | Magmatic hydrothermal, Metamorphic |  |  | Zn | Ag, Sn, Cu, Ga, In, Fe, Mn, Cd | Zn, Ag, Sn, Cu, Ga, In, Fe, Mn, Cd |  |  | 61.504 |  | underground mine |  |  |  |  | ore material | grab | grab | mineral separate | [5 empty] | mineralisation |  |  |  | wurtzite, sphalerite | [6 empty] | pyrite | Polished sections; MASS-1 pressed pellet standard | EMPA, LA-ICPMS | SX51 electron microprobe (Cameca Gennevilliers Cedex, France); Agilent 7700cx Series Quadrupole ICP-MS (Agilent Santa Clara, CA 95051, USA) coupled to an Applied Spectra M-50 laser ablation system | Adelaide Microscopy, University of Adelaide | EMPA: accelerating voltage of 20 kV and a specimen current of ~20 nA, focused beam size set at <1 µm; LA-ICP-MS line scans: width of line rasters around 50 µm, ablation performed in a pure He atmosphere with a flow of 700 mL/min, mixed with Ar (930 mL/min) immediately after the ablation cell, mixture passed through a pulse homogenizing device; LA-ICP-MS mapping: repetition rate of 10 Hz, 64 µm spot size, output fluence of ~2.5 J cm−2, 30 s background acquisition at the start of every raster, dwell times for all elements set to 7 ms; line scan dwell times: 10 ms for both Zn and S, and 50 ms for the remaining masses; measured isotopes: 55Mn, 57Fe, 59Co, 60Ni, 65Cu, 66Zn, 71Ga, 75As, 77Se, 95Mo, 107Ag, 111Cd, 115In, 118Sn, 121Sb, 197Au, 202Hg, 205Tl, 208Pb and 209Bi | USGS certified standard MASS-1, comprising a pressed pellet of precipitated Cu-Fe-Zn sulfide standard; natural chalcopyrite (Cu), natural rhodonite (Mn), natural chalcedony (Zn), natural cobaltite (Co), natural arsenopyrite (As), natural stibnite (Sb), natural galena (Pb), natural cadmium (Cd) | 710.3488 |  |  |  | 0.8812 |  | 0.93074 | [7 empty] | 0.26403 | [5 empty] | 6779.719 | [5 empty] | 0.056491 | [5 empty] | 1209.026 | [9 empty] | 25894.04 |  | 429.0742 | [7 empty] | 0.080268 |  |  |  | 28.9226 | [13 empty] | 36.2428 |  | 0 | [7 empty] | 0 | [5 empty] | 41.7999 | [15 empty] | 267535 |  | 28.7467 |  |  |  | 0 | [5 empty] | 976.2241 | [13 empty] | 0.10311 | [18 empty] | 2020 | Minerals 2020, 10, 147 |  | BOL, TZA
| Animas-Chocaya Mine, Merelani Hills |  | Magmatic hydrothermal, Metamorphic |  |  | Zn | Ag, Sn, Cu, Ga, In, Fe, Mn, Cd | Zn, Ag, Sn, Cu, Ga, In, Fe, Mn, Cd |  |  | 61.7559 |  | underground mine |  |  |  |  | ore material | grab | grab | mineral separate | [5 empty] | mineralisation |  |  |  | wurtzite, sphalerite | [6 empty] | pyrite | Polished sections; MASS-1 pressed pellet standard | EMPA, LA-ICPMS | SX51 electron microprobe (Cameca Gennevilliers Cedex, France); Agilent 7700cx Series Quadrupole ICP-MS (Agilent Santa Clara, CA 95051, USA) coupled to an Applied Spectra M-50 laser ablation system | Adelaide Microscopy, University of Adelaide | EMPA: accelerating voltage of 20 kV and a specimen current of ~20 nA, focused beam size set at <1 µm; LA-ICP-MS line scans: width of line rasters around 50 µm, ablation performed in a pure He atmosphere with a flow of 700 mL/min, mixed with Ar (930 mL/min) immediately after the ablation cell, mixture passed through a pulse homogenizing device; LA-ICP-MS mapping: repetition rate of 10 Hz, 64 µm spot size, output fluence of ~2.5 J cm−2, 30 s background acquisition at the start of every raster, dwell times for all elements set to 7 ms; line scan dwell times: 10 ms for both Zn and S, and 50 ms for the remaining masses; measured isotopes: 55Mn, 57Fe, 59Co, 60Ni, 65Cu, 66Zn, 71Ga, 75As, 77Se, 95Mo, 107Ag, 111Cd, 115In, 118Sn, 121Sb, 197Au, 202Hg, 205Tl, 208Pb and 209Bi | USGS certified standard MASS-1, comprising a pressed pellet of precipitated Cu-Fe-Zn sulfide standard; natural chalcopyrite (Cu), natural rhodonite (Mn), natural chalcedony (Zn), natural cobaltite (Co), natural arsenopyrite (As), natural stibnite (Sb), natural galena (Pb), natural cadmium (Cd) | 608.1281 |  |  |  | 0.42008 |  | 0.82033 | [7 empty] | 0.18367 | [5 empty] | 6785.489 | [5 empty] | 0.056898 | [5 empty] | 1335.202 | [9 empty] | 24409.64 |  | 438.0478 | [7 empty] | 0.094646 |  |  |  | 36.6131 | [13 empty] | 35.54 |  | 0 | [7 empty] | 0.61261 | [5 empty] | 43.5451 | [15 empty] | 263593.3 |  | 30.8116 |  |  |  | 0 | [5 empty] | 978.9786 | [13 empty] | 0.020773 | [18 empty] | 2020 | Minerals 2020, 10, 147 |  | BOL, TZA
| Animas-Chocaya Mine, Merelani Hills |  | Magmatic hydrothermal, Metamorphic |  |  | Zn | Ag, Sn, Cu, Ga, In, Fe, Mn, Cd | Zn, Ag, Sn, Cu, Ga, In, Fe, Mn, Cd |  |  | 62.0078 |  | underground mine |  |  |  |  | ore material | grab | grab | mineral separate | [5 empty] | mineralisation |  |  |  | wurtzite, sphalerite | [6 empty] | pyrite | Polished sections; MASS-1 pressed pellet standard | EMPA, LA-ICPMS | SX51 electron microprobe (Cameca Gennevilliers Cedex, France); Agilent 7700cx Series Quadrupole ICP-MS (Agilent Santa Clara, CA 95051, USA) coupled to an Applied Spectra M-50 laser ablation system | Adelaide Microscopy, University of Adelaide | EMPA: accelerating voltage of 20 kV and a specimen current of ~20 nA, focused beam size set at <1 µm; LA-ICP-MS line scans: width of line rasters around 50 µm, ablation performed in a pure He atmosphere with a flow of 700 mL/min, mixed with Ar (930 mL/min) immediately after the ablation cell, mixture passed through a pulse homogenizing device; LA-ICP-MS mapping: repetition rate of 10 Hz, 64 µm spot size, output fluence of ~2.5 J cm−2, 30 s background acquisition at the start of every raster, dwell times for all elements set to 7 ms; line scan dwell times: 10 ms for both Zn and S, and 50 ms for the remaining masses; measured isotopes: 55Mn, 57Fe, 59Co, 60Ni, 65Cu, 66Zn, 71Ga, 75As, 77Se, 95Mo, 107Ag, 111Cd, 115In, 118Sn, 121Sb, 197Au, 202Hg, 205Tl, 208Pb and 209Bi | USGS certified standard MASS-1, comprising a pressed pellet of precipitated Cu-Fe-Zn sulfide standard; natural chalcopyrite (Cu), natural rhodonite (Mn), natural chalcedony (Zn), natural cobaltite (Co), natural arsenopyrite (As), natural stibnite (Sb), natural galena (Pb), natural cadmium (Cd) | 601.9371 |  |  |  | 2.1883 |  | 1.2473 | [7 empty] | 0.80854 | [5 empty] | 7001.2 | [5 empty] | 0 | [5 empty] | 1368.634 | [9 empty] | 27602.85 |  | 419.2177 | [7 empty] | 0.076456 |  |  |  | 34.6837 | [13 empty] | 36.5551 |  | 0 | [7 empty] | 0.32601 | [5 empty] | 50.9472 | [15 empty] | 248414 |  | 28.2084 |  |  |  | 0 | [5 empty] | 1056.929 | [13 empty] | 0.066328 | [18 empty] | 2020 | Minerals 2020, 10, 147 |  | BOL, TZA
| Animas-Chocaya Mine, Merelani Hills |  | Magmatic hydrothermal, Metamorphic |  |  | Zn | Ag, Sn, Cu, Ga, In, Fe, Mn, Cd | Zn, Ag, Sn, Cu, Ga, In, Fe, Mn, Cd |  |  | 62.2602 |  | underground mine |  |  |  |  | ore material | grab | grab | mineral separate | [5 empty] | mineralisation |  |  |  | wurtzite, sphalerite | [6 empty] | pyrite | Polished sections; MASS-1 pressed pellet standard | EMPA, LA-ICPMS | SX51 electron microprobe (Cameca Gennevilliers Cedex, France); Agilent 7700cx Series Quadrupole ICP-MS (Agilent Santa Clara, CA 95051, USA) coupled to an Applied Spectra M-50 laser ablation system | Adelaide Microscopy, University of Adelaide | EMPA: accelerating voltage of 20 kV and a specimen current of ~20 nA, focused beam size set at <1 µm; LA-ICP-MS line scans: width of line rasters around 50 µm, ablation performed in a pure He atmosphere with a flow of 700 mL/min, mixed with Ar (930 mL/min) immediately after the ablation cell, mixture passed through a pulse homogenizing device; LA-ICP-MS mapping: repetition rate of 10 Hz, 64 µm spot size, output fluence of ~2.5 J cm−2, 30 s background acquisition at the start of every raster, dwell times for all elements set to 7 ms; line scan dwell times: 10 ms for both Zn and S, and 50 ms for the remaining masses; measured isotopes: 55Mn, 57Fe, 59Co, 60Ni, 65Cu, 66Zn, 71Ga, 75As, 77Se, 95Mo, 107Ag, 111Cd, 115In, 118Sn, 121Sb, 197Au, 202Hg, 205Tl, 208Pb and 209Bi | USGS certified standard MASS-1, comprising a pressed pellet of precipitated Cu-Fe-Zn sulfide standard; natural chalcopyrite (Cu), natural rhodonite (Mn), natural chalcedony (Zn), natural cobaltite (Co), natural arsenopyrite (As), natural stibnite (Sb), natural galena (Pb), natural cadmium (Cd) | 411.1233 |  |  |  | -0.72284 |  | 0.8485 | [7 empty] | 1.4286 | [5 empty] | 6732.336 | [5 empty] | 0.054921 | [5 empty] | 1207.061 | [9 empty] | 22849.66 |  | 347.4201 | [7 empty] | 0.12684 |  |  |  | 33.3489 | [13 empty] | 27.7358 |  | 0 | [7 empty] | 0 | [5 empty] | 42.6681 | [15 empty] | 245200.8 |  | 26.2798 |  |  |  | 0 | [5 empty] | 860.1619 | [13 empty] | 0.060164 | [18 empty] | 2020 | Minerals 2020, 10, 147 |  | BOL, TZA
| Animas-Chocaya Mine, Merelani Hills |  | Magmatic hydrothermal, Metamorphic |  |  | Zn | Ag, Sn, Cu, Ga, In, Fe, Mn, Cd | Zn, Ag, Sn, Cu, Ga, In, Fe, Mn, Cd |  |  | 62.5121 |  | underground mine |  |  |  |  | ore material | grab | grab | mineral separate | [5 empty] | mineralisation |  |  |  | wurtzite, sphalerite | [6 empty] | pyrite | Polished sections; MASS-1 pressed pellet standard | EMPA, LA-ICPMS | SX51 electron microprobe (Cameca Gennevilliers Cedex, France); Agilent 7700cx Series Quadrupole ICP-MS (Agilent Santa Clara, CA 95051, USA) coupled to an Applied Spectra M-50 laser ablation system | Adelaide Microscopy, University of Adelaide | EMPA: accelerating voltage of 20 kV and a specimen current of ~20 nA, focused beam size set at <1 µm; LA-ICP-MS line scans: width of line rasters around 50 µm, ablation performed in a pure He atmosphere with a flow of 700 mL/min, mixed with Ar (930 mL/min) immediately after the ablation cell, mixture passed through a pulse homogenizing device; LA-ICP-MS mapping: repetition rate of 10 Hz, 64 µm spot size, output fluence of ~2.5 J cm−2, 30 s background acquisition at the start of every raster, dwell times for all elements set to 7 ms; line scan dwell times: 10 ms for both Zn and S, and 50 ms for the remaining masses; measured isotopes: 55Mn, 57Fe, 59Co, 60Ni, 65Cu, 66Zn, 71Ga, 75As, 77Se, 95Mo, 107Ag, 111Cd, 115In, 118Sn, 121Sb, 197Au, 202Hg, 205Tl, 208Pb and 209Bi | USGS certified standard MASS-1, comprising a pressed pellet of precipitated Cu-Fe-Zn sulfide standard; natural chalcopyrite (Cu), natural rhodonite (Mn), natural chalcedony (Zn), natural cobaltite (Co), natural arsenopyrite (As), natural stibnite (Sb), natural galena (Pb), natural cadmium (Cd) | 443.123 |  |  |  | 1.1285 |  | 1.1798 | [7 empty] | 1.0756 | [5 empty] | 7366.09 | [5 empty] | 0.11454 | [5 empty] | 1174.878 | [9 empty] | 23085.24 |  | 351.4567 | [7 empty] | 0.13465 |  |  |  | 35.9172 | [13 empty] | 24.4156 |  | 0 | [7 empty] | 0.30841 | [5 empty] | 37.9072 | [15 empty] | 269455 |  | 21.3853 |  |  |  | 0 | [5 empty] | 847.6675 | [13 empty] | 0.062744 | [18 empty] | 2020 | Minerals 2020, 10, 147 |  | BOL, TZA
| Animas-Chocaya Mine, Merelani Hills |  | Magmatic hydrothermal, Metamorphic |  |  | Zn | Ag, Sn, Cu, Ga, In, Fe, Mn, Cd | Zn, Ag, Sn, Cu, Ga, In, Fe, Mn, Cd |  |  | 62.764 |  | underground mine |  |  |  |  | ore material | grab | grab | mineral separate | [5 empty] | mineralisation |  |  |  | wurtzite, sphalerite | [6 empty] | pyrite | Polished sections; MASS-1 pressed pellet standard | EMPA, LA-ICPMS | SX51 electron microprobe (Cameca Gennevilliers Cedex, France); Agilent 7700cx Series Quadrupole ICP-MS (Agilent Santa Clara, CA 95051, USA) coupled to an Applied Spectra M-50 laser ablation system | Adelaide Microscopy, University of Adelaide | EMPA: accelerating voltage of 20 kV and a specimen current of ~20 nA, focused beam size set at <1 µm; LA-ICP-MS line scans: width of line rasters around 50 µm, ablation performed in a pure He atmosphere with a flow of 700 mL/min, mixed with Ar (930 mL/min) immediately after the ablation cell, mixture passed through a pulse homogenizing device; LA-ICP-MS mapping: repetition rate of 10 Hz, 64 µm spot size, output fluence of ~2.5 J cm−2, 30 s background acquisition at the start of every raster, dwell times for all elements set to 7 ms; line scan dwell times: 10 ms for both Zn and S, and 50 ms for the remaining masses; measured isotopes: 55Mn, 57Fe, 59Co, 60Ni, 65Cu, 66Zn, 71Ga, 75As, 77Se, 95Mo, 107Ag, 111Cd, 115In, 118Sn, 121Sb, 197Au, 202Hg, 205Tl, 208Pb and 209Bi | USGS certified standard MASS-1, comprising a pressed pellet of precipitated Cu-Fe-Zn sulfide standard; natural chalcopyrite (Cu), natural rhodonite (Mn), natural chalcedony (Zn), natural cobaltite (Co), natural arsenopyrite (As), natural stibnite (Sb), natural galena (Pb), natural cadmium (Cd) | 457.4116 |  |  |  | 1.258 |  | 0.87071 | [7 empty] | 1.4509 | [5 empty] | 6214.974 | [5 empty] | 0.052829 | [5 empty] | 1170.646 | [9 empty] | 19283.86 |  | 342.2256 | [7 empty] | 0.10728 |  |  |  | 45.724 | [13 empty] | 25.2057 |  | 0 | [7 empty] | 4.5526 | [5 empty] | 29.9054 | [15 empty] | 252675.6 |  | 16.3966 |  |  |  | 0 | [5 empty] | 831.5645 | [13 empty] | 0.15435 | [18 empty] | 2020 | Minerals 2020, 10, 147 |  | BOL, TZA
| Animas-Chocaya Mine, Merelani Hills |  | Magmatic hydrothermal, Metamorphic |  |  | Zn | Ag, Sn, Cu, Ga, In, Fe, Mn, Cd | Zn, Ag, Sn, Cu, Ga, In, Fe, Mn, Cd |  |  | 63.0159 |  | underground mine |  |  |  |  | ore material | grab | grab | mineral separate | [5 empty] | mineralisation |  |  |  | wurtzite, sphalerite | [6 empty] | pyrite | Polished sections; MASS-1 pressed pellet standard | EMPA, LA-ICPMS | SX51 electron microprobe (Cameca Gennevilliers Cedex, France); Agilent 7700cx Series Quadrupole ICP-MS (Agilent Santa Clara, CA 95051, USA) coupled to an Applied Spectra M-50 laser ablation system | Adelaide Microscopy, University of Adelaide | EMPA: accelerating voltage of 20 kV and a specimen current of ~20 nA, focused beam size set at <1 µm; LA-ICP-MS line scans: width of line rasters around 50 µm, ablation performed in a pure He atmosphere with a flow of 700 mL/min, mixed with Ar (930 mL/min) immediately after the ablation cell, mixture passed through a pulse homogenizing device; LA-ICP-MS mapping: repetition rate of 10 Hz, 64 µm spot size, output fluence of ~2.5 J cm−2, 30 s background acquisition at the start of every raster, dwell times for all elements set to 7 ms; line scan dwell times: 10 ms for both Zn and S, and 50 ms for the remaining masses; measured isotopes: 55Mn, 57Fe, 59Co, 60Ni, 65Cu, 66Zn, 71Ga, 75As, 77Se, 95Mo, 107Ag, 111Cd, 115In, 118Sn, 121Sb, 197Au, 202Hg, 205Tl, 208Pb and 209Bi | USGS certified standard MASS-1, comprising a pressed pellet of precipitated Cu-Fe-Zn sulfide standard; natural chalcopyrite (Cu), natural rhodonite (Mn), natural chalcedony (Zn), natural cobaltite (Co), natural arsenopyrite (As), natural stibnite (Sb), natural galena (Pb), natural cadmium (Cd) | 442.9913 |  |  |  | 0.58927 |  | 1.0571 | [7 empty] | 1.2978 | [5 empty] | 6495.589 | [5 empty] | 0 | [5 empty] | 1236.237 | [9 empty] | 18267.57 |  | 353.7151 | [7 empty] | 0.085681 |  |  |  | 58.2817 | [13 empty] | 17.6069 |  | 0 | [7 empty] | 0.13817 | [5 empty] | 27.1393 | [15 empty] | 228984.7 |  | 12.7988 |  |  |  | 0 | [5 empty] | 876.9927 | [13 empty] | 0.11244 | [18 empty] | 2020 | Minerals 2020, 10, 147 |  | BOL, TZA
| Animas-Chocaya Mine, Merelani Hills |  | Magmatic hydrothermal, Metamorphic |  |  | Zn | Ag, Sn, Cu, Ga, In, Fe, Mn, Cd | Zn, Ag, Sn, Cu, Ga, In, Fe, Mn, Cd |  |  | 63.2678 |  | underground mine |  |  |  |  | ore material | grab | grab | mineral separate | [5 empty] | mineralisation |  |  |  | wurtzite, sphalerite | [6 empty] | pyrite | Polished sections; MASS-1 pressed pellet standard | EMPA, LA-ICPMS | SX51 electron microprobe (Cameca Gennevilliers Cedex, France); Agilent 7700cx Series Quadrupole ICP-MS (Agilent Santa Clara, CA 95051, USA) coupled to an Applied Spectra M-50 laser ablation system | Adelaide Microscopy, University of Adelaide | EMPA: accelerating voltage of 20 kV and a specimen current of ~20 nA, focused beam size set at <1 µm; LA-ICP-MS line scans: width of line rasters around 50 µm, ablation performed in a pure He atmosphere with a flow of 700 mL/min, mixed with Ar (930 mL/min) immediately after the ablation cell, mixture passed through a pulse homogenizing device; LA-ICP-MS mapping: repetition rate of 10 Hz, 64 µm spot size, output fluence of ~2.5 J cm−2, 30 s background acquisition at the start of every raster, dwell times for all elements set to 7 ms; line scan dwell times: 10 ms for both Zn and S, and 50 ms for the remaining masses; measured isotopes: 55Mn, 57Fe, 59Co, 60Ni, 65Cu, 66Zn, 71Ga, 75As, 77Se, 95Mo, 107Ag, 111Cd, 115In, 118Sn, 121Sb, 197Au, 202Hg, 205Tl, 208Pb and 209Bi | USGS certified standard MASS-1, comprising a pressed pellet of precipitated Cu-Fe-Zn sulfide standard; natural chalcopyrite (Cu), natural rhodonite (Mn), natural chalcedony (Zn), natural cobaltite (Co), natural arsenopyrite (As), natural stibnite (Sb), natural galena (Pb), natural cadmium (Cd) | 484.9844 |  |  |  | 0.1854 |  | 1.0534 | [7 empty] | 1.3752 | [5 empty] | 6542.323 | [5 empty] | 0 | [5 empty] | 1423.964 | [9 empty] | 20138.62 |  | 403.4337 | [7 empty] | 0.099501 |  |  |  | 81.9657 | [13 empty] | 17.7676 |  | 0 | [7 empty] | 0 | [5 empty] | 26.233 | [15 empty] | 270969.5 |  | 12.9768 |  |  |  | 0 | [5 empty] | 949.3292 | [13 empty] | 0.12449 | [18 empty] | 2020 | Minerals 2020, 10, 147 |  | BOL, TZA
| Animas-Chocaya Mine, Merelani Hills |  | Magmatic hydrothermal, Metamorphic |  |  | Zn | Ag, Sn, Cu, Ga, In, Fe, Mn, Cd | Zn, Ag, Sn, Cu, Ga, In, Fe, Mn, Cd |  |  | 63.5207 |  | underground mine |  |  |  |  | ore material | grab | grab | mineral separate | [5 empty] | mineralisation |  |  |  | wurtzite, sphalerite | [6 empty] | pyrite | Polished sections; MASS-1 pressed pellet standard | EMPA, LA-ICPMS | SX51 electron microprobe (Cameca Gennevilliers Cedex, France); Agilent 7700cx Series Quadrupole ICP-MS (Agilent Santa Clara, CA 95051, USA) coupled to an Applied Spectra M-50 laser ablation system | Adelaide Microscopy, University of Adelaide | EMPA: accelerating voltage of 20 kV and a specimen current of ~20 nA, focused beam size set at <1 µm; LA-ICP-MS line scans: width of line rasters around 50 µm, ablation performed in a pure He atmosphere with a flow of 700 mL/min, mixed with Ar (930 mL/min) immediately after the ablation cell, mixture passed through a pulse homogenizing device; LA-ICP-MS mapping: repetition rate of 10 Hz, 64 µm spot size, output fluence of ~2.5 J cm−2, 30 s background acquisition at the start of every raster, dwell times for all elements set to 7 ms; line scan dwell times: 10 ms for both Zn and S, and 50 ms for the remaining masses; measured isotopes: 55Mn, 57Fe, 59Co, 60Ni, 65Cu, 66Zn, 71Ga, 75As, 77Se, 95Mo, 107Ag, 111Cd, 115In, 118Sn, 121Sb, 197Au, 202Hg, 205Tl, 208Pb and 209Bi | USGS certified standard MASS-1, comprising a pressed pellet of precipitated Cu-Fe-Zn sulfide standard; natural chalcopyrite (Cu), natural rhodonite (Mn), natural chalcedony (Zn), natural cobaltite (Co), natural arsenopyrite (As), natural stibnite (Sb), natural galena (Pb), natural cadmium (Cd) | 458.9433 |  |  |  | 0.39669 |  | 0.44351 | [7 empty] | 1.1277 | [5 empty] | 6627.225 | [5 empty] | 0.053809 | [5 empty] | 1369.093 | [9 empty] | 18304.42 |  | 365.1819 | [7 empty] | 0.10949 |  |  |  | 73.26 | [13 empty] | 17.4744 |  | 0 | [7 empty] | 0.28988 | [5 empty] | 26.2368 | [15 empty] | 257537 |  | 11.6724 |  |  |  | 0 | [5 empty] | 854.6484 | [13 empty] | 0.039313 | [18 empty] | 2020 | Minerals 2020, 10, 147 |  | BOL, TZA
| Animas-Chocaya Mine, Merelani Hills |  | Magmatic hydrothermal, Metamorphic |  |  | Zn | Ag, Sn, Cu, Ga, In, Fe, Mn, Cd | Zn, Ag, Sn, Cu, Ga, In, Fe, Mn, Cd |  |  | 63.7731 |  | underground mine |  |  |  |  | ore material | grab | grab | mineral separate | [5 empty] | mineralisation |  |  |  | wurtzite, sphalerite | [6 empty] | pyrite | Polished sections; MASS-1 pressed pellet standard | EMPA, LA-ICPMS | SX51 electron microprobe (Cameca Gennevilliers Cedex, France); Agilent 7700cx Series Quadrupole ICP-MS (Agilent Santa Clara, CA 95051, USA) coupled to an Applied Spectra M-50 laser ablation system | Adelaide Microscopy, University of Adelaide | EMPA: accelerating voltage of 20 kV and a specimen current of ~20 nA, focused beam size set at <1 µm; LA-ICP-MS line scans: width of line rasters around 50 µm, ablation performed in a pure He atmosphere with a flow of 700 mL/min, mixed with Ar (930 mL/min) immediately after the ablation cell, mixture passed through a pulse homogenizing device; LA-ICP-MS mapping: repetition rate of 10 Hz, 64 µm spot size, output fluence of ~2.5 J cm−2, 30 s background acquisition at the start of every raster, dwell times for all elements set to 7 ms; line scan dwell times: 10 ms for both Zn and S, and 50 ms for the remaining masses; measured isotopes: 55Mn, 57Fe, 59Co, 60Ni, 65Cu, 66Zn, 71Ga, 75As, 77Se, 95Mo, 107Ag, 111Cd, 115In, 118Sn, 121Sb, 197Au, 202Hg, 205Tl, 208Pb and 209Bi | USGS certified standard MASS-1, comprising a pressed pellet of precipitated Cu-Fe-Zn sulfide standard; natural chalcopyrite (Cu), natural rhodonite (Mn), natural chalcedony (Zn), natural cobaltite (Co), natural arsenopyrite (As), natural stibnite (Sb), natural galena (Pb), natural cadmium (Cd) | 451.2942 |  |  |  | 0.92053 |  | 1.1558 | [7 empty] | 1.4724 | [5 empty] | 6462.422 | [5 empty] | 0 | [5 empty] | 1470.901 | [9 empty] | 20738.06 |  | 360.6031 | [7 empty] | 0.12971 |  |  |  | 84.6333 | [13 empty] | 18.2326 |  | 0 | [7 empty] | 0.15905 | [5 empty] | 29.2392 | [15 empty] | 284217.5 |  | 14.6691 |  |  |  | 0 | [5 empty] | 877.531 | [13 empty] | 0.23727 | [18 empty] | 2020 | Minerals 2020, 10, 147 |  | BOL, TZA
| Animas-Chocaya Mine, Merelani Hills |  | Magmatic hydrothermal, Metamorphic |  |  | Zn | Ag, Sn, Cu, Ga, In, Fe, Mn, Cd | Zn, Ag, Sn, Cu, Ga, In, Fe, Mn, Cd |  |  | 64.025 |  | underground mine |  |  |  |  | ore material | grab | grab | mineral separate | [5 empty] | mineralisation |  |  |  | wurtzite, sphalerite | [6 empty] | pyrite | Polished sections; MASS-1 pressed pellet standard | EMPA, LA-ICPMS | SX51 electron microprobe (Cameca Gennevilliers Cedex, France); Agilent 7700cx Series Quadrupole ICP-MS (Agilent Santa Clara, CA 95051, USA) coupled to an Applied Spectra M-50 laser ablation system | Adelaide Microscopy, University of Adelaide | EMPA: accelerating voltage of 20 kV and a specimen current of ~20 nA, focused beam size set at <1 µm; LA-ICP-MS line scans: width of line rasters around 50 µm, ablation performed in a pure He atmosphere with a flow of 700 mL/min, mixed with Ar (930 mL/min) immediately after the ablation cell, mixture passed through a pulse homogenizing device; LA-ICP-MS mapping: repetition rate of 10 Hz, 64 µm spot size, output fluence of ~2.5 J cm−2, 30 s background acquisition at the start of every raster, dwell times for all elements set to 7 ms; line scan dwell times: 10 ms for both Zn and S, and 50 ms for the remaining masses; measured isotopes: 55Mn, 57Fe, 59Co, 60Ni, 65Cu, 66Zn, 71Ga, 75As, 77Se, 95Mo, 107Ag, 111Cd, 115In, 118Sn, 121Sb, 197Au, 202Hg, 205Tl, 208Pb and 209Bi | USGS certified standard MASS-1, comprising a pressed pellet of precipitated Cu-Fe-Zn sulfide standard; natural chalcopyrite (Cu), natural rhodonite (Mn), natural chalcedony (Zn), natural cobaltite (Co), natural arsenopyrite (As), natural stibnite (Sb), natural galena (Pb), natural cadmium (Cd) | 349.924 |  |  |  | 1.0416 |  | 0.81715 | [7 empty] | 1.2229 | [5 empty] | 5066.972 | [5 empty] | 0 | [5 empty] | 1003.979 | [9 empty] | 20488.75 |  | 274.9941 | [7 empty] | 0.10771 |  |  |  | 56.0336 | [13 empty] | 17.3789 |  | 0 | [7 empty] | 0.14243 | [5 empty] | 25.1769 | [15 empty] | 251904.4 |  | 13.9699 |  |  |  | 0 | [5 empty] | 670.4621 | [13 empty] | 0.09658 | [18 empty] | 2020 | Minerals 2020, 10, 147 |  | BOL, TZA
| Animas-Chocaya Mine, Merelani Hills |  | Magmatic hydrothermal, Metamorphic |  |  | Zn | Ag, Sn, Cu, Ga, In, Fe, Mn, Cd | Zn, Ag, Sn, Cu, Ga, In, Fe, Mn, Cd |  |  | 64.277 |  | underground mine |  |  |  |  | ore material | grab | grab | mineral separate | [5 empty] | mineralisation |  |  |  | wurtzite, sphalerite | [6 empty] | pyrite | Polished sections; MASS-1 pressed pellet standard | EMPA, LA-ICPMS | SX51 electron microprobe (Cameca Gennevilliers Cedex, France); Agilent 7700cx Series Quadrupole ICP-MS (Agilent Santa Clara, CA 95051, USA) coupled to an Applied Spectra M-50 laser ablation system | Adelaide Microscopy, University of Adelaide | EMPA: accelerating voltage of 20 kV and a specimen current of ~20 nA, focused beam size set at <1 µm; LA-ICP-MS line scans: width of line rasters around 50 µm, ablation performed in a pure He atmosphere with a flow of 700 mL/min, mixed with Ar (930 mL/min) immediately after the ablation cell, mixture passed through a pulse homogenizing device; LA-ICP-MS mapping: repetition rate of 10 Hz, 64 µm spot size, output fluence of ~2.5 J cm−2, 30 s background acquisition at the start of every raster, dwell times for all elements set to 7 ms; line scan dwell times: 10 ms for both Zn and S, and 50 ms for the remaining masses; measured isotopes: 55Mn, 57Fe, 59Co, 60Ni, 65Cu, 66Zn, 71Ga, 75As, 77Se, 95Mo, 107Ag, 111Cd, 115In, 118Sn, 121Sb, 197Au, 202Hg, 205Tl, 208Pb and 209Bi | USGS certified standard MASS-1, comprising a pressed pellet of precipitated Cu-Fe-Zn sulfide standard; natural chalcopyrite (Cu), natural rhodonite (Mn), natural chalcedony (Zn), natural cobaltite (Co), natural arsenopyrite (As), natural stibnite (Sb), natural galena (Pb), natural cadmium (Cd) | 330.1822 |  |  |  | 0.89065 |  | 1.2363 | [7 empty] | 1.3836 | [5 empty] | 5154.174 | [5 empty] | 0 | [5 empty] | 1005.08 | [9 empty] | 19991.31 |  | 251.5271 | [7 empty] | 0.14177 |  |  |  | 49.5275 | [13 empty] | 18.2682 |  | 0 | [7 empty] | 1.3854 | [5 empty] | 24.5429 | [15 empty] | 258967.9 |  | 15.3376 |  |  |  | 0 | [5 empty] | 599.4777 | [13 empty] | 0.020874 | [18 empty] | 2020 | Minerals 2020, 10, 147 |  | BOL, TZA
| Animas-Chocaya Mine, Merelani Hills |  | Magmatic hydrothermal, Metamorphic |  |  | Zn | Ag, Sn, Cu, Ga, In, Fe, Mn, Cd | Zn, Ag, Sn, Cu, Ga, In, Fe, Mn, Cd |  |  | 64.5289 |  | underground mine |  |  |  |  | ore material | grab | grab | mineral separate | [5 empty] | mineralisation |  |  |  | wurtzite, sphalerite | [6 empty] | pyrite | Polished sections; MASS-1 pressed pellet standard | EMPA, LA-ICPMS | SX51 electron microprobe (Cameca Gennevilliers Cedex, France); Agilent 7700cx Series Quadrupole ICP-MS (Agilent Santa Clara, CA 95051, USA) coupled to an Applied Spectra M-50 laser ablation system | Adelaide Microscopy, University of Adelaide | EMPA: accelerating voltage of 20 kV and a specimen current of ~20 nA, focused beam size set at <1 µm; LA-ICP-MS line scans: width of line rasters around 50 µm, ablation performed in a pure He atmosphere with a flow of 700 mL/min, mixed with Ar (930 mL/min) immediately after the ablation cell, mixture passed through a pulse homogenizing device; LA-ICP-MS mapping: repetition rate of 10 Hz, 64 µm spot size, output fluence of ~2.5 J cm−2, 30 s background acquisition at the start of every raster, dwell times for all elements set to 7 ms; line scan dwell times: 10 ms for both Zn and S, and 50 ms for the remaining masses; measured isotopes: 55Mn, 57Fe, 59Co, 60Ni, 65Cu, 66Zn, 71Ga, 75As, 77Se, 95Mo, 107Ag, 111Cd, 115In, 118Sn, 121Sb, 197Au, 202Hg, 205Tl, 208Pb and 209Bi | USGS certified standard MASS-1, comprising a pressed pellet of precipitated Cu-Fe-Zn sulfide standard; natural chalcopyrite (Cu), natural rhodonite (Mn), natural chalcedony (Zn), natural cobaltite (Co), natural arsenopyrite (As), natural stibnite (Sb), natural galena (Pb), natural cadmium (Cd) | 310.571 |  |  |  | 0.40015 |  | 1.1197 | [7 empty] | 1.6697 | [5 empty] | 4930.673 | [5 empty] | 0.10865 | [5 empty] | 871.2042 | [9 empty] | 20427.8 |  | 201.8035 | [7 empty] | 0.18082 |  |  |  | 35.2479 | [13 empty] | 17.6957 |  | 0 | [7 empty] | 0.43917 | [5 empty] | 35.2786 | [15 empty] | 257231.2 |  | 27.0997 |  |  |  | 0 | [5 empty] | 643.7615 | [13 empty] | 0.059554 | [18 empty] | 2020 | Minerals 2020, 10, 147 |  | BOL, TZA
| Animas-Chocaya Mine, Merelani Hills |  | Magmatic hydrothermal, Metamorphic |  |  | Zn | Ag, Sn, Cu, Ga, In, Fe, Mn, Cd | Zn, Ag, Sn, Cu, Ga, In, Fe, Mn, Cd |  |  | 64.7808 |  | underground mine |  |  |  |  | ore material | grab | grab | mineral separate | [5 empty] | mineralisation |  |  |  | wurtzite, sphalerite | [6 empty] | pyrite | Polished sections; MASS-1 pressed pellet standard | EMPA, LA-ICPMS | SX51 electron microprobe (Cameca Gennevilliers Cedex, France); Agilent 7700cx Series Quadrupole ICP-MS (Agilent Santa Clara, CA 95051, USA) coupled to an Applied Spectra M-50 laser ablation system | Adelaide Microscopy, University of Adelaide | EMPA: accelerating voltage of 20 kV and a specimen current of ~20 nA, focused beam size set at <1 µm; LA-ICP-MS line scans: width of line rasters around 50 µm, ablation performed in a pure He atmosphere with a flow of 700 mL/min, mixed with Ar (930 mL/min) immediately after the ablation cell, mixture passed through a pulse homogenizing device; LA-ICP-MS mapping: repetition rate of 10 Hz, 64 µm spot size, output fluence of ~2.5 J cm−2, 30 s background acquisition at the start of every raster, dwell times for all elements set to 7 ms; line scan dwell times: 10 ms for both Zn and S, and 50 ms for the remaining masses; measured isotopes: 55Mn, 57Fe, 59Co, 60Ni, 65Cu, 66Zn, 71Ga, 75As, 77Se, 95Mo, 107Ag, 111Cd, 115In, 118Sn, 121Sb, 197Au, 202Hg, 205Tl, 208Pb and 209Bi | USGS certified standard MASS-1, comprising a pressed pellet of precipitated Cu-Fe-Zn sulfide standard; natural chalcopyrite (Cu), natural rhodonite (Mn), natural chalcedony (Zn), natural cobaltite (Co), natural arsenopyrite (As), natural stibnite (Sb), natural galena (Pb), natural cadmium (Cd) | 353.849 |  |  |  | 1.1452 |  | 1.4979 | [7 empty] | 2.313 | [5 empty] | 4969.794 | [5 empty] | 0.17439 | [5 empty] | 1049.219 | [9 empty] | 19785.49 |  | 176.7287 | [7 empty] | 0.13974 |  |  |  | 35.3178 | [13 empty] | 21.251 |  | 0 | [7 empty] | 0.31333 | [5 empty] | 56.0513 | [15 empty] | 286065.4 |  | 56.9997 |  |  |  | 1.6981 | [5 empty] | 718.3364 | [13 empty] | 0.1912 | [18 empty] | 2020 | Minerals 2020, 10, 147 |  | BOL, TZA
| Animas-Chocaya Mine, Merelani Hills |  | Magmatic hydrothermal, Metamorphic |  |  | Zn | Ag, Sn, Cu, Ga, In, Fe, Mn, Cd | Zn, Ag, Sn, Cu, Ga, In, Fe, Mn, Cd |  |  | 65.0332 |  | underground mine |  |  |  |  | ore material | grab | grab | mineral separate | [5 empty] | mineralisation |  |  |  | wurtzite, sphalerite | [6 empty] | pyrite | Polished sections; MASS-1 pressed pellet standard | EMPA, LA-ICPMS | SX51 electron microprobe (Cameca Gennevilliers Cedex, France); Agilent 7700cx Series Quadrupole ICP-MS (Agilent Santa Clara, CA 95051, USA) coupled to an Applied Spectra M-50 laser ablation system | Adelaide Microscopy, University of Adelaide | EMPA: accelerating voltage of 20 kV and a specimen current of ~20 nA, focused beam size set at <1 µm; LA-ICP-MS line scans: width of line rasters around 50 µm, ablation performed in a pure He atmosphere with a flow of 700 mL/min, mixed with Ar (930 mL/min) immediately after the ablation cell, mixture passed through a pulse homogenizing device; LA-ICP-MS mapping: repetition rate of 10 Hz, 64 µm spot size, output fluence of ~2.5 J cm−2, 30 s background acquisition at the start of every raster, dwell times for all elements set to 7 ms; line scan dwell times: 10 ms for both Zn and S, and 50 ms for the remaining masses; measured isotopes: 55Mn, 57Fe, 59Co, 60Ni, 65Cu, 66Zn, 71Ga, 75As, 77Se, 95Mo, 107Ag, 111Cd, 115In, 118Sn, 121Sb, 197Au, 202Hg, 205Tl, 208Pb and 209Bi | USGS certified standard MASS-1, comprising a pressed pellet of precipitated Cu-Fe-Zn sulfide standard; natural chalcopyrite (Cu), natural rhodonite (Mn), natural chalcedony (Zn), natural cobaltite (Co), natural arsenopyrite (As), natural stibnite (Sb), natural galena (Pb), natural cadmium (Cd) | 341.2035 |  |  |  | -0.26586 |  | 0.88143 | [7 empty] | 2.63 | [5 empty] | 4170.665 | [5 empty] | 0 | [5 empty] | 967.4164 | [9 empty] | 19703.63 |  | 132.5299 | [7 empty] | 0.10703 |  |  |  | 24.6705 | [13 empty] | 17.7294 |  | 0 | [7 empty] | 0.28811 | [5 empty] | 64.3156 | [15 empty] | 257670 |  | 82.9148 |  |  |  | 0 | [5 empty] | 777.7119 | [13 empty] | 0.11721 | [18 empty] | 2020 | Minerals 2020, 10, 147 |  | BOL, TZA
| Animas-Chocaya Mine, Merelani Hills |  | Magmatic hydrothermal, Metamorphic |  |  | Zn | Ag, Sn, Cu, Ga, In, Fe, Mn, Cd | Zn, Ag, Sn, Cu, Ga, In, Fe, Mn, Cd |  |  | 65.2851 |  | underground mine |  |  |  |  | ore material | grab | grab | mineral separate | [5 empty] | mineralisation |  |  |  | wurtzite, sphalerite | [6 empty] | pyrite | Polished sections; MASS-1 pressed pellet standard | EMPA, LA-ICPMS | SX51 electron microprobe (Cameca Gennevilliers Cedex, France); Agilent 7700cx Series Quadrupole ICP-MS (Agilent Santa Clara, CA 95051, USA) coupled to an Applied Spectra M-50 laser ablation system | Adelaide Microscopy, University of Adelaide | EMPA: accelerating voltage of 20 kV and a specimen current of ~20 nA, focused beam size set at <1 µm; LA-ICP-MS line scans: width of line rasters around 50 µm, ablation performed in a pure He atmosphere with a flow of 700 mL/min, mixed with Ar (930 mL/min) immediately after the ablation cell, mixture passed through a pulse homogenizing device; LA-ICP-MS mapping: repetition rate of 10 Hz, 64 µm spot size, output fluence of ~2.5 J cm−2, 30 s background acquisition at the start of every raster, dwell times for all elements set to 7 ms; line scan dwell times: 10 ms for both Zn and S, and 50 ms for the remaining masses; measured isotopes: 55Mn, 57Fe, 59Co, 60Ni, 65Cu, 66Zn, 71Ga, 75As, 77Se, 95Mo, 107Ag, 111Cd, 115In, 118Sn, 121Sb, 197Au, 202Hg, 205Tl, 208Pb and 209Bi | USGS certified standard MASS-1, comprising a pressed pellet of precipitated Cu-Fe-Zn sulfide standard; natural chalcopyrite (Cu), natural rhodonite (Mn), natural chalcedony (Zn), natural cobaltite (Co), natural arsenopyrite (As), natural stibnite (Sb), natural galena (Pb), natural cadmium (Cd) | 354.7975 |  |  |  | 0.8924 |  | 1.0033 | [7 empty] | 3.564 | [5 empty] | 4708.192 | [5 empty] | 0 | [5 empty] | 1089.445 | [9 empty] | 22119.25 |  | 99.2418 | [7 empty] | 0.11012 |  |  |  | 27.1501 | [13 empty] | 20.4169 |  | 0 | [7 empty] | 0 | [5 empty] | 73.1417 | [15 empty] | 270199.9 |  | 81.0109 |  |  |  | 0 | [5 empty] | 878.66 | [13 empty] | 0.020927 | [18 empty] | 2020 | Minerals 2020, 10, 147 |  | BOL, TZA
| Animas-Chocaya Mine, Merelani Hills |  | Magmatic hydrothermal, Metamorphic |  |  | Zn | Ag, Sn, Cu, Ga, In, Fe, Mn, Cd | Zn, Ag, Sn, Cu, Ga, In, Fe, Mn, Cd |  |  | 65.537 |  | underground mine |  |  |  |  | ore material | grab | grab | mineral separate | [5 empty] | mineralisation |  |  |  | wurtzite, sphalerite | [6 empty] | pyrite | Polished sections; MASS-1 pressed pellet standard | EMPA, LA-ICPMS | SX51 electron microprobe (Cameca Gennevilliers Cedex, France); Agilent 7700cx Series Quadrupole ICP-MS (Agilent Santa Clara, CA 95051, USA) coupled to an Applied Spectra M-50 laser ablation system | Adelaide Microscopy, University of Adelaide | EMPA: accelerating voltage of 20 kV and a specimen current of ~20 nA, focused beam size set at <1 µm; LA-ICP-MS line scans: width of line rasters around 50 µm, ablation performed in a pure He atmosphere with a flow of 700 mL/min, mixed with Ar (930 mL/min) immediately after the ablation cell, mixture passed through a pulse homogenizing device; LA-ICP-MS mapping: repetition rate of 10 Hz, 64 µm spot size, output fluence of ~2.5 J cm−2, 30 s background acquisition at the start of every raster, dwell times for all elements set to 7 ms; line scan dwell times: 10 ms for both Zn and S, and 50 ms for the remaining masses; measured isotopes: 55Mn, 57Fe, 59Co, 60Ni, 65Cu, 66Zn, 71Ga, 75As, 77Se, 95Mo, 107Ag, 111Cd, 115In, 118Sn, 121Sb, 197Au, 202Hg, 205Tl, 208Pb and 209Bi | USGS certified standard MASS-1, comprising a pressed pellet of precipitated Cu-Fe-Zn sulfide standard; natural chalcopyrite (Cu), natural rhodonite (Mn), natural chalcedony (Zn), natural cobaltite (Co), natural arsenopyrite (As), natural stibnite (Sb), natural galena (Pb), natural cadmium (Cd) | 315.6193 |  |  |  | 0.85719 |  | 0.79372 | [7 empty] | 4.0814 | [5 empty] | 3780.067 | [5 empty] | 0.054996 | [5 empty] | 1144.923 | [9 empty] | 19626.58 |  | 79.9409 | [7 empty] | 0.10807 |  |  |  | 29.759 | [13 empty] | 21.2552 |  | 0 | [7 empty] | 0 | [5 empty] | 73.9984 | [15 empty] | 232777.4 |  | 72.1828 |  |  |  | 0 | [5 empty] | 888.3245 | [13 empty] | 0.10052 | [18 empty] | 2020 | Minerals 2020, 10, 147 |  | BOL, TZA
| Animas-Chocaya Mine, Merelani Hills |  | Magmatic hydrothermal, Metamorphic |  |  | Zn | Ag, Sn, Cu, Ga, In, Fe, Mn, Cd | Zn, Ag, Sn, Cu, Ga, In, Fe, Mn, Cd |  |  | 65.7889 |  | underground mine |  |  |  |  | ore material | grab | grab | mineral separate | [5 empty] | mineralisation |  |  |  | wurtzite, sphalerite | [6 empty] | pyrite | Polished sections; MASS-1 pressed pellet standard | EMPA, LA-ICPMS | SX51 electron microprobe (Cameca Gennevilliers Cedex, France); Agilent 7700cx Series Quadrupole ICP-MS (Agilent Santa Clara, CA 95051, USA) coupled to an Applied Spectra M-50 laser ablation system | Adelaide Microscopy, University of Adelaide | EMPA: accelerating voltage of 20 kV and a specimen current of ~20 nA, focused beam size set at <1 µm; LA-ICP-MS line scans: width of line rasters around 50 µm, ablation performed in a pure He atmosphere with a flow of 700 mL/min, mixed with Ar (930 mL/min) immediately after the ablation cell, mixture passed through a pulse homogenizing device; LA-ICP-MS mapping: repetition rate of 10 Hz, 64 µm spot size, output fluence of ~2.5 J cm−2, 30 s background acquisition at the start of every raster, dwell times for all elements set to 7 ms; line scan dwell times: 10 ms for both Zn and S, and 50 ms for the remaining masses; measured isotopes: 55Mn, 57Fe, 59Co, 60Ni, 65Cu, 66Zn, 71Ga, 75As, 77Se, 95Mo, 107Ag, 111Cd, 115In, 118Sn, 121Sb, 197Au, 202Hg, 205Tl, 208Pb and 209Bi | USGS certified standard MASS-1, comprising a pressed pellet of precipitated Cu-Fe-Zn sulfide standard; natural chalcopyrite (Cu), natural rhodonite (Mn), natural chalcedony (Zn), natural cobaltite (Co), natural arsenopyrite (As), natural stibnite (Sb), natural galena (Pb), natural cadmium (Cd) | 307.4153 |  |  |  | 0.70734 |  | 1.1442 | [7 empty] | 3.3697 | [5 empty] | 4295.633 | [5 empty] | 0.061657 | [5 empty] | 1510.259 | [9 empty] | 21150.93 |  | 72.8328 | [7 empty] | 0.12621 |  |  |  | 61.8867 | [13 empty] | 21.8036 |  | 0 | [7 empty] | 0.49871 | [5 empty] | 72.9385 | [15 empty] | 299137.3 |  | 73.1107 |  |  |  | 0 | [5 empty] | 987.5962 | [13 empty] | 0.045081 | [18 empty] | 2020 | Minerals 2020, 10, 147 |  | BOL, TZA
| Animas-Chocaya Mine, Merelani Hills |  | Magmatic hydrothermal, Metamorphic |  |  | Zn | Ag, Sn, Cu, Ga, In, Fe, Mn, Cd | Zn, Ag, Sn, Cu, Ga, In, Fe, Mn, Cd |  |  | 66.0408 |  | underground mine |  |  |  |  | ore material | grab | grab | mineral separate | [5 empty] | mineralisation |  |  |  | wurtzite, sphalerite | [6 empty] | pyrite | Polished sections; MASS-1 pressed pellet standard | EMPA, LA-ICPMS | SX51 electron microprobe (Cameca Gennevilliers Cedex, France); Agilent 7700cx Series Quadrupole ICP-MS (Agilent Santa Clara, CA 95051, USA) coupled to an Applied Spectra M-50 laser ablation system | Adelaide Microscopy, University of Adelaide | EMPA: accelerating voltage of 20 kV and a specimen current of ~20 nA, focused beam size set at <1 µm; LA-ICP-MS line scans: width of line rasters around 50 µm, ablation performed in a pure He atmosphere with a flow of 700 mL/min, mixed with Ar (930 mL/min) immediately after the ablation cell, mixture passed through a pulse homogenizing device; LA-ICP-MS mapping: repetition rate of 10 Hz, 64 µm spot size, output fluence of ~2.5 J cm−2, 30 s background acquisition at the start of every raster, dwell times for all elements set to 7 ms; line scan dwell times: 10 ms for both Zn and S, and 50 ms for the remaining masses; measured isotopes: 55Mn, 57Fe, 59Co, 60Ni, 65Cu, 66Zn, 71Ga, 75As, 77Se, 95Mo, 107Ag, 111Cd, 115In, 118Sn, 121Sb, 197Au, 202Hg, 205Tl, 208Pb and 209Bi | USGS certified standard MASS-1, comprising a pressed pellet of precipitated Cu-Fe-Zn sulfide standard; natural chalcopyrite (Cu), natural rhodonite (Mn), natural chalcedony (Zn), natural cobaltite (Co), natural arsenopyrite (As), natural stibnite (Sb), natural galena (Pb), natural cadmium (Cd) | 312.0094 |  |  |  | -0.28069 |  | 1.2772 | [7 empty] | 2.9756 | [5 empty] | 4033.669 | [5 empty] | 0.11261 | [5 empty] | 1498.945 | [9 empty] | 20926.86 |  | 49.4729 | [7 empty] | 0.11306 |  |  |  | 127.4975 | [13 empty] | 19.5754 |  | 0 | [7 empty] | 0.15183 | [5 empty] | 61.3663 | [15 empty] | 251379.5 |  | 64.1547 |  |  |  | 0 | [5 empty] | 1365.989 | [13 empty] | 0.041172 | [18 empty] | 2020 | Minerals 2020, 10, 147 |  | BOL, TZA
| Animas-Chocaya Mine, Merelani Hills |  | Magmatic hydrothermal, Metamorphic |  |  | Zn | Ag, Sn, Cu, Ga, In, Fe, Mn, Cd | Zn, Ag, Sn, Cu, Ga, In, Fe, Mn, Cd |  |  | 66.2927 |  | underground mine |  |  |  |  | ore material | grab | grab | mineral separate | [5 empty] | mineralisation |  |  |  | wurtzite, sphalerite | [6 empty] | pyrite | Polished sections; MASS-1 pressed pellet standard | EMPA, LA-ICPMS | SX51 electron microprobe (Cameca Gennevilliers Cedex, France); Agilent 7700cx Series Quadrupole ICP-MS (Agilent Santa Clara, CA 95051, USA) coupled to an Applied Spectra M-50 laser ablation system | Adelaide Microscopy, University of Adelaide | EMPA: accelerating voltage of 20 kV and a specimen current of ~20 nA, focused beam size set at <1 µm; LA-ICP-MS line scans: width of line rasters around 50 µm, ablation performed in a pure He atmosphere with a flow of 700 mL/min, mixed with Ar (930 mL/min) immediately after the ablation cell, mixture passed through a pulse homogenizing device; LA-ICP-MS mapping: repetition rate of 10 Hz, 64 µm spot size, output fluence of ~2.5 J cm−2, 30 s background acquisition at the start of every raster, dwell times for all elements set to 7 ms; line scan dwell times: 10 ms for both Zn and S, and 50 ms for the remaining masses; measured isotopes: 55Mn, 57Fe, 59Co, 60Ni, 65Cu, 66Zn, 71Ga, 75As, 77Se, 95Mo, 107Ag, 111Cd, 115In, 118Sn, 121Sb, 197Au, 202Hg, 205Tl, 208Pb and 209Bi | USGS certified standard MASS-1, comprising a pressed pellet of precipitated Cu-Fe-Zn sulfide standard; natural chalcopyrite (Cu), natural rhodonite (Mn), natural chalcedony (Zn), natural cobaltite (Co), natural arsenopyrite (As), natural stibnite (Sb), natural galena (Pb), natural cadmium (Cd) | 364.2433 |  |  |  | 1.8702 |  | 2.1065 | [7 empty] | 2.0698 | [5 empty] | 4782.866 | [5 empty] | 0.23347 | [5 empty] | 2529.428 | [9 empty] | 23463.41 |  | 56.7218 | [7 empty] | 0.11493 |  |  |  | 207.1105 | [13 empty] | 17.9674 |  | 0 | [7 empty] | 1.4166 | [5 empty] | 47.973 | [15 empty] | 252140.7 |  | 67.0626 |  |  |  | 0 | [5 empty] | 2585.187 | [13 empty] | 0.064024 | [18 empty] | 2020 | Minerals 2020, 10, 147 |  | BOL, TZA
| Animas-Chocaya Mine, Merelani Hills |  | Magmatic hydrothermal, Metamorphic |  |  | Zn | Ag, Sn, Cu, Ga, In, Fe, Mn, Cd | Zn, Ag, Sn, Cu, Ga, In, Fe, Mn, Cd |  |  | 66.5451 |  | underground mine |  |  |  |  | ore material | grab | grab | mineral separate | [5 empty] | mineralisation |  |  |  | wurtzite, sphalerite | [6 empty] | pyrite | Polished sections; MASS-1 pressed pellet standard | EMPA, LA-ICPMS | SX51 electron microprobe (Cameca Gennevilliers Cedex, France); Agilent 7700cx Series Quadrupole ICP-MS (Agilent Santa Clara, CA 95051, USA) coupled to an Applied Spectra M-50 laser ablation system | Adelaide Microscopy, University of Adelaide | EMPA: accelerating voltage of 20 kV and a specimen current of ~20 nA, focused beam size set at <1 µm; LA-ICP-MS line scans: width of line rasters around 50 µm, ablation performed in a pure He atmosphere with a flow of 700 mL/min, mixed with Ar (930 mL/min) immediately after the ablation cell, mixture passed through a pulse homogenizing device; LA-ICP-MS mapping: repetition rate of 10 Hz, 64 µm spot size, output fluence of ~2.5 J cm−2, 30 s background acquisition at the start of every raster, dwell times for all elements set to 7 ms; line scan dwell times: 10 ms for both Zn and S, and 50 ms for the remaining masses; measured isotopes: 55Mn, 57Fe, 59Co, 60Ni, 65Cu, 66Zn, 71Ga, 75As, 77Se, 95Mo, 107Ag, 111Cd, 115In, 118Sn, 121Sb, 197Au, 202Hg, 205Tl, 208Pb and 209Bi | USGS certified standard MASS-1, comprising a pressed pellet of precipitated Cu-Fe-Zn sulfide standard; natural chalcopyrite (Cu), natural rhodonite (Mn), natural chalcedony (Zn), natural cobaltite (Co), natural arsenopyrite (As), natural stibnite (Sb), natural galena (Pb), natural cadmium (Cd) | 470.147 |  |  |  | 1.5994 |  | 1.2992 | [7 empty] | 1.2013 | [5 empty] | 4258.881 | [5 empty] | 0.05727 | [5 empty] | 3724.963 | [9 empty] | 26353.33 |  | 47.3276 | [7 empty] | 0.11054 |  |  |  | 276.2784 | [13 empty] | 23.1609 |  | 0 | [7 empty] | 0.61783 | [5 empty] | 38.2557 | [15 empty] | 265026.4 |  | 71.4378 |  |  |  | 0 | [5 empty] | 4064.493 | [13 empty] | 0.041884 | [18 empty] | 2020 | Minerals 2020, 10, 147 |  | BOL, TZA
| Animas-Chocaya Mine, Merelani Hills |  | Magmatic hydrothermal, Metamorphic |  |  | Zn | Ag, Sn, Cu, Ga, In, Fe, Mn, Cd | Zn, Ag, Sn, Cu, Ga, In, Fe, Mn, Cd |  |  | 66.797 |  | underground mine |  |  |  |  | ore material | grab | grab | mineral separate | [5 empty] | mineralisation |  |  |  | wurtzite, sphalerite | [6 empty] | pyrite | Polished sections; MASS-1 pressed pellet standard | EMPA, LA-ICPMS | SX51 electron microprobe (Cameca Gennevilliers Cedex, France); Agilent 7700cx Series Quadrupole ICP-MS (Agilent Santa Clara, CA 95051, USA) coupled to an Applied Spectra M-50 laser ablation system | Adelaide Microscopy, University of Adelaide | EMPA: accelerating voltage of 20 kV and a specimen current of ~20 nA, focused beam size set at <1 µm; LA-ICP-MS line scans: width of line rasters around 50 µm, ablation performed in a pure He atmosphere with a flow of 700 mL/min, mixed with Ar (930 mL/min) immediately after the ablation cell, mixture passed through a pulse homogenizing device; LA-ICP-MS mapping: repetition rate of 10 Hz, 64 µm spot size, output fluence of ~2.5 J cm−2, 30 s background acquisition at the start of every raster, dwell times for all elements set to 7 ms; line scan dwell times: 10 ms for both Zn and S, and 50 ms for the remaining masses; measured isotopes: 55Mn, 57Fe, 59Co, 60Ni, 65Cu, 66Zn, 71Ga, 75As, 77Se, 95Mo, 107Ag, 111Cd, 115In, 118Sn, 121Sb, 197Au, 202Hg, 205Tl, 208Pb and 209Bi | USGS certified standard MASS-1, comprising a pressed pellet of precipitated Cu-Fe-Zn sulfide standard; natural chalcopyrite (Cu), natural rhodonite (Mn), natural chalcedony (Zn), natural cobaltite (Co), natural arsenopyrite (As), natural stibnite (Sb), natural galena (Pb), natural cadmium (Cd) | 591.0981 |  |  |  | -0.31148 |  | 0.96499 | [7 empty] | 1.3991 | [5 empty] | 4569.061 | [5 empty] | 0.49908 | [5 empty] | 5352.288 | [9 empty] | 28086.48 |  | 46.3854 | [7 empty] | 0.10792 |  |  |  | 308.1417 | [13 empty] | 19.5144 |  | 0 | [7 empty] | 0.67306 | [5 empty] | 55.2562 | [15 empty] | 277203 |  | 98.5542 |  |  |  | 0 | [5 empty] | 4904.071 | [13 empty] | 0.068441 | [18 empty] | 2020 | Minerals 2020, 10, 147 |  | BOL, TZA
| Animas-Chocaya Mine, Merelani Hills |  | Magmatic hydrothermal, Metamorphic |  |  | Zn | Ag, Sn, Cu, Ga, In, Fe, Mn, Cd | Zn, Ag, Sn, Cu, Ga, In, Fe, Mn, Cd |  |  | 67.0489 |  | underground mine |  |  |  |  | ore material | grab | grab | mineral separate | [5 empty] | mineralisation |  |  |  | wurtzite, sphalerite | [6 empty] | pyrite | Polished sections; MASS-1 pressed pellet standard | EMPA, LA-ICPMS | SX51 electron microprobe (Cameca Gennevilliers Cedex, France); Agilent 7700cx Series Quadrupole ICP-MS (Agilent Santa Clara, CA 95051, USA) coupled to an Applied Spectra M-50 laser ablation system | Adelaide Microscopy, University of Adelaide | EMPA: accelerating voltage of 20 kV and a specimen current of ~20 nA, focused beam size set at <1 µm; LA-ICP-MS line scans: width of line rasters around 50 µm, ablation performed in a pure He atmosphere with a flow of 700 mL/min, mixed with Ar (930 mL/min) immediately after the ablation cell, mixture passed through a pulse homogenizing device; LA-ICP-MS mapping: repetition rate of 10 Hz, 64 µm spot size, output fluence of ~2.5 J cm−2, 30 s background acquisition at the start of every raster, dwell times for all elements set to 7 ms; line scan dwell times: 10 ms for both Zn and S, and 50 ms for the remaining masses; measured isotopes: 55Mn, 57Fe, 59Co, 60Ni, 65Cu, 66Zn, 71Ga, 75As, 77Se, 95Mo, 107Ag, 111Cd, 115In, 118Sn, 121Sb, 197Au, 202Hg, 205Tl, 208Pb and 209Bi | USGS certified standard MASS-1, comprising a pressed pellet of precipitated Cu-Fe-Zn sulfide standard; natural chalcopyrite (Cu), natural rhodonite (Mn), natural chalcedony (Zn), natural cobaltite (Co), natural arsenopyrite (As), natural stibnite (Sb), natural galena (Pb), natural cadmium (Cd) | 715.5468 |  |  |  | 0.92795 |  | 1.2284 | [7 empty] | 1.2926 | [5 empty] | 4375.141 | [5 empty] | 0.17866 | [5 empty] | 6370.947 | [9 empty] | 30822.96 |  | 41.687 | [7 empty] | 0.1055 |  |  |  | 335.2391 | [13 empty] | 21.594 |  | 0 | [7 empty] | 0.16065 | [5 empty] | 48.2479 | [15 empty] | 275491.9 |  | 101.4764 |  |  |  | 0 | [5 empty] | 5548.859 | [13 empty] | 0.065342 | [18 empty] | 2020 | Minerals 2020, 10, 147 |  | BOL, TZA
| Animas-Chocaya Mine, Merelani Hills |  | Magmatic hydrothermal, Metamorphic |  |  | Zn | Ag, Sn, Cu, Ga, In, Fe, Mn, Cd | Zn, Ag, Sn, Cu, Ga, In, Fe, Mn, Cd |  |  | 67.3008 |  | underground mine |  |  |  |  | ore material | grab | grab | mineral separate | [5 empty] | mineralisation |  |  |  | wurtzite, sphalerite | [6 empty] | pyrite | Polished sections; MASS-1 pressed pellet standard | EMPA, LA-ICPMS | SX51 electron microprobe (Cameca Gennevilliers Cedex, France); Agilent 7700cx Series Quadrupole ICP-MS (Agilent Santa Clara, CA 95051, USA) coupled to an Applied Spectra M-50 laser ablation system | Adelaide Microscopy, University of Adelaide | EMPA: accelerating voltage of 20 kV and a specimen current of ~20 nA, focused beam size set at <1 µm; LA-ICP-MS line scans: width of line rasters around 50 µm, ablation performed in a pure He atmosphere with a flow of 700 mL/min, mixed with Ar (930 mL/min) immediately after the ablation cell, mixture passed through a pulse homogenizing device; LA-ICP-MS mapping: repetition rate of 10 Hz, 64 µm spot size, output fluence of ~2.5 J cm−2, 30 s background acquisition at the start of every raster, dwell times for all elements set to 7 ms; line scan dwell times: 10 ms for both Zn and S, and 50 ms for the remaining masses; measured isotopes: 55Mn, 57Fe, 59Co, 60Ni, 65Cu, 66Zn, 71Ga, 75As, 77Se, 95Mo, 107Ag, 111Cd, 115In, 118Sn, 121Sb, 197Au, 202Hg, 205Tl, 208Pb and 209Bi | USGS certified standard MASS-1, comprising a pressed pellet of precipitated Cu-Fe-Zn sulfide standard; natural chalcopyrite (Cu), natural rhodonite (Mn), natural chalcedony (Zn), natural cobaltite (Co), natural arsenopyrite (As), natural stibnite (Sb), natural galena (Pb), natural cadmium (Cd) | 781.4711 |  |  |  | -0.30128 |  | 0.74603 | [7 empty] | 1.1992 | [5 empty] | 4124.392 | [5 empty] | 0.12055 | [5 empty] | 7323.55 | [9 empty] | 30043.29 |  | 45.703 | [7 empty] | 0.075279 |  |  |  | 338.7593 | [13 empty] | 24.9177 |  | 0 | [7 empty] | 0.65048 | [5 empty] | 56.231 | [15 empty] | 279485.5 |  | 131.5089 |  |  |  | 0 | [5 empty] | 6108.961 | [13 empty] | 0.088189 | [18 empty] | 2020 | Minerals 2020, 10, 147 |  | BOL, TZA
| Animas-Chocaya Mine, Merelani Hills |  | Magmatic hydrothermal, Metamorphic |  |  | Zn | Ag, Sn, Cu, Ga, In, Fe, Mn, Cd | Zn, Ag, Sn, Cu, Ga, In, Fe, Mn, Cd |  |  | 67.5538 |  | underground mine |  |  |  |  | ore material | grab | grab | mineral separate | [5 empty] | mineralisation |  |  |  | wurtzite, sphalerite | [6 empty] | pyrite | Polished sections; MASS-1 pressed pellet standard | EMPA, LA-ICPMS | SX51 electron microprobe (Cameca Gennevilliers Cedex, France); Agilent 7700cx Series Quadrupole ICP-MS (Agilent Santa Clara, CA 95051, USA) coupled to an Applied Spectra M-50 laser ablation system | Adelaide Microscopy, University of Adelaide | EMPA: accelerating voltage of 20 kV and a specimen current of ~20 nA, focused beam size set at <1 µm; LA-ICP-MS line scans: width of line rasters around 50 µm, ablation performed in a pure He atmosphere with a flow of 700 mL/min, mixed with Ar (930 mL/min) immediately after the ablation cell, mixture passed through a pulse homogenizing device; LA-ICP-MS mapping: repetition rate of 10 Hz, 64 µm spot size, output fluence of ~2.5 J cm−2, 30 s background acquisition at the start of every raster, dwell times for all elements set to 7 ms; line scan dwell times: 10 ms for both Zn and S, and 50 ms for the remaining masses; measured isotopes: 55Mn, 57Fe, 59Co, 60Ni, 65Cu, 66Zn, 71Ga, 75As, 77Se, 95Mo, 107Ag, 111Cd, 115In, 118Sn, 121Sb, 197Au, 202Hg, 205Tl, 208Pb and 209Bi | USGS certified standard MASS-1, comprising a pressed pellet of precipitated Cu-Fe-Zn sulfide standard; natural chalcopyrite (Cu), natural rhodonite (Mn), natural chalcedony (Zn), natural cobaltite (Co), natural arsenopyrite (As), natural stibnite (Sb), natural galena (Pb), natural cadmium (Cd) | 860.6323 |  |  |  | -0.053206 |  | 0.74457 | [7 empty] | 1.3494 | [5 empty] | 3944.527 | [5 empty] | 0.48126 | [5 empty] | 7891.575 | [9 empty] | 31275.31 |  | 37.1283 | [7 empty] | 0.089752 |  |  |  | 441.1216 | [13 empty] | 23.4295 |  | 0 | [7 empty] | 0.16231 | [5 empty] | 59.6132 | [15 empty] | 293607.7 |  | 141.4881 |  |  |  | 0 | [5 empty] | 6795.778 | [13 empty] | 0.11002 | [18 empty] | 2020 | Minerals 2020, 10, 147 |  | BOL, TZA
| Animas-Chocaya Mine, Merelani Hills |  | Magmatic hydrothermal, Metamorphic |  |  | Zn | Ag, Sn, Cu, Ga, In, Fe, Mn, Cd | Zn, Ag, Sn, Cu, Ga, In, Fe, Mn, Cd |  |  | 67.8062 |  | underground mine |  |  |  |  | ore material | grab | grab | mineral separate | [5 empty] | mineralisation |  |  |  | wurtzite, sphalerite | [6 empty] | pyrite | Polished sections; MASS-1 pressed pellet standard | EMPA, LA-ICPMS | SX51 electron microprobe (Cameca Gennevilliers Cedex, France); Agilent 7700cx Series Quadrupole ICP-MS (Agilent Santa Clara, CA 95051, USA) coupled to an Applied Spectra M-50 laser ablation system | Adelaide Microscopy, University of Adelaide | EMPA: accelerating voltage of 20 kV and a specimen current of ~20 nA, focused beam size set at <1 µm; LA-ICP-MS line scans: width of line rasters around 50 µm, ablation performed in a pure He atmosphere with a flow of 700 mL/min, mixed with Ar (930 mL/min) immediately after the ablation cell, mixture passed through a pulse homogenizing device; LA-ICP-MS mapping: repetition rate of 10 Hz, 64 µm spot size, output fluence of ~2.5 J cm−2, 30 s background acquisition at the start of every raster, dwell times for all elements set to 7 ms; line scan dwell times: 10 ms for both Zn and S, and 50 ms for the remaining masses; measured isotopes: 55Mn, 57Fe, 59Co, 60Ni, 65Cu, 66Zn, 71Ga, 75As, 77Se, 95Mo, 107Ag, 111Cd, 115In, 118Sn, 121Sb, 197Au, 202Hg, 205Tl, 208Pb and 209Bi | USGS certified standard MASS-1, comprising a pressed pellet of precipitated Cu-Fe-Zn sulfide standard; natural chalcopyrite (Cu), natural rhodonite (Mn), natural chalcedony (Zn), natural cobaltite (Co), natural arsenopyrite (As), natural stibnite (Sb), natural galena (Pb), natural cadmium (Cd) | 1073.391 |  |  |  | 2.3806 |  | 0.61114 | [7 empty] | 1.4291 | [5 empty] | 4329.333 | [5 empty] | 0.26332 | [5 empty] | 8980.896 | [9 empty] | 38413.59 |  | 56.5292 | [7 empty] | 0.14077 |  |  |  | 471.6949 | [13 empty] | 24.1319 |  | 0 | [7 empty] | 0.53291 | [5 empty] | 67.6116 | [15 empty] | 299303.7 |  | 195.4631 |  |  |  | 0 | [5 empty] | 8312.024 | [13 empty] | 0.072246 | [18 empty] | 2020 | Minerals 2020, 10, 147 |  | BOL, TZA
| Animas-Chocaya Mine, Merelani Hills |  | Magmatic hydrothermal, Metamorphic |  |  | Zn | Ag, Sn, Cu, Ga, In, Fe, Mn, Cd | Zn, Ag, Sn, Cu, Ga, In, Fe, Mn, Cd |  |  | 68.0581 |  | underground mine |  |  |  |  | ore material | grab | grab | mineral separate | [5 empty] | mineralisation |  |  |  | wurtzite, sphalerite | [6 empty] | pyrite | Polished sections; MASS-1 pressed pellet standard | EMPA, LA-ICPMS | SX51 electron microprobe (Cameca Gennevilliers Cedex, France); Agilent 7700cx Series Quadrupole ICP-MS (Agilent Santa Clara, CA 95051, USA) coupled to an Applied Spectra M-50 laser ablation system | Adelaide Microscopy, University of Adelaide | EMPA: accelerating voltage of 20 kV and a specimen current of ~20 nA, focused beam size set at <1 µm; LA-ICP-MS line scans: width of line rasters around 50 µm, ablation performed in a pure He atmosphere with a flow of 700 mL/min, mixed with Ar (930 mL/min) immediately after the ablation cell, mixture passed through a pulse homogenizing device; LA-ICP-MS mapping: repetition rate of 10 Hz, 64 µm spot size, output fluence of ~2.5 J cm−2, 30 s background acquisition at the start of every raster, dwell times for all elements set to 7 ms; line scan dwell times: 10 ms for both Zn and S, and 50 ms for the remaining masses; measured isotopes: 55Mn, 57Fe, 59Co, 60Ni, 65Cu, 66Zn, 71Ga, 75As, 77Se, 95Mo, 107Ag, 111Cd, 115In, 118Sn, 121Sb, 197Au, 202Hg, 205Tl, 208Pb and 209Bi | USGS certified standard MASS-1, comprising a pressed pellet of precipitated Cu-Fe-Zn sulfide standard; natural chalcopyrite (Cu), natural rhodonite (Mn), natural chalcedony (Zn), natural cobaltite (Co), natural arsenopyrite (As), natural stibnite (Sb), natural galena (Pb), natural cadmium (Cd) | 1272.905 |  |  |  | 2.6694 |  | 0.95708 | [7 empty] | 1.895 | [5 empty] | 4388.65 | [5 empty] | 0.33135 | [5 empty] | 10398.81 | [9 empty] | 35312.1 |  | 49.7748 | [7 empty] | 0.10973 |  |  |  | 536.6993 | [13 empty] | 26.8005 |  | 0 | [7 empty] | 1.073 | [5 empty] | 85.7884 | [15 empty] | 312235.1 |  | 267.0019 |  |  |  | 0 | [5 empty] | 8765.439 | [13 empty] | 0.024244 | [18 empty] | 2020 | Minerals 2020, 10, 147 |  | BOL, TZA
| Animas-Chocaya Mine, Merelani Hills |  | Magmatic hydrothermal, Metamorphic |  |  | Zn | Ag, Sn, Cu, Ga, In, Fe, Mn, Cd | Zn, Ag, Sn, Cu, Ga, In, Fe, Mn, Cd |  |  | 68.31 |  | underground mine |  |  |  |  | ore material | grab | grab | mineral separate | [5 empty] | mineralisation |  |  |  | wurtzite, sphalerite | [6 empty] | pyrite | Polished sections; MASS-1 pressed pellet standard | EMPA, LA-ICPMS | SX51 electron microprobe (Cameca Gennevilliers Cedex, France); Agilent 7700cx Series Quadrupole ICP-MS (Agilent Santa Clara, CA 95051, USA) coupled to an Applied Spectra M-50 laser ablation system | Adelaide Microscopy, University of Adelaide | EMPA: accelerating voltage of 20 kV and a specimen current of ~20 nA, focused beam size set at <1 µm; LA-ICP-MS line scans: width of line rasters around 50 µm, ablation performed in a pure He atmosphere with a flow of 700 mL/min, mixed with Ar (930 mL/min) immediately after the ablation cell, mixture passed through a pulse homogenizing device; LA-ICP-MS mapping: repetition rate of 10 Hz, 64 µm spot size, output fluence of ~2.5 J cm−2, 30 s background acquisition at the start of every raster, dwell times for all elements set to 7 ms; line scan dwell times: 10 ms for both Zn and S, and 50 ms for the remaining masses; measured isotopes: 55Mn, 57Fe, 59Co, 60Ni, 65Cu, 66Zn, 71Ga, 75As, 77Se, 95Mo, 107Ag, 111Cd, 115In, 118Sn, 121Sb, 197Au, 202Hg, 205Tl, 208Pb and 209Bi | USGS certified standard MASS-1, comprising a pressed pellet of precipitated Cu-Fe-Zn sulfide standard; natural chalcopyrite (Cu), natural rhodonite (Mn), natural chalcedony (Zn), natural cobaltite (Co), natural arsenopyrite (As), natural stibnite (Sb), natural galena (Pb), natural cadmium (Cd) | 1299.937 |  |  |  | 1.5328 |  | 0.66408 | [7 empty] | 2.2608 | [5 empty] | 4586.901 | [5 empty] | 0.19311 | [5 empty] | 9716.65 | [9 empty] | 35841 |  | 45.824 | [7 empty] | 0.16379 |  |  |  | 574.382 | [13 empty] | 27.4433 |  | 0 | [7 empty] | 0.5212 | [5 empty] | 81.1981 | [15 empty] | 299822 |  | 343.1192 |  |  |  | 0 | [5 empty] | 7441.934 | [13 empty] | 0.047104 | [18 empty] | 2020 | Minerals 2020, 10, 147 |  | BOL, TZA
| Animas-Chocaya Mine, Merelani Hills |  | Magmatic hydrothermal, Metamorphic |  |  | Zn | Ag, Sn, Cu, Ga, In, Fe, Mn, Cd | Zn, Ag, Sn, Cu, Ga, In, Fe, Mn, Cd |  |  | 68.5619 |  | underground mine |  |  |  |  | ore material | grab | grab | mineral separate | [5 empty] | mineralisation |  |  |  | wurtzite, sphalerite | [6 empty] | pyrite | Polished sections; MASS-1 pressed pellet standard | EMPA, LA-ICPMS | SX51 electron microprobe (Cameca Gennevilliers Cedex, France); Agilent 7700cx Series Quadrupole ICP-MS (Agilent Santa Clara, CA 95051, USA) coupled to an Applied Spectra M-50 laser ablation system | Adelaide Microscopy, University of Adelaide | EMPA: accelerating voltage of 20 kV and a specimen current of ~20 nA, focused beam size set at <1 µm; LA-ICP-MS line scans: width of line rasters around 50 µm, ablation performed in a pure He atmosphere with a flow of 700 mL/min, mixed with Ar (930 mL/min) immediately after the ablation cell, mixture passed through a pulse homogenizing device; LA-ICP-MS mapping: repetition rate of 10 Hz, 64 µm spot size, output fluence of ~2.5 J cm−2, 30 s background acquisition at the start of every raster, dwell times for all elements set to 7 ms; line scan dwell times: 10 ms for both Zn and S, and 50 ms for the remaining masses; measured isotopes: 55Mn, 57Fe, 59Co, 60Ni, 65Cu, 66Zn, 71Ga, 75As, 77Se, 95Mo, 107Ag, 111Cd, 115In, 118Sn, 121Sb, 197Au, 202Hg, 205Tl, 208Pb and 209Bi | USGS certified standard MASS-1, comprising a pressed pellet of precipitated Cu-Fe-Zn sulfide standard; natural chalcopyrite (Cu), natural rhodonite (Mn), natural chalcedony (Zn), natural cobaltite (Co), natural arsenopyrite (As), natural stibnite (Sb), natural galena (Pb), natural cadmium (Cd) | 1287.654 |  |  |  | 1.2305 |  | 0.70905 | [7 empty] | 2.1717 | [5 empty] | 4641.242 | [5 empty] | 0.31239 | [5 empty] | 9482.046 | [9 empty] | 33735.55 |  | 40.6618 | [7 empty] | 0.07338 |  |  |  | 534.6549 | [13 empty] | 26.2623 |  | 0 | [7 empty] | 0.33727 | [5 empty] | 66.3729 | [15 empty] | 276484.9 |  | 476.0101 |  |  |  | 0 | [5 empty] | 7480.729 | [13 empty] | 0.27434 | [18 empty] | 2020 | Minerals 2020, 10, 147 |  | BOL, TZA
| Animas-Chocaya Mine, Merelani Hills |  | Magmatic hydrothermal, Metamorphic |  |  | Zn | Ag, Sn, Cu, Ga, In, Fe, Mn, Cd | Zn, Ag, Sn, Cu, Ga, In, Fe, Mn, Cd |  |  | 68.8138 |  | underground mine |  |  |  |  | ore material | grab | grab | mineral separate | [5 empty] | mineralisation |  |  |  | wurtzite, sphalerite | [6 empty] | pyrite | Polished sections; MASS-1 pressed pellet standard | EMPA, LA-ICPMS | SX51 electron microprobe (Cameca Gennevilliers Cedex, France); Agilent 7700cx Series Quadrupole ICP-MS (Agilent Santa Clara, CA 95051, USA) coupled to an Applied Spectra M-50 laser ablation system | Adelaide Microscopy, University of Adelaide | EMPA: accelerating voltage of 20 kV and a specimen current of ~20 nA, focused beam size set at <1 µm; LA-ICP-MS line scans: width of line rasters around 50 µm, ablation performed in a pure He atmosphere with a flow of 700 mL/min, mixed with Ar (930 mL/min) immediately after the ablation cell, mixture passed through a pulse homogenizing device; LA-ICP-MS mapping: repetition rate of 10 Hz, 64 µm spot size, output fluence of ~2.5 J cm−2, 30 s background acquisition at the start of every raster, dwell times for all elements set to 7 ms; line scan dwell times: 10 ms for both Zn and S, and 50 ms for the remaining masses; measured isotopes: 55Mn, 57Fe, 59Co, 60Ni, 65Cu, 66Zn, 71Ga, 75As, 77Se, 95Mo, 107Ag, 111Cd, 115In, 118Sn, 121Sb, 197Au, 202Hg, 205Tl, 208Pb and 209Bi | USGS certified standard MASS-1, comprising a pressed pellet of precipitated Cu-Fe-Zn sulfide standard; natural chalcopyrite (Cu), natural rhodonite (Mn), natural chalcedony (Zn), natural cobaltite (Co), natural arsenopyrite (As), natural stibnite (Sb), natural galena (Pb), natural cadmium (Cd) | 1446.758 |  |  |  | 0.68417 |  | 1.2322 | [7 empty] | 1.9459 | [5 empty] | 4422.316 | [5 empty] | 0.35827 | [5 empty] | 8216.697 | [9 empty] | 33707.11 |  | 37.3884 | [7 empty] | 0.077431 |  |  |  | 466.488 | [13 empty] | 25.9325 |  | 0 | [7 empty] | 1.2895 | [5 empty] | 66.3672 | [15 empty] | 263843.6 |  | 679.389 |  |  |  | 0 | [5 empty] | 6765.67 | [13 empty] | 0.043701 | [18 empty] | 2020 | Minerals 2020, 10, 147 |  | BOL, TZA
| Animas-Chocaya Mine, Merelani Hills |  | Magmatic hydrothermal, Metamorphic |  |  | Zn | Ag, Sn, Cu, Ga, In, Fe, Mn, Cd | Zn, Ag, Sn, Cu, Ga, In, Fe, Mn, Cd |  |  | 69.0662 |  | underground mine |  |  |  |  | ore material | grab | grab | mineral separate | [5 empty] | mineralisation |  |  |  | wurtzite, sphalerite | [6 empty] | pyrite | Polished sections; MASS-1 pressed pellet standard | EMPA, LA-ICPMS | SX51 electron microprobe (Cameca Gennevilliers Cedex, France); Agilent 7700cx Series Quadrupole ICP-MS (Agilent Santa Clara, CA 95051, USA) coupled to an Applied Spectra M-50 laser ablation system | Adelaide Microscopy, University of Adelaide | EMPA: accelerating voltage of 20 kV and a specimen current of ~20 nA, focused beam size set at <1 µm; LA-ICP-MS line scans: width of line rasters around 50 µm, ablation performed in a pure He atmosphere with a flow of 700 mL/min, mixed with Ar (930 mL/min) immediately after the ablation cell, mixture passed through a pulse homogenizing device; LA-ICP-MS mapping: repetition rate of 10 Hz, 64 µm spot size, output fluence of ~2.5 J cm−2, 30 s background acquisition at the start of every raster, dwell times for all elements set to 7 ms; line scan dwell times: 10 ms for both Zn and S, and 50 ms for the remaining masses; measured isotopes: 55Mn, 57Fe, 59Co, 60Ni, 65Cu, 66Zn, 71Ga, 75As, 77Se, 95Mo, 107Ag, 111Cd, 115In, 118Sn, 121Sb, 197Au, 202Hg, 205Tl, 208Pb and 209Bi | USGS certified standard MASS-1, comprising a pressed pellet of precipitated Cu-Fe-Zn sulfide standard; natural chalcopyrite (Cu), natural rhodonite (Mn), natural chalcedony (Zn), natural cobaltite (Co), natural arsenopyrite (As), natural stibnite (Sb), natural galena (Pb), natural cadmium (Cd) | 1723.97 |  |  |  | 2.1911 |  | 0.8752 | [7 empty] | 2.238 | [5 empty] | 5375.002 | [5 empty] | 0.12116 | [5 empty] | 8221.871 | [9 empty] | 36588.93 |  | 33.7961 | [7 empty] | 0.13241 |  |  |  | 436.8628 | [13 empty] | 28.3029 |  | 0 | [7 empty] | 1.1449 | [5 empty] | 63.2073 | [15 empty] | 281521.2 |  | 881.6329 |  |  |  | 0 | [5 empty] | 6117.174 | [13 empty] | 0.044343 | [18 empty] | 2020 | Minerals 2020, 10, 147 |  | BOL, TZA
| Animas-Chocaya Mine, Merelani Hills |  | Magmatic hydrothermal, Metamorphic |  |  | Zn | Ag, Sn, Cu, Ga, In, Fe, Mn, Cd | Zn, Ag, Sn, Cu, Ga, In, Fe, Mn, Cd |  |  | 69.3181 |  | underground mine |  |  |  |  | ore material | grab | grab | mineral separate | [5 empty] | mineralisation |  |  |  | wurtzite, sphalerite | [6 empty] | pyrite | Polished sections; MASS-1 pressed pellet standard | EMPA, LA-ICPMS | SX51 electron microprobe (Cameca Gennevilliers Cedex, France); Agilent 7700cx Series Quadrupole ICP-MS (Agilent Santa Clara, CA 95051, USA) coupled to an Applied Spectra M-50 laser ablation system | Adelaide Microscopy, University of Adelaide | EMPA: accelerating voltage of 20 kV and a specimen current of ~20 nA, focused beam size set at <1 µm; LA-ICP-MS line scans: width of line rasters around 50 µm, ablation performed in a pure He atmosphere with a flow of 700 mL/min, mixed with Ar (930 mL/min) immediately after the ablation cell, mixture passed through a pulse homogenizing device; LA-ICP-MS mapping: repetition rate of 10 Hz, 64 µm spot size, output fluence of ~2.5 J cm−2, 30 s background acquisition at the start of every raster, dwell times for all elements set to 7 ms; line scan dwell times: 10 ms for both Zn and S, and 50 ms for the remaining masses; measured isotopes: 55Mn, 57Fe, 59Co, 60Ni, 65Cu, 66Zn, 71Ga, 75As, 77Se, 95Mo, 107Ag, 111Cd, 115In, 118Sn, 121Sb, 197Au, 202Hg, 205Tl, 208Pb and 209Bi | USGS certified standard MASS-1, comprising a pressed pellet of precipitated Cu-Fe-Zn sulfide standard; natural chalcopyrite (Cu), natural rhodonite (Mn), natural chalcedony (Zn), natural cobaltite (Co), natural arsenopyrite (As), natural stibnite (Sb), natural galena (Pb), natural cadmium (Cd) | 2150.952 |  |  |  | 1.4741 |  | 0.63883 | [7 empty] | 2.0178 | [5 empty] | 5069.847 | [5 empty] | 0.12381 | [5 empty] | 7791.792 | [9 empty] | 39867.88 |  | 30.036 | [7 empty] | 0.10791 |  |  |  | 408.6731 | [13 empty] | 31.8203 |  | 0 | [7 empty] | 1.5044 | [5 empty] | 57.1929 | [15 empty] | 287708.8 |  | 878.8951 |  |  |  | 0 | [5 empty] | 5561.15 | [13 empty] | 0.022658 | [18 empty] | 2020 | Minerals 2020, 10, 147 |  | BOL, TZA
| Animas-Chocaya Mine, Merelani Hills |  | Magmatic hydrothermal, Metamorphic |  |  | Zn | Ag, Sn, Cu, Ga, In, Fe, Mn, Cd | Zn, Ag, Sn, Cu, Ga, In, Fe, Mn, Cd |  |  | 69.57 |  | underground mine |  |  |  |  | ore material | grab | grab | mineral separate | [5 empty] | mineralisation |  |  |  | wurtzite, sphalerite | [6 empty] | pyrite | Polished sections; MASS-1 pressed pellet standard | EMPA, LA-ICPMS | SX51 electron microprobe (Cameca Gennevilliers Cedex, France); Agilent 7700cx Series Quadrupole ICP-MS (Agilent Santa Clara, CA 95051, USA) coupled to an Applied Spectra M-50 laser ablation system | Adelaide Microscopy, University of Adelaide | EMPA: accelerating voltage of 20 kV and a specimen current of ~20 nA, focused beam size set at <1 µm; LA-ICP-MS line scans: width of line rasters around 50 µm, ablation performed in a pure He atmosphere with a flow of 700 mL/min, mixed with Ar (930 mL/min) immediately after the ablation cell, mixture passed through a pulse homogenizing device; LA-ICP-MS mapping: repetition rate of 10 Hz, 64 µm spot size, output fluence of ~2.5 J cm−2, 30 s background acquisition at the start of every raster, dwell times for all elements set to 7 ms; line scan dwell times: 10 ms for both Zn and S, and 50 ms for the remaining masses; measured isotopes: 55Mn, 57Fe, 59Co, 60Ni, 65Cu, 66Zn, 71Ga, 75As, 77Se, 95Mo, 107Ag, 111Cd, 115In, 118Sn, 121Sb, 197Au, 202Hg, 205Tl, 208Pb and 209Bi | USGS certified standard MASS-1, comprising a pressed pellet of precipitated Cu-Fe-Zn sulfide standard; natural chalcopyrite (Cu), natural rhodonite (Mn), natural chalcedony (Zn), natural cobaltite (Co), natural arsenopyrite (As), natural stibnite (Sb), natural galena (Pb), natural cadmium (Cd) | 1799.091 |  |  |  | 3.6985 |  | 0.43882 | [7 empty] | 1.6057 | [5 empty] | 4446.747 | [5 empty] | 0.36447 | [5 empty] | 7274.983 | [9 empty] | 35518.82 |  | 32.5665 | [7 empty] | 0.11087 |  |  |  | 425.5951 | [13 empty] | 36.1276 |  | 0 | [7 empty] | 0.65613 | [5 empty] | 54.3472 | [15 empty] | 272416 |  | 789.1264 |  |  |  | 0 | [5 empty] | 4873.23 | [13 empty] | 0 | [18 empty] | 2020 | Minerals 2020, 10, 147 |  | BOL, TZA
| Animas-Chocaya Mine, Merelani Hills |  | Magmatic hydrothermal, Metamorphic |  |  | Zn | Ag, Sn, Cu, Ga, In, Fe, Mn, Cd | Zn, Ag, Sn, Cu, Ga, In, Fe, Mn, Cd |  |  | 69.8219 |  | underground mine |  |  |  |  | ore material | grab | grab | mineral separate | [5 empty] | mineralisation |  |  |  | wurtzite, sphalerite | [6 empty] | pyrite | Polished sections; MASS-1 pressed pellet standard | EMPA, LA-ICPMS | SX51 electron microprobe (Cameca Gennevilliers Cedex, France); Agilent 7700cx Series Quadrupole ICP-MS (Agilent Santa Clara, CA 95051, USA) coupled to an Applied Spectra M-50 laser ablation system | Adelaide Microscopy, University of Adelaide | EMPA: accelerating voltage of 20 kV and a specimen current of ~20 nA, focused beam size set at <1 µm; LA-ICP-MS line scans: width of line rasters around 50 µm, ablation performed in a pure He atmosphere with a flow of 700 mL/min, mixed with Ar (930 mL/min) immediately after the ablation cell, mixture passed through a pulse homogenizing device; LA-ICP-MS mapping: repetition rate of 10 Hz, 64 µm spot size, output fluence of ~2.5 J cm−2, 30 s background acquisition at the start of every raster, dwell times for all elements set to 7 ms; line scan dwell times: 10 ms for both Zn and S, and 50 ms for the remaining masses; measured isotopes: 55Mn, 57Fe, 59Co, 60Ni, 65Cu, 66Zn, 71Ga, 75As, 77Se, 95Mo, 107Ag, 111Cd, 115In, 118Sn, 121Sb, 197Au, 202Hg, 205Tl, 208Pb and 209Bi | USGS certified standard MASS-1, comprising a pressed pellet of precipitated Cu-Fe-Zn sulfide standard; natural chalcopyrite (Cu), natural rhodonite (Mn), natural chalcedony (Zn), natural cobaltite (Co), natural arsenopyrite (As), natural stibnite (Sb), natural galena (Pb), natural cadmium (Cd) | 1466.503 |  |  |  | 0.97987 |  | 1.0391 | [7 empty] | 1.5494 | [5 empty] | 4622.555 | [5 empty] | 0.25169 | [5 empty] | 7065.326 | [9 empty] | 34416.96 |  | 33.8276 | [7 empty] | 0.15555 |  |  |  | 442.6645 | [13 empty] | 30.8377 |  | 0 | [7 empty] | 0.50979 | [5 empty] | 58.6539 | [15 empty] | 276797.4 |  | 642.9923 |  |  |  | 0 | [5 empty] | 5490.709 | [13 empty] | 0.046067 | [18 empty] | 2020 | Minerals 2020, 10, 147 |  | BOL, TZA
| Animas-Chocaya Mine, Merelani Hills |  | Magmatic hydrothermal, Metamorphic |  |  | Zn | Ag, Sn, Cu, Ga, In, Fe, Mn, Cd | Zn, Ag, Sn, Cu, Ga, In, Fe, Mn, Cd |  |  | 70.0738 |  | underground mine |  |  |  |  | ore material | grab | grab | mineral separate | [5 empty] | mineralisation |  |  |  | wurtzite, sphalerite | [6 empty] | pyrite | Polished sections; MASS-1 pressed pellet standard | EMPA, LA-ICPMS | SX51 electron microprobe (Cameca Gennevilliers Cedex, France); Agilent 7700cx Series Quadrupole ICP-MS (Agilent Santa Clara, CA 95051, USA) coupled to an Applied Spectra M-50 laser ablation system | Adelaide Microscopy, University of Adelaide | EMPA: accelerating voltage of 20 kV and a specimen current of ~20 nA, focused beam size set at <1 µm; LA-ICP-MS line scans: width of line rasters around 50 µm, ablation performed in a pure He atmosphere with a flow of 700 mL/min, mixed with Ar (930 mL/min) immediately after the ablation cell, mixture passed through a pulse homogenizing device; LA-ICP-MS mapping: repetition rate of 10 Hz, 64 µm spot size, output fluence of ~2.5 J cm−2, 30 s background acquisition at the start of every raster, dwell times for all elements set to 7 ms; line scan dwell times: 10 ms for both Zn and S, and 50 ms for the remaining masses; measured isotopes: 55Mn, 57Fe, 59Co, 60Ni, 65Cu, 66Zn, 71Ga, 75As, 77Se, 95Mo, 107Ag, 111Cd, 115In, 118Sn, 121Sb, 197Au, 202Hg, 205Tl, 208Pb and 209Bi | USGS certified standard MASS-1, comprising a pressed pellet of precipitated Cu-Fe-Zn sulfide standard; natural chalcopyrite (Cu), natural rhodonite (Mn), natural chalcedony (Zn), natural cobaltite (Co), natural arsenopyrite (As), natural stibnite (Sb), natural galena (Pb), natural cadmium (Cd) | 1267.923 |  |  |  | 3.5388 |  | 0.96506 | [7 empty] | 1.8513 | [5 empty] | 4232.789 | [5 empty] | 0.24933 | [5 empty] | 6889.078 | [9 empty] | 33417.41 |  | 30.9748 | [7 empty] | 0.098836 |  |  |  | 426.9828 | [13 empty] | 28.7479 |  | 0.16226 | [7 empty] | 0.50506 | [5 empty] | 55.0588 | [15 empty] | 288839.9 |  | 639.7863 |  |  |  | 0 | [5 empty] | 5498.566 | [13 empty] | 0.022819 | [18 empty] | 2020 | Minerals 2020, 10, 147 |  | BOL, TZA
| Animas-Chocaya Mine, Merelani Hills |  | Magmatic hydrothermal, Metamorphic |  |  | Zn | Ag, Sn, Cu, Ga, In, Fe, Mn, Cd | Zn, Ag, Sn, Cu, Ga, In, Fe, Mn, Cd |  |  | 70.3257 |  | underground mine |  |  |  |  | ore material | grab | grab | mineral separate | [5 empty] | mineralisation |  |  |  | wurtzite, sphalerite | [6 empty] | pyrite | Polished sections; MASS-1 pressed pellet standard | EMPA, LA-ICPMS | SX51 electron microprobe (Cameca Gennevilliers Cedex, France); Agilent 7700cx Series Quadrupole ICP-MS (Agilent Santa Clara, CA 95051, USA) coupled to an Applied Spectra M-50 laser ablation system | Adelaide Microscopy, University of Adelaide | EMPA: accelerating voltage of 20 kV and a specimen current of ~20 nA, focused beam size set at <1 µm; LA-ICP-MS line scans: width of line rasters around 50 µm, ablation performed in a pure He atmosphere with a flow of 700 mL/min, mixed with Ar (930 mL/min) immediately after the ablation cell, mixture passed through a pulse homogenizing device; LA-ICP-MS mapping: repetition rate of 10 Hz, 64 µm spot size, output fluence of ~2.5 J cm−2, 30 s background acquisition at the start of every raster, dwell times for all elements set to 7 ms; line scan dwell times: 10 ms for both Zn and S, and 50 ms for the remaining masses; measured isotopes: 55Mn, 57Fe, 59Co, 60Ni, 65Cu, 66Zn, 71Ga, 75As, 77Se, 95Mo, 107Ag, 111Cd, 115In, 118Sn, 121Sb, 197Au, 202Hg, 205Tl, 208Pb and 209Bi | USGS certified standard MASS-1, comprising a pressed pellet of precipitated Cu-Fe-Zn sulfide standard; natural chalcopyrite (Cu), natural rhodonite (Mn), natural chalcedony (Zn), natural cobaltite (Co), natural arsenopyrite (As), natural stibnite (Sb), natural galena (Pb), natural cadmium (Cd) | 1361.715 |  |  |  | 3.8462 |  | 1.0431 | [7 empty] | 2.7923 | [5 empty] | 4360.845 | [5 empty] | 0.56846 | [5 empty] | 7454.52 | [9 empty] | 32324.49 |  | 35.9823 | [7 empty] | 0.12828 |  |  |  | 494.7829 | [13 empty] | 30.7031 |  | 0 | [7 empty] | 0.68243 | [5 empty] | 72.6967 | [15 empty] | 280605.1 |  | 652.6845 |  |  |  | 0 | [5 empty] | 6053.143 | [13 empty] | 0.046249 | [18 empty] | 2020 | Minerals 2020, 10, 147 |  | BOL, TZA
| Animas-Chocaya Mine, Merelani Hills |  | Magmatic hydrothermal, Metamorphic |  |  | Zn | Ag, Sn, Cu, Ga, In, Fe, Mn, Cd | Zn, Ag, Sn, Cu, Ga, In, Fe, Mn, Cd |  |  | 70.5781 |  | underground mine |  |  |  |  | ore material | grab | grab | mineral separate | [5 empty] | mineralisation |  |  |  | wurtzite, sphalerite | [6 empty] | pyrite | Polished sections; MASS-1 pressed pellet standard | EMPA, LA-ICPMS | SX51 electron microprobe (Cameca Gennevilliers Cedex, France); Agilent 7700cx Series Quadrupole ICP-MS (Agilent Santa Clara, CA 95051, USA) coupled to an Applied Spectra M-50 laser ablation system | Adelaide Microscopy, University of Adelaide | EMPA: accelerating voltage of 20 kV and a specimen current of ~20 nA, focused beam size set at <1 µm; LA-ICP-MS line scans: width of line rasters around 50 µm, ablation performed in a pure He atmosphere with a flow of 700 mL/min, mixed with Ar (930 mL/min) immediately after the ablation cell, mixture passed through a pulse homogenizing device; LA-ICP-MS mapping: repetition rate of 10 Hz, 64 µm spot size, output fluence of ~2.5 J cm−2, 30 s background acquisition at the start of every raster, dwell times for all elements set to 7 ms; line scan dwell times: 10 ms for both Zn and S, and 50 ms for the remaining masses; measured isotopes: 55Mn, 57Fe, 59Co, 60Ni, 65Cu, 66Zn, 71Ga, 75As, 77Se, 95Mo, 107Ag, 111Cd, 115In, 118Sn, 121Sb, 197Au, 202Hg, 205Tl, 208Pb and 209Bi | USGS certified standard MASS-1, comprising a pressed pellet of precipitated Cu-Fe-Zn sulfide standard; natural chalcopyrite (Cu), natural rhodonite (Mn), natural chalcedony (Zn), natural cobaltite (Co), natural arsenopyrite (As), natural stibnite (Sb), natural galena (Pb), natural cadmium (Cd) | 1608.361 |  |  |  | 1.8467 |  | 0.54597 | [7 empty] | 3.3066 | [5 empty] | 4361.441 | [5 empty] | 0.72724 | [5 empty] | 9260.677 | [9 empty] | 36567.39 |  | 35.9349 | [7 empty] | 0.16105 |  |  |  | 650.2938 | [13 empty] | 32.6645 |  | 0 | [7 empty] | 0.53579 | [5 empty] | 63.0698 | [15 empty] | 299408.6 |  | 884.2057 |  |  |  | 0 | [5 empty] | 6947.489 | [13 empty] | 0 | [18 empty] | 2020 | Minerals 2020, 10, 147 |  | BOL, TZA
| Animas-Chocaya Mine, Merelani Hills |  | Magmatic hydrothermal, Metamorphic |  |  | Zn | Ag, Sn, Cu, Ga, In, Fe, Mn, Cd | Zn, Ag, Sn, Cu, Ga, In, Fe, Mn, Cd |  |  | 70.83 |  | underground mine |  |  |  |  | ore material | grab | grab | mineral separate | [5 empty] | mineralisation |  |  |  | wurtzite, sphalerite | [6 empty] | pyrite | Polished sections; MASS-1 pressed pellet standard | EMPA, LA-ICPMS | SX51 electron microprobe (Cameca Gennevilliers Cedex, France); Agilent 7700cx Series Quadrupole ICP-MS (Agilent Santa Clara, CA 95051, USA) coupled to an Applied Spectra M-50 laser ablation system | Adelaide Microscopy, University of Adelaide | EMPA: accelerating voltage of 20 kV and a specimen current of ~20 nA, focused beam size set at <1 µm; LA-ICP-MS line scans: width of line rasters around 50 µm, ablation performed in a pure He atmosphere with a flow of 700 mL/min, mixed with Ar (930 mL/min) immediately after the ablation cell, mixture passed through a pulse homogenizing device; LA-ICP-MS mapping: repetition rate of 10 Hz, 64 µm spot size, output fluence of ~2.5 J cm−2, 30 s background acquisition at the start of every raster, dwell times for all elements set to 7 ms; line scan dwell times: 10 ms for both Zn and S, and 50 ms for the remaining masses; measured isotopes: 55Mn, 57Fe, 59Co, 60Ni, 65Cu, 66Zn, 71Ga, 75As, 77Se, 95Mo, 107Ag, 111Cd, 115In, 118Sn, 121Sb, 197Au, 202Hg, 205Tl, 208Pb and 209Bi | USGS certified standard MASS-1, comprising a pressed pellet of precipitated Cu-Fe-Zn sulfide standard; natural chalcopyrite (Cu), natural rhodonite (Mn), natural chalcedony (Zn), natural cobaltite (Co), natural arsenopyrite (As), natural stibnite (Sb), natural galena (Pb), natural cadmium (Cd) | 2076.979 |  |  |  | 2.9538 |  | 0.81672 | [7 empty] | 3.8167 | [5 empty] | 4423.278 | [5 empty] | 0.36513 | [5 empty] | 8271.474 | [9 empty] | 30582.99 |  | 32.1947 | [7 empty] | 0.22205 |  |  |  | 581.3497 | [13 empty] | 28.3696 |  | 0 | [7 empty] | 0.65765 | [5 empty] | 103.3214 | [15 empty] | 263216.8 |  | 1028.35 |  |  |  | 1.7804 | [5 empty] | 6506.23 | [13 empty] | 0.089136 | [18 empty] | 2020 | Minerals 2020, 10, 147 |  | BOL, TZA
| Animas-Chocaya Mine, Merelani Hills |  | Magmatic hydrothermal, Metamorphic |  |  | Zn | Ag, Sn, Cu, Ga, In, Fe, Mn, Cd | Zn, Ag, Sn, Cu, Ga, In, Fe, Mn, Cd |  |  | 71.0819 |  | underground mine |  |  |  |  | ore material | grab | grab | mineral separate | [5 empty] | mineralisation |  |  |  | wurtzite, sphalerite | [6 empty] | pyrite | Polished sections; MASS-1 pressed pellet standard | EMPA, LA-ICPMS | SX51 electron microprobe (Cameca Gennevilliers Cedex, France); Agilent 7700cx Series Quadrupole ICP-MS (Agilent Santa Clara, CA 95051, USA) coupled to an Applied Spectra M-50 laser ablation system | Adelaide Microscopy, University of Adelaide | EMPA: accelerating voltage of 20 kV and a specimen current of ~20 nA, focused beam size set at <1 µm; LA-ICP-MS line scans: width of line rasters around 50 µm, ablation performed in a pure He atmosphere with a flow of 700 mL/min, mixed with Ar (930 mL/min) immediately after the ablation cell, mixture passed through a pulse homogenizing device; LA-ICP-MS mapping: repetition rate of 10 Hz, 64 µm spot size, output fluence of ~2.5 J cm−2, 30 s background acquisition at the start of every raster, dwell times for all elements set to 7 ms; line scan dwell times: 10 ms for both Zn and S, and 50 ms for the remaining masses; measured isotopes: 55Mn, 57Fe, 59Co, 60Ni, 65Cu, 66Zn, 71Ga, 75As, 77Se, 95Mo, 107Ag, 111Cd, 115In, 118Sn, 121Sb, 197Au, 202Hg, 205Tl, 208Pb and 209Bi | USGS certified standard MASS-1, comprising a pressed pellet of precipitated Cu-Fe-Zn sulfide standard; natural chalcopyrite (Cu), natural rhodonite (Mn), natural chalcedony (Zn), natural cobaltite (Co), natural arsenopyrite (As), natural stibnite (Sb), natural galena (Pb), natural cadmium (Cd) | 2636.948 |  |  |  | 5.0767 |  | 0.64299 | [7 empty] | 4.5844 | [5 empty] | 4350.502 | [5 empty] | 0.68509 | [5 empty] | 10058.55 | [9 empty] | 33639.96 |  | 33.404 | [7 empty] | 0.21225 |  |  |  | 945.3025 | [13 empty] | 29.4682 |  | 0.16217 | [7 empty] | 1.0097 | [5 empty] | 113.4507 | [15 empty] | 260898.8 |  | 1145.581 |  |  |  | 0 | [5 empty] | 7390.135 | [13 empty] | 0.045615 | [18 empty] | 2020 | Minerals 2020, 10, 147 |  | BOL, TZA
| Animas-Chocaya Mine, Merelani Hills |  | Magmatic hydrothermal, Metamorphic |  |  | Zn | Ag, Sn, Cu, Ga, In, Fe, Mn, Cd | Zn, Ag, Sn, Cu, Ga, In, Fe, Mn, Cd |  |  | 71.3349 |  | underground mine |  |  |  |  | ore material | grab | grab | mineral separate | [5 empty] | mineralisation |  |  |  | wurtzite, sphalerite | [6 empty] | pyrite | Polished sections; MASS-1 pressed pellet standard | EMPA, LA-ICPMS | SX51 electron microprobe (Cameca Gennevilliers Cedex, France); Agilent 7700cx Series Quadrupole ICP-MS (Agilent Santa Clara, CA 95051, USA) coupled to an Applied Spectra M-50 laser ablation system | Adelaide Microscopy, University of Adelaide | EMPA: accelerating voltage of 20 kV and a specimen current of ~20 nA, focused beam size set at <1 µm; LA-ICP-MS line scans: width of line rasters around 50 µm, ablation performed in a pure He atmosphere with a flow of 700 mL/min, mixed with Ar (930 mL/min) immediately after the ablation cell, mixture passed through a pulse homogenizing device; LA-ICP-MS mapping: repetition rate of 10 Hz, 64 µm spot size, output fluence of ~2.5 J cm−2, 30 s background acquisition at the start of every raster, dwell times for all elements set to 7 ms; line scan dwell times: 10 ms for both Zn and S, and 50 ms for the remaining masses; measured isotopes: 55Mn, 57Fe, 59Co, 60Ni, 65Cu, 66Zn, 71Ga, 75As, 77Se, 95Mo, 107Ag, 111Cd, 115In, 118Sn, 121Sb, 197Au, 202Hg, 205Tl, 208Pb and 209Bi | USGS certified standard MASS-1, comprising a pressed pellet of precipitated Cu-Fe-Zn sulfide standard; natural chalcopyrite (Cu), natural rhodonite (Mn), natural chalcedony (Zn), natural cobaltite (Co), natural arsenopyrite (As), natural stibnite (Sb), natural galena (Pb), natural cadmium (Cd) | 3151.01 |  |  |  | 2.689 |  | 0.87505 | [7 empty] | 3.8412 | [5 empty] | 4029.84 | [5 empty] | 0.12107 | [5 empty] | 9144.81 | [9 empty] | 33048.33 |  | 32.0303 | [7 empty] | 0.18195 |  |  |  | 975.2621 | [13 empty] | 33.2876 |  | 0 | [7 empty] | 1.3087 | [5 empty] | 102.1493 | [15 empty] | 259091.6 |  | 1126.463 |  |  |  | 0 | [5 empty] | 7558.279 | [13 empty] | 0.066512 | [18 empty] | 2020 | Minerals 2020, 10, 147 |  | BOL, TZA
| Animas-Chocaya Mine, Merelani Hills |  | Magmatic hydrothermal, Metamorphic |  |  | Zn | Ag, Sn, Cu, Ga, In, Fe, Mn, Cd | Zn, Ag, Sn, Cu, Ga, In, Fe, Mn, Cd |  |  | 71.5868 |  | underground mine |  |  |  |  | ore material | grab | grab | mineral separate | [5 empty] | mineralisation |  |  |  | wurtzite, sphalerite | [6 empty] | pyrite | Polished sections; MASS-1 pressed pellet standard | EMPA, LA-ICPMS | SX51 electron microprobe (Cameca Gennevilliers Cedex, France); Agilent 7700cx Series Quadrupole ICP-MS (Agilent Santa Clara, CA 95051, USA) coupled to an Applied Spectra M-50 laser ablation system | Adelaide Microscopy, University of Adelaide | EMPA: accelerating voltage of 20 kV and a specimen current of ~20 nA, focused beam size set at <1 µm; LA-ICP-MS line scans: width of line rasters around 50 µm, ablation performed in a pure He atmosphere with a flow of 700 mL/min, mixed with Ar (930 mL/min) immediately after the ablation cell, mixture passed through a pulse homogenizing device; LA-ICP-MS mapping: repetition rate of 10 Hz, 64 µm spot size, output fluence of ~2.5 J cm−2, 30 s background acquisition at the start of every raster, dwell times for all elements set to 7 ms; line scan dwell times: 10 ms for both Zn and S, and 50 ms for the remaining masses; measured isotopes: 55Mn, 57Fe, 59Co, 60Ni, 65Cu, 66Zn, 71Ga, 75As, 77Se, 95Mo, 107Ag, 111Cd, 115In, 118Sn, 121Sb, 197Au, 202Hg, 205Tl, 208Pb and 209Bi | USGS certified standard MASS-1, comprising a pressed pellet of precipitated Cu-Fe-Zn sulfide standard; natural chalcopyrite (Cu), natural rhodonite (Mn), natural chalcedony (Zn), natural cobaltite (Co), natural arsenopyrite (As), natural stibnite (Sb), natural galena (Pb), natural cadmium (Cd) | 3642.909 |  |  |  | 4.8084 |  | 1.0841 | [7 empty] | 3.6877 | [5 empty] | 4841.576 | [5 empty] | 0.19685 | [5 empty] | 11072.59 | [9 empty] | 38199.14 |  | 34.2444 | [7 empty] | 0.17612 |  |  |  | 957.3372 | [13 empty] | 31.5703 |  | 0.17089 | [7 empty] | 0.70934 | [5 empty] | 88.2992 | [15 empty] | 300454.3 |  | 1096.986 |  |  |  | 0 | [5 empty] | 7864.388 | [13 empty] | 0.048067 | [18 empty] | 2020 | Minerals 2020, 10, 147 |  | BOL, TZA
| Animas-Chocaya Mine, Merelani Hills |  | Magmatic hydrothermal, Metamorphic |  |  | Zn | Ag, Sn, Cu, Ga, In, Fe, Mn, Cd | Zn, Ag, Sn, Cu, Ga, In, Fe, Mn, Cd |  |  | 71.8392 |  | underground mine |  |  |  |  | ore material | grab | grab | mineral separate | [5 empty] | mineralisation |  |  |  | wurtzite, sphalerite | [6 empty] | pyrite | Polished sections; MASS-1 pressed pellet standard | EMPA, LA-ICPMS | SX51 electron microprobe (Cameca Gennevilliers Cedex, France); Agilent 7700cx Series Quadrupole ICP-MS (Agilent Santa Clara, CA 95051, USA) coupled to an Applied Spectra M-50 laser ablation system | Adelaide Microscopy, University of Adelaide | EMPA: accelerating voltage of 20 kV and a specimen current of ~20 nA, focused beam size set at <1 µm; LA-ICP-MS line scans: width of line rasters around 50 µm, ablation performed in a pure He atmosphere with a flow of 700 mL/min, mixed with Ar (930 mL/min) immediately after the ablation cell, mixture passed through a pulse homogenizing device; LA-ICP-MS mapping: repetition rate of 10 Hz, 64 µm spot size, output fluence of ~2.5 J cm−2, 30 s background acquisition at the start of every raster, dwell times for all elements set to 7 ms; line scan dwell times: 10 ms for both Zn and S, and 50 ms for the remaining masses; measured isotopes: 55Mn, 57Fe, 59Co, 60Ni, 65Cu, 66Zn, 71Ga, 75As, 77Se, 95Mo, 107Ag, 111Cd, 115In, 118Sn, 121Sb, 197Au, 202Hg, 205Tl, 208Pb and 209Bi | USGS certified standard MASS-1, comprising a pressed pellet of precipitated Cu-Fe-Zn sulfide standard; natural chalcopyrite (Cu), natural rhodonite (Mn), natural chalcedony (Zn), natural cobaltite (Co), natural arsenopyrite (As), natural stibnite (Sb), natural galena (Pb), natural cadmium (Cd) | 2874.52 |  |  |  | 3.7212 |  | 0.7223 | [7 empty] | 2.4773 | [5 empty] | 3584.677 | [5 empty] | 0.16141 | [5 empty] | 7981.239 | [9 empty] | 29659.04 |  | 27.1422 | [7 empty] | 0.1184 |  |  |  | 726.1173 | [13 empty] | 26.0478 |  | 0 | [7 empty] | 0.29085 | [5 empty] | 62.3198 | [15 empty] | 246447.8 |  | 705.2996 |  |  |  | 1.5746 | [5 empty] | 6373.056 | [13 empty] | 0.039417 | [18 empty] | 2020 | Minerals 2020, 10, 147 |  | BOL, TZA
| Animas-Chocaya Mine, Merelani Hills |  | Magmatic hydrothermal, Metamorphic |  |  | Zn | Ag, Sn, Cu, Ga, In, Fe, Mn, Cd | Zn, Ag, Sn, Cu, Ga, In, Fe, Mn, Cd |  |  | 72.0911 |  | underground mine |  |  |  |  | ore material | grab | grab | mineral separate | [5 empty] | mineralisation |  |  |  | wurtzite, sphalerite | [6 empty] | pyrite | Polished sections; MASS-1 pressed pellet standard | EMPA, LA-ICPMS | SX51 electron microprobe (Cameca Gennevilliers Cedex, France); Agilent 7700cx Series Quadrupole ICP-MS (Agilent Santa Clara, CA 95051, USA) coupled to an Applied Spectra M-50 laser ablation system | Adelaide Microscopy, University of Adelaide | EMPA: accelerating voltage of 20 kV and a specimen current of ~20 nA, focused beam size set at <1 µm; LA-ICP-MS line scans: width of line rasters around 50 µm, ablation performed in a pure He atmosphere with a flow of 700 mL/min, mixed with Ar (930 mL/min) immediately after the ablation cell, mixture passed through a pulse homogenizing device; LA-ICP-MS mapping: repetition rate of 10 Hz, 64 µm spot size, output fluence of ~2.5 J cm−2, 30 s background acquisition at the start of every raster, dwell times for all elements set to 7 ms; line scan dwell times: 10 ms for both Zn and S, and 50 ms for the remaining masses; measured isotopes: 55Mn, 57Fe, 59Co, 60Ni, 65Cu, 66Zn, 71Ga, 75As, 77Se, 95Mo, 107Ag, 111Cd, 115In, 118Sn, 121Sb, 197Au, 202Hg, 205Tl, 208Pb and 209Bi | USGS certified standard MASS-1, comprising a pressed pellet of precipitated Cu-Fe-Zn sulfide standard; natural chalcopyrite (Cu), natural rhodonite (Mn), natural chalcedony (Zn), natural cobaltite (Co), natural arsenopyrite (As), natural stibnite (Sb), natural galena (Pb), natural cadmium (Cd) | 2597.209 |  |  |  | 3.1656 |  | 1.6835 | [7 empty] | 2.127 | [5 empty] | 4941.85 | [5 empty] | 0.39122 | [5 empty] | 8161.788 | [9 empty] | 34937.6 |  | 37.1651 | [7 empty] | 0.14094 |  |  |  | 772.486 | [13 empty] | 32.7355 |  | 0 | [7 empty] | 0.70501 | [5 empty] | 56.7546 | [15 empty] | 299764.7 |  | 709.4778 |  |  |  | 0 | [5 empty] | 6224.821 | [13 empty] | 0.047772 | [18 empty] | 2020 | Minerals 2020, 10, 147 |  | BOL, TZA
| Animas-Chocaya Mine, Merelani Hills |  | Magmatic hydrothermal, Metamorphic |  |  | Zn | Ag, Sn, Cu, Ga, In, Fe, Mn, Cd | Zn, Ag, Sn, Cu, Ga, In, Fe, Mn, Cd |  |  | 72.343 |  | underground mine |  |  |  |  | ore material | grab | grab | mineral separate | [5 empty] | mineralisation |  |  |  | wurtzite, sphalerite | [6 empty] | pyrite | Polished sections; MASS-1 pressed pellet standard | EMPA, LA-ICPMS | SX51 electron microprobe (Cameca Gennevilliers Cedex, France); Agilent 7700cx Series Quadrupole ICP-MS (Agilent Santa Clara, CA 95051, USA) coupled to an Applied Spectra M-50 laser ablation system | Adelaide Microscopy, University of Adelaide | EMPA: accelerating voltage of 20 kV and a specimen current of ~20 nA, focused beam size set at <1 µm; LA-ICP-MS line scans: width of line rasters around 50 µm, ablation performed in a pure He atmosphere with a flow of 700 mL/min, mixed with Ar (930 mL/min) immediately after the ablation cell, mixture passed through a pulse homogenizing device; LA-ICP-MS mapping: repetition rate of 10 Hz, 64 µm spot size, output fluence of ~2.5 J cm−2, 30 s background acquisition at the start of every raster, dwell times for all elements set to 7 ms; line scan dwell times: 10 ms for both Zn and S, and 50 ms for the remaining masses; measured isotopes: 55Mn, 57Fe, 59Co, 60Ni, 65Cu, 66Zn, 71Ga, 75As, 77Se, 95Mo, 107Ag, 111Cd, 115In, 118Sn, 121Sb, 197Au, 202Hg, 205Tl, 208Pb and 209Bi | USGS certified standard MASS-1, comprising a pressed pellet of precipitated Cu-Fe-Zn sulfide standard; natural chalcopyrite (Cu), natural rhodonite (Mn), natural chalcedony (Zn), natural cobaltite (Co), natural arsenopyrite (As), natural stibnite (Sb), natural galena (Pb), natural cadmium (Cd) | 2089.272 |  |  |  | 4.3889 |  | 0.98953 | [7 empty] | 1.4539 | [5 empty] | 3996.793 | [5 empty] | 0.23952 | [5 empty] | 6211.398 | [9 empty] | 31780.56 |  | 34.3089 | [7 empty] | 0.1392 |  |  |  | 547.3421 | [13 empty] | 28.7513 |  | 0 | [7 empty] | 0.80944 | [5 empty] | 44.4034 | [15 empty] | 274839.9 |  | 441.2878 |  |  |  | 1.7526 | [5 empty] | 4410.019 | [13 empty] | 0.021938 | [18 empty] | 2020 | Minerals 2020, 10, 147 |  | BOL, TZA
| Animas-Chocaya Mine, Merelani Hills |  | Magmatic hydrothermal, Metamorphic |  |  | Zn | Ag, Sn, Cu, Ga, In, Fe, Mn, Cd | Zn, Ag, Sn, Cu, Ga, In, Fe, Mn, Cd |  |  | 72.5949 |  | underground mine |  |  |  |  | ore material | grab | grab | mineral separate | [5 empty] | mineralisation |  |  |  | wurtzite, sphalerite | [6 empty] | pyrite | Polished sections; MASS-1 pressed pellet standard | EMPA, LA-ICPMS | SX51 electron microprobe (Cameca Gennevilliers Cedex, France); Agilent 7700cx Series Quadrupole ICP-MS (Agilent Santa Clara, CA 95051, USA) coupled to an Applied Spectra M-50 laser ablation system | Adelaide Microscopy, University of Adelaide | EMPA: accelerating voltage of 20 kV and a specimen current of ~20 nA, focused beam size set at <1 µm; LA-ICP-MS line scans: width of line rasters around 50 µm, ablation performed in a pure He atmosphere with a flow of 700 mL/min, mixed with Ar (930 mL/min) immediately after the ablation cell, mixture passed through a pulse homogenizing device; LA-ICP-MS mapping: repetition rate of 10 Hz, 64 µm spot size, output fluence of ~2.5 J cm−2, 30 s background acquisition at the start of every raster, dwell times for all elements set to 7 ms; line scan dwell times: 10 ms for both Zn and S, and 50 ms for the remaining masses; measured isotopes: 55Mn, 57Fe, 59Co, 60Ni, 65Cu, 66Zn, 71Ga, 75As, 77Se, 95Mo, 107Ag, 111Cd, 115In, 118Sn, 121Sb, 197Au, 202Hg, 205Tl, 208Pb and 209Bi | USGS certified standard MASS-1, comprising a pressed pellet of precipitated Cu-Fe-Zn sulfide standard; natural chalcopyrite (Cu), natural rhodonite (Mn), natural chalcedony (Zn), natural cobaltite (Co), natural arsenopyrite (As), natural stibnite (Sb), natural galena (Pb), natural cadmium (Cd) | 1501.697 |  |  |  | 2.2837 |  | 1.6298 | [7 empty] | 1.647 | [5 empty] | 4254.873 | [5 empty] | 0.37869 | [5 empty] | 4924.718 | [9 empty] | 34432.12 |  | 29.1824 | [7 empty] | 0.14681 |  |  |  | 543.3036 | [13 empty] | 31.4357 |  | 0 | [7 empty] | 0.34129 | [5 empty] | 45.6859 | [15 empty] | 285574.1 |  | 370.28 |  |  |  | 0 | [5 empty] | 3988.917 | [13 empty] | 0.023125 | [18 empty] | 2020 | Minerals 2020, 10, 147 |  | BOL, TZA
| Animas-Chocaya Mine, Merelani Hills |  | Magmatic hydrothermal, Metamorphic |  |  | Zn | Ag, Sn, Cu, Ga, In, Fe, Mn, Cd | Zn, Ag, Sn, Cu, Ga, In, Fe, Mn, Cd |  |  | 72.8468 |  | underground mine |  |  |  |  | ore material | grab | grab | mineral separate | [5 empty] | mineralisation |  |  |  | wurtzite, sphalerite | [6 empty] | pyrite | Polished sections; MASS-1 pressed pellet standard | EMPA, LA-ICPMS | SX51 electron microprobe (Cameca Gennevilliers Cedex, France); Agilent 7700cx Series Quadrupole ICP-MS (Agilent Santa Clara, CA 95051, USA) coupled to an Applied Spectra M-50 laser ablation system | Adelaide Microscopy, University of Adelaide | EMPA: accelerating voltage of 20 kV and a specimen current of ~20 nA, focused beam size set at <1 µm; LA-ICP-MS line scans: width of line rasters around 50 µm, ablation performed in a pure He atmosphere with a flow of 700 mL/min, mixed with Ar (930 mL/min) immediately after the ablation cell, mixture passed through a pulse homogenizing device; LA-ICP-MS mapping: repetition rate of 10 Hz, 64 µm spot size, output fluence of ~2.5 J cm−2, 30 s background acquisition at the start of every raster, dwell times for all elements set to 7 ms; line scan dwell times: 10 ms for both Zn and S, and 50 ms for the remaining masses; measured isotopes: 55Mn, 57Fe, 59Co, 60Ni, 65Cu, 66Zn, 71Ga, 75As, 77Se, 95Mo, 107Ag, 111Cd, 115In, 118Sn, 121Sb, 197Au, 202Hg, 205Tl, 208Pb and 209Bi | USGS certified standard MASS-1, comprising a pressed pellet of precipitated Cu-Fe-Zn sulfide standard; natural chalcopyrite (Cu), natural rhodonite (Mn), natural chalcedony (Zn), natural cobaltite (Co), natural arsenopyrite (As), natural stibnite (Sb), natural galena (Pb), natural cadmium (Cd) | 961.1058 |  |  |  | 0.19537 |  | 1.1383 | [7 empty] | 1.1535 | [5 empty] | 4266.277 | [5 empty] | 0.12244 | [5 empty] | 4076.966 | [9 empty] | 35994.77 |  | 29.6452 | [7 empty] | 0.12269 |  |  |  | 485.9558 | [13 empty] | 29.8214 |  | 0 | [7 empty] | 0 | [5 empty] | 37.0207 | [15 empty] | 281328.2 |  | 250.0171 |  |  |  | 0 | [5 empty] | 3606.715 | [13 empty] | 0.067298 | [18 empty] | 2020 | Minerals 2020, 10, 147 |  | BOL, TZA
| Animas-Chocaya Mine, Merelani Hills |  | Magmatic hydrothermal, Metamorphic |  |  | Zn | Ag, Sn, Cu, Ga, In, Fe, Mn, Cd | Zn, Ag, Sn, Cu, Ga, In, Fe, Mn, Cd |  |  | 73.0987 |  | underground mine |  |  |  |  | ore material | grab | grab | mineral separate | [5 empty] | mineralisation |  |  |  | wurtzite, sphalerite | [6 empty] | pyrite | Polished sections; MASS-1 pressed pellet standard | EMPA, LA-ICPMS | SX51 electron microprobe (Cameca Gennevilliers Cedex, France); Agilent 7700cx Series Quadrupole ICP-MS (Agilent Santa Clara, CA 95051, USA) coupled to an Applied Spectra M-50 laser ablation system | Adelaide Microscopy, University of Adelaide | EMPA: accelerating voltage of 20 kV and a specimen current of ~20 nA, focused beam size set at <1 µm; LA-ICP-MS line scans: width of line rasters around 50 µm, ablation performed in a pure He atmosphere with a flow of 700 mL/min, mixed with Ar (930 mL/min) immediately after the ablation cell, mixture passed through a pulse homogenizing device; LA-ICP-MS mapping: repetition rate of 10 Hz, 64 µm spot size, output fluence of ~2.5 J cm−2, 30 s background acquisition at the start of every raster, dwell times for all elements set to 7 ms; line scan dwell times: 10 ms for both Zn and S, and 50 ms for the remaining masses; measured isotopes: 55Mn, 57Fe, 59Co, 60Ni, 65Cu, 66Zn, 71Ga, 75As, 77Se, 95Mo, 107Ag, 111Cd, 115In, 118Sn, 121Sb, 197Au, 202Hg, 205Tl, 208Pb and 209Bi | USGS certified standard MASS-1, comprising a pressed pellet of precipitated Cu-Fe-Zn sulfide standard; natural chalcopyrite (Cu), natural rhodonite (Mn), natural chalcedony (Zn), natural cobaltite (Co), natural arsenopyrite (As), natural stibnite (Sb), natural galena (Pb), natural cadmium (Cd) | 815.5916 |  |  |  | 1.459 |  | 0.56966 | [7 empty] | 1.3991 | [5 empty] | 4286.54 | [5 empty] | 0.18382 | [5 empty] | 4385.029 | [9 empty] | 32936.75 |  | 29.2271 | [7 empty] | 0.12783 |  |  |  | 458.2901 | [13 empty] | 28.7484 |  | 0.15965 | [7 empty] | 0.4971 | [5 empty] | 34.2717 | [15 empty] | 294057 |  | 204.0901 |  |  |  | 0 | [5 empty] | 3481.95 | [13 empty] | 0.11227 | [18 empty] | 2020 | Minerals 2020, 10, 147 |  | BOL, TZA
| Animas-Chocaya Mine, Merelani Hills |  | Magmatic hydrothermal, Metamorphic |  |  | Zn | Ag, Sn, Cu, Ga, In, Fe, Mn, Cd | Zn, Ag, Sn, Cu, Ga, In, Fe, Mn, Cd |  |  | 73.3511 |  | underground mine |  |  |  |  | ore material | grab | grab | mineral separate | [5 empty] | mineralisation |  |  |  | wurtzite, sphalerite | [6 empty] | pyrite | Polished sections; MASS-1 pressed pellet standard | EMPA, LA-ICPMS | SX51 electron microprobe (Cameca Gennevilliers Cedex, France); Agilent 7700cx Series Quadrupole ICP-MS (Agilent Santa Clara, CA 95051, USA) coupled to an Applied Spectra M-50 laser ablation system | Adelaide Microscopy, University of Adelaide | EMPA: accelerating voltage of 20 kV and a specimen current of ~20 nA, focused beam size set at <1 µm; LA-ICP-MS line scans: width of line rasters around 50 µm, ablation performed in a pure He atmosphere with a flow of 700 mL/min, mixed with Ar (930 mL/min) immediately after the ablation cell, mixture passed through a pulse homogenizing device; LA-ICP-MS mapping: repetition rate of 10 Hz, 64 µm spot size, output fluence of ~2.5 J cm−2, 30 s background acquisition at the start of every raster, dwell times for all elements set to 7 ms; line scan dwell times: 10 ms for both Zn and S, and 50 ms for the remaining masses; measured isotopes: 55Mn, 57Fe, 59Co, 60Ni, 65Cu, 66Zn, 71Ga, 75As, 77Se, 95Mo, 107Ag, 111Cd, 115In, 118Sn, 121Sb, 197Au, 202Hg, 205Tl, 208Pb and 209Bi | USGS certified standard MASS-1, comprising a pressed pellet of precipitated Cu-Fe-Zn sulfide standard; natural chalcopyrite (Cu), natural rhodonite (Mn), natural chalcedony (Zn), natural cobaltite (Co), natural arsenopyrite (As), natural stibnite (Sb), natural galena (Pb), natural cadmium (Cd) | 705.1863 |  |  |  | 1.861 |  | 0.95949 | [7 empty] | 1.3677 | [5 empty] | 3742.521 | [5 empty] | 0.11609 | [5 empty] | 4050.253 | [9 empty] | 29268.65 |  | 28.3662 | [7 empty] | 0.13761 |  |  |  | 394.0813 | [13 empty] | 26.5407 |  | 0 | [7 empty] | 0.31398 | [5 empty] | 36.0518 | [15 empty] | 275021.4 |  | 179.8748 |  |  |  | 0 | [5 empty] | 3747.087 | [13 empty] | 0 | [18 empty] | 2020 | Minerals 2020, 10, 147 |  | BOL, TZA
| Animas-Chocaya Mine, Merelani Hills |  | Magmatic hydrothermal, Metamorphic |  |  | Zn | Ag, Sn, Cu, Ga, In, Fe, Mn, Cd | Zn, Ag, Sn, Cu, Ga, In, Fe, Mn, Cd |  |  | 73.603 |  | underground mine |  |  |  |  | ore material | grab | grab | mineral separate | [5 empty] | mineralisation |  |  |  | wurtzite, sphalerite | [6 empty] | pyrite | Polished sections; MASS-1 pressed pellet standard | EMPA, LA-ICPMS | SX51 electron microprobe (Cameca Gennevilliers Cedex, France); Agilent 7700cx Series Quadrupole ICP-MS (Agilent Santa Clara, CA 95051, USA) coupled to an Applied Spectra M-50 laser ablation system | Adelaide Microscopy, University of Adelaide | EMPA: accelerating voltage of 20 kV and a specimen current of ~20 nA, focused beam size set at <1 µm; LA-ICP-MS line scans: width of line rasters around 50 µm, ablation performed in a pure He atmosphere with a flow of 700 mL/min, mixed with Ar (930 mL/min) immediately after the ablation cell, mixture passed through a pulse homogenizing device; LA-ICP-MS mapping: repetition rate of 10 Hz, 64 µm spot size, output fluence of ~2.5 J cm−2, 30 s background acquisition at the start of every raster, dwell times for all elements set to 7 ms; line scan dwell times: 10 ms for both Zn and S, and 50 ms for the remaining masses; measured isotopes: 55Mn, 57Fe, 59Co, 60Ni, 65Cu, 66Zn, 71Ga, 75As, 77Se, 95Mo, 107Ag, 111Cd, 115In, 118Sn, 121Sb, 197Au, 202Hg, 205Tl, 208Pb and 209Bi | USGS certified standard MASS-1, comprising a pressed pellet of precipitated Cu-Fe-Zn sulfide standard; natural chalcopyrite (Cu), natural rhodonite (Mn), natural chalcedony (Zn), natural cobaltite (Co), natural arsenopyrite (As), natural stibnite (Sb), natural galena (Pb), natural cadmium (Cd) | 583.3624 |  |  |  | 2.5296 |  | 0.84279 | [7 empty] | 1.0232 | [5 empty] | 4313.611 | [5 empty] | 0.31375 | [5 empty] | 4448.483 | [9 empty] | 32366.17 |  | 33.3158 | [7 empty] | 0.10572 |  |  |  | 386.7741 | [13 empty] | 29.1284 |  | 0 | [7 empty] | 0.67891 | [5 empty] | 34.2628 | [15 empty] | 285822.3 |  | 172.191 |  |  |  | 0 | [5 empty] | 3813.883 | [13 empty] | 0.045998 | [18 empty] | 2020 | Minerals 2020, 10, 147 |  | BOL, TZA
| Animas-Chocaya Mine, Merelani Hills |  | Magmatic hydrothermal, Metamorphic |  |  | Zn | Ag, Sn, Cu, Ga, In, Fe, Mn, Cd | Zn, Ag, Sn, Cu, Ga, In, Fe, Mn, Cd |  |  | 73.8549 |  | underground mine |  |  |  |  | ore material | grab | grab | mineral separate | [5 empty] | mineralisation |  |  |  | wurtzite, sphalerite | [6 empty] | pyrite | Polished sections; MASS-1 pressed pellet standard | EMPA, LA-ICPMS | SX51 electron microprobe (Cameca Gennevilliers Cedex, France); Agilent 7700cx Series Quadrupole ICP-MS (Agilent Santa Clara, CA 95051, USA) coupled to an Applied Spectra M-50 laser ablation system | Adelaide Microscopy, University of Adelaide | EMPA: accelerating voltage of 20 kV and a specimen current of ~20 nA, focused beam size set at <1 µm; LA-ICP-MS line scans: width of line rasters around 50 µm, ablation performed in a pure He atmosphere with a flow of 700 mL/min, mixed with Ar (930 mL/min) immediately after the ablation cell, mixture passed through a pulse homogenizing device; LA-ICP-MS mapping: repetition rate of 10 Hz, 64 µm spot size, output fluence of ~2.5 J cm−2, 30 s background acquisition at the start of every raster, dwell times for all elements set to 7 ms; line scan dwell times: 10 ms for both Zn and S, and 50 ms for the remaining masses; measured isotopes: 55Mn, 57Fe, 59Co, 60Ni, 65Cu, 66Zn, 71Ga, 75As, 77Se, 95Mo, 107Ag, 111Cd, 115In, 118Sn, 121Sb, 197Au, 202Hg, 205Tl, 208Pb and 209Bi | USGS certified standard MASS-1, comprising a pressed pellet of precipitated Cu-Fe-Zn sulfide standard; natural chalcopyrite (Cu), natural rhodonite (Mn), natural chalcedony (Zn), natural cobaltite (Co), natural arsenopyrite (As), natural stibnite (Sb), natural galena (Pb), natural cadmium (Cd) | 513.3109 |  |  |  | 2.0869 |  | 0.71501 | [7 empty] | 0.75206 | [5 empty] | 3927.129 | [5 empty] | 0.23067 | [5 empty] | 4053.759 | [9 empty] | 30056.54 |  | 29.8647 | [7 empty] | 0.087906 |  |  |  | 311.4432 | [13 empty] | 30.7923 |  | 0.15029 | [7 empty] | 0 | [5 empty] | 30.3605 | [15 empty] | 235876.8 |  | 105.35 |  |  |  | 0 | [5 empty] | 3011.49 | [13 empty] | 0 | [18 empty] | 2020 | Minerals 2020, 10, 147 |  | BOL, TZA
| Animas-Chocaya Mine, Merelani Hills |  | Magmatic hydrothermal, Metamorphic |  |  | Zn | Ag, Sn, Cu, Ga, In, Fe, Mn, Cd | Zn, Ag, Sn, Cu, Ga, In, Fe, Mn, Cd |  |  | 74.1068 |  | underground mine |  |  |  |  | ore material | grab | grab | mineral separate | [5 empty] | mineralisation |  |  |  | wurtzite, sphalerite | [6 empty] | pyrite | Polished sections; MASS-1 pressed pellet standard | EMPA, LA-ICPMS | SX51 electron microprobe (Cameca Gennevilliers Cedex, France); Agilent 7700cx Series Quadrupole ICP-MS (Agilent Santa Clara, CA 95051, USA) coupled to an Applied Spectra M-50 laser ablation system | Adelaide Microscopy, University of Adelaide | EMPA: accelerating voltage of 20 kV and a specimen current of ~20 nA, focused beam size set at <1 µm; LA-ICP-MS line scans: width of line rasters around 50 µm, ablation performed in a pure He atmosphere with a flow of 700 mL/min, mixed with Ar (930 mL/min) immediately after the ablation cell, mixture passed through a pulse homogenizing device; LA-ICP-MS mapping: repetition rate of 10 Hz, 64 µm spot size, output fluence of ~2.5 J cm−2, 30 s background acquisition at the start of every raster, dwell times for all elements set to 7 ms; line scan dwell times: 10 ms for both Zn and S, and 50 ms for the remaining masses; measured isotopes: 55Mn, 57Fe, 59Co, 60Ni, 65Cu, 66Zn, 71Ga, 75As, 77Se, 95Mo, 107Ag, 111Cd, 115In, 118Sn, 121Sb, 197Au, 202Hg, 205Tl, 208Pb and 209Bi | USGS certified standard MASS-1, comprising a pressed pellet of precipitated Cu-Fe-Zn sulfide standard; natural chalcopyrite (Cu), natural rhodonite (Mn), natural chalcedony (Zn), natural cobaltite (Co), natural arsenopyrite (As), natural stibnite (Sb), natural galena (Pb), natural cadmium (Cd) | 466.2103 |  |  |  | 1.4244 |  | 0.92722 | [7 empty] | 0.91047 | [5 empty] | 3987.335 | [5 empty] | 0.35893 | [5 empty] | 4572.561 | [9 empty] | 31672.85 |  | 29.6757 | [7 empty] | 0.11062 |  |  |  | 349.6467 | [13 empty] | 29.9749 |  | 0 | [7 empty] | 0.16184 | [5 empty] | 29.0949 | [15 empty] | 276160.1 |  | 78.2338 |  |  |  | 0 | [5 empty] | 3205.304 | [13 empty] | 0.021929 | [18 empty] | 2020 | Minerals 2020, 10, 147 |  | BOL, TZA
| Animas-Chocaya Mine, Merelani Hills |  | Magmatic hydrothermal, Metamorphic |  |  | Zn | Ag, Sn, Cu, Ga, In, Fe, Mn, Cd | Zn, Ag, Sn, Cu, Ga, In, Fe, Mn, Cd |  |  | 74.3587 |  | underground mine |  |  |  |  | ore material | grab | grab | mineral separate | [5 empty] | mineralisation |  |  |  | wurtzite, sphalerite | [6 empty] | pyrite | Polished sections; MASS-1 pressed pellet standard | EMPA, LA-ICPMS | SX51 electron microprobe (Cameca Gennevilliers Cedex, France); Agilent 7700cx Series Quadrupole ICP-MS (Agilent Santa Clara, CA 95051, USA) coupled to an Applied Spectra M-50 laser ablation system | Adelaide Microscopy, University of Adelaide | EMPA: accelerating voltage of 20 kV and a specimen current of ~20 nA, focused beam size set at <1 µm; LA-ICP-MS line scans: width of line rasters around 50 µm, ablation performed in a pure He atmosphere with a flow of 700 mL/min, mixed with Ar (930 mL/min) immediately after the ablation cell, mixture passed through a pulse homogenizing device; LA-ICP-MS mapping: repetition rate of 10 Hz, 64 µm spot size, output fluence of ~2.5 J cm−2, 30 s background acquisition at the start of every raster, dwell times for all elements set to 7 ms; line scan dwell times: 10 ms for both Zn and S, and 50 ms for the remaining masses; measured isotopes: 55Mn, 57Fe, 59Co, 60Ni, 65Cu, 66Zn, 71Ga, 75As, 77Se, 95Mo, 107Ag, 111Cd, 115In, 118Sn, 121Sb, 197Au, 202Hg, 205Tl, 208Pb and 209Bi | USGS certified standard MASS-1, comprising a pressed pellet of precipitated Cu-Fe-Zn sulfide standard; natural chalcopyrite (Cu), natural rhodonite (Mn), natural chalcedony (Zn), natural cobaltite (Co), natural arsenopyrite (As), natural stibnite (Sb), natural galena (Pb), natural cadmium (Cd) | 519.3093 |  |  |  | 3.5455 |  | 0.66123 | [7 empty] | 0.82208 | [5 empty] | 3828.716 | [5 empty] | 0.34903 | [5 empty] | 3818.219 | [9 empty] | 31117.6 |  | 30.1293 | [7 empty] | 0.10294 |  |  |  | 324.535 | [13 empty] | 29.2635 |  | 0 | [7 empty] | 0.15739 | [5 empty] | 21.8768 | [15 empty] | 260760.2 |  | 63.1959 |  |  |  | 0 | [5 empty] | 3408.487 | [13 empty] | 0.042652 | [18 empty] | 2020 | Minerals 2020, 10, 147 |  | BOL, TZA
| Animas-Chocaya Mine, Merelani Hills |  | Magmatic hydrothermal, Metamorphic |  |  | Zn | Ag, Sn, Cu, Ga, In, Fe, Mn, Cd | Zn, Ag, Sn, Cu, Ga, In, Fe, Mn, Cd |  |  | 74.6112 |  | underground mine |  |  |  |  | ore material | grab | grab | mineral separate | [5 empty] | mineralisation |  |  |  | wurtzite, sphalerite | [6 empty] | pyrite | Polished sections; MASS-1 pressed pellet standard | EMPA, LA-ICPMS | SX51 electron microprobe (Cameca Gennevilliers Cedex, France); Agilent 7700cx Series Quadrupole ICP-MS (Agilent Santa Clara, CA 95051, USA) coupled to an Applied Spectra M-50 laser ablation system | Adelaide Microscopy, University of Adelaide | EMPA: accelerating voltage of 20 kV and a specimen current of ~20 nA, focused beam size set at <1 µm; LA-ICP-MS line scans: width of line rasters around 50 µm, ablation performed in a pure He atmosphere with a flow of 700 mL/min, mixed with Ar (930 mL/min) immediately after the ablation cell, mixture passed through a pulse homogenizing device; LA-ICP-MS mapping: repetition rate of 10 Hz, 64 µm spot size, output fluence of ~2.5 J cm−2, 30 s background acquisition at the start of every raster, dwell times for all elements set to 7 ms; line scan dwell times: 10 ms for both Zn and S, and 50 ms for the remaining masses; measured isotopes: 55Mn, 57Fe, 59Co, 60Ni, 65Cu, 66Zn, 71Ga, 75As, 77Se, 95Mo, 107Ag, 111Cd, 115In, 118Sn, 121Sb, 197Au, 202Hg, 205Tl, 208Pb and 209Bi | USGS certified standard MASS-1, comprising a pressed pellet of precipitated Cu-Fe-Zn sulfide standard; natural chalcopyrite (Cu), natural rhodonite (Mn), natural chalcedony (Zn), natural cobaltite (Co), natural arsenopyrite (As), natural stibnite (Sb), natural galena (Pb), natural cadmium (Cd) | 548.9959 |  |  |  | 3.4018 |  | 1.1136 | [7 empty] | 0.75916 | [5 empty] | 4344.679 | [5 empty] | 0.17959 | [5 empty] | 4344.192 | [9 empty] | 32523.32 |  | 34.4965 | [7 empty] | 0.11086 |  |  |  | 278.846 | [13 empty] | 29.0418 |  | 0 | [7 empty] | 0.48597 | [5 empty] | 25.5164 | [15 empty] | 291652.6 |  | 63.329 |  |  |  | 0 | [5 empty] | 3675.803 | [13 empty] | 0.065846 | [18 empty] | 2020 | Minerals 2020, 10, 147 |  | BOL, TZA
| Animas-Chocaya Mine, Merelani Hills |  | Magmatic hydrothermal, Metamorphic |  |  | Zn | Ag, Sn, Cu, Ga, In, Fe, Mn, Cd | Zn, Ag, Sn, Cu, Ga, In, Fe, Mn, Cd |  |  | 74.8631 |  | underground mine |  |  |  |  | ore material | grab | grab | mineral separate | [5 empty] | mineralisation |  |  |  | wurtzite, sphalerite | [6 empty] | pyrite | Polished sections; MASS-1 pressed pellet standard | EMPA, LA-ICPMS | SX51 electron microprobe (Cameca Gennevilliers Cedex, France); Agilent 7700cx Series Quadrupole ICP-MS (Agilent Santa Clara, CA 95051, USA) coupled to an Applied Spectra M-50 laser ablation system | Adelaide Microscopy, University of Adelaide | EMPA: accelerating voltage of 20 kV and a specimen current of ~20 nA, focused beam size set at <1 µm; LA-ICP-MS line scans: width of line rasters around 50 µm, ablation performed in a pure He atmosphere with a flow of 700 mL/min, mixed with Ar (930 mL/min) immediately after the ablation cell, mixture passed through a pulse homogenizing device; LA-ICP-MS mapping: repetition rate of 10 Hz, 64 µm spot size, output fluence of ~2.5 J cm−2, 30 s background acquisition at the start of every raster, dwell times for all elements set to 7 ms; line scan dwell times: 10 ms for both Zn and S, and 50 ms for the remaining masses; measured isotopes: 55Mn, 57Fe, 59Co, 60Ni, 65Cu, 66Zn, 71Ga, 75As, 77Se, 95Mo, 107Ag, 111Cd, 115In, 118Sn, 121Sb, 197Au, 202Hg, 205Tl, 208Pb and 209Bi | USGS certified standard MASS-1, comprising a pressed pellet of precipitated Cu-Fe-Zn sulfide standard; natural chalcopyrite (Cu), natural rhodonite (Mn), natural chalcedony (Zn), natural cobaltite (Co), natural arsenopyrite (As), natural stibnite (Sb), natural galena (Pb), natural cadmium (Cd) | 621.9851 |  |  |  | 4.8098 |  | 0.70588 | [7 empty] | 0.99031 | [5 empty] | 3972.473 | [5 empty] | 0.18627 | [5 empty] | 4570.535 | [9 empty] | 32039.41 |  | 40.5768 | [7 empty] | 0.1452 |  |  |  | 300.9196 | [13 empty] | 24.8027 |  | 0 | [7 empty] | 0.33606 | [5 empty] | 27.8022 | [15 empty] | 289598.2 |  | 74.9008 |  |  |  | 0 | [5 empty] | 4186.258 | [13 empty] | 0.0683 | [18 empty] | 2020 | Minerals 2020, 10, 147 |  | BOL, TZA
| Animas-Chocaya Mine, Merelani Hills |  | Magmatic hydrothermal, Metamorphic |  |  | Zn | Ag, Sn, Cu, Ga, In, Fe, Mn, Cd | Zn, Ag, Sn, Cu, Ga, In, Fe, Mn, Cd |  |  | 75.116 |  | underground mine |  |  |  |  | ore material | grab | grab | mineral separate | [5 empty] | mineralisation |  |  |  | wurtzite, sphalerite | [6 empty] | pyrite | Polished sections; MASS-1 pressed pellet standard | EMPA, LA-ICPMS | SX51 electron microprobe (Cameca Gennevilliers Cedex, France); Agilent 7700cx Series Quadrupole ICP-MS (Agilent Santa Clara, CA 95051, USA) coupled to an Applied Spectra M-50 laser ablation system | Adelaide Microscopy, University of Adelaide | EMPA: accelerating voltage of 20 kV and a specimen current of ~20 nA, focused beam size set at <1 µm; LA-ICP-MS line scans: width of line rasters around 50 µm, ablation performed in a pure He atmosphere with a flow of 700 mL/min, mixed with Ar (930 mL/min) immediately after the ablation cell, mixture passed through a pulse homogenizing device; LA-ICP-MS mapping: repetition rate of 10 Hz, 64 µm spot size, output fluence of ~2.5 J cm−2, 30 s background acquisition at the start of every raster, dwell times for all elements set to 7 ms; line scan dwell times: 10 ms for both Zn and S, and 50 ms for the remaining masses; measured isotopes: 55Mn, 57Fe, 59Co, 60Ni, 65Cu, 66Zn, 71Ga, 75As, 77Se, 95Mo, 107Ag, 111Cd, 115In, 118Sn, 121Sb, 197Au, 202Hg, 205Tl, 208Pb and 209Bi | USGS certified standard MASS-1, comprising a pressed pellet of precipitated Cu-Fe-Zn sulfide standard; natural chalcopyrite (Cu), natural rhodonite (Mn), natural chalcedony (Zn), natural cobaltite (Co), natural arsenopyrite (As), natural stibnite (Sb), natural galena (Pb), natural cadmium (Cd) | 567.4797 |  |  |  | 2.3699 |  | 0.36448 | [7 empty] | 1.1509 | [5 empty] | 4321.095 | [5 empty] | 0.2351 | [5 empty] | 4409.389 | [9 empty] | 30855.88 |  | 30.0209 | [7 empty] | 0.078087 |  |  |  | 244.196 | [13 empty] | 29.8017 |  | 0 | [7 empty] | 0.31815 | [5 empty] | 27.2182 | [15 empty] | 276994.1 |  | 61.2531 |  |  |  | 0 | [5 empty] | 3349.648 | [13 empty] | 0.021553 | [18 empty] | 2020 | Minerals 2020, 10, 147 |  | BOL, TZA
| Animas-Chocaya Mine, Merelani Hills |  | Magmatic hydrothermal, Metamorphic |  |  | Zn | Ag, Sn, Cu, Ga, In, Fe, Mn, Cd | Zn, Ag, Sn, Cu, Ga, In, Fe, Mn, Cd |  |  | 75.3679 |  | underground mine |  |  |  |  | ore material | grab | grab | mineral separate | [5 empty] | mineralisation |  |  |  | wurtzite, sphalerite | [6 empty] | pyrite | Polished sections; MASS-1 pressed pellet standard | EMPA, LA-ICPMS | SX51 electron microprobe (Cameca Gennevilliers Cedex, France); Agilent 7700cx Series Quadrupole ICP-MS (Agilent Santa Clara, CA 95051, USA) coupled to an Applied Spectra M-50 laser ablation system | Adelaide Microscopy, University of Adelaide | EMPA: accelerating voltage of 20 kV and a specimen current of ~20 nA, focused beam size set at <1 µm; LA-ICP-MS line scans: width of line rasters around 50 µm, ablation performed in a pure He atmosphere with a flow of 700 mL/min, mixed with Ar (930 mL/min) immediately after the ablation cell, mixture passed through a pulse homogenizing device; LA-ICP-MS mapping: repetition rate of 10 Hz, 64 µm spot size, output fluence of ~2.5 J cm−2, 30 s background acquisition at the start of every raster, dwell times for all elements set to 7 ms; line scan dwell times: 10 ms for both Zn and S, and 50 ms for the remaining masses; measured isotopes: 55Mn, 57Fe, 59Co, 60Ni, 65Cu, 66Zn, 71Ga, 75As, 77Se, 95Mo, 107Ag, 111Cd, 115In, 118Sn, 121Sb, 197Au, 202Hg, 205Tl, 208Pb and 209Bi | USGS certified standard MASS-1, comprising a pressed pellet of precipitated Cu-Fe-Zn sulfide standard; natural chalcopyrite (Cu), natural rhodonite (Mn), natural chalcedony (Zn), natural cobaltite (Co), natural arsenopyrite (As), natural stibnite (Sb), natural galena (Pb), natural cadmium (Cd) | 492.1099 |  |  |  | 1.4179 |  | 0.49242 | [7 empty] | 2.1176 | [5 empty] | 3890.716 | [5 empty] | 0.17865 | [5 empty] | 4057.013 | [9 empty] | 30557.91 |  | 32.4141 | [7 empty] | 0.12015 |  |  |  | 214.6606 | [13 empty] | 30.4319 |  | 0 | [7 empty] | 0.64475 | [5 empty] | 39.0619 | [15 empty] | 263386.8 |  | 82.9013 |  |  |  | 0 | [5 empty] | 3637.222 | [13 empty] | 0.065516 | [18 empty] | 2020 | Minerals 2020, 10, 147 |  | BOL, TZA
| Animas-Chocaya Mine, Merelani Hills |  | Magmatic hydrothermal, Metamorphic |  |  | Zn | Ag, Sn, Cu, Ga, In, Fe, Mn, Cd | Zn, Ag, Sn, Cu, Ga, In, Fe, Mn, Cd |  |  | 75.6198 |  | underground mine |  |  |  |  | ore material | grab | grab | mineral separate | [5 empty] | mineralisation |  |  |  | wurtzite, sphalerite | [6 empty] | pyrite | Polished sections; MASS-1 pressed pellet standard | EMPA, LA-ICPMS | SX51 electron microprobe (Cameca Gennevilliers Cedex, France); Agilent 7700cx Series Quadrupole ICP-MS (Agilent Santa Clara, CA 95051, USA) coupled to an Applied Spectra M-50 laser ablation system | Adelaide Microscopy, University of Adelaide | EMPA: accelerating voltage of 20 kV and a specimen current of ~20 nA, focused beam size set at <1 µm; LA-ICP-MS line scans: width of line rasters around 50 µm, ablation performed in a pure He atmosphere with a flow of 700 mL/min, mixed with Ar (930 mL/min) immediately after the ablation cell, mixture passed through a pulse homogenizing device; LA-ICP-MS mapping: repetition rate of 10 Hz, 64 µm spot size, output fluence of ~2.5 J cm−2, 30 s background acquisition at the start of every raster, dwell times for all elements set to 7 ms; line scan dwell times: 10 ms for both Zn and S, and 50 ms for the remaining masses; measured isotopes: 55Mn, 57Fe, 59Co, 60Ni, 65Cu, 66Zn, 71Ga, 75As, 77Se, 95Mo, 107Ag, 111Cd, 115In, 118Sn, 121Sb, 197Au, 202Hg, 205Tl, 208Pb and 209Bi | USGS certified standard MASS-1, comprising a pressed pellet of precipitated Cu-Fe-Zn sulfide standard; natural chalcopyrite (Cu), natural rhodonite (Mn), natural chalcedony (Zn), natural cobaltite (Co), natural arsenopyrite (As), natural stibnite (Sb), natural galena (Pb), natural cadmium (Cd) | 814.5586 |  |  |  | 6.266 |  | 0.72615 | [7 empty] | 4.4287 | [5 empty] | 4210.837 | [5 empty] | 0.63861 | [5 empty] | 4974.03 | [9 empty] | 33092.44 |  | 34.8559 | [7 empty] | 0.13669 |  |  |  | 225.6648 | [13 empty] | 33.462 |  | 0 | [7 empty] | 1.7288 | [5 empty] | 57.458 | [15 empty] | 281198.7 |  | 104.1683 |  |  |  | 0 | [5 empty] | 4297.995 | [13 empty] | 0.093685 | [18 empty] | 2020 | Minerals 2020, 10, 147 |  | BOL, TZA
| Animas-Chocaya Mine, Merelani Hills |  | Magmatic hydrothermal, Metamorphic |  |  | Zn | Ag, Sn, Cu, Ga, In, Fe, Mn, Cd | Zn, Ag, Sn, Cu, Ga, In, Fe, Mn, Cd |  |  | 75.8717 |  | underground mine |  |  |  |  | ore material | grab | grab | mineral separate | [5 empty] | mineralisation |  |  |  | wurtzite, sphalerite | [6 empty] | pyrite | Polished sections; MASS-1 pressed pellet standard | EMPA, LA-ICPMS | SX51 electron microprobe (Cameca Gennevilliers Cedex, France); Agilent 7700cx Series Quadrupole ICP-MS (Agilent Santa Clara, CA 95051, USA) coupled to an Applied Spectra M-50 laser ablation system | Adelaide Microscopy, University of Adelaide | EMPA: accelerating voltage of 20 kV and a specimen current of ~20 nA, focused beam size set at <1 µm; LA-ICP-MS line scans: width of line rasters around 50 µm, ablation performed in a pure He atmosphere with a flow of 700 mL/min, mixed with Ar (930 mL/min) immediately after the ablation cell, mixture passed through a pulse homogenizing device; LA-ICP-MS mapping: repetition rate of 10 Hz, 64 µm spot size, output fluence of ~2.5 J cm−2, 30 s background acquisition at the start of every raster, dwell times for all elements set to 7 ms; line scan dwell times: 10 ms for both Zn and S, and 50 ms for the remaining masses; measured isotopes: 55Mn, 57Fe, 59Co, 60Ni, 65Cu, 66Zn, 71Ga, 75As, 77Se, 95Mo, 107Ag, 111Cd, 115In, 118Sn, 121Sb, 197Au, 202Hg, 205Tl, 208Pb and 209Bi | USGS certified standard MASS-1, comprising a pressed pellet of precipitated Cu-Fe-Zn sulfide standard; natural chalcopyrite (Cu), natural rhodonite (Mn), natural chalcedony (Zn), natural cobaltite (Co), natural arsenopyrite (As), natural stibnite (Sb), natural galena (Pb), natural cadmium (Cd) | 1127.182 |  |  |  | 659.1334 |  | 1.3587 | [7 empty] | 5.9893 | [5 empty] | 3703.561 | [5 empty] | 1.1351 | [5 empty] | 4639.545 | [9 empty] | 38618.73 |  | 29.9117 | [7 empty] | 0.1207 |  |  |  | 267.2499 | [13 empty] | 31.0058 |  | 0 | [7 empty] | 0.48522 | [5 empty] | 76.23 | [15 empty] | 266966.6 |  | 128.7991 |  |  |  | 0 | [5 empty] | 3958.882 | [13 empty] | 0.46019 | [18 empty] | 2020 | Minerals 2020, 10, 147 |  | BOL, TZA
| Animas-Chocaya Mine, Merelani Hills |  | Magmatic hydrothermal, Metamorphic |  |  | Zn | Ag, Sn, Cu, Ga, In, Fe, Mn, Cd | Zn, Ag, Sn, Cu, Ga, In, Fe, Mn, Cd |  |  | 76.1241 |  | underground mine |  |  |  |  | ore material | grab | grab | mineral separate | [5 empty] | mineralisation |  |  |  | wurtzite, sphalerite | [6 empty] | pyrite | Polished sections; MASS-1 pressed pellet standard | EMPA, LA-ICPMS | SX51 electron microprobe (Cameca Gennevilliers Cedex, France); Agilent 7700cx Series Quadrupole ICP-MS (Agilent Santa Clara, CA 95051, USA) coupled to an Applied Spectra M-50 laser ablation system | Adelaide Microscopy, University of Adelaide | EMPA: accelerating voltage of 20 kV and a specimen current of ~20 nA, focused beam size set at <1 µm; LA-ICP-MS line scans: width of line rasters around 50 µm, ablation performed in a pure He atmosphere with a flow of 700 mL/min, mixed with Ar (930 mL/min) immediately after the ablation cell, mixture passed through a pulse homogenizing device; LA-ICP-MS mapping: repetition rate of 10 Hz, 64 µm spot size, output fluence of ~2.5 J cm−2, 30 s background acquisition at the start of every raster, dwell times for all elements set to 7 ms; line scan dwell times: 10 ms for both Zn and S, and 50 ms for the remaining masses; measured isotopes: 55Mn, 57Fe, 59Co, 60Ni, 65Cu, 66Zn, 71Ga, 75As, 77Se, 95Mo, 107Ag, 111Cd, 115In, 118Sn, 121Sb, 197Au, 202Hg, 205Tl, 208Pb and 209Bi | USGS certified standard MASS-1, comprising a pressed pellet of precipitated Cu-Fe-Zn sulfide standard; natural chalcopyrite (Cu), natural rhodonite (Mn), natural chalcedony (Zn), natural cobaltite (Co), natural arsenopyrite (As), natural stibnite (Sb), natural galena (Pb), natural cadmium (Cd) | 1183.077 |  |  |  | 3958.858 |  | 1.8324 | [7 empty] | 17.835 | [5 empty] | 4090.792 | [5 empty] | 3.8404 | [5 empty] | 5578.604 | [9 empty] | 104246.5 |  | 33.6419 | [7 empty] | 0.17918 |  |  |  | 262.8419 | [13 empty] | 34.3533 |  | 0 | [7 empty] | 4.3991 | [5 empty] | 104.5138 | [15 empty] | 374201.2 |  | 123.4603 |  |  |  | 0 | [5 empty] | 4273.785 | [13 empty] | 0.48761 | [18 empty] | 2020 | Minerals 2020, 10, 147 |  | BOL, TZA
| Animas-Chocaya Mine, Merelani Hills |  | Magmatic hydrothermal, Metamorphic |  |  | Zn | Ag, Sn, Cu, Ga, In, Fe, Mn, Cd | Zn, Ag, Sn, Cu, Ga, In, Fe, Mn, Cd |  |  | 76.376 |  | underground mine |  |  |  |  | ore material | grab | grab | mineral separate | [5 empty] | mineralisation |  |  |  | wurtzite, sphalerite | [6 empty] | pyrite | Polished sections; MASS-1 pressed pellet standard | EMPA, LA-ICPMS | SX51 electron microprobe (Cameca Gennevilliers Cedex, France); Agilent 7700cx Series Quadrupole ICP-MS (Agilent Santa Clara, CA 95051, USA) coupled to an Applied Spectra M-50 laser ablation system | Adelaide Microscopy, University of Adelaide | EMPA: accelerating voltage of 20 kV and a specimen current of ~20 nA, focused beam size set at <1 µm; LA-ICP-MS line scans: width of line rasters around 50 µm, ablation performed in a pure He atmosphere with a flow of 700 mL/min, mixed with Ar (930 mL/min) immediately after the ablation cell, mixture passed through a pulse homogenizing device; LA-ICP-MS mapping: repetition rate of 10 Hz, 64 µm spot size, output fluence of ~2.5 J cm−2, 30 s background acquisition at the start of every raster, dwell times for all elements set to 7 ms; line scan dwell times: 10 ms for both Zn and S, and 50 ms for the remaining masses; measured isotopes: 55Mn, 57Fe, 59Co, 60Ni, 65Cu, 66Zn, 71Ga, 75As, 77Se, 95Mo, 107Ag, 111Cd, 115In, 118Sn, 121Sb, 197Au, 202Hg, 205Tl, 208Pb and 209Bi | USGS certified standard MASS-1, comprising a pressed pellet of precipitated Cu-Fe-Zn sulfide standard; natural chalcopyrite (Cu), natural rhodonite (Mn), natural chalcedony (Zn), natural cobaltite (Co), natural arsenopyrite (As), natural stibnite (Sb), natural galena (Pb), natural cadmium (Cd) | 1277.145 |  |  |  | 12235.75 |  | 2.9931 | [7 empty] | 35.946 | [5 empty] | 3527.927 | [5 empty] | 13.8997 | [5 empty] | 5850.103 | [9 empty] | 285641.5 |  | 34.967 | [7 empty] | 0.12491 |  |  |  | 263.5092 | [13 empty] | 32.2034 |  | 0 | [7 empty] | 2.8743 | [5 empty] | 172.0335 | [15 empty] | 600440.6 |  | 161.3343 |  |  |  | 0 | [5 empty] | 4151.08 | [13 empty] | 0.38939 | [18 empty] | 2020 | Minerals 2020, 10, 147 |  | BOL, TZA
| Animas-Chocaya Mine, Merelani Hills |  | Magmatic hydrothermal, Metamorphic |  |  | Zn | Ag, Sn, Cu, Ga, In, Fe, Mn, Cd | Zn, Ag, Sn, Cu, Ga, In, Fe, Mn, Cd |  |  | 76.6279 |  | underground mine |  |  |  |  | ore material | grab | grab | mineral separate | [5 empty] | mineralisation |  |  |  | wurtzite, sphalerite | [6 empty] | pyrite | Polished sections; MASS-1 pressed pellet standard | EMPA, LA-ICPMS | SX51 electron microprobe (Cameca Gennevilliers Cedex, France); Agilent 7700cx Series Quadrupole ICP-MS (Agilent Santa Clara, CA 95051, USA) coupled to an Applied Spectra M-50 laser ablation system | Adelaide Microscopy, University of Adelaide | EMPA: accelerating voltage of 20 kV and a specimen current of ~20 nA, focused beam size set at <1 µm; LA-ICP-MS line scans: width of line rasters around 50 µm, ablation performed in a pure He atmosphere with a flow of 700 mL/min, mixed with Ar (930 mL/min) immediately after the ablation cell, mixture passed through a pulse homogenizing device; LA-ICP-MS mapping: repetition rate of 10 Hz, 64 µm spot size, output fluence of ~2.5 J cm−2, 30 s background acquisition at the start of every raster, dwell times for all elements set to 7 ms; line scan dwell times: 10 ms for both Zn and S, and 50 ms for the remaining masses; measured isotopes: 55Mn, 57Fe, 59Co, 60Ni, 65Cu, 66Zn, 71Ga, 75As, 77Se, 95Mo, 107Ag, 111Cd, 115In, 118Sn, 121Sb, 197Au, 202Hg, 205Tl, 208Pb and 209Bi | USGS certified standard MASS-1, comprising a pressed pellet of precipitated Cu-Fe-Zn sulfide standard; natural chalcopyrite (Cu), natural rhodonite (Mn), natural chalcedony (Zn), natural cobaltite (Co), natural arsenopyrite (As), natural stibnite (Sb), natural galena (Pb), natural cadmium (Cd) | 1293.861 |  |  |  | 25566.36 |  | 6.7662 | [7 empty] | 48.7718 | [5 empty] | 3666.705 | [5 empty] | 21.5068 | [5 empty] | 6057.583 | [9 empty] | 579479.4 |  | 34.3929 | [7 empty] | 0.18924 |  |  |  | 253.0065 | [13 empty] | 51.8772 |  | 0 | [7 empty] | 7.9562 | [5 empty] | 216.8894 | [15 empty] | 770807.6 |  | 139.7952 |  |  |  | 0 | [5 empty] | 4576.703 | [13 empty] | 0.63689 | [18 empty] | 2020 | Minerals 2020, 10, 147 |  | BOL, TZA
| Animas-Chocaya Mine, Merelani Hills |  | Magmatic hydrothermal, Metamorphic |  |  | Zn | Ag, Sn, Cu, Ga, In, Fe, Mn, Cd | Zn, Ag, Sn, Cu, Ga, In, Fe, Mn, Cd |  |  | 76.8798 |  | underground mine |  |  |  |  | ore material | grab | grab | mineral separate | [5 empty] | mineralisation |  |  |  | wurtzite, sphalerite | [6 empty] | pyrite | Polished sections; MASS-1 pressed pellet standard | EMPA, LA-ICPMS | SX51 electron microprobe (Cameca Gennevilliers Cedex, France); Agilent 7700cx Series Quadrupole ICP-MS (Agilent Santa Clara, CA 95051, USA) coupled to an Applied Spectra M-50 laser ablation system | Adelaide Microscopy, University of Adelaide | EMPA: accelerating voltage of 20 kV and a specimen current of ~20 nA, focused beam size set at <1 µm; LA-ICP-MS line scans: width of line rasters around 50 µm, ablation performed in a pure He atmosphere with a flow of 700 mL/min, mixed with Ar (930 mL/min) immediately after the ablation cell, mixture passed through a pulse homogenizing device; LA-ICP-MS mapping: repetition rate of 10 Hz, 64 µm spot size, output fluence of ~2.5 J cm−2, 30 s background acquisition at the start of every raster, dwell times for all elements set to 7 ms; line scan dwell times: 10 ms for both Zn and S, and 50 ms for the remaining masses; measured isotopes: 55Mn, 57Fe, 59Co, 60Ni, 65Cu, 66Zn, 71Ga, 75As, 77Se, 95Mo, 107Ag, 111Cd, 115In, 118Sn, 121Sb, 197Au, 202Hg, 205Tl, 208Pb and 209Bi | USGS certified standard MASS-1, comprising a pressed pellet of precipitated Cu-Fe-Zn sulfide standard; natural chalcopyrite (Cu), natural rhodonite (Mn), natural chalcedony (Zn), natural cobaltite (Co), natural arsenopyrite (As), natural stibnite (Sb), natural galena (Pb), natural cadmium (Cd) | 1439.602 |  |  |  | 48284.96 |  | 11.4521 | [7 empty] | 63.073 | [5 empty] | 3403.982 | [5 empty] | 27.2236 | [5 empty] | 5430.588 | [9 empty] | 1030203 |  | 31.6783 | [7 empty] | 0.12946 |  |  |  | 278.4252 | [13 empty] | 43.9574 |  | 0.48955 | [7 empty] | 8.642 | [5 empty] | 240.1057 | [15 empty] | 1182496 |  | 172.2457 |  |  |  | 5.4996 | [5 empty] | 4151.748 | [13 empty] | 0.82638 | [18 empty] | 2020 | Minerals 2020, 10, 147 |  | BOL, TZA
| Animas-Chocaya Mine, Merelani Hills |  | Magmatic hydrothermal, Metamorphic |  |  | Zn | Ag, Sn, Cu, Ga, In, Fe, Mn, Cd | Zn, Ag, Sn, Cu, Ga, In, Fe, Mn, Cd |  |  | 77.1317 |  | underground mine |  |  |  |  | ore material | grab | grab | mineral separate | [5 empty] | mineralisation |  |  |  | wurtzite, sphalerite | [6 empty] | pyrite | Polished sections; MASS-1 pressed pellet standard | EMPA, LA-ICPMS | SX51 electron microprobe (Cameca Gennevilliers Cedex, France); Agilent 7700cx Series Quadrupole ICP-MS (Agilent Santa Clara, CA 95051, USA) coupled to an Applied Spectra M-50 laser ablation system | Adelaide Microscopy, University of Adelaide | EMPA: accelerating voltage of 20 kV and a specimen current of ~20 nA, focused beam size set at <1 µm; LA-ICP-MS line scans: width of line rasters around 50 µm, ablation performed in a pure He atmosphere with a flow of 700 mL/min, mixed with Ar (930 mL/min) immediately after the ablation cell, mixture passed through a pulse homogenizing device; LA-ICP-MS mapping: repetition rate of 10 Hz, 64 µm spot size, output fluence of ~2.5 J cm−2, 30 s background acquisition at the start of every raster, dwell times for all elements set to 7 ms; line scan dwell times: 10 ms for both Zn and S, and 50 ms for the remaining masses; measured isotopes: 55Mn, 57Fe, 59Co, 60Ni, 65Cu, 66Zn, 71Ga, 75As, 77Se, 95Mo, 107Ag, 111Cd, 115In, 118Sn, 121Sb, 197Au, 202Hg, 205Tl, 208Pb and 209Bi | USGS certified standard MASS-1, comprising a pressed pellet of precipitated Cu-Fe-Zn sulfide standard; natural chalcopyrite (Cu), natural rhodonite (Mn), natural chalcedony (Zn), natural cobaltite (Co), natural arsenopyrite (As), natural stibnite (Sb), natural galena (Pb), natural cadmium (Cd) | 1519.232 |  |  |  | 89540.22 |  | 23.1139 | [7 empty] | 102.0422 | [5 empty] | 4177.046 | [5 empty] | 40.5902 | [5 empty] | 6779.811 | [9 empty] | 1845218 |  | 36.3658 | [7 empty] | 0.29841 |  |  |  | 277.1612 | [13 empty] | 40.4931 |  | 0 | [7 empty] | 10.3543 | [5 empty] | 351.9192 | [15 empty] | 1995442 |  | 234.6891 |  |  |  | 0 | [5 empty] | 4297.72 | [13 empty] | 0.64737 | [18 empty] | 2020 | Minerals 2020, 10, 147 |  | BOL, TZA
| Animas-Chocaya Mine, Merelani Hills |  | Magmatic hydrothermal, Metamorphic |  |  | Zn | Ag, Sn, Cu, Ga, In, Fe, Mn, Cd | Zn, Ag, Sn, Cu, Ga, In, Fe, Mn, Cd |  |  | 77.3842 |  | underground mine |  |  |  |  | ore material | grab | grab | mineral separate | [5 empty] | mineralisation |  |  |  | wurtzite, sphalerite | [6 empty] | pyrite | Polished sections; MASS-1 pressed pellet standard | EMPA, LA-ICPMS | SX51 electron microprobe (Cameca Gennevilliers Cedex, France); Agilent 7700cx Series Quadrupole ICP-MS (Agilent Santa Clara, CA 95051, USA) coupled to an Applied Spectra M-50 laser ablation system | Adelaide Microscopy, University of Adelaide | EMPA: accelerating voltage of 20 kV and a specimen current of ~20 nA, focused beam size set at <1 µm; LA-ICP-MS line scans: width of line rasters around 50 µm, ablation performed in a pure He atmosphere with a flow of 700 mL/min, mixed with Ar (930 mL/min) immediately after the ablation cell, mixture passed through a pulse homogenizing device; LA-ICP-MS mapping: repetition rate of 10 Hz, 64 µm spot size, output fluence of ~2.5 J cm−2, 30 s background acquisition at the start of every raster, dwell times for all elements set to 7 ms; line scan dwell times: 10 ms for both Zn and S, and 50 ms for the remaining masses; measured isotopes: 55Mn, 57Fe, 59Co, 60Ni, 65Cu, 66Zn, 71Ga, 75As, 77Se, 95Mo, 107Ag, 111Cd, 115In, 118Sn, 121Sb, 197Au, 202Hg, 205Tl, 208Pb and 209Bi | USGS certified standard MASS-1, comprising a pressed pellet of precipitated Cu-Fe-Zn sulfide standard; natural chalcopyrite (Cu), natural rhodonite (Mn), natural chalcedony (Zn), natural cobaltite (Co), natural arsenopyrite (As), natural stibnite (Sb), natural galena (Pb), natural cadmium (Cd) | 1385.087 |  |  |  | 136091.1 |  | 28.2354 | [7 empty] | 160.4094 | [5 empty] | 3514.36 | [5 empty] | 37.6857 | [5 empty] | 7006.952 | [9 empty] | 2405138 |  | 31.8863 | [7 empty] | 0.20385 |  |  |  | 269.6558 | [13 empty] | 48.3582 |  | 0 | [7 empty] | 3.1245 | [5 empty] | 403.2797 | [15 empty] | 2666582 |  | 256.4377 |  |  |  | 11.2671 | [5 empty] | 4201.73 | [13 empty] | 0.98761 | [18 empty] | 2020 | Minerals 2020, 10, 147 |  | BOL, TZA
| Animas-Chocaya Mine, Merelani Hills |  | Magmatic hydrothermal, Metamorphic |  |  | Zn | Ag, Sn, Cu, Ga, In, Fe, Mn, Cd | Zn, Ag, Sn, Cu, Ga, In, Fe, Mn, Cd |  |  | 77.6361 |  | underground mine |  |  |  |  | ore material | grab | grab | mineral separate | [5 empty] | mineralisation |  |  |  | wurtzite, sphalerite | [6 empty] | pyrite | Polished sections; MASS-1 pressed pellet standard | EMPA, LA-ICPMS | SX51 electron microprobe (Cameca Gennevilliers Cedex, France); Agilent 7700cx Series Quadrupole ICP-MS (Agilent Santa Clara, CA 95051, USA) coupled to an Applied Spectra M-50 laser ablation system | Adelaide Microscopy, University of Adelaide | EMPA: accelerating voltage of 20 kV and a specimen current of ~20 nA, focused beam size set at <1 µm; LA-ICP-MS line scans: width of line rasters around 50 µm, ablation performed in a pure He atmosphere with a flow of 700 mL/min, mixed with Ar (930 mL/min) immediately after the ablation cell, mixture passed through a pulse homogenizing device; LA-ICP-MS mapping: repetition rate of 10 Hz, 64 µm spot size, output fluence of ~2.5 J cm−2, 30 s background acquisition at the start of every raster, dwell times for all elements set to 7 ms; line scan dwell times: 10 ms for both Zn and S, and 50 ms for the remaining masses; measured isotopes: 55Mn, 57Fe, 59Co, 60Ni, 65Cu, 66Zn, 71Ga, 75As, 77Se, 95Mo, 107Ag, 111Cd, 115In, 118Sn, 121Sb, 197Au, 202Hg, 205Tl, 208Pb and 209Bi | USGS certified standard MASS-1, comprising a pressed pellet of precipitated Cu-Fe-Zn sulfide standard; natural chalcopyrite (Cu), natural rhodonite (Mn), natural chalcedony (Zn), natural cobaltite (Co), natural arsenopyrite (As), natural stibnite (Sb), natural galena (Pb), natural cadmium (Cd) | 1219.353 |  |  |  | 180368.1 |  | 28.0897 | [7 empty] | 218.6514 | [5 empty] | 3124.691 | [5 empty] | 25.7534 | [5 empty] | 5061.696 | [9 empty] | 3334952 |  | 27.2503 | [7 empty] | 0.32463 |  |  |  | 238.7693 | [13 empty] | 66.34 |  | 0 | [7 empty] | 15.2221 | [5 empty] | 483.7032 | [15 empty] | 3518930 |  | 334.6047 |  |  |  | 0 | [5 empty] | 3111.033 | [13 empty] | 1.2028 | [18 empty] | 2020 | Minerals 2020, 10, 147 |  | BOL, TZA
| Animas-Chocaya Mine, Merelani Hills |  | Magmatic hydrothermal, Metamorphic |  |  | Zn | Ag, Sn, Cu, Ga, In, Fe, Mn, Cd | Zn, Ag, Sn, Cu, Ga, In, Fe, Mn, Cd |  |  | 77.888 |  | underground mine |  |  |  |  | ore material | grab | grab | mineral separate | [5 empty] | mineralisation |  |  |  | wurtzite, sphalerite | [6 empty] | pyrite | Polished sections; MASS-1 pressed pellet standard | EMPA, LA-ICPMS | SX51 electron microprobe (Cameca Gennevilliers Cedex, France); Agilent 7700cx Series Quadrupole ICP-MS (Agilent Santa Clara, CA 95051, USA) coupled to an Applied Spectra M-50 laser ablation system | Adelaide Microscopy, University of Adelaide | EMPA: accelerating voltage of 20 kV and a specimen current of ~20 nA, focused beam size set at <1 µm; LA-ICP-MS line scans: width of line rasters around 50 µm, ablation performed in a pure He atmosphere with a flow of 700 mL/min, mixed with Ar (930 mL/min) immediately after the ablation cell, mixture passed through a pulse homogenizing device; LA-ICP-MS mapping: repetition rate of 10 Hz, 64 µm spot size, output fluence of ~2.5 J cm−2, 30 s background acquisition at the start of every raster, dwell times for all elements set to 7 ms; line scan dwell times: 10 ms for both Zn and S, and 50 ms for the remaining masses; measured isotopes: 55Mn, 57Fe, 59Co, 60Ni, 65Cu, 66Zn, 71Ga, 75As, 77Se, 95Mo, 107Ag, 111Cd, 115In, 118Sn, 121Sb, 197Au, 202Hg, 205Tl, 208Pb and 209Bi | USGS certified standard MASS-1, comprising a pressed pellet of precipitated Cu-Fe-Zn sulfide standard; natural chalcopyrite (Cu), natural rhodonite (Mn), natural chalcedony (Zn), natural cobaltite (Co), natural arsenopyrite (As), natural stibnite (Sb), natural galena (Pb), natural cadmium (Cd) | 1298.492 |  |  |  | 298725.6 |  | 59.3112 | [7 empty] | 331.8616 | [5 empty] | 4131.469 | [5 empty] | 43.1799 | [5 empty] | 6424.102 | [9 empty] | 5114252 |  | 26.7778 | [7 empty] | 0.20497 |  |  |  | 278.3334 | [13 empty] | 47.5036 |  | 0 | [7 empty] | 11.5068 | [5 empty] | 617.5361 | [15 empty] | 5364924 |  | 455.6938 |  |  |  | 20.7449 | [5 empty] | 3629.034 | [13 empty] | 1.0391 | [18 empty] | 2020 | Minerals 2020, 10, 147 |  | BOL, TZA
| Animas-Chocaya Mine, Merelani Hills |  | Magmatic hydrothermal, Metamorphic |  |  | Zn | Ag, Sn, Cu, Ga, In, Fe, Mn, Cd | Zn, Ag, Sn, Cu, Ga, In, Fe, Mn, Cd |  |  | 78.1399 |  | underground mine |  |  |  |  | ore material | grab | grab | mineral separate | [5 empty] | mineralisation |  |  |  | wurtzite, sphalerite | [6 empty] | pyrite | Polished sections; MASS-1 pressed pellet standard | EMPA, LA-ICPMS | SX51 electron microprobe (Cameca Gennevilliers Cedex, France); Agilent 7700cx Series Quadrupole ICP-MS (Agilent Santa Clara, CA 95051, USA) coupled to an Applied Spectra M-50 laser ablation system | Adelaide Microscopy, University of Adelaide | EMPA: accelerating voltage of 20 kV and a specimen current of ~20 nA, focused beam size set at <1 µm; LA-ICP-MS line scans: width of line rasters around 50 µm, ablation performed in a pure He atmosphere with a flow of 700 mL/min, mixed with Ar (930 mL/min) immediately after the ablation cell, mixture passed through a pulse homogenizing device; LA-ICP-MS mapping: repetition rate of 10 Hz, 64 µm spot size, output fluence of ~2.5 J cm−2, 30 s background acquisition at the start of every raster, dwell times for all elements set to 7 ms; line scan dwell times: 10 ms for both Zn and S, and 50 ms for the remaining masses; measured isotopes: 55Mn, 57Fe, 59Co, 60Ni, 65Cu, 66Zn, 71Ga, 75As, 77Se, 95Mo, 107Ag, 111Cd, 115In, 118Sn, 121Sb, 197Au, 202Hg, 205Tl, 208Pb and 209Bi | USGS certified standard MASS-1, comprising a pressed pellet of precipitated Cu-Fe-Zn sulfide standard; natural chalcopyrite (Cu), natural rhodonite (Mn), natural chalcedony (Zn), natural cobaltite (Co), natural arsenopyrite (As), natural stibnite (Sb), natural galena (Pb), natural cadmium (Cd) | 1422.068 |  |  |  | 340895.3 |  | 66.385 | [7 empty] | 270.5414 | [5 empty] | 3199.135 | [5 empty] | 32.084 | [5 empty] | 5177.084 | [9 empty] | 6613860 |  | 29.9274 | [7 empty] | 0.33913 |  |  |  | 182.3967 | [13 empty] | 34.7668 |  | 0 | [7 empty] | 11.146 | [5 empty] | 629.2595 | [15 empty] | 6274576 |  | 448.7468 |  |  |  | 0 | [5 empty] | 2544.619 | [13 empty] | 1.2078 | [18 empty] | 2020 | Minerals 2020, 10, 147 |  | BOL, TZA
| Animas-Chocaya Mine, Merelani Hills |  | Magmatic hydrothermal, Metamorphic |  |  | Zn | Ag, Sn, Cu, Ga, In, Fe, Mn, Cd | Zn, Ag, Sn, Cu, Ga, In, Fe, Mn, Cd |  |  | 78.3918 |  | underground mine |  |  |  |  | ore material | grab | grab | mineral separate | [5 empty] | mineralisation |  |  |  | wurtzite, sphalerite | [6 empty] | pyrite | Polished sections; MASS-1 pressed pellet standard | EMPA, LA-ICPMS | SX51 electron microprobe (Cameca Gennevilliers Cedex, France); Agilent 7700cx Series Quadrupole ICP-MS (Agilent Santa Clara, CA 95051, USA) coupled to an Applied Spectra M-50 laser ablation system | Adelaide Microscopy, University of Adelaide | EMPA: accelerating voltage of 20 kV and a specimen current of ~20 nA, focused beam size set at <1 µm; LA-ICP-MS line scans: width of line rasters around 50 µm, ablation performed in a pure He atmosphere with a flow of 700 mL/min, mixed with Ar (930 mL/min) immediately after the ablation cell, mixture passed through a pulse homogenizing device; LA-ICP-MS mapping: repetition rate of 10 Hz, 64 µm spot size, output fluence of ~2.5 J cm−2, 30 s background acquisition at the start of every raster, dwell times for all elements set to 7 ms; line scan dwell times: 10 ms for both Zn and S, and 50 ms for the remaining masses; measured isotopes: 55Mn, 57Fe, 59Co, 60Ni, 65Cu, 66Zn, 71Ga, 75As, 77Se, 95Mo, 107Ag, 111Cd, 115In, 118Sn, 121Sb, 197Au, 202Hg, 205Tl, 208Pb and 209Bi | USGS certified standard MASS-1, comprising a pressed pellet of precipitated Cu-Fe-Zn sulfide standard; natural chalcopyrite (Cu), natural rhodonite (Mn), natural chalcedony (Zn), natural cobaltite (Co), natural arsenopyrite (As), natural stibnite (Sb), natural galena (Pb), natural cadmium (Cd) | 1538.982 |  |  |  | 508351 |  | 88.7096 | [7 empty] | 359.9209 | [5 empty] | 4000.443 | [5 empty] | 22.6955 | [5 empty] | 8778.443 | [9 empty] | 10295740 |  | 25.6889 | [7 empty] | 0.82772 |  |  |  | 254.5667 | [13 empty] | 62.0628 |  | 0 | [7 empty] | 10.2512 | [5 empty] | 812.1252 | [15 empty] | 9607631 |  | 518.5752 |  |  |  | 0 | [5 empty] | 4260.285 | [13 empty] | 1.8514 | [18 empty] | 2020 | Minerals 2020, 10, 147 |  | BOL, TZA
| Animas-Chocaya Mine, Merelani Hills |  | Magmatic hydrothermal, Metamorphic |  |  | Zn | Ag, Sn, Cu, Ga, In, Fe, Mn, Cd | Zn, Ag, Sn, Cu, Ga, In, Fe, Mn, Cd |  |  | 78.6442 |  | underground mine |  |  |  |  | ore material | grab | grab | mineral separate | [5 empty] | mineralisation |  |  |  | wurtzite, sphalerite | [6 empty] | pyrite | Polished sections; MASS-1 pressed pellet standard | EMPA, LA-ICPMS | SX51 electron microprobe (Cameca Gennevilliers Cedex, France); Agilent 7700cx Series Quadrupole ICP-MS (Agilent Santa Clara, CA 95051, USA) coupled to an Applied Spectra M-50 laser ablation system | Adelaide Microscopy, University of Adelaide | EMPA: accelerating voltage of 20 kV and a specimen current of ~20 nA, focused beam size set at <1 µm; LA-ICP-MS line scans: width of line rasters around 50 µm, ablation performed in a pure He atmosphere with a flow of 700 mL/min, mixed with Ar (930 mL/min) immediately after the ablation cell, mixture passed through a pulse homogenizing device; LA-ICP-MS mapping: repetition rate of 10 Hz, 64 µm spot size, output fluence of ~2.5 J cm−2, 30 s background acquisition at the start of every raster, dwell times for all elements set to 7 ms; line scan dwell times: 10 ms for both Zn and S, and 50 ms for the remaining masses; measured isotopes: 55Mn, 57Fe, 59Co, 60Ni, 65Cu, 66Zn, 71Ga, 75As, 77Se, 95Mo, 107Ag, 111Cd, 115In, 118Sn, 121Sb, 197Au, 202Hg, 205Tl, 208Pb and 209Bi | USGS certified standard MASS-1, comprising a pressed pellet of precipitated Cu-Fe-Zn sulfide standard; natural chalcopyrite (Cu), natural rhodonite (Mn), natural chalcedony (Zn), natural cobaltite (Co), natural arsenopyrite (As), natural stibnite (Sb), natural galena (Pb), natural cadmium (Cd) | 1291.901 |  |  |  | 624412.2 |  | 117.1942 | [7 empty] | 365.8546 | [5 empty] | 3446.052 | [5 empty] | 45.62 | [5 empty] | 5889.801 | [9 empty] | 12771340 |  | 13.7363 | [7 empty] | 0.84337 |  |  |  | 269.6151 | [13 empty] | 41.4665 |  | 0 | [7 empty] | 4.2636 | [5 empty] | 781.9559 | [15 empty] | 11705320 |  | 525.6807 |  |  |  | 0 | [5 empty] | 3369.654 | [13 empty] | 2.31 | [18 empty] | 2020 | Minerals 2020, 10, 147 |  | BOL, TZA
| Animas-Chocaya Mine, Merelani Hills |  | Magmatic hydrothermal, Metamorphic |  |  | Zn | Ag, Sn, Cu, Ga, In, Fe, Mn, Cd | Zn, Ag, Sn, Cu, Ga, In, Fe, Mn, Cd |  |  | 78.8961 |  | underground mine |  |  |  |  | ore material | grab | grab | mineral separate | [5 empty] | mineralisation |  |  |  | wurtzite, sphalerite | [6 empty] | pyrite | Polished sections; MASS-1 pressed pellet standard | EMPA, LA-ICPMS | SX51 electron microprobe (Cameca Gennevilliers Cedex, France); Agilent 7700cx Series Quadrupole ICP-MS (Agilent Santa Clara, CA 95051, USA) coupled to an Applied Spectra M-50 laser ablation system | Adelaide Microscopy, University of Adelaide | EMPA: accelerating voltage of 20 kV and a specimen current of ~20 nA, focused beam size set at <1 µm; LA-ICP-MS line scans: width of line rasters around 50 µm, ablation performed in a pure He atmosphere with a flow of 700 mL/min, mixed with Ar (930 mL/min) immediately after the ablation cell, mixture passed through a pulse homogenizing device; LA-ICP-MS mapping: repetition rate of 10 Hz, 64 µm spot size, output fluence of ~2.5 J cm−2, 30 s background acquisition at the start of every raster, dwell times for all elements set to 7 ms; line scan dwell times: 10 ms for both Zn and S, and 50 ms for the remaining masses; measured isotopes: 55Mn, 57Fe, 59Co, 60Ni, 65Cu, 66Zn, 71Ga, 75As, 77Se, 95Mo, 107Ag, 111Cd, 115In, 118Sn, 121Sb, 197Au, 202Hg, 205Tl, 208Pb and 209Bi | USGS certified standard MASS-1, comprising a pressed pellet of precipitated Cu-Fe-Zn sulfide standard; natural chalcopyrite (Cu), natural rhodonite (Mn), natural chalcedony (Zn), natural cobaltite (Co), natural arsenopyrite (As), natural stibnite (Sb), natural galena (Pb), natural cadmium (Cd) | 1880.992 |  |  |  | 1172188 |  | 135.4922 | [7 empty] | 597.2178 | [5 empty] | 3930.687 | [5 empty] | 16.7158 | [5 empty] | 10537.65 | [9 empty] | 23726870 |  | 28.3853 | [7 empty] | 0.59397 |  |  |  | 286.3849 | [13 empty] | 29.137 |  | 0 | [7 empty] | 22.6562 | [5 empty] | 1135.813 | [15 empty] | 21220740 |  | 733.9145 |  |  |  | 163.3591 | [5 empty] | 3987.126 | [13 empty] | 3.0687 | [18 empty] | 2020 | Minerals 2020, 10, 147 |  | BOL, TZA
| Animas-Chocaya Mine, Merelani Hills |  | Magmatic hydrothermal, Metamorphic |  |  | Zn | Ag, Sn, Cu, Ga, In, Fe, Mn, Cd | Zn, Ag, Sn, Cu, Ga, In, Fe, Mn, Cd |  |  | 79.149 |  | underground mine |  |  |  |  | ore material | grab | grab | mineral separate | [5 empty] | mineralisation |  |  |  | wurtzite, sphalerite | [6 empty] | pyrite | Polished sections; MASS-1 pressed pellet standard | EMPA, LA-ICPMS | SX51 electron microprobe (Cameca Gennevilliers Cedex, France); Agilent 7700cx Series Quadrupole ICP-MS (Agilent Santa Clara, CA 95051, USA) coupled to an Applied Spectra M-50 laser ablation system | Adelaide Microscopy, University of Adelaide | EMPA: accelerating voltage of 20 kV and a specimen current of ~20 nA, focused beam size set at <1 µm; LA-ICP-MS line scans: width of line rasters around 50 µm, ablation performed in a pure He atmosphere with a flow of 700 mL/min, mixed with Ar (930 mL/min) immediately after the ablation cell, mixture passed through a pulse homogenizing device; LA-ICP-MS mapping: repetition rate of 10 Hz, 64 µm spot size, output fluence of ~2.5 J cm−2, 30 s background acquisition at the start of every raster, dwell times for all elements set to 7 ms; line scan dwell times: 10 ms for both Zn and S, and 50 ms for the remaining masses; measured isotopes: 55Mn, 57Fe, 59Co, 60Ni, 65Cu, 66Zn, 71Ga, 75As, 77Se, 95Mo, 107Ag, 111Cd, 115In, 118Sn, 121Sb, 197Au, 202Hg, 205Tl, 208Pb and 209Bi | USGS certified standard MASS-1, comprising a pressed pellet of precipitated Cu-Fe-Zn sulfide standard; natural chalcopyrite (Cu), natural rhodonite (Mn), natural chalcedony (Zn), natural cobaltite (Co), natural arsenopyrite (As), natural stibnite (Sb), natural galena (Pb), natural cadmium (Cd) | 2218.386 |  |  |  | 1965778 |  | 216.6529 | [7 empty] | 1120.148 | [5 empty] | 5210.909 | [5 empty] | 22.7567 | [5 empty] | 14445.01 | [9 empty] | 38498920 |  | 59.6259 | [7 empty] | 0.60675 |  |  |  | 395.0548 | [13 empty] | 15.9375 |  | 0 | [7 empty] | 0 | [5 empty] | 1918.796 | [15 empty] | 33859880 |  | 1271.187 |  |  |  | 0 | [5 empty] | 6114.384 | [13 empty] | 3.3424 | [18 empty] | 2020 | Minerals 2020, 10, 147 |  | BOL, TZA
| Animas-Chocaya Mine, Merelani Hills |  | Magmatic hydrothermal, Metamorphic |  |  | Zn | Ag, Sn, Cu, Ga, In, Fe, Mn, Cd | Zn, Ag, Sn, Cu, Ga, In, Fe, Mn, Cd |  |  | 79.4009 |  | underground mine |  |  |  |  | ore material | grab | grab | mineral separate | [5 empty] | mineralisation |  |  |  | wurtzite, sphalerite | [6 empty] | pyrite | Polished sections; MASS-1 pressed pellet standard | EMPA, LA-ICPMS | SX51 electron microprobe (Cameca Gennevilliers Cedex, France); Agilent 7700cx Series Quadrupole ICP-MS (Agilent Santa Clara, CA 95051, USA) coupled to an Applied Spectra M-50 laser ablation system | Adelaide Microscopy, University of Adelaide | EMPA: accelerating voltage of 20 kV and a specimen current of ~20 nA, focused beam size set at <1 µm; LA-ICP-MS line scans: width of line rasters around 50 µm, ablation performed in a pure He atmosphere with a flow of 700 mL/min, mixed with Ar (930 mL/min) immediately after the ablation cell, mixture passed through a pulse homogenizing device; LA-ICP-MS mapping: repetition rate of 10 Hz, 64 µm spot size, output fluence of ~2.5 J cm−2, 30 s background acquisition at the start of every raster, dwell times for all elements set to 7 ms; line scan dwell times: 10 ms for both Zn and S, and 50 ms for the remaining masses; measured isotopes: 55Mn, 57Fe, 59Co, 60Ni, 65Cu, 66Zn, 71Ga, 75As, 77Se, 95Mo, 107Ag, 111Cd, 115In, 118Sn, 121Sb, 197Au, 202Hg, 205Tl, 208Pb and 209Bi | USGS certified standard MASS-1, comprising a pressed pellet of precipitated Cu-Fe-Zn sulfide standard; natural chalcopyrite (Cu), natural rhodonite (Mn), natural chalcedony (Zn), natural cobaltite (Co), natural arsenopyrite (As), natural stibnite (Sb), natural galena (Pb), natural cadmium (Cd) | 3354.03 |  |  |  | 3280306 |  | 258.1783 | [7 empty] | 2371.347 | [5 empty] | 10667.32 | [5 empty] | 37.8002 | [5 empty] | 24910.42 | [9 empty] | 65549640 |  | 55.0275 | [7 empty] | 4.0802 |  |  |  | 356.8044 | [13 empty] | 139.1869 |  | 0 | [7 empty] | 20.4976 | [5 empty] | 3147.719 | [15 empty] | 63729650 |  | 2551.067 |  |  |  | 665.0262 | [5 empty] | 5801.171 | [13 empty] | 0 | [18 empty] | 2020 | Minerals 2020, 10, 147 |  | BOL, TZA
| Animas-Chocaya Mine, Merelani Hills |  | Magmatic hydrothermal, Metamorphic |  |  | Zn | Ag, Sn, Cu, Ga, In, Fe, Mn, Cd | Zn, Ag, Sn, Cu, Ga, In, Fe, Mn, Cd |  |  | 79.6528 |  | underground mine |  |  |  |  | ore material | grab | grab | mineral separate | [5 empty] | mineralisation |  |  |  | wurtzite, sphalerite | [6 empty] | pyrite | Polished sections; MASS-1 pressed pellet standard | EMPA, LA-ICPMS | SX51 electron microprobe (Cameca Gennevilliers Cedex, France); Agilent 7700cx Series Quadrupole ICP-MS (Agilent Santa Clara, CA 95051, USA) coupled to an Applied Spectra M-50 laser ablation system | Adelaide Microscopy, University of Adelaide | EMPA: accelerating voltage of 20 kV and a specimen current of ~20 nA, focused beam size set at <1 µm; LA-ICP-MS line scans: width of line rasters around 50 µm, ablation performed in a pure He atmosphere with a flow of 700 mL/min, mixed with Ar (930 mL/min) immediately after the ablation cell, mixture passed through a pulse homogenizing device; LA-ICP-MS mapping: repetition rate of 10 Hz, 64 µm spot size, output fluence of ~2.5 J cm−2, 30 s background acquisition at the start of every raster, dwell times for all elements set to 7 ms; line scan dwell times: 10 ms for both Zn and S, and 50 ms for the remaining masses; measured isotopes: 55Mn, 57Fe, 59Co, 60Ni, 65Cu, 66Zn, 71Ga, 75As, 77Se, 95Mo, 107Ag, 111Cd, 115In, 118Sn, 121Sb, 197Au, 202Hg, 205Tl, 208Pb and 209Bi | USGS certified standard MASS-1, comprising a pressed pellet of precipitated Cu-Fe-Zn sulfide standard; natural chalcopyrite (Cu), natural rhodonite (Mn), natural chalcedony (Zn), natural cobaltite (Co), natural arsenopyrite (As), natural stibnite (Sb), natural galena (Pb), natural cadmium (Cd) | 3309.369 |  |  |  | 3861280 |  | 411.1773 | [7 empty] | 2745.962 | [5 empty] | 5940.32 | [5 empty] | 19.3796 | [5 empty] | 23984.32 | [9 empty] | 76533750 |  | 28.2139 | [7 empty] | 1.7066 |  |  |  | 217.5742 | [13 empty] | 120.6186 |  | 0 | [7 empty] | 0 | [5 empty] | 3891.22 | [15 empty] | 74718440 |  | 3055.012 |  |  |  | 568.2973 | [5 empty] | 6964.661 | [13 empty] | 0 | [18 empty] | 2020 | Minerals 2020, 10, 147 |  | BOL, TZA
| Animas-Chocaya Mine, Merelani Hills |  | Magmatic hydrothermal, Metamorphic |  |  | Zn | Ag, Sn, Cu, Ga, In, Fe, Mn, Cd | Zn, Ag, Sn, Cu, Ga, In, Fe, Mn, Cd |  |  | 79.9047 |  | underground mine |  |  |  |  | ore material | grab | grab | mineral separate | [5 empty] | mineralisation |  |  |  | wurtzite, sphalerite | [6 empty] | pyrite | Polished sections; MASS-1 pressed pellet standard | EMPA, LA-ICPMS | SX51 electron microprobe (Cameca Gennevilliers Cedex, France); Agilent 7700cx Series Quadrupole ICP-MS (Agilent Santa Clara, CA 95051, USA) coupled to an Applied Spectra M-50 laser ablation system | Adelaide Microscopy, University of Adelaide | EMPA: accelerating voltage of 20 kV and a specimen current of ~20 nA, focused beam size set at <1 µm; LA-ICP-MS line scans: width of line rasters around 50 µm, ablation performed in a pure He atmosphere with a flow of 700 mL/min, mixed with Ar (930 mL/min) immediately after the ablation cell, mixture passed through a pulse homogenizing device; LA-ICP-MS mapping: repetition rate of 10 Hz, 64 µm spot size, output fluence of ~2.5 J cm−2, 30 s background acquisition at the start of every raster, dwell times for all elements set to 7 ms; line scan dwell times: 10 ms for both Zn and S, and 50 ms for the remaining masses; measured isotopes: 55Mn, 57Fe, 59Co, 60Ni, 65Cu, 66Zn, 71Ga, 75As, 77Se, 95Mo, 107Ag, 111Cd, 115In, 118Sn, 121Sb, 197Au, 202Hg, 205Tl, 208Pb and 209Bi | USGS certified standard MASS-1, comprising a pressed pellet of precipitated Cu-Fe-Zn sulfide standard; natural chalcopyrite (Cu), natural rhodonite (Mn), natural chalcedony (Zn), natural cobaltite (Co), natural arsenopyrite (As), natural stibnite (Sb), natural galena (Pb), natural cadmium (Cd) | 3589.795 |  |  |  | 5363980 |  | 427.0515 | [7 empty] | 3568.472 | [5 empty] | 4169.371 | [5 empty] | 58.9438 | [5 empty] | 38648.57 | [9 empty] | 119989600 |  | 128.7322 | [7 empty] | 9.183 |  |  |  | 257.9796 | [13 empty] | 154.1463 |  | 0 | [7 empty] | 39.9628 | [5 empty] | 4284.261 | [15 empty] | 114085500 |  | 3867.719 |  |  |  | 864.3054 | [5 empty] | 4288.376 | [13 empty] | 0 | [18 empty] | 2020 | Minerals 2020, 10, 147 |  | BOL, TZA
| Animas-Chocaya Mine, Merelani Hills |  | Magmatic hydrothermal, Metamorphic |  |  | Zn | Ag, Sn, Cu, Ga, In, Fe, Mn, Cd | Zn, Ag, Sn, Cu, Ga, In, Fe, Mn, Cd |  |  | 80.1571 |  | underground mine |  |  |  |  | ore material | grab | grab | mineral separate | [5 empty] | mineralisation |  |  |  | wurtzite, sphalerite | [6 empty] | pyrite | Polished sections; MASS-1 pressed pellet standard | EMPA, LA-ICPMS | SX51 electron microprobe (Cameca Gennevilliers Cedex, France); Agilent 7700cx Series Quadrupole ICP-MS (Agilent Santa Clara, CA 95051, USA) coupled to an Applied Spectra M-50 laser ablation system | Adelaide Microscopy, University of Adelaide | EMPA: accelerating voltage of 20 kV and a specimen current of ~20 nA, focused beam size set at <1 µm; LA-ICP-MS line scans: width of line rasters around 50 µm, ablation performed in a pure He atmosphere with a flow of 700 mL/min, mixed with Ar (930 mL/min) immediately after the ablation cell, mixture passed through a pulse homogenizing device; LA-ICP-MS mapping: repetition rate of 10 Hz, 64 µm spot size, output fluence of ~2.5 J cm−2, 30 s background acquisition at the start of every raster, dwell times for all elements set to 7 ms; line scan dwell times: 10 ms for both Zn and S, and 50 ms for the remaining masses; measured isotopes: 55Mn, 57Fe, 59Co, 60Ni, 65Cu, 66Zn, 71Ga, 75As, 77Se, 95Mo, 107Ag, 111Cd, 115In, 118Sn, 121Sb, 197Au, 202Hg, 205Tl, 208Pb and 209Bi | USGS certified standard MASS-1, comprising a pressed pellet of precipitated Cu-Fe-Zn sulfide standard; natural chalcopyrite (Cu), natural rhodonite (Mn), natural chalcedony (Zn), natural cobaltite (Co), natural arsenopyrite (As), natural stibnite (Sb), natural galena (Pb), natural cadmium (Cd) | 2368.42 |  |  |  | 4199622 |  | 229.1258 | [7 empty] | 2094.754 | [5 empty] | 3028.655 | [5 empty] | 12.2981 | [5 empty] | 29562.42 | [9 empty] | 101241700 |  | 0 | [7 empty] | 5.6841 |  |  |  | 219.9943 | [13 empty] | 91.981 |  | 0 | [7 empty] | 0 | [5 empty] | 3241.031 | [15 empty] | 94517890 |  | 1993.86 |  |  |  | 360.6837 | [5 empty] | 2728.157 | [13 empty] | 13.552 | [18 empty] | 2020 | Minerals 2020, 10, 147 |  | BOL, TZA
| Animas-Chocaya Mine, Merelani Hills |  | Magmatic hydrothermal, Metamorphic |  |  | Zn | Ag, Sn, Cu, Ga, In, Fe, Mn, Cd | Zn, Ag, Sn, Cu, Ga, In, Fe, Mn, Cd |  |  | 80.409 |  | underground mine |  |  |  |  | ore material | grab | grab | mineral separate | [5 empty] | mineralisation |  |  |  | wurtzite, sphalerite | [6 empty] | pyrite | Polished sections; MASS-1 pressed pellet standard | EMPA, LA-ICPMS | SX51 electron microprobe (Cameca Gennevilliers Cedex, France); Agilent 7700cx Series Quadrupole ICP-MS (Agilent Santa Clara, CA 95051, USA) coupled to an Applied Spectra M-50 laser ablation system | Adelaide Microscopy, University of Adelaide | EMPA: accelerating voltage of 20 kV and a specimen current of ~20 nA, focused beam size set at <1 µm; LA-ICP-MS line scans: width of line rasters around 50 µm, ablation performed in a pure He atmosphere with a flow of 700 mL/min, mixed with Ar (930 mL/min) immediately after the ablation cell, mixture passed through a pulse homogenizing device; LA-ICP-MS mapping: repetition rate of 10 Hz, 64 µm spot size, output fluence of ~2.5 J cm−2, 30 s background acquisition at the start of every raster, dwell times for all elements set to 7 ms; line scan dwell times: 10 ms for both Zn and S, and 50 ms for the remaining masses; measured isotopes: 55Mn, 57Fe, 59Co, 60Ni, 65Cu, 66Zn, 71Ga, 75As, 77Se, 95Mo, 107Ag, 111Cd, 115In, 118Sn, 121Sb, 197Au, 202Hg, 205Tl, 208Pb and 209Bi | USGS certified standard MASS-1, comprising a pressed pellet of precipitated Cu-Fe-Zn sulfide standard; natural chalcopyrite (Cu), natural rhodonite (Mn), natural chalcedony (Zn), natural cobaltite (Co), natural arsenopyrite (As), natural stibnite (Sb), natural galena (Pb), natural cadmium (Cd) | 4932.357 |  |  |  | 8401988 |  | 681.1606 | [7 empty] | 4886.737 | [5 empty] | 4792.811 | [5 empty] | 78.9643 | [5 empty] | 58603.79 | [9 empty] | 230908700 |  | 0 | [7 empty] | 7.9277 |  |  |  | 410.7578 | [13 empty] | 249.1994 |  | 0 | [7 empty] | 71.3967 | [5 empty] | 7377.212 | [15 empty] | 211764000 |  | 4406.786 |  |  |  | 772.0152 | [5 empty] | 3922.562 | [13 empty] | 9.6691 | [18 empty] | 2020 | Minerals 2020, 10, 147 |  | BOL, TZA
| Animas-Chocaya Mine, Merelani Hills |  | Magmatic hydrothermal, Metamorphic |  |  | Zn | Ag, Sn, Cu, Ga, In, Fe, Mn, Cd | Zn, Ag, Sn, Cu, Ga, In, Fe, Mn, Cd |  |  | 80.6609 |  | underground mine |  |  |  |  | ore material | grab | grab | mineral separate | [5 empty] | mineralisation |  |  |  | wurtzite, sphalerite | [6 empty] | pyrite | Polished sections; MASS-1 pressed pellet standard | EMPA, LA-ICPMS | SX51 electron microprobe (Cameca Gennevilliers Cedex, France); Agilent 7700cx Series Quadrupole ICP-MS (Agilent Santa Clara, CA 95051, USA) coupled to an Applied Spectra M-50 laser ablation system | Adelaide Microscopy, University of Adelaide | EMPA: accelerating voltage of 20 kV and a specimen current of ~20 nA, focused beam size set at <1 µm; LA-ICP-MS line scans: width of line rasters around 50 µm, ablation performed in a pure He atmosphere with a flow of 700 mL/min, mixed with Ar (930 mL/min) immediately after the ablation cell, mixture passed through a pulse homogenizing device; LA-ICP-MS mapping: repetition rate of 10 Hz, 64 µm spot size, output fluence of ~2.5 J cm−2, 30 s background acquisition at the start of every raster, dwell times for all elements set to 7 ms; line scan dwell times: 10 ms for both Zn and S, and 50 ms for the remaining masses; measured isotopes: 55Mn, 57Fe, 59Co, 60Ni, 65Cu, 66Zn, 71Ga, 75As, 77Se, 95Mo, 107Ag, 111Cd, 115In, 118Sn, 121Sb, 197Au, 202Hg, 205Tl, 208Pb and 209Bi | USGS certified standard MASS-1, comprising a pressed pellet of precipitated Cu-Fe-Zn sulfide standard; natural chalcopyrite (Cu), natural rhodonite (Mn), natural chalcedony (Zn), natural cobaltite (Co), natural arsenopyrite (As), natural stibnite (Sb), natural galena (Pb), natural cadmium (Cd) | 5427.762 |  |  |  | 9857860 |  | 866.2234 | [7 empty] | 6468.34 | [5 empty] | 4089.526 | [5 empty] | 64.3657 | [5 empty] | 61693.88 | [9 empty] | 248081200 |  | 0 | [7 empty] | 7.1204 |  |  |  | 735.046 | [13 empty] | 144.7723 |  | 0 | [7 empty] | 0 | [5 empty] | 9497.302 | [15 empty] | 247420000 |  | 7360.722 |  |  |  | 0 | [5 empty] | 2023.711 | [13 empty] | 23.6466 | [18 empty] | 2020 | Minerals 2020, 10, 147 |  | BOL, TZA
| Animas-Chocaya Mine, Merelani Hills |  | Magmatic hydrothermal, Metamorphic |  |  | Zn | Ag, Sn, Cu, Ga, In, Fe, Mn, Cd | Zn, Ag, Sn, Cu, Ga, In, Fe, Mn, Cd |  |  | 80.9129 |  | underground mine |  |  |  |  | ore material | grab | grab | mineral separate | [5 empty] | mineralisation |  |  |  | wurtzite, sphalerite | [6 empty] | pyrite | Polished sections; MASS-1 pressed pellet standard | EMPA, LA-ICPMS | SX51 electron microprobe (Cameca Gennevilliers Cedex, France); Agilent 7700cx Series Quadrupole ICP-MS (Agilent Santa Clara, CA 95051, USA) coupled to an Applied Spectra M-50 laser ablation system | Adelaide Microscopy, University of Adelaide | EMPA: accelerating voltage of 20 kV and a specimen current of ~20 nA, focused beam size set at <1 µm; LA-ICP-MS line scans: width of line rasters around 50 µm, ablation performed in a pure He atmosphere with a flow of 700 mL/min, mixed with Ar (930 mL/min) immediately after the ablation cell, mixture passed through a pulse homogenizing device; LA-ICP-MS mapping: repetition rate of 10 Hz, 64 µm spot size, output fluence of ~2.5 J cm−2, 30 s background acquisition at the start of every raster, dwell times for all elements set to 7 ms; line scan dwell times: 10 ms for both Zn and S, and 50 ms for the remaining masses; measured isotopes: 55Mn, 57Fe, 59Co, 60Ni, 65Cu, 66Zn, 71Ga, 75As, 77Se, 95Mo, 107Ag, 111Cd, 115In, 118Sn, 121Sb, 197Au, 202Hg, 205Tl, 208Pb and 209Bi | USGS certified standard MASS-1, comprising a pressed pellet of precipitated Cu-Fe-Zn sulfide standard; natural chalcopyrite (Cu), natural rhodonite (Mn), natural chalcedony (Zn), natural cobaltite (Co), natural arsenopyrite (As), natural stibnite (Sb), natural galena (Pb), natural cadmium (Cd) | 6806.992 |  |  |  | 10940580 |  | 1486.774 | [7 empty] | 7651.155 | [5 empty] | 2376.365 | [5 empty] | 188.9571 | [5 empty] | 66599.94 | [9 empty] | 278963000 |  | 0 | [7 empty] | -3.8558 |  |  |  | 215.7672 | [13 empty] | 207.5786 |  | 0 | [7 empty] | 102.5283 | [5 empty] | 10376.82 | [15 empty] | 292241700 |  | 7366.151 |  |  |  | 1108.556 | [5 empty] | 6596.019 | [13 empty] | 27.7693 | [18 empty] | 2020 | Minerals 2020, 10, 147 |  | BOL, TZA
| Animas-Chocaya Mine, Merelani Hills |  | Magmatic hydrothermal, Metamorphic |  |  | Zn | Ag, Sn, Cu, Ga, In, Fe, Mn, Cd | Zn, Ag, Sn, Cu, Ga, In, Fe, Mn, Cd |  |  | 81.1648 |  | underground mine |  |  |  |  | ore material | grab | grab | mineral separate | [5 empty] | mineralisation |  |  |  | wurtzite, sphalerite | [6 empty] | pyrite | Polished sections; MASS-1 pressed pellet standard | EMPA, LA-ICPMS | SX51 electron microprobe (Cameca Gennevilliers Cedex, France); Agilent 7700cx Series Quadrupole ICP-MS (Agilent Santa Clara, CA 95051, USA) coupled to an Applied Spectra M-50 laser ablation system | Adelaide Microscopy, University of Adelaide | EMPA: accelerating voltage of 20 kV and a specimen current of ~20 nA, focused beam size set at <1 µm; LA-ICP-MS line scans: width of line rasters around 50 µm, ablation performed in a pure He atmosphere with a flow of 700 mL/min, mixed with Ar (930 mL/min) immediately after the ablation cell, mixture passed through a pulse homogenizing device; LA-ICP-MS mapping: repetition rate of 10 Hz, 64 µm spot size, output fluence of ~2.5 J cm−2, 30 s background acquisition at the start of every raster, dwell times for all elements set to 7 ms; line scan dwell times: 10 ms for both Zn and S, and 50 ms for the remaining masses; measured isotopes: 55Mn, 57Fe, 59Co, 60Ni, 65Cu, 66Zn, 71Ga, 75As, 77Se, 95Mo, 107Ag, 111Cd, 115In, 118Sn, 121Sb, 197Au, 202Hg, 205Tl, 208Pb and 209Bi | USGS certified standard MASS-1, comprising a pressed pellet of precipitated Cu-Fe-Zn sulfide standard; natural chalcopyrite (Cu), natural rhodonite (Mn), natural chalcedony (Zn), natural cobaltite (Co), natural arsenopyrite (As), natural stibnite (Sb), natural galena (Pb), natural cadmium (Cd) | 5415.793 |  |  |  | 10813370 |  | 1164.46 | [7 empty] | 5283.582 | [5 empty] | 2854.666 | [5 empty] | 70.2918 | [5 empty] | 71897.03 | [9 empty] | 283072600 |  | 0 | [7 empty] | 19.2609 |  |  |  | 240.8163 | [13 empty] | 297.8615 |  | 0 | [7 empty] | 0 | [5 empty] | 8342.181 | [15 empty] | 264485700 |  | 5143.019 |  |  |  | 3093.129 | [5 empty] | 1869.236 | [13 empty] | 12.914 | [18 empty] | 2020 | Minerals 2020, 10, 147 |  | BOL, TZA
| Animas-Chocaya Mine, Merelani Hills |  | Magmatic hydrothermal, Metamorphic |  |  | Zn | Ag, Sn, Cu, Ga, In, Fe, Mn, Cd | Zn, Ag, Sn, Cu, Ga, In, Fe, Mn, Cd |  |  | 81.4172 |  | underground mine |  |  |  |  | ore material | grab | grab | mineral separate | [5 empty] | mineralisation |  |  |  | wurtzite, sphalerite | [6 empty] | pyrite | Polished sections; MASS-1 pressed pellet standard | EMPA, LA-ICPMS | SX51 electron microprobe (Cameca Gennevilliers Cedex, France); Agilent 7700cx Series Quadrupole ICP-MS (Agilent Santa Clara, CA 95051, USA) coupled to an Applied Spectra M-50 laser ablation system | Adelaide Microscopy, University of Adelaide | EMPA: accelerating voltage of 20 kV and a specimen current of ~20 nA, focused beam size set at <1 µm; LA-ICP-MS line scans: width of line rasters around 50 µm, ablation performed in a pure He atmosphere with a flow of 700 mL/min, mixed with Ar (930 mL/min) immediately after the ablation cell, mixture passed through a pulse homogenizing device; LA-ICP-MS mapping: repetition rate of 10 Hz, 64 µm spot size, output fluence of ~2.5 J cm−2, 30 s background acquisition at the start of every raster, dwell times for all elements set to 7 ms; line scan dwell times: 10 ms for both Zn and S, and 50 ms for the remaining masses; measured isotopes: 55Mn, 57Fe, 59Co, 60Ni, 65Cu, 66Zn, 71Ga, 75As, 77Se, 95Mo, 107Ag, 111Cd, 115In, 118Sn, 121Sb, 197Au, 202Hg, 205Tl, 208Pb and 209Bi | USGS certified standard MASS-1, comprising a pressed pellet of precipitated Cu-Fe-Zn sulfide standard; natural chalcopyrite (Cu), natural rhodonite (Mn), natural chalcedony (Zn), natural cobaltite (Co), natural arsenopyrite (As), natural stibnite (Sb), natural galena (Pb), natural cadmium (Cd) | 12641.9 |  |  |  | 29863900 |  | 2701.465 | [7 empty] | 12160.98 | [5 empty] | 14592.71 | [5 empty] | 200.6934 | [5 empty] | 197333.6 | [9 empty] | 878787700 |  | 146.167 | [7 empty] | 34.7591 |  |  |  | 802.2112 | [13 empty] | 850.4852 |  | 0 | [7 empty] | 0 | [5 empty] | 21089.34 | [15 empty] | 771084200 |  | 13095.06 |  |  |  | 0 | [5 empty] | 4606.806 | [13 empty] | 36.8745 | [18 empty] | 2020 | Minerals 2020, 10, 147 |  | BOL, TZA
| Animas-Chocaya Mine, Merelani Hills |  | Magmatic hydrothermal, Metamorphic |  |  | Zn | Ag, Sn, Cu, Ga, In, Fe, Mn, Cd | Zn, Ag, Sn, Cu, Ga, In, Fe, Mn, Cd |  |  | 81.6691 |  | underground mine |  |  |  |  | ore material | grab | grab | mineral separate | [5 empty] | mineralisation |  |  |  | wurtzite, sphalerite | [6 empty] | pyrite | Polished sections; MASS-1 pressed pellet standard | EMPA, LA-ICPMS | SX51 electron microprobe (Cameca Gennevilliers Cedex, France); Agilent 7700cx Series Quadrupole ICP-MS (Agilent Santa Clara, CA 95051, USA) coupled to an Applied Spectra M-50 laser ablation system | Adelaide Microscopy, University of Adelaide | EMPA: accelerating voltage of 20 kV and a specimen current of ~20 nA, focused beam size set at <1 µm; LA-ICP-MS line scans: width of line rasters around 50 µm, ablation performed in a pure He atmosphere with a flow of 700 mL/min, mixed with Ar (930 mL/min) immediately after the ablation cell, mixture passed through a pulse homogenizing device; LA-ICP-MS mapping: repetition rate of 10 Hz, 64 µm spot size, output fluence of ~2.5 J cm−2, 30 s background acquisition at the start of every raster, dwell times for all elements set to 7 ms; line scan dwell times: 10 ms for both Zn and S, and 50 ms for the remaining masses; measured isotopes: 55Mn, 57Fe, 59Co, 60Ni, 65Cu, 66Zn, 71Ga, 75As, 77Se, 95Mo, 107Ag, 111Cd, 115In, 118Sn, 121Sb, 197Au, 202Hg, 205Tl, 208Pb and 209Bi | USGS certified standard MASS-1, comprising a pressed pellet of precipitated Cu-Fe-Zn sulfide standard; natural chalcopyrite (Cu), natural rhodonite (Mn), natural chalcedony (Zn), natural cobaltite (Co), natural arsenopyrite (As), natural stibnite (Sb), natural galena (Pb), natural cadmium (Cd) | 11421.98 |  |  |  | 42626690 |  | 4026.457 | [7 empty] | 13947.18 | [5 empty] | 1090.646 | [5 empty] | 0 | [5 empty] | 289897.4 | [9 empty] | 1104574000 |  | 0 | [7 empty] | 25.73 |  |  |  | 370.0666 | [13 empty] | 762.9894 |  | 0 | [7 empty] | 753.7637 | [5 empty] | 32370.54 | [15 empty] | 1032187000 |  | 17096.77 |  |  |  | 0 | [5 empty] | 4185.195 | [13 empty] | 153.1055 | [18 empty] | 2020 | Minerals 2020, 10, 147 |  | BOL, TZA
| Animas-Chocaya Mine, Merelani Hills |  | Magmatic hydrothermal, Metamorphic |  |  | Zn | Ag, Sn, Cu, Ga, In, Fe, Mn, Cd | Zn, Ag, Sn, Cu, Ga, In, Fe, Mn, Cd |  |  | 81.9169 |  | underground mine |  |  |  |  | ore material | grab | grab | mineral separate | [5 empty] | mineralisation |  |  |  | wurtzite, sphalerite | [6 empty] | pyrite | Polished sections; MASS-1 pressed pellet standard | EMPA, LA-ICPMS | SX51 electron microprobe (Cameca Gennevilliers Cedex, France); Agilent 7700cx Series Quadrupole ICP-MS (Agilent Santa Clara, CA 95051, USA) coupled to an Applied Spectra M-50 laser ablation system | Adelaide Microscopy, University of Adelaide | EMPA: accelerating voltage of 20 kV and a specimen current of ~20 nA, focused beam size set at <1 µm; LA-ICP-MS line scans: width of line rasters around 50 µm, ablation performed in a pure He atmosphere with a flow of 700 mL/min, mixed with Ar (930 mL/min) immediately after the ablation cell, mixture passed through a pulse homogenizing device; LA-ICP-MS mapping: repetition rate of 10 Hz, 64 µm spot size, output fluence of ~2.5 J cm−2, 30 s background acquisition at the start of every raster, dwell times for all elements set to 7 ms; line scan dwell times: 10 ms for both Zn and S, and 50 ms for the remaining masses; measured isotopes: 55Mn, 57Fe, 59Co, 60Ni, 65Cu, 66Zn, 71Ga, 75As, 77Se, 95Mo, 107Ag, 111Cd, 115In, 118Sn, 121Sb, 197Au, 202Hg, 205Tl, 208Pb and 209Bi | USGS certified standard MASS-1, comprising a pressed pellet of precipitated Cu-Fe-Zn sulfide standard; natural chalcopyrite (Cu), natural rhodonite (Mn), natural chalcedony (Zn), natural cobaltite (Co), natural arsenopyrite (As), natural stibnite (Sb), natural galena (Pb), natural cadmium (Cd) | [147 empty] | 2020 | Minerals 2020, 10, 147 |  | BOL, TZA
| Animas-Chocaya Mine, Merelani Hills |  | Magmatic hydrothermal, Metamorphic |  |  | Zn | Ag, Sn, Cu, Ga, In, Fe, Mn, Cd | Zn, Ag, Sn, Cu, Ga, In, Fe, Mn, Cd |  |  | 0.2518997 |  | underground mine |  |  |  |  | ore material | grab | grab | mineral separate | [5 empty] | mineralisation |  |  |  | wurtzite, sphalerite | [6 empty] | pyrite | Polished sections; MASS-1 pressed pellet standard | EMPA, LA-ICPMS | SX51 electron microprobe (Cameca Gennevilliers Cedex, France); Agilent 7700cx Series Quadrupole ICP-MS (Agilent Santa Clara, CA 95051, USA) coupled to an Applied Spectra M-50 laser ablation system | Adelaide Microscopy, University of Adelaide | EMPA: accelerating voltage of 20 kV and a specimen current of ~20 nA, focused beam size set at <1 µm; LA-ICP-MS line scans: width of line rasters around 50 µm, ablation performed in a pure He atmosphere with a flow of 700 mL/min, mixed with Ar (930 mL/min) immediately after the ablation cell, mixture passed through a pulse homogenizing device; LA-ICP-MS mapping: repetition rate of 10 Hz, 64 µm spot size, output fluence of ~2.5 J cm−2, 30 s background acquisition at the start of every raster, dwell times for all elements set to 7 ms; line scan dwell times: 10 ms for both Zn and S, and 50 ms for the remaining masses; measured isotopes: 55Mn, 57Fe, 59Co, 60Ni, 65Cu, 66Zn, 71Ga, 75As, 77Se, 95Mo, 107Ag, 111Cd, 115In, 118Sn, 121Sb, 197Au, 202Hg, 205Tl, 208Pb and 209Bi | USGS certified standard MASS-1, comprising a pressed pellet of precipitated Cu-Fe-Zn sulfide standard; natural chalcopyrite (Cu), natural rhodonite (Mn), natural chalcedony (Zn), natural cobaltite (Co), natural arsenopyrite (As), natural stibnite (Sb), natural galena (Pb), natural cadmium (Cd) | [147 empty] | 2020 | Minerals 2020, 10, 147 |  | BOL, TZA
| Animas-Chocaya Mine, Merelani Hills |  | Magmatic hydrothermal, Metamorphic |  |  | Zn | Ag, Sn, Cu, Ga, In, Fe, Mn, Cd | Zn, Ag, Sn, Cu, Ga, In, Fe, Mn, Cd |  |  | 0.5037999 |  | underground mine |  |  |  |  | ore material | grab | grab | mineral separate | [5 empty] | mineralisation |  |  |  | wurtzite, sphalerite | [6 empty] | pyrite | Polished sections; MASS-1 pressed pellet standard | EMPA, LA-ICPMS | SX51 electron microprobe (Cameca Gennevilliers Cedex, France); Agilent 7700cx Series Quadrupole ICP-MS (Agilent Santa Clara, CA 95051, USA) coupled to an Applied Spectra M-50 laser ablation system | Adelaide Microscopy, University of Adelaide | EMPA: accelerating voltage of 20 kV and a specimen current of ~20 nA, focused beam size set at <1 µm; LA-ICP-MS line scans: width of line rasters around 50 µm, ablation performed in a pure He atmosphere with a flow of 700 mL/min, mixed with Ar (930 mL/min) immediately after the ablation cell, mixture passed through a pulse homogenizing device; LA-ICP-MS mapping: repetition rate of 10 Hz, 64 µm spot size, output fluence of ~2.5 J cm−2, 30 s background acquisition at the start of every raster, dwell times for all elements set to 7 ms; line scan dwell times: 10 ms for both Zn and S, and 50 ms for the remaining masses; measured isotopes: 55Mn, 57Fe, 59Co, 60Ni, 65Cu, 66Zn, 71Ga, 75As, 77Se, 95Mo, 107Ag, 111Cd, 115In, 118Sn, 121Sb, 197Au, 202Hg, 205Tl, 208Pb and 209Bi | USGS certified standard MASS-1, comprising a pressed pellet of precipitated Cu-Fe-Zn sulfide standard; natural chalcopyrite (Cu), natural rhodonite (Mn), natural chalcedony (Zn), natural cobaltite (Co), natural arsenopyrite (As), natural stibnite (Sb), natural galena (Pb), natural cadmium (Cd) | [147 empty] | 2020 | Minerals 2020, 10, 147 |  | BOL, TZA
| Animas-Chocaya Mine, Merelani Hills |  | Magmatic hydrothermal, Metamorphic |  |  | Zn | Ag, Sn, Cu, Ga, In, Fe, Mn, Cd | Zn, Ag, Sn, Cu, Ga, In, Fe, Mn, Cd |  |  | 0.7557001 |  | underground mine |  |  |  |  | ore material | grab | grab | mineral separate | [5 empty] | mineralisation |  |  |  | wurtzite, sphalerite | [6 empty] | pyrite | Polished sections; MASS-1 pressed pellet standard | EMPA, LA-ICPMS | SX51 electron microprobe (Cameca Gennevilliers Cedex, France); Agilent 7700cx Series Quadrupole ICP-MS (Agilent Santa Clara, CA 95051, USA) coupled to an Applied Spectra M-50 laser ablation system | Adelaide Microscopy, University of Adelaide | EMPA: accelerating voltage of 20 kV and a specimen current of ~20 nA, focused beam size set at <1 µm; LA-ICP-MS line scans: width of line rasters around 50 µm, ablation performed in a pure He atmosphere with a flow of 700 mL/min, mixed with Ar (930 mL/min) immediately after the ablation cell, mixture passed through a pulse homogenizing device; LA-ICP-MS mapping: repetition rate of 10 Hz, 64 µm spot size, output fluence of ~2.5 J cm−2, 30 s background acquisition at the start of every raster, dwell times for all elements set to 7 ms; line scan dwell times: 10 ms for both Zn and S, and 50 ms for the remaining masses; measured isotopes: 55Mn, 57Fe, 59Co, 60Ni, 65Cu, 66Zn, 71Ga, 75As, 77Se, 95Mo, 107Ag, 111Cd, 115In, 118Sn, 121Sb, 197Au, 202Hg, 205Tl, 208Pb and 209Bi | USGS certified standard MASS-1, comprising a pressed pellet of precipitated Cu-Fe-Zn sulfide standard; natural chalcopyrite (Cu), natural rhodonite (Mn), natural chalcedony (Zn), natural cobaltite (Co), natural arsenopyrite (As), natural stibnite (Sb), natural galena (Pb), natural cadmium (Cd) | [147 empty] | 2020 | Minerals 2020, 10, 147 |  | BOL, TZA
| Animas-Chocaya Mine, Merelani Hills |  | Magmatic hydrothermal, Metamorphic |  |  | Zn | Ag, Sn, Cu, Ga, In, Fe, Mn, Cd | Zn, Ag, Sn, Cu, Ga, In, Fe, Mn, Cd |  |  | 1.26 |  | underground mine |  |  |  |  | ore material | grab | grab | mineral separate | [5 empty] | mineralisation |  |  |  | wurtzite, sphalerite | [6 empty] | pyrite | Polished sections; MASS-1 pressed pellet standard | EMPA, LA-ICPMS | SX51 electron microprobe (Cameca Gennevilliers Cedex, France); Agilent 7700cx Series Quadrupole ICP-MS (Agilent Santa Clara, CA 95051, USA) coupled to an Applied Spectra M-50 laser ablation system | Adelaide Microscopy, University of Adelaide | EMPA: accelerating voltage of 20 kV and a specimen current of ~20 nA, focused beam size set at <1 µm; LA-ICP-MS line scans: width of line rasters around 50 µm, ablation performed in a pure He atmosphere with a flow of 700 mL/min, mixed with Ar (930 mL/min) immediately after the ablation cell, mixture passed through a pulse homogenizing device; LA-ICP-MS mapping: repetition rate of 10 Hz, 64 µm spot size, output fluence of ~2.5 J cm−2, 30 s background acquisition at the start of every raster, dwell times for all elements set to 7 ms; line scan dwell times: 10 ms for both Zn and S, and 50 ms for the remaining masses; measured isotopes: 55Mn, 57Fe, 59Co, 60Ni, 65Cu, 66Zn, 71Ga, 75As, 77Se, 95Mo, 107Ag, 111Cd, 115In, 118Sn, 121Sb, 197Au, 202Hg, 205Tl, 208Pb and 209Bi | USGS certified standard MASS-1, comprising a pressed pellet of precipitated Cu-Fe-Zn sulfide standard; natural chalcopyrite (Cu), natural rhodonite (Mn), natural chalcedony (Zn), natural cobaltite (Co), natural arsenopyrite (As), natural stibnite (Sb), natural galena (Pb), natural cadmium (Cd) | 1.7707 |  |  |  | 2.5716 |  | 0 | [7 empty] | 0 | [5 empty] | 3510.46 | [5 empty] | 0 | [5 empty] | 1159.297 | [9 empty] | 129.8283 |  | 1433.602 | [7 empty] | 2.2295 |  |  |  | 42.4948 | [13 empty] | 67856.38 |  | 1.0739 | [7 empty] | 0.54815 | [5 empty] | 7.7534 | [15 empty] | 254236.8 |  | 1.6207 |  |  |  | 1369.273 | [5 empty] | 3.1729 | [13 empty] | 0.47835 | [18 empty] | 2020 | Minerals 2020, 10, 147 |  | BOL, TZA
| Animas-Chocaya Mine, Merelani Hills |  | Magmatic hydrothermal, Metamorphic |  |  | Zn | Ag, Sn, Cu, Ga, In, Fe, Mn, Cd | Zn, Ag, Sn, Cu, Ga, In, Fe, Mn, Cd |  |  | 1.5119 |  | underground mine |  |  |  |  | ore material | grab | grab | mineral separate | [5 empty] | mineralisation |  |  |  | wurtzite, sphalerite | [6 empty] | pyrite | Polished sections; MASS-1 pressed pellet standard | EMPA, LA-ICPMS | SX51 electron microprobe (Cameca Gennevilliers Cedex, France); Agilent 7700cx Series Quadrupole ICP-MS (Agilent Santa Clara, CA 95051, USA) coupled to an Applied Spectra M-50 laser ablation system | Adelaide Microscopy, University of Adelaide | EMPA: accelerating voltage of 20 kV and a specimen current of ~20 nA, focused beam size set at <1 µm; LA-ICP-MS line scans: width of line rasters around 50 µm, ablation performed in a pure He atmosphere with a flow of 700 mL/min, mixed with Ar (930 mL/min) immediately after the ablation cell, mixture passed through a pulse homogenizing device; LA-ICP-MS mapping: repetition rate of 10 Hz, 64 µm spot size, output fluence of ~2.5 J cm−2, 30 s background acquisition at the start of every raster, dwell times for all elements set to 7 ms; line scan dwell times: 10 ms for both Zn and S, and 50 ms for the remaining masses; measured isotopes: 55Mn, 57Fe, 59Co, 60Ni, 65Cu, 66Zn, 71Ga, 75As, 77Se, 95Mo, 107Ag, 111Cd, 115In, 118Sn, 121Sb, 197Au, 202Hg, 205Tl, 208Pb and 209Bi | USGS certified standard MASS-1, comprising a pressed pellet of precipitated Cu-Fe-Zn sulfide standard; natural chalcopyrite (Cu), natural rhodonite (Mn), natural chalcedony (Zn), natural cobaltite (Co), natural arsenopyrite (As), natural stibnite (Sb), natural galena (Pb), natural cadmium (Cd) | 1.1198 |  |  |  | 22.913 |  | 0 | [7 empty] | 0.11669 | [5 empty] | 3717.62 | [5 empty] | 1.6825 | [5 empty] | 1207.243 | [9 empty] | 530.0803 |  | 1287.088 | [7 empty] | 2.4099 |  |  |  | 40.6564 | [13 empty] | 64511.14 |  | 0 | [7 empty] | 3.4524 | [5 empty] | 117.1557 | [15 empty] | 249146.9 |  | 2.0119 |  |  |  | 1467.145 | [5 empty] | 6.3009 | [13 empty] | 0.64429 | [18 empty] | 2020 | Minerals 2020, 10, 147 |  | BOL, TZA
| Animas-Chocaya Mine, Merelani Hills |  | Magmatic hydrothermal, Metamorphic |  |  | Zn | Ag, Sn, Cu, Ga, In, Fe, Mn, Cd | Zn, Ag, Sn, Cu, Ga, In, Fe, Mn, Cd |  |  | 1.7638 |  | underground mine |  |  |  |  | ore material | grab | grab | mineral separate | [5 empty] | mineralisation |  |  |  | wurtzite, sphalerite | [6 empty] | pyrite | Polished sections; MASS-1 pressed pellet standard | EMPA, LA-ICPMS | SX51 electron microprobe (Cameca Gennevilliers Cedex, France); Agilent 7700cx Series Quadrupole ICP-MS (Agilent Santa Clara, CA 95051, USA) coupled to an Applied Spectra M-50 laser ablation system | Adelaide Microscopy, University of Adelaide | EMPA: accelerating voltage of 20 kV and a specimen current of ~20 nA, focused beam size set at <1 µm; LA-ICP-MS line scans: width of line rasters around 50 µm, ablation performed in a pure He atmosphere with a flow of 700 mL/min, mixed with Ar (930 mL/min) immediately after the ablation cell, mixture passed through a pulse homogenizing device; LA-ICP-MS mapping: repetition rate of 10 Hz, 64 µm spot size, output fluence of ~2.5 J cm−2, 30 s background acquisition at the start of every raster, dwell times for all elements set to 7 ms; line scan dwell times: 10 ms for both Zn and S, and 50 ms for the remaining masses; measured isotopes: 55Mn, 57Fe, 59Co, 60Ni, 65Cu, 66Zn, 71Ga, 75As, 77Se, 95Mo, 107Ag, 111Cd, 115In, 118Sn, 121Sb, 197Au, 202Hg, 205Tl, 208Pb and 209Bi | USGS certified standard MASS-1, comprising a pressed pellet of precipitated Cu-Fe-Zn sulfide standard; natural chalcopyrite (Cu), natural rhodonite (Mn), natural chalcedony (Zn), natural cobaltite (Co), natural arsenopyrite (As), natural stibnite (Sb), natural galena (Pb), natural cadmium (Cd) | 1.3467 |  |  |  | 29.3342 |  | 0 | [7 empty] | 0.14969 | [5 empty] | 3854.456 | [5 empty] | 0.85181 | [5 empty] | 1163.142 | [9 empty] | 668.6918 |  | 1319.733 | [7 empty] | 2.345 |  |  |  | 39.5447 | [13 empty] | 69487.12 |  | 0 | [7 empty] | 1.9374 | [5 empty] | 103.794 | [15 empty] | 253587.7 |  | 2.7597 |  |  |  | 1499.601 | [5 empty] | 7.9627 | [13 empty] | 0.61982 | [18 empty] | 2020 | Minerals 2020, 10, 147 |  | BOL, TZA
| Animas-Chocaya Mine, Merelani Hills |  | Magmatic hydrothermal, Metamorphic |  |  | Zn | Ag, Sn, Cu, Ga, In, Fe, Mn, Cd | Zn, Ag, Sn, Cu, Ga, In, Fe, Mn, Cd |  |  | 2.2686 |  | underground mine |  |  |  |  | ore material | grab | grab | mineral separate | [5 empty] | mineralisation |  |  |  | wurtzite, sphalerite | [6 empty] | pyrite | Polished sections; MASS-1 pressed pellet standard | EMPA, LA-ICPMS | SX51 electron microprobe (Cameca Gennevilliers Cedex, France); Agilent 7700cx Series Quadrupole ICP-MS (Agilent Santa Clara, CA 95051, USA) coupled to an Applied Spectra M-50 laser ablation system | Adelaide Microscopy, University of Adelaide | EMPA: accelerating voltage of 20 kV and a specimen current of ~20 nA, focused beam size set at <1 µm; LA-ICP-MS line scans: width of line rasters around 50 µm, ablation performed in a pure He atmosphere with a flow of 700 mL/min, mixed with Ar (930 mL/min) immediately after the ablation cell, mixture passed through a pulse homogenizing device; LA-ICP-MS mapping: repetition rate of 10 Hz, 64 µm spot size, output fluence of ~2.5 J cm−2, 30 s background acquisition at the start of every raster, dwell times for all elements set to 7 ms; line scan dwell times: 10 ms for both Zn and S, and 50 ms for the remaining masses; measured isotopes: 55Mn, 57Fe, 59Co, 60Ni, 65Cu, 66Zn, 71Ga, 75As, 77Se, 95Mo, 107Ag, 111Cd, 115In, 118Sn, 121Sb, 197Au, 202Hg, 205Tl, 208Pb and 209Bi | USGS certified standard MASS-1, comprising a pressed pellet of precipitated Cu-Fe-Zn sulfide standard; natural chalcopyrite (Cu), natural rhodonite (Mn), natural chalcedony (Zn), natural cobaltite (Co), natural arsenopyrite (As), natural stibnite (Sb), natural galena (Pb), natural cadmium (Cd) | [147 empty] | 2020 | Minerals 2020, 10, 147 |  | BOL, TZA
| Animas-Chocaya Mine, Merelani Hills |  | Magmatic hydrothermal, Metamorphic |  |  | Zn | Ag, Sn, Cu, Ga, In, Fe, Mn, Cd | Zn, Ag, Sn, Cu, Ga, In, Fe, Mn, Cd |  |  | 2.7729 |  | underground mine |  |  |  |  | ore material | grab | grab | mineral separate | [5 empty] | mineralisation |  |  |  | wurtzite, sphalerite | [6 empty] | pyrite | Polished sections; MASS-1 pressed pellet standard | EMPA, LA-ICPMS | SX51 electron microprobe (Cameca Gennevilliers Cedex, France); Agilent 7700cx Series Quadrupole ICP-MS (Agilent Santa Clara, CA 95051, USA) coupled to an Applied Spectra M-50 laser ablation system | Adelaide Microscopy, University of Adelaide | EMPA: accelerating voltage of 20 kV and a specimen current of ~20 nA, focused beam size set at <1 µm; LA-ICP-MS line scans: width of line rasters around 50 µm, ablation performed in a pure He atmosphere with a flow of 700 mL/min, mixed with Ar (930 mL/min) immediately after the ablation cell, mixture passed through a pulse homogenizing device; LA-ICP-MS mapping: repetition rate of 10 Hz, 64 µm spot size, output fluence of ~2.5 J cm−2, 30 s background acquisition at the start of every raster, dwell times for all elements set to 7 ms; line scan dwell times: 10 ms for both Zn and S, and 50 ms for the remaining masses; measured isotopes: 55Mn, 57Fe, 59Co, 60Ni, 65Cu, 66Zn, 71Ga, 75As, 77Se, 95Mo, 107Ag, 111Cd, 115In, 118Sn, 121Sb, 197Au, 202Hg, 205Tl, 208Pb and 209Bi | USGS certified standard MASS-1, comprising a pressed pellet of precipitated Cu-Fe-Zn sulfide standard; natural chalcopyrite (Cu), natural rhodonite (Mn), natural chalcedony (Zn), natural cobaltite (Co), natural arsenopyrite (As), natural stibnite (Sb), natural galena (Pb), natural cadmium (Cd) | 20938.34 |  |  |  | -47025.49 |  | 17355.7 | [7 empty] | 3663.351 | [5 empty] | 23937.21 | [5 empty] | 9867.997 | [5 empty] | 310042.9 | [9 empty] | 3108694 |  | 0 | [7 empty] | 194.049 |  |  |  | 1271.552 | [13 empty] | 31598.38 |  | 0 | [7 empty] | 45932.91 | [5 empty] | 974881.5 | [15 empty] | 9719221 |  | 5411.684 |  |  |  | 0 | [5 empty] | 23908.2 | [13 empty] | 0 | [18 empty] | 2020 | Minerals 2020, 10, 147 |  | BOL, TZA
| Animas-Chocaya Mine, Merelani Hills |  | Magmatic hydrothermal, Metamorphic |  |  | Zn | Ag, Sn, Cu, Ga, In, Fe, Mn, Cd | Zn, Ag, Sn, Cu, Ga, In, Fe, Mn, Cd |  |  | 3.5287 |  | underground mine |  |  |  |  | ore material | grab | grab | mineral separate | [5 empty] | mineralisation |  |  |  | wurtzite, sphalerite | [6 empty] | pyrite | Polished sections; MASS-1 pressed pellet standard | EMPA, LA-ICPMS | SX51 electron microprobe (Cameca Gennevilliers Cedex, France); Agilent 7700cx Series Quadrupole ICP-MS (Agilent Santa Clara, CA 95051, USA) coupled to an Applied Spectra M-50 laser ablation system | Adelaide Microscopy, University of Adelaide | EMPA: accelerating voltage of 20 kV and a specimen current of ~20 nA, focused beam size set at <1 µm; LA-ICP-MS line scans: width of line rasters around 50 µm, ablation performed in a pure He atmosphere with a flow of 700 mL/min, mixed with Ar (930 mL/min) immediately after the ablation cell, mixture passed through a pulse homogenizing device; LA-ICP-MS mapping: repetition rate of 10 Hz, 64 µm spot size, output fluence of ~2.5 J cm−2, 30 s background acquisition at the start of every raster, dwell times for all elements set to 7 ms; line scan dwell times: 10 ms for both Zn and S, and 50 ms for the remaining masses; measured isotopes: 55Mn, 57Fe, 59Co, 60Ni, 65Cu, 66Zn, 71Ga, 75As, 77Se, 95Mo, 107Ag, 111Cd, 115In, 118Sn, 121Sb, 197Au, 202Hg, 205Tl, 208Pb and 209Bi | USGS certified standard MASS-1, comprising a pressed pellet of precipitated Cu-Fe-Zn sulfide standard; natural chalcopyrite (Cu), natural rhodonite (Mn), natural chalcedony (Zn), natural cobaltite (Co), natural arsenopyrite (As), natural stibnite (Sb), natural galena (Pb), natural cadmium (Cd) | 39403.09 |  |  |  | 104192.9 |  | 11197.87 | [7 empty] | 5909.201 | [5 empty] | -10686.71 | [5 empty] | 5304.652 | [5 empty] | 438903.2 | [9 empty] | 4250380 |  | 0 | [7 empty] | 315.6317 |  |  |  | 4101.928 | [13 empty] | 40420.37 |  | 0 | [7 empty] | 59278.26 | [5 empty] | 969112.6 | [15 empty] | -938495.9 |  | 8735.325 |  |  |  | 0 | [5 empty] | 31982.95 | [13 empty] | 0 | [18 empty] | 2020 | Minerals 2020, 10, 147 |  | BOL, TZA
| Animas-Chocaya Mine, Merelani Hills |  | Magmatic hydrothermal, Metamorphic |  |  | Zn | Ag, Sn, Cu, Ga, In, Fe, Mn, Cd | Zn, Ag, Sn, Cu, Ga, In, Fe, Mn, Cd |  |  | 5.0406 |  | underground mine |  |  |  |  | ore material | grab | grab | mineral separate | [5 empty] | mineralisation |  |  |  | wurtzite, sphalerite | [6 empty] | pyrite | Polished sections; MASS-1 pressed pellet standard | EMPA, LA-ICPMS | SX51 electron microprobe (Cameca Gennevilliers Cedex, France); Agilent 7700cx Series Quadrupole ICP-MS (Agilent Santa Clara, CA 95051, USA) coupled to an Applied Spectra M-50 laser ablation system | Adelaide Microscopy, University of Adelaide | EMPA: accelerating voltage of 20 kV and a specimen current of ~20 nA, focused beam size set at <1 µm; LA-ICP-MS line scans: width of line rasters around 50 µm, ablation performed in a pure He atmosphere with a flow of 700 mL/min, mixed with Ar (930 mL/min) immediately after the ablation cell, mixture passed through a pulse homogenizing device; LA-ICP-MS mapping: repetition rate of 10 Hz, 64 µm spot size, output fluence of ~2.5 J cm−2, 30 s background acquisition at the start of every raster, dwell times for all elements set to 7 ms; line scan dwell times: 10 ms for both Zn and S, and 50 ms for the remaining masses; measured isotopes: 55Mn, 57Fe, 59Co, 60Ni, 65Cu, 66Zn, 71Ga, 75As, 77Se, 95Mo, 107Ag, 111Cd, 115In, 118Sn, 121Sb, 197Au, 202Hg, 205Tl, 208Pb and 209Bi | USGS certified standard MASS-1, comprising a pressed pellet of precipitated Cu-Fe-Zn sulfide standard; natural chalcopyrite (Cu), natural rhodonite (Mn), natural chalcedony (Zn), natural cobaltite (Co), natural arsenopyrite (As), natural stibnite (Sb), natural galena (Pb), natural cadmium (Cd) | 965.7352 |  |  |  | -143.8702 |  | 672.4005 | [7 empty] | 236.5629 | [5 empty] | 662.5339 | [5 empty] | 363.8726 | [5 empty] | 11031.5 | [9 empty] | 128649.9 |  | 0 | [7 empty] | 13.1356 |  |  |  | 0 | [13 empty] | 1417.026 |  | 242.7014 | [7 empty] | 1017.209 | [5 empty] | 22269.01 | [15 empty] | 458723.7 |  | 445.2112 |  |  |  | 2719.017 | [5 empty] | 322.8351 | [13 empty] | 0 | [18 empty] | 2020 | Minerals 2020, 10, 147 |  | BOL, TZA
| Animas-Chocaya Mine, Merelani Hills |  | Magmatic hydrothermal, Metamorphic |  |  | Zn | Ag, Sn, Cu, Ga, In, Fe, Mn, Cd | Zn, Ag, Sn, Cu, Ga, In, Fe, Mn, Cd |  |  | 5.293 |  | underground mine |  |  |  |  | ore material | grab | grab | mineral separate | [5 empty] | mineralisation |  |  |  | wurtzite, sphalerite | [6 empty] | pyrite | Polished sections; MASS-1 pressed pellet standard | EMPA, LA-ICPMS | SX51 electron microprobe (Cameca Gennevilliers Cedex, France); Agilent 7700cx Series Quadrupole ICP-MS (Agilent Santa Clara, CA 95051, USA) coupled to an Applied Spectra M-50 laser ablation system | Adelaide Microscopy, University of Adelaide | EMPA: accelerating voltage of 20 kV and a specimen current of ~20 nA, focused beam size set at <1 µm; LA-ICP-MS line scans: width of line rasters around 50 µm, ablation performed in a pure He atmosphere with a flow of 700 mL/min, mixed with Ar (930 mL/min) immediately after the ablation cell, mixture passed through a pulse homogenizing device; LA-ICP-MS mapping: repetition rate of 10 Hz, 64 µm spot size, output fluence of ~2.5 J cm−2, 30 s background acquisition at the start of every raster, dwell times for all elements set to 7 ms; line scan dwell times: 10 ms for both Zn and S, and 50 ms for the remaining masses; measured isotopes: 55Mn, 57Fe, 59Co, 60Ni, 65Cu, 66Zn, 71Ga, 75As, 77Se, 95Mo, 107Ag, 111Cd, 115In, 118Sn, 121Sb, 197Au, 202Hg, 205Tl, 208Pb and 209Bi | USGS certified standard MASS-1, comprising a pressed pellet of precipitated Cu-Fe-Zn sulfide standard; natural chalcopyrite (Cu), natural rhodonite (Mn), natural chalcedony (Zn), natural cobaltite (Co), natural arsenopyrite (As), natural stibnite (Sb), natural galena (Pb), natural cadmium (Cd) | 8177.758 |  |  |  | 7908.356 |  | 4338.155 | [7 empty] | 953.9031 | [5 empty] | -1033.771 | [5 empty] | 0 | [5 empty] | 60299.11 | [9 empty] | 615233.2 |  | 0 | [7 empty] | 52.7015 |  |  |  | 794.4655 | [13 empty] | 18210.56 |  | 0 | [7 empty] | 7178.364 | [5 empty] | 121952 | [15 empty] | 2589424 |  | 847.3998 |  |  |  | 0 | [5 empty] | 2459.945 | [13 empty] | 0 | [18 empty] | 2020 | Minerals 2020, 10, 147 |  | BOL, TZA
| Animas-Chocaya Mine, Merelani Hills |  | Magmatic hydrothermal, Metamorphic |  |  | Zn | Ag, Sn, Cu, Ga, In, Fe, Mn, Cd | Zn, Ag, Sn, Cu, Ga, In, Fe, Mn, Cd |  |  | 5.5449 |  | underground mine |  |  |  |  | ore material | grab | grab | mineral separate | [5 empty] | mineralisation |  |  |  | wurtzite, sphalerite | [6 empty] | pyrite | Polished sections; MASS-1 pressed pellet standard | EMPA, LA-ICPMS | SX51 electron microprobe (Cameca Gennevilliers Cedex, France); Agilent 7700cx Series Quadrupole ICP-MS (Agilent Santa Clara, CA 95051, USA) coupled to an Applied Spectra M-50 laser ablation system | Adelaide Microscopy, University of Adelaide | EMPA: accelerating voltage of 20 kV and a specimen current of ~20 nA, focused beam size set at <1 µm; LA-ICP-MS line scans: width of line rasters around 50 µm, ablation performed in a pure He atmosphere with a flow of 700 mL/min, mixed with Ar (930 mL/min) immediately after the ablation cell, mixture passed through a pulse homogenizing device; LA-ICP-MS mapping: repetition rate of 10 Hz, 64 µm spot size, output fluence of ~2.5 J cm−2, 30 s background acquisition at the start of every raster, dwell times for all elements set to 7 ms; line scan dwell times: 10 ms for both Zn and S, and 50 ms for the remaining masses; measured isotopes: 55Mn, 57Fe, 59Co, 60Ni, 65Cu, 66Zn, 71Ga, 75As, 77Se, 95Mo, 107Ag, 111Cd, 115In, 118Sn, 121Sb, 197Au, 202Hg, 205Tl, 208Pb and 209Bi | USGS certified standard MASS-1, comprising a pressed pellet of precipitated Cu-Fe-Zn sulfide standard; natural chalcopyrite (Cu), natural rhodonite (Mn), natural chalcedony (Zn), natural cobaltite (Co), natural arsenopyrite (As), natural stibnite (Sb), natural galena (Pb), natural cadmium (Cd) | 34599.72 |  |  |  | 7229.404 |  | 11471.37 | [7 empty] | 9080.956 | [5 empty] | -5466.401 | [5 empty] | 0 | [5 empty] | 423446.8 | [9 empty] | 1981637 |  | 4041.316 | [7 empty] | -290.3811 |  |  |  | 4201.653 | [13 empty] | 39604.12 |  | 7246.176 | [7 empty] | 7593.01 | [5 empty] | 558760.4 | [15 empty] | 18798240 |  | -1391.685 |  |  |  | 0 | [5 empty] | 19753.38 | [13 empty] | 1021.99 | [18 empty] | 2020 | Minerals 2020, 10, 147 |  | BOL, TZA
| Animas-Chocaya Mine, Merelani Hills |  | Magmatic hydrothermal, Metamorphic |  |  | Zn | Ag, Sn, Cu, Ga, In, Fe, Mn, Cd | Zn, Ag, Sn, Cu, Ga, In, Fe, Mn, Cd |  |  | 5.7968 |  | underground mine |  |  |  |  | ore material | grab | grab | mineral separate | [5 empty] | mineralisation |  |  |  | wurtzite, sphalerite | [6 empty] | pyrite | Polished sections; MASS-1 pressed pellet standard | EMPA, LA-ICPMS | SX51 electron microprobe (Cameca Gennevilliers Cedex, France); Agilent 7700cx Series Quadrupole ICP-MS (Agilent Santa Clara, CA 95051, USA) coupled to an Applied Spectra M-50 laser ablation system | Adelaide Microscopy, University of Adelaide | EMPA: accelerating voltage of 20 kV and a specimen current of ~20 nA, focused beam size set at <1 µm; LA-ICP-MS line scans: width of line rasters around 50 µm, ablation performed in a pure He atmosphere with a flow of 700 mL/min, mixed with Ar (930 mL/min) immediately after the ablation cell, mixture passed through a pulse homogenizing device; LA-ICP-MS mapping: repetition rate of 10 Hz, 64 µm spot size, output fluence of ~2.5 J cm−2, 30 s background acquisition at the start of every raster, dwell times for all elements set to 7 ms; line scan dwell times: 10 ms for both Zn and S, and 50 ms for the remaining masses; measured isotopes: 55Mn, 57Fe, 59Co, 60Ni, 65Cu, 66Zn, 71Ga, 75As, 77Se, 95Mo, 107Ag, 111Cd, 115In, 118Sn, 121Sb, 197Au, 202Hg, 205Tl, 208Pb and 209Bi | USGS certified standard MASS-1, comprising a pressed pellet of precipitated Cu-Fe-Zn sulfide standard; natural chalcopyrite (Cu), natural rhodonite (Mn), natural chalcedony (Zn), natural cobaltite (Co), natural arsenopyrite (As), natural stibnite (Sb), natural galena (Pb), natural cadmium (Cd) | 15364.47 |  |  |  | 40616.2 |  | 34932.59 | [7 empty] | 3072.406 | [5 empty] | -4160.677 | [5 empty] | 2067.114 | [5 empty] | 147283 | [9 empty] | 2104559 |  | 3076.536 | [7 empty] | 299.6015 |  |  |  | 799.633 | [13 empty] | 40424.64 |  | 0 | [7 empty] | 28903.15 | [5 empty] | 422341.8 | [15 empty] | 9992261 |  | 10121.63 |  |  |  | 0 | [5 empty] | 20171.22 | [13 empty] | 0 | [18 empty] | 2020 | Minerals 2020, 10, 147 |  | BOL, TZA
| Animas-Chocaya Mine, Merelani Hills |  | Magmatic hydrothermal, Metamorphic |  |  | Zn | Ag, Sn, Cu, Ga, In, Fe, Mn, Cd | Zn, Ag, Sn, Cu, Ga, In, Fe, Mn, Cd |  |  | 6.0497 |  | underground mine |  |  |  |  | ore material | grab | grab | mineral separate | [5 empty] | mineralisation |  |  |  | wurtzite, sphalerite | [6 empty] | pyrite | Polished sections; MASS-1 pressed pellet standard | EMPA, LA-ICPMS | SX51 electron microprobe (Cameca Gennevilliers Cedex, France); Agilent 7700cx Series Quadrupole ICP-MS (Agilent Santa Clara, CA 95051, USA) coupled to an Applied Spectra M-50 laser ablation system | Adelaide Microscopy, University of Adelaide | EMPA: accelerating voltage of 20 kV and a specimen current of ~20 nA, focused beam size set at <1 µm; LA-ICP-MS line scans: width of line rasters around 50 µm, ablation performed in a pure He atmosphere with a flow of 700 mL/min, mixed with Ar (930 mL/min) immediately after the ablation cell, mixture passed through a pulse homogenizing device; LA-ICP-MS mapping: repetition rate of 10 Hz, 64 µm spot size, output fluence of ~2.5 J cm−2, 30 s background acquisition at the start of every raster, dwell times for all elements set to 7 ms; line scan dwell times: 10 ms for both Zn and S, and 50 ms for the remaining masses; measured isotopes: 55Mn, 57Fe, 59Co, 60Ni, 65Cu, 66Zn, 71Ga, 75As, 77Se, 95Mo, 107Ag, 111Cd, 115In, 118Sn, 121Sb, 197Au, 202Hg, 205Tl, 208Pb and 209Bi | USGS certified standard MASS-1, comprising a pressed pellet of precipitated Cu-Fe-Zn sulfide standard; natural chalcopyrite (Cu), natural rhodonite (Mn), natural chalcedony (Zn), natural cobaltite (Co), natural arsenopyrite (As), natural stibnite (Sb), natural galena (Pb), natural cadmium (Cd) | 13053.26 |  |  |  | -24783.45 |  | 7790.043 | [7 empty] | 8222.433 | [5 empty] | -4947.848 | [5 empty] | 2458.443 | [5 empty] | 250899.2 | [9 empty] | 1528518 |  | 0 | [7 empty] | 356.7633 |  |  |  | 0 | [13 empty] | 60300.95 |  | 0 | [7 empty] | 13751.16 | [5 empty] | 415899.9 | [15 empty] | 28316640 |  | 6720.323 |  |  |  | 73502.16 | [5 empty] | 17885.66 | [13 empty] | 0 | [18 empty] | 2020 | Minerals 2020, 10, 147 |  | BOL, TZA
| Animas-Chocaya Mine, Merelani Hills |  | Magmatic hydrothermal, Metamorphic |  |  | Zn | Ag, Sn, Cu, Ga, In, Fe, Mn, Cd | Zn, Ag, Sn, Cu, Ga, In, Fe, Mn, Cd |  |  | 6.3017 |  | underground mine |  |  |  |  | ore material | grab | grab | mineral separate | [5 empty] | mineralisation |  |  |  | wurtzite, sphalerite | [6 empty] | pyrite | Polished sections; MASS-1 pressed pellet standard | EMPA, LA-ICPMS | SX51 electron microprobe (Cameca Gennevilliers Cedex, France); Agilent 7700cx Series Quadrupole ICP-MS (Agilent Santa Clara, CA 95051, USA) coupled to an Applied Spectra M-50 laser ablation system | Adelaide Microscopy, University of Adelaide | EMPA: accelerating voltage of 20 kV and a specimen current of ~20 nA, focused beam size set at <1 µm; LA-ICP-MS line scans: width of line rasters around 50 µm, ablation performed in a pure He atmosphere with a flow of 700 mL/min, mixed with Ar (930 mL/min) immediately after the ablation cell, mixture passed through a pulse homogenizing device; LA-ICP-MS mapping: repetition rate of 10 Hz, 64 µm spot size, output fluence of ~2.5 J cm−2, 30 s background acquisition at the start of every raster, dwell times for all elements set to 7 ms; line scan dwell times: 10 ms for both Zn and S, and 50 ms for the remaining masses; measured isotopes: 55Mn, 57Fe, 59Co, 60Ni, 65Cu, 66Zn, 71Ga, 75As, 77Se, 95Mo, 107Ag, 111Cd, 115In, 118Sn, 121Sb, 197Au, 202Hg, 205Tl, 208Pb and 209Bi | USGS certified standard MASS-1, comprising a pressed pellet of precipitated Cu-Fe-Zn sulfide standard; natural chalcopyrite (Cu), natural rhodonite (Mn), natural chalcedony (Zn), natural cobaltite (Co), natural arsenopyrite (As), natural stibnite (Sb), natural galena (Pb), natural cadmium (Cd) | 28984.38 |  |  |  | 33827.54 |  | 9609.733 | [7 empty] | 6762.088 | [5 empty] | 22096.1 | [5 empty] | 3032.498 | [5 empty] | 274481.9 | [9 empty] | 2760030 |  | 0 | [7 empty] | 313.3535 |  |  |  | 0 | [13 empty] | 74383.35 |  | 0 | [7 empty] | 25445.93 | [5 empty] | 567847.4 | [15 empty] | 724938.3 |  | 8291.357 |  |  |  | 0 | [5 empty] | 6999.174 | [13 empty] | 0 | [18 empty] | 2020 | Minerals 2020, 10, 147 |  | BOL, TZA
| Animas-Chocaya Mine, Merelani Hills |  | Magmatic hydrothermal, Metamorphic |  |  | Zn | Ag, Sn, Cu, Ga, In, Fe, Mn, Cd | Zn, Ag, Sn, Cu, Ga, In, Fe, Mn, Cd |  |  | 7.5617 |  | underground mine |  |  |  |  | ore material | grab | grab | mineral separate | [5 empty] | mineralisation |  |  |  | wurtzite, sphalerite | [6 empty] | pyrite | Polished sections; MASS-1 pressed pellet standard | EMPA, LA-ICPMS | SX51 electron microprobe (Cameca Gennevilliers Cedex, France); Agilent 7700cx Series Quadrupole ICP-MS (Agilent Santa Clara, CA 95051, USA) coupled to an Applied Spectra M-50 laser ablation system | Adelaide Microscopy, University of Adelaide | EMPA: accelerating voltage of 20 kV and a specimen current of ~20 nA, focused beam size set at <1 µm; LA-ICP-MS line scans: width of line rasters around 50 µm, ablation performed in a pure He atmosphere with a flow of 700 mL/min, mixed with Ar (930 mL/min) immediately after the ablation cell, mixture passed through a pulse homogenizing device; LA-ICP-MS mapping: repetition rate of 10 Hz, 64 µm spot size, output fluence of ~2.5 J cm−2, 30 s background acquisition at the start of every raster, dwell times for all elements set to 7 ms; line scan dwell times: 10 ms for both Zn and S, and 50 ms for the remaining masses; measured isotopes: 55Mn, 57Fe, 59Co, 60Ni, 65Cu, 66Zn, 71Ga, 75As, 77Se, 95Mo, 107Ag, 111Cd, 115In, 118Sn, 121Sb, 197Au, 202Hg, 205Tl, 208Pb and 209Bi | USGS certified standard MASS-1, comprising a pressed pellet of precipitated Cu-Fe-Zn sulfide standard; natural chalcopyrite (Cu), natural rhodonite (Mn), natural chalcedony (Zn), natural cobaltite (Co), natural arsenopyrite (As), natural stibnite (Sb), natural galena (Pb), natural cadmium (Cd) | 10340.53 |  |  |  | 920.5149 |  | 3099.287 | [7 empty] | 2924.727 | [5 empty] | 3451.692 | [5 empty] | 133.3112 | [5 empty] | 26450 | [9 empty] | 231946.7 |  | 1985.239 | [7 empty] | 75.4685 |  |  |  | 2321.849 | [13 empty] | 2607.627 |  | 0 | [7 empty] | 1492.309 | [5 empty] | 76155.82 | [15 empty] | 1062202 |  | 509.1871 |  |  |  | 0 | [5 empty] | 63976.04 | [13 empty] | 0 | [18 empty] | 2020 | Minerals 2020, 10, 147 |  | BOL, TZA
| Animas-Chocaya Mine, Merelani Hills |  | Magmatic hydrothermal, Metamorphic |  |  | Zn | Ag, Sn, Cu, Ga, In, Fe, Mn, Cd | Zn, Ag, Sn, Cu, Ga, In, Fe, Mn, Cd |  |  | 9.0736 |  | underground mine |  |  |  |  | ore material | grab | grab | mineral separate | [5 empty] | mineralisation |  |  |  | wurtzite, sphalerite | [6 empty] | pyrite | Polished sections; MASS-1 pressed pellet standard | EMPA, LA-ICPMS | SX51 electron microprobe (Cameca Gennevilliers Cedex, France); Agilent 7700cx Series Quadrupole ICP-MS (Agilent Santa Clara, CA 95051, USA) coupled to an Applied Spectra M-50 laser ablation system | Adelaide Microscopy, University of Adelaide | EMPA: accelerating voltage of 20 kV and a specimen current of ~20 nA, focused beam size set at <1 µm; LA-ICP-MS line scans: width of line rasters around 50 µm, ablation performed in a pure He atmosphere with a flow of 700 mL/min, mixed with Ar (930 mL/min) immediately after the ablation cell, mixture passed through a pulse homogenizing device; LA-ICP-MS mapping: repetition rate of 10 Hz, 64 µm spot size, output fluence of ~2.5 J cm−2, 30 s background acquisition at the start of every raster, dwell times for all elements set to 7 ms; line scan dwell times: 10 ms for both Zn and S, and 50 ms for the remaining masses; measured isotopes: 55Mn, 57Fe, 59Co, 60Ni, 65Cu, 66Zn, 71Ga, 75As, 77Se, 95Mo, 107Ag, 111Cd, 115In, 118Sn, 121Sb, 197Au, 202Hg, 205Tl, 208Pb and 209Bi | USGS certified standard MASS-1, comprising a pressed pellet of precipitated Cu-Fe-Zn sulfide standard; natural chalcopyrite (Cu), natural rhodonite (Mn), natural chalcedony (Zn), natural cobaltite (Co), natural arsenopyrite (As), natural stibnite (Sb), natural galena (Pb), natural cadmium (Cd) | 2389.665 |  |  |  | 1.2556 |  | 4.2221 | [7 empty] | 5.0951 | [5 empty] | 8873.896 | [5 empty] | 0.32599 | [5 empty] | 543.9779 | [9 empty] | 27070.09 |  | 392.8164 | [7 empty] | 0.20381 |  |  |  | 1035.219 | [13 empty] | 40.2936 |  | 0 | [7 empty] | 1.3693 | [5 empty] | 91.9152 | [15 empty] | 247690.2 |  | 9.2282 |  |  |  | 0 | [5 empty] | 1405.689 | [13 empty] | 0.15354 | [18 empty] | 2020 | Minerals 2020, 10, 147 |  | BOL, TZA
| Animas-Chocaya Mine, Merelani Hills |  | Magmatic hydrothermal, Metamorphic |  |  | Zn | Ag, Sn, Cu, Ga, In, Fe, Mn, Cd | Zn, Ag, Sn, Cu, Ga, In, Fe, Mn, Cd |  |  | 9.326 |  | underground mine |  |  |  |  | ore material | grab | grab | mineral separate | [5 empty] | mineralisation |  |  |  | wurtzite, sphalerite | [6 empty] | pyrite | Polished sections; MASS-1 pressed pellet standard | EMPA, LA-ICPMS | SX51 electron microprobe (Cameca Gennevilliers Cedex, France); Agilent 7700cx Series Quadrupole ICP-MS (Agilent Santa Clara, CA 95051, USA) coupled to an Applied Spectra M-50 laser ablation system | Adelaide Microscopy, University of Adelaide | EMPA: accelerating voltage of 20 kV and a specimen current of ~20 nA, focused beam size set at <1 µm; LA-ICP-MS line scans: width of line rasters around 50 µm, ablation performed in a pure He atmosphere with a flow of 700 mL/min, mixed with Ar (930 mL/min) immediately after the ablation cell, mixture passed through a pulse homogenizing device; LA-ICP-MS mapping: repetition rate of 10 Hz, 64 µm spot size, output fluence of ~2.5 J cm−2, 30 s background acquisition at the start of every raster, dwell times for all elements set to 7 ms; line scan dwell times: 10 ms for both Zn and S, and 50 ms for the remaining masses; measured isotopes: 55Mn, 57Fe, 59Co, 60Ni, 65Cu, 66Zn, 71Ga, 75As, 77Se, 95Mo, 107Ag, 111Cd, 115In, 118Sn, 121Sb, 197Au, 202Hg, 205Tl, 208Pb and 209Bi | USGS certified standard MASS-1, comprising a pressed pellet of precipitated Cu-Fe-Zn sulfide standard; natural chalcopyrite (Cu), natural rhodonite (Mn), natural chalcedony (Zn), natural cobaltite (Co), natural arsenopyrite (As), natural stibnite (Sb), natural galena (Pb), natural cadmium (Cd) | 3392.288 |  |  |  | 2.8142 |  | 2.9212 | [7 empty] | 3.5698 | [5 empty] | 9784.759 | [5 empty] | 0.38373 | [5 empty] | 592.3383 | [9 empty] | 29867.55 |  | 467.6225 | [7 empty] | 0.16615 |  |  |  | 1050.319 | [13 empty] | 37.7917 |  | 0 | [7 empty] | 1.9345 | [5 empty] | 82.2018 | [15 empty] | 275540.7 |  | 9.4395 |  |  |  | 0 | [5 empty] | 1825.592 | [13 empty] | 0.05784 | [18 empty] | 2020 | Minerals 2020, 10, 147 |  | BOL, TZA
| Animas-Chocaya Mine, Merelani Hills |  | Magmatic hydrothermal, Metamorphic |  |  | Zn | Ag, Sn, Cu, Ga, In, Fe, Mn, Cd | Zn, Ag, Sn, Cu, Ga, In, Fe, Mn, Cd |  |  | 9.5779 |  | underground mine |  |  |  |  | ore material | grab | grab | mineral separate | [5 empty] | mineralisation |  |  |  | wurtzite, sphalerite | [6 empty] | pyrite | Polished sections; MASS-1 pressed pellet standard | EMPA, LA-ICPMS | SX51 electron microprobe (Cameca Gennevilliers Cedex, France); Agilent 7700cx Series Quadrupole ICP-MS (Agilent Santa Clara, CA 95051, USA) coupled to an Applied Spectra M-50 laser ablation system | Adelaide Microscopy, University of Adelaide | EMPA: accelerating voltage of 20 kV and a specimen current of ~20 nA, focused beam size set at <1 µm; LA-ICP-MS line scans: width of line rasters around 50 µm, ablation performed in a pure He atmosphere with a flow of 700 mL/min, mixed with Ar (930 mL/min) immediately after the ablation cell, mixture passed through a pulse homogenizing device; LA-ICP-MS mapping: repetition rate of 10 Hz, 64 µm spot size, output fluence of ~2.5 J cm−2, 30 s background acquisition at the start of every raster, dwell times for all elements set to 7 ms; line scan dwell times: 10 ms for both Zn and S, and 50 ms for the remaining masses; measured isotopes: 55Mn, 57Fe, 59Co, 60Ni, 65Cu, 66Zn, 71Ga, 75As, 77Se, 95Mo, 107Ag, 111Cd, 115In, 118Sn, 121Sb, 197Au, 202Hg, 205Tl, 208Pb and 209Bi | USGS certified standard MASS-1, comprising a pressed pellet of precipitated Cu-Fe-Zn sulfide standard; natural chalcopyrite (Cu), natural rhodonite (Mn), natural chalcedony (Zn), natural cobaltite (Co), natural arsenopyrite (As), natural stibnite (Sb), natural galena (Pb), natural cadmium (Cd) | 3801.171 |  |  |  | 0.74385 |  | 2.609 | [7 empty] | 2.3574 | [5 empty] | 9766.484 | [5 empty] | 0.26674 | [5 empty] | 537.8481 | [9 empty] | 27900.38 |  | 475 | [7 empty] | 0.13599 |  |  |  | 908.9605 | [13 empty] | 33.7683 |  | 0 | [7 empty] | 0.74713 | [5 empty] | 62.674 | [15 empty] | 265122.7 |  | 10.8049 |  |  |  | 0 | [5 empty] | 1722.436 | [13 empty] | 0.12566 | [18 empty] | 2020 | Minerals 2020, 10, 147 |  | BOL, TZA
| Animas-Chocaya Mine, Merelani Hills |  | Magmatic hydrothermal, Metamorphic |  |  | Zn | Ag, Sn, Cu, Ga, In, Fe, Mn, Cd | Zn, Ag, Sn, Cu, Ga, In, Fe, Mn, Cd |  |  | 10.3347 |  | underground mine |  |  |  |  | ore material | grab | grab | mineral separate | [5 empty] | mineralisation |  |  |  | wurtzite, sphalerite | [6 empty] | pyrite | Polished sections; MASS-1 pressed pellet standard | EMPA, LA-ICPMS | SX51 electron microprobe (Cameca Gennevilliers Cedex, France); Agilent 7700cx Series Quadrupole ICP-MS (Agilent Santa Clara, CA 95051, USA) coupled to an Applied Spectra M-50 laser ablation system | Adelaide Microscopy, University of Adelaide | EMPA: accelerating voltage of 20 kV and a specimen current of ~20 nA, focused beam size set at <1 µm; LA-ICP-MS line scans: width of line rasters around 50 µm, ablation performed in a pure He atmosphere with a flow of 700 mL/min, mixed with Ar (930 mL/min) immediately after the ablation cell, mixture passed through a pulse homogenizing device; LA-ICP-MS mapping: repetition rate of 10 Hz, 64 µm spot size, output fluence of ~2.5 J cm−2, 30 s background acquisition at the start of every raster, dwell times for all elements set to 7 ms; line scan dwell times: 10 ms for both Zn and S, and 50 ms for the remaining masses; measured isotopes: 55Mn, 57Fe, 59Co, 60Ni, 65Cu, 66Zn, 71Ga, 75As, 77Se, 95Mo, 107Ag, 111Cd, 115In, 118Sn, 121Sb, 197Au, 202Hg, 205Tl, 208Pb and 209Bi | USGS certified standard MASS-1, comprising a pressed pellet of precipitated Cu-Fe-Zn sulfide standard; natural chalcopyrite (Cu), natural rhodonite (Mn), natural chalcedony (Zn), natural cobaltite (Co), natural arsenopyrite (As), natural stibnite (Sb), natural galena (Pb), natural cadmium (Cd) | 3767.089 |  |  |  | 0.47813 |  | 9.6029 | [7 empty] | 2.2695 | [5 empty] | 10693.74 | [5 empty] | 0.069291 | [5 empty] | 686.8837 | [9 empty] | 35381.21 |  | 662.7569 | [7 empty] | 0.12682 |  |  |  | 915.6739 | [13 empty] | 42.6192 |  | 0 | [7 empty] | 2.524 | [5 empty] | 47.8299 | [15 empty] | 313995.2 |  | 8.0751 |  |  |  | 0 | [5 empty] | 2030.557 | [13 empty] | 0.1306 | [18 empty] | 2020 | Minerals 2020, 10, 147 |  | BOL, TZA
| Animas-Chocaya Mine, Merelani Hills |  | Magmatic hydrothermal, Metamorphic |  |  | Zn | Ag, Sn, Cu, Ga, In, Fe, Mn, Cd | Zn, Ag, Sn, Cu, Ga, In, Fe, Mn, Cd |  |  | 11.8466 |  | underground mine |  |  |  |  | ore material | grab | grab | mineral separate | [5 empty] | mineralisation |  |  |  | wurtzite, sphalerite | [6 empty] | pyrite | Polished sections; MASS-1 pressed pellet standard | EMPA, LA-ICPMS | SX51 electron microprobe (Cameca Gennevilliers Cedex, France); Agilent 7700cx Series Quadrupole ICP-MS (Agilent Santa Clara, CA 95051, USA) coupled to an Applied Spectra M-50 laser ablation system | Adelaide Microscopy, University of Adelaide | EMPA: accelerating voltage of 20 kV and a specimen current of ~20 nA, focused beam size set at <1 µm; LA-ICP-MS line scans: width of line rasters around 50 µm, ablation performed in a pure He atmosphere with a flow of 700 mL/min, mixed with Ar (930 mL/min) immediately after the ablation cell, mixture passed through a pulse homogenizing device; LA-ICP-MS mapping: repetition rate of 10 Hz, 64 µm spot size, output fluence of ~2.5 J cm−2, 30 s background acquisition at the start of every raster, dwell times for all elements set to 7 ms; line scan dwell times: 10 ms for both Zn and S, and 50 ms for the remaining masses; measured isotopes: 55Mn, 57Fe, 59Co, 60Ni, 65Cu, 66Zn, 71Ga, 75As, 77Se, 95Mo, 107Ag, 111Cd, 115In, 118Sn, 121Sb, 197Au, 202Hg, 205Tl, 208Pb and 209Bi | USGS certified standard MASS-1, comprising a pressed pellet of precipitated Cu-Fe-Zn sulfide standard; natural chalcopyrite (Cu), natural rhodonite (Mn), natural chalcedony (Zn), natural cobaltite (Co), natural arsenopyrite (As), natural stibnite (Sb), natural galena (Pb), natural cadmium (Cd) | 4478.902 |  |  |  | 0.91977 |  | 2.7787 | [7 empty] | 0.66663 | [5 empty] | 9263.553 | [5 empty] | 0.17905 | [5 empty] | 591.692 | [9 empty] | 35137.79 |  | 449.4444 | [7 empty] | 0.10435 |  |  |  | 1066.858 | [13 empty] | 35.2819 |  | 0 | [7 empty] | 0.33468 | [5 empty] | 50.6877 | [15 empty] | 256760.5 |  | 13.3698 |  |  |  | 0 | [5 empty] | 2376.125 | [13 empty] | 0.02251 | [18 empty] | 2020 | Minerals 2020, 10, 147 |  | BOL, TZA
| Animas-Chocaya Mine, Merelani Hills |  | Magmatic hydrothermal, Metamorphic |  |  | Zn | Ag, Sn, Cu, Ga, In, Fe, Mn, Cd | Zn, Ag, Sn, Cu, Ga, In, Fe, Mn, Cd |  |  | 12.8547 |  | underground mine |  |  |  |  | ore material | grab | grab | mineral separate | [5 empty] | mineralisation |  |  |  | wurtzite, sphalerite | [6 empty] | pyrite | Polished sections; MASS-1 pressed pellet standard | EMPA, LA-ICPMS | SX51 electron microprobe (Cameca Gennevilliers Cedex, France); Agilent 7700cx Series Quadrupole ICP-MS (Agilent Santa Clara, CA 95051, USA) coupled to an Applied Spectra M-50 laser ablation system | Adelaide Microscopy, University of Adelaide | EMPA: accelerating voltage of 20 kV and a specimen current of ~20 nA, focused beam size set at <1 µm; LA-ICP-MS line scans: width of line rasters around 50 µm, ablation performed in a pure He atmosphere with a flow of 700 mL/min, mixed with Ar (930 mL/min) immediately after the ablation cell, mixture passed through a pulse homogenizing device; LA-ICP-MS mapping: repetition rate of 10 Hz, 64 µm spot size, output fluence of ~2.5 J cm−2, 30 s background acquisition at the start of every raster, dwell times for all elements set to 7 ms; line scan dwell times: 10 ms for both Zn and S, and 50 ms for the remaining masses; measured isotopes: 55Mn, 57Fe, 59Co, 60Ni, 65Cu, 66Zn, 71Ga, 75As, 77Se, 95Mo, 107Ag, 111Cd, 115In, 118Sn, 121Sb, 197Au, 202Hg, 205Tl, 208Pb and 209Bi | USGS certified standard MASS-1, comprising a pressed pellet of precipitated Cu-Fe-Zn sulfide standard; natural chalcopyrite (Cu), natural rhodonite (Mn), natural chalcedony (Zn), natural cobaltite (Co), natural arsenopyrite (As), natural stibnite (Sb), natural galena (Pb), natural cadmium (Cd) | 2932.384 |  |  |  | 1.0989 |  | 1.7737 | [7 empty] | 0.29126 | [5 empty] | 7925.32 | [5 empty] | 0 | [5 empty] | 469.9879 | [9 empty] | 25770.46 |  | 299.6083 | [7 empty] | 0.097755 |  |  |  | 291.6126 | [13 empty] | 34.9181 |  | 0.74702 | [7 empty] | 0.15669 | [5 empty] | 44.3733 | [15 empty] | 257702.5 |  | 18.6454 |  |  |  | 0 | [5 empty] | 1577.506 | [13 empty] | 0.021077 | [18 empty] | 2020 | Minerals 2020, 10, 147 |  | BOL, TZA
| Animas-Chocaya Mine, Merelani Hills |  | Magmatic hydrothermal, Metamorphic |  |  | Zn | Ag, Sn, Cu, Ga, In, Fe, Mn, Cd | Zn, Ag, Sn, Cu, Ga, In, Fe, Mn, Cd |  |  | 13.1066 |  | underground mine |  |  |  |  | ore material | grab | grab | mineral separate | [5 empty] | mineralisation |  |  |  | wurtzite, sphalerite | [6 empty] | pyrite | Polished sections; MASS-1 pressed pellet standard | EMPA, LA-ICPMS | SX51 electron microprobe (Cameca Gennevilliers Cedex, France); Agilent 7700cx Series Quadrupole ICP-MS (Agilent Santa Clara, CA 95051, USA) coupled to an Applied Spectra M-50 laser ablation system | Adelaide Microscopy, University of Adelaide | EMPA: accelerating voltage of 20 kV and a specimen current of ~20 nA, focused beam size set at <1 µm; LA-ICP-MS line scans: width of line rasters around 50 µm, ablation performed in a pure He atmosphere with a flow of 700 mL/min, mixed with Ar (930 mL/min) immediately after the ablation cell, mixture passed through a pulse homogenizing device; LA-ICP-MS mapping: repetition rate of 10 Hz, 64 µm spot size, output fluence of ~2.5 J cm−2, 30 s background acquisition at the start of every raster, dwell times for all elements set to 7 ms; line scan dwell times: 10 ms for both Zn and S, and 50 ms for the remaining masses; measured isotopes: 55Mn, 57Fe, 59Co, 60Ni, 65Cu, 66Zn, 71Ga, 75As, 77Se, 95Mo, 107Ag, 111Cd, 115In, 118Sn, 121Sb, 197Au, 202Hg, 205Tl, 208Pb and 209Bi | USGS certified standard MASS-1, comprising a pressed pellet of precipitated Cu-Fe-Zn sulfide standard; natural chalcopyrite (Cu), natural rhodonite (Mn), natural chalcedony (Zn), natural cobaltite (Co), natural arsenopyrite (As), natural stibnite (Sb), natural galena (Pb), natural cadmium (Cd) | 2973.206 |  |  |  | 1.2073 |  | 1.8188 | [7 empty] | 0.25143 | [5 empty] | 9734.216 | [5 empty] | 0 | [5 empty] | 501.766 | [9 empty] | 30854.45 |  | 354.4763 | [7 empty] | 0.13585 |  |  |  | 213.4544 | [13 empty] | 38.1777 |  | 0.16415 | [7 empty] | 0.68866 | [5 empty] | 40.8309 | [15 empty] | 281292 |  | 23.8863 |  |  |  | 0 | [5 empty] | 1573.252 | [13 empty] | 0.069471 | [18 empty] | 2020 | Minerals 2020, 10, 147 |  | BOL, TZA
| Animas-Chocaya Mine, Merelani Hills |  | Magmatic hydrothermal, Metamorphic |  |  | Zn | Ag, Sn, Cu, Ga, In, Fe, Mn, Cd | Zn, Ag, Sn, Cu, Ga, In, Fe, Mn, Cd |  |  | 13.3591 |  | underground mine |  |  |  |  | ore material | grab | grab | mineral separate | [5 empty] | mineralisation |  |  |  | wurtzite, sphalerite | [6 empty] | pyrite | Polished sections; MASS-1 pressed pellet standard | EMPA, LA-ICPMS | SX51 electron microprobe (Cameca Gennevilliers Cedex, France); Agilent 7700cx Series Quadrupole ICP-MS (Agilent Santa Clara, CA 95051, USA) coupled to an Applied Spectra M-50 laser ablation system | Adelaide Microscopy, University of Adelaide | EMPA: accelerating voltage of 20 kV and a specimen current of ~20 nA, focused beam size set at <1 µm; LA-ICP-MS line scans: width of line rasters around 50 µm, ablation performed in a pure He atmosphere with a flow of 700 mL/min, mixed with Ar (930 mL/min) immediately after the ablation cell, mixture passed through a pulse homogenizing device; LA-ICP-MS mapping: repetition rate of 10 Hz, 64 µm spot size, output fluence of ~2.5 J cm−2, 30 s background acquisition at the start of every raster, dwell times for all elements set to 7 ms; line scan dwell times: 10 ms for both Zn and S, and 50 ms for the remaining masses; measured isotopes: 55Mn, 57Fe, 59Co, 60Ni, 65Cu, 66Zn, 71Ga, 75As, 77Se, 95Mo, 107Ag, 111Cd, 115In, 118Sn, 121Sb, 197Au, 202Hg, 205Tl, 208Pb and 209Bi | USGS certified standard MASS-1, comprising a pressed pellet of precipitated Cu-Fe-Zn sulfide standard; natural chalcopyrite (Cu), natural rhodonite (Mn), natural chalcedony (Zn), natural cobaltite (Co), natural arsenopyrite (As), natural stibnite (Sb), natural galena (Pb), natural cadmium (Cd) | 2625.909 |  |  |  | 1.9102 |  | 3.4898 | [7 empty] | 0.48239 | [5 empty] | 9158.172 | [5 empty] | 0.11774 | [5 empty] | 499.9358 | [9 empty] | 28539.83 |  | 335.3793 | [7 empty] | 0.11049 |  |  |  | 182.5219 | [13 empty] | 35.387 |  | 0 | [7 empty] | 0.66063 | [5 empty] | 42.5893 | [15 empty] | 283056.8 |  | 21.2506 |  |  |  | 0 | [5 empty] | 1363.789 | [13 empty] | 0.044428 | [18 empty] | 2020 | Minerals 2020, 10, 147 |  | BOL, TZA
| Animas-Chocaya Mine, Merelani Hills |  | Magmatic hydrothermal, Metamorphic |  |  | Zn | Ag, Sn, Cu, Ga, In, Fe, Mn, Cd | Zn, Ag, Sn, Cu, Ga, In, Fe, Mn, Cd |  |  | 13.611 |  | underground mine |  |  |  |  | ore material | grab | grab | mineral separate | [5 empty] | mineralisation |  |  |  | wurtzite, sphalerite | [6 empty] | pyrite | Polished sections; MASS-1 pressed pellet standard | EMPA, LA-ICPMS | SX51 electron microprobe (Cameca Gennevilliers Cedex, France); Agilent 7700cx Series Quadrupole ICP-MS (Agilent Santa Clara, CA 95051, USA) coupled to an Applied Spectra M-50 laser ablation system | Adelaide Microscopy, University of Adelaide | EMPA: accelerating voltage of 20 kV and a specimen current of ~20 nA, focused beam size set at <1 µm; LA-ICP-MS line scans: width of line rasters around 50 µm, ablation performed in a pure He atmosphere with a flow of 700 mL/min, mixed with Ar (930 mL/min) immediately after the ablation cell, mixture passed through a pulse homogenizing device; LA-ICP-MS mapping: repetition rate of 10 Hz, 64 µm spot size, output fluence of ~2.5 J cm−2, 30 s background acquisition at the start of every raster, dwell times for all elements set to 7 ms; line scan dwell times: 10 ms for both Zn and S, and 50 ms for the remaining masses; measured isotopes: 55Mn, 57Fe, 59Co, 60Ni, 65Cu, 66Zn, 71Ga, 75As, 77Se, 95Mo, 107Ag, 111Cd, 115In, 118Sn, 121Sb, 197Au, 202Hg, 205Tl, 208Pb and 209Bi | USGS certified standard MASS-1, comprising a pressed pellet of precipitated Cu-Fe-Zn sulfide standard; natural chalcopyrite (Cu), natural rhodonite (Mn), natural chalcedony (Zn), natural cobaltite (Co), natural arsenopyrite (As), natural stibnite (Sb), natural galena (Pb), natural cadmium (Cd) | 2517.873 |  |  |  | -0.096597 |  | 2.9604 | [7 empty] | 0.75357 | [5 empty] | 9283.892 | [5 empty] | 0.059498 | [5 empty] | 446.6104 | [9 empty] | 27445.82 |  | 343.2513 | [7 empty] | 0.18439 |  |  |  | 118.8981 | [13 empty] | 32.5026 |  | 0 | [7 empty] | 0.50083 | [5 empty] | 48.8858 | [15 empty] | 274732.7 |  | 19.1526 |  |  |  | 0 | [5 empty] | 1339.688 | [13 empty] | 0.044908 | [18 empty] | 2020 | Minerals 2020, 10, 147 |  | BOL, TZA
| Animas-Chocaya Mine, Merelani Hills |  | Magmatic hydrothermal, Metamorphic |  |  | Zn | Ag, Sn, Cu, Ga, In, Fe, Mn, Cd | Zn, Ag, Sn, Cu, Ga, In, Fe, Mn, Cd |  |  | 14.6196 |  | underground mine |  |  |  |  | ore material | grab | grab | mineral separate | [5 empty] | mineralisation |  |  |  | wurtzite, sphalerite | [6 empty] | pyrite | Polished sections; MASS-1 pressed pellet standard | EMPA, LA-ICPMS | SX51 electron microprobe (Cameca Gennevilliers Cedex, France); Agilent 7700cx Series Quadrupole ICP-MS (Agilent Santa Clara, CA 95051, USA) coupled to an Applied Spectra M-50 laser ablation system | Adelaide Microscopy, University of Adelaide | EMPA: accelerating voltage of 20 kV and a specimen current of ~20 nA, focused beam size set at <1 µm; LA-ICP-MS line scans: width of line rasters around 50 µm, ablation performed in a pure He atmosphere with a flow of 700 mL/min, mixed with Ar (930 mL/min) immediately after the ablation cell, mixture passed through a pulse homogenizing device; LA-ICP-MS mapping: repetition rate of 10 Hz, 64 µm spot size, output fluence of ~2.5 J cm−2, 30 s background acquisition at the start of every raster, dwell times for all elements set to 7 ms; line scan dwell times: 10 ms for both Zn and S, and 50 ms for the remaining masses; measured isotopes: 55Mn, 57Fe, 59Co, 60Ni, 65Cu, 66Zn, 71Ga, 75As, 77Se, 95Mo, 107Ag, 111Cd, 115In, 118Sn, 121Sb, 197Au, 202Hg, 205Tl, 208Pb and 209Bi | USGS certified standard MASS-1, comprising a pressed pellet of precipitated Cu-Fe-Zn sulfide standard; natural chalcopyrite (Cu), natural rhodonite (Mn), natural chalcedony (Zn), natural cobaltite (Co), natural arsenopyrite (As), natural stibnite (Sb), natural galena (Pb), natural cadmium (Cd) | 2357.94 |  |  |  | 1.1025 |  | 1.1866 | [7 empty] | 0.56375 | [5 empty] | 8794.762 | [5 empty] | 0.1681 | [5 empty] | 389.9453 | [9 empty] | 22616.29 |  | 636.2352 | [7 empty] | 0.10056 |  |  |  | 152.7922 | [13 empty] | 30.4429 |  | 0 | [7 empty] | 1.4157 | [5 empty] | 49.0145 | [15 empty] | 270699.1 |  | 9.4606 |  |  |  | 0 | [5 empty] | 1163.014 | [13 empty] | 0.10577 | [18 empty] | 2020 | Minerals 2020, 10, 147 |  | BOL, TZA
| Animas-Chocaya Mine, Merelani Hills |  | Magmatic hydrothermal, Metamorphic |  |  | Zn | Ag, Sn, Cu, Ga, In, Fe, Mn, Cd | Zn, Ag, Sn, Cu, Ga, In, Fe, Mn, Cd |  |  | 15.8796 |  | underground mine |  |  |  |  | ore material | grab | grab | mineral separate | [5 empty] | mineralisation |  |  |  | wurtzite, sphalerite | [6 empty] | pyrite | Polished sections; MASS-1 pressed pellet standard | EMPA, LA-ICPMS | SX51 electron microprobe (Cameca Gennevilliers Cedex, France); Agilent 7700cx Series Quadrupole ICP-MS (Agilent Santa Clara, CA 95051, USA) coupled to an Applied Spectra M-50 laser ablation system | Adelaide Microscopy, University of Adelaide | EMPA: accelerating voltage of 20 kV and a specimen current of ~20 nA, focused beam size set at <1 µm; LA-ICP-MS line scans: width of line rasters around 50 µm, ablation performed in a pure He atmosphere with a flow of 700 mL/min, mixed with Ar (930 mL/min) immediately after the ablation cell, mixture passed through a pulse homogenizing device; LA-ICP-MS mapping: repetition rate of 10 Hz, 64 µm spot size, output fluence of ~2.5 J cm−2, 30 s background acquisition at the start of every raster, dwell times for all elements set to 7 ms; line scan dwell times: 10 ms for both Zn and S, and 50 ms for the remaining masses; measured isotopes: 55Mn, 57Fe, 59Co, 60Ni, 65Cu, 66Zn, 71Ga, 75As, 77Se, 95Mo, 107Ag, 111Cd, 115In, 118Sn, 121Sb, 197Au, 202Hg, 205Tl, 208Pb and 209Bi | USGS certified standard MASS-1, comprising a pressed pellet of precipitated Cu-Fe-Zn sulfide standard; natural chalcopyrite (Cu), natural rhodonite (Mn), natural chalcedony (Zn), natural cobaltite (Co), natural arsenopyrite (As), natural stibnite (Sb), natural galena (Pb), natural cadmium (Cd) | 4145.762 |  |  |  | 0.39959 |  | 1.0442 | [7 empty] | 0.32424 | [5 empty] | 9804.215 | [5 empty] | 0.23196 | [5 empty] | 502.5988 | [9 empty] | 19977.42 |  | 813.7944 | [7 empty] | 0.074839 |  |  |  | 542.2866 | [13 empty] | 25.7253 |  | 0 | [7 empty] | 1.1401 | [5 empty] | 53.6112 | [15 empty] | 287206.5 |  | 3.4967 |  |  |  | 0 | [5 empty] | 1849.065 | [13 empty] | 0.6571 | [18 empty] | 2020 | Minerals 2020, 10, 147 |  | BOL, TZA
| Animas-Chocaya Mine, Merelani Hills |  | Magmatic hydrothermal, Metamorphic |  |  | Zn | Ag, Sn, Cu, Ga, In, Fe, Mn, Cd | Zn, Ag, Sn, Cu, Ga, In, Fe, Mn, Cd |  |  | 16.8878 |  | underground mine |  |  |  |  | ore material | grab | grab | mineral separate | [5 empty] | mineralisation |  |  |  | wurtzite, sphalerite | [6 empty] | pyrite | Polished sections; MASS-1 pressed pellet standard | EMPA, LA-ICPMS | SX51 electron microprobe (Cameca Gennevilliers Cedex, France); Agilent 7700cx Series Quadrupole ICP-MS (Agilent Santa Clara, CA 95051, USA) coupled to an Applied Spectra M-50 laser ablation system | Adelaide Microscopy, University of Adelaide | EMPA: accelerating voltage of 20 kV and a specimen current of ~20 nA, focused beam size set at <1 µm; LA-ICP-MS line scans: width of line rasters around 50 µm, ablation performed in a pure He atmosphere with a flow of 700 mL/min, mixed with Ar (930 mL/min) immediately after the ablation cell, mixture passed through a pulse homogenizing device; LA-ICP-MS mapping: repetition rate of 10 Hz, 64 µm spot size, output fluence of ~2.5 J cm−2, 30 s background acquisition at the start of every raster, dwell times for all elements set to 7 ms; line scan dwell times: 10 ms for both Zn and S, and 50 ms for the remaining masses; measured isotopes: 55Mn, 57Fe, 59Co, 60Ni, 65Cu, 66Zn, 71Ga, 75As, 77Se, 95Mo, 107Ag, 111Cd, 115In, 118Sn, 121Sb, 197Au, 202Hg, 205Tl, 208Pb and 209Bi | USGS certified standard MASS-1, comprising a pressed pellet of precipitated Cu-Fe-Zn sulfide standard; natural chalcopyrite (Cu), natural rhodonite (Mn), natural chalcedony (Zn), natural cobaltite (Co), natural arsenopyrite (As), natural stibnite (Sb), natural galena (Pb), natural cadmium (Cd) | 3056.998 |  |  |  | 1.5367 |  | 0.92342 | [7 empty] | 0.16248 | [5 empty] | 9021.916 | [5 empty] | 0.054471 | [5 empty] | 397.1821 | [9 empty] | 15554.42 |  | 744.8577 | [7 empty] | 0.11863 |  |  |  | 163.2066 | [13 empty] | 21.2341 |  | 0 | [7 empty] | 0 | [5 empty] | 53.6357 | [15 empty] | 272744.1 |  | 5.0018 |  |  |  | 0 | [5 empty] | 1510.868 | [13 empty] | 0.69978 | [18 empty] | 2020 | Minerals 2020, 10, 147 |  | BOL, TZA
| Animas-Chocaya Mine, Merelani Hills |  | Magmatic hydrothermal, Metamorphic |  |  | Zn | Ag, Sn, Cu, Ga, In, Fe, Mn, Cd | Zn, Ag, Sn, Cu, Ga, In, Fe, Mn, Cd |  |  | 17.1397 |  | underground mine |  |  |  |  | ore material | grab | grab | mineral separate | [5 empty] | mineralisation |  |  |  | wurtzite, sphalerite | [6 empty] | pyrite | Polished sections; MASS-1 pressed pellet standard | EMPA, LA-ICPMS | SX51 electron microprobe (Cameca Gennevilliers Cedex, France); Agilent 7700cx Series Quadrupole ICP-MS (Agilent Santa Clara, CA 95051, USA) coupled to an Applied Spectra M-50 laser ablation system | Adelaide Microscopy, University of Adelaide | EMPA: accelerating voltage of 20 kV and a specimen current of ~20 nA, focused beam size set at <1 µm; LA-ICP-MS line scans: width of line rasters around 50 µm, ablation performed in a pure He atmosphere with a flow of 700 mL/min, mixed with Ar (930 mL/min) immediately after the ablation cell, mixture passed through a pulse homogenizing device; LA-ICP-MS mapping: repetition rate of 10 Hz, 64 µm spot size, output fluence of ~2.5 J cm−2, 30 s background acquisition at the start of every raster, dwell times for all elements set to 7 ms; line scan dwell times: 10 ms for both Zn and S, and 50 ms for the remaining masses; measured isotopes: 55Mn, 57Fe, 59Co, 60Ni, 65Cu, 66Zn, 71Ga, 75As, 77Se, 95Mo, 107Ag, 111Cd, 115In, 118Sn, 121Sb, 197Au, 202Hg, 205Tl, 208Pb and 209Bi | USGS certified standard MASS-1, comprising a pressed pellet of precipitated Cu-Fe-Zn sulfide standard; natural chalcopyrite (Cu), natural rhodonite (Mn), natural chalcedony (Zn), natural cobaltite (Co), natural arsenopyrite (As), natural stibnite (Sb), natural galena (Pb), natural cadmium (Cd) | 3179.92 |  |  |  | -0.55365 |  | 0.98055 | [7 empty] | 0.26388 | [5 empty] | 8986.178 | [5 empty] | 0 | [5 empty] | 356.6187 | [9 empty] | 16673.79 |  | 678.7256 | [7 empty] | 0.1002 |  |  |  | 121.1535 | [13 empty] | 18.4003 |  | 0 | [7 empty] | 0.30594 | [5 empty] | 59.5877 | [15 empty] | 264023.6 |  | 5.5903 |  |  |  | 0 | [5 empty] | 1632.127 | [13 empty] | 0.9051 | [18 empty] | 2020 | Minerals 2020, 10, 147 |  | BOL, TZA
| Animas-Chocaya Mine, Merelani Hills |  | Magmatic hydrothermal, Metamorphic |  |  | Zn | Ag, Sn, Cu, Ga, In, Fe, Mn, Cd | Zn, Ag, Sn, Cu, Ga, In, Fe, Mn, Cd |  |  | 17.3921 |  | underground mine |  |  |  |  | ore material | grab | grab | mineral separate | [5 empty] | mineralisation |  |  |  | wurtzite, sphalerite | [6 empty] | pyrite | Polished sections; MASS-1 pressed pellet standard | EMPA, LA-ICPMS | SX51 electron microprobe (Cameca Gennevilliers Cedex, France); Agilent 7700cx Series Quadrupole ICP-MS (Agilent Santa Clara, CA 95051, USA) coupled to an Applied Spectra M-50 laser ablation system | Adelaide Microscopy, University of Adelaide | EMPA: accelerating voltage of 20 kV and a specimen current of ~20 nA, focused beam size set at <1 µm; LA-ICP-MS line scans: width of line rasters around 50 µm, ablation performed in a pure He atmosphere with a flow of 700 mL/min, mixed with Ar (930 mL/min) immediately after the ablation cell, mixture passed through a pulse homogenizing device; LA-ICP-MS mapping: repetition rate of 10 Hz, 64 µm spot size, output fluence of ~2.5 J cm−2, 30 s background acquisition at the start of every raster, dwell times for all elements set to 7 ms; line scan dwell times: 10 ms for both Zn and S, and 50 ms for the remaining masses; measured isotopes: 55Mn, 57Fe, 59Co, 60Ni, 65Cu, 66Zn, 71Ga, 75As, 77Se, 95Mo, 107Ag, 111Cd, 115In, 118Sn, 121Sb, 197Au, 202Hg, 205Tl, 208Pb and 209Bi | USGS certified standard MASS-1, comprising a pressed pellet of precipitated Cu-Fe-Zn sulfide standard; natural chalcopyrite (Cu), natural rhodonite (Mn), natural chalcedony (Zn), natural cobaltite (Co), natural arsenopyrite (As), natural stibnite (Sb), natural galena (Pb), natural cadmium (Cd) | 2967.372 |  |  |  | -0.33527 |  | 1.2028 | [7 empty] | 0.16931 | [5 empty] | 9030.792 | [5 empty] | 0.056751 | [5 empty] | 368.7269 | [9 empty] | 16141.42 |  | 650.3063 | [7 empty] | 0.10688 |  |  |  | 98.9547 | [13 empty] | 23.0275 |  | 0 | [7 empty] | 0.47848 | [5 empty] | 56.7604 | [15 empty] | 266668.9 |  | 5.9521 |  |  |  | 0 | [5 empty] | 1640.456 | [13 empty] | 0.9008 | [18 empty] | 2020 | Minerals 2020, 10, 147 |  | BOL, TZA
| Animas-Chocaya Mine, Merelani Hills |  | Magmatic hydrothermal, Metamorphic |  |  | Zn | Ag, Sn, Cu, Ga, In, Fe, Mn, Cd | Zn, Ag, Sn, Cu, Ga, In, Fe, Mn, Cd |  |  | 18.6526 |  | underground mine |  |  |  |  | ore material | grab | grab | mineral separate | [5 empty] | mineralisation |  |  |  | wurtzite, sphalerite | [6 empty] | pyrite | Polished sections; MASS-1 pressed pellet standard | EMPA, LA-ICPMS | SX51 electron microprobe (Cameca Gennevilliers Cedex, France); Agilent 7700cx Series Quadrupole ICP-MS (Agilent Santa Clara, CA 95051, USA) coupled to an Applied Spectra M-50 laser ablation system | Adelaide Microscopy, University of Adelaide | EMPA: accelerating voltage of 20 kV and a specimen current of ~20 nA, focused beam size set at <1 µm; LA-ICP-MS line scans: width of line rasters around 50 µm, ablation performed in a pure He atmosphere with a flow of 700 mL/min, mixed with Ar (930 mL/min) immediately after the ablation cell, mixture passed through a pulse homogenizing device; LA-ICP-MS mapping: repetition rate of 10 Hz, 64 µm spot size, output fluence of ~2.5 J cm−2, 30 s background acquisition at the start of every raster, dwell times for all elements set to 7 ms; line scan dwell times: 10 ms for both Zn and S, and 50 ms for the remaining masses; measured isotopes: 55Mn, 57Fe, 59Co, 60Ni, 65Cu, 66Zn, 71Ga, 75As, 77Se, 95Mo, 107Ag, 111Cd, 115In, 118Sn, 121Sb, 197Au, 202Hg, 205Tl, 208Pb and 209Bi | USGS certified standard MASS-1, comprising a pressed pellet of precipitated Cu-Fe-Zn sulfide standard; natural chalcopyrite (Cu), natural rhodonite (Mn), natural chalcedony (Zn), natural cobaltite (Co), natural arsenopyrite (As), natural stibnite (Sb), natural galena (Pb), natural cadmium (Cd) | 2538.806 |  |  |  | 1.562 |  | 0.76271 | [7 empty] | 0.08259 | [5 empty] | 8851.785 | [5 empty] | 0.055346 | [5 empty] | 317.038 | [9 empty] | 14484.25 |  | 716.1717 | [7 empty] | 0.083308 |  |  |  | 32.7533 | [13 empty] | 20.5279 |  | 0 | [7 empty] | 0.9338 | [5 empty] | 33.342 | [15 empty] | 260812.5 |  | 4.7845 |  |  |  | 0 | [5 empty] | 1180.268 | [13 empty] | 0.58589 | [18 empty] | 2020 | Minerals 2020, 10, 147 |  | BOL, TZA
| Animas-Chocaya Mine, Merelani Hills |  | Magmatic hydrothermal, Metamorphic |  |  | Zn | Ag, Sn, Cu, Ga, In, Fe, Mn, Cd | Zn, Ag, Sn, Cu, Ga, In, Fe, Mn, Cd |  |  | 19.1569 |  | underground mine |  |  |  |  | ore material | grab | grab | mineral separate | [5 empty] | mineralisation |  |  |  | wurtzite, sphalerite | [6 empty] | pyrite | Polished sections; MASS-1 pressed pellet standard | EMPA, LA-ICPMS | SX51 electron microprobe (Cameca Gennevilliers Cedex, France); Agilent 7700cx Series Quadrupole ICP-MS (Agilent Santa Clara, CA 95051, USA) coupled to an Applied Spectra M-50 laser ablation system | Adelaide Microscopy, University of Adelaide | EMPA: accelerating voltage of 20 kV and a specimen current of ~20 nA, focused beam size set at <1 µm; LA-ICP-MS line scans: width of line rasters around 50 µm, ablation performed in a pure He atmosphere with a flow of 700 mL/min, mixed with Ar (930 mL/min) immediately after the ablation cell, mixture passed through a pulse homogenizing device; LA-ICP-MS mapping: repetition rate of 10 Hz, 64 µm spot size, output fluence of ~2.5 J cm−2, 30 s background acquisition at the start of every raster, dwell times for all elements set to 7 ms; line scan dwell times: 10 ms for both Zn and S, and 50 ms for the remaining masses; measured isotopes: 55Mn, 57Fe, 59Co, 60Ni, 65Cu, 66Zn, 71Ga, 75As, 77Se, 95Mo, 107Ag, 111Cd, 115In, 118Sn, 121Sb, 197Au, 202Hg, 205Tl, 208Pb and 209Bi | USGS certified standard MASS-1, comprising a pressed pellet of precipitated Cu-Fe-Zn sulfide standard; natural chalcopyrite (Cu), natural rhodonite (Mn), natural chalcedony (Zn), natural cobaltite (Co), natural arsenopyrite (As), natural stibnite (Sb), natural galena (Pb), natural cadmium (Cd) | 2566.279 |  |  |  | 1.1368 |  | 1.4079 | [7 empty] | 0.34468 | [5 empty] | 8904.28 | [5 empty] | 0 | [5 empty] | 298.8451 | [9 empty] | 13972.76 |  | 762.1738 | [7 empty] | 0.14059 |  |  |  | 25.6855 | [13 empty] | 22.3338 |  | 0 | [7 empty] | 0.48714 | [5 empty] | 41.9911 | [15 empty] | 269667.3 |  | 3.7993 |  |  |  | 0 | [5 empty] | 1316.248 | [13 empty] | 0.78594 | [18 empty] | 2020 | Minerals 2020, 10, 147 |  | BOL, TZA
| Animas-Chocaya Mine, Merelani Hills |  | Magmatic hydrothermal, Metamorphic |  |  | Zn | Ag, Sn, Cu, Ga, In, Fe, Mn, Cd | Zn, Ag, Sn, Cu, Ga, In, Fe, Mn, Cd |  |  | 19.9127 |  | underground mine |  |  |  |  | ore material | grab | grab | mineral separate | [5 empty] | mineralisation |  |  |  | wurtzite, sphalerite | [6 empty] | pyrite | Polished sections; MASS-1 pressed pellet standard | EMPA, LA-ICPMS | SX51 electron microprobe (Cameca Gennevilliers Cedex, France); Agilent 7700cx Series Quadrupole ICP-MS (Agilent Santa Clara, CA 95051, USA) coupled to an Applied Spectra M-50 laser ablation system | Adelaide Microscopy, University of Adelaide | EMPA: accelerating voltage of 20 kV and a specimen current of ~20 nA, focused beam size set at <1 µm; LA-ICP-MS line scans: width of line rasters around 50 µm, ablation performed in a pure He atmosphere with a flow of 700 mL/min, mixed with Ar (930 mL/min) immediately after the ablation cell, mixture passed through a pulse homogenizing device; LA-ICP-MS mapping: repetition rate of 10 Hz, 64 µm spot size, output fluence of ~2.5 J cm−2, 30 s background acquisition at the start of every raster, dwell times for all elements set to 7 ms; line scan dwell times: 10 ms for both Zn and S, and 50 ms for the remaining masses; measured isotopes: 55Mn, 57Fe, 59Co, 60Ni, 65Cu, 66Zn, 71Ga, 75As, 77Se, 95Mo, 107Ag, 111Cd, 115In, 118Sn, 121Sb, 197Au, 202Hg, 205Tl, 208Pb and 209Bi | USGS certified standard MASS-1, comprising a pressed pellet of precipitated Cu-Fe-Zn sulfide standard; natural chalcopyrite (Cu), natural rhodonite (Mn), natural chalcedony (Zn), natural cobaltite (Co), natural arsenopyrite (As), natural stibnite (Sb), natural galena (Pb), natural cadmium (Cd) | 2769.205 |  |  |  | 0.59659 |  | 0.73738 | [7 empty] | 0.33938 | [5 empty] | 9329.882 | [5 empty] | 0 | [5 empty] | 254.8697 | [9 empty] | 14290.4 |  | 874.7227 | [7 empty] | 0.096426 |  |  |  | 19.9178 | [13 empty] | 26.7684 |  | 0 | [7 empty] | 0.45147 | [5 empty] | 38.7814 | [15 empty] | 264691.2 |  | 4.568 |  |  |  | 1.6052 | [5 empty] | 1210.951 | [13 empty] | 0.70811 | [18 empty] | 2020 | Minerals 2020, 10, 147 |  | BOL, TZA
| Animas-Chocaya Mine, Merelani Hills |  | Magmatic hydrothermal, Metamorphic |  |  | Zn | Ag, Sn, Cu, Ga, In, Fe, Mn, Cd | Zn, Ag, Sn, Cu, Ga, In, Fe, Mn, Cd |  |  | 20.6689 |  | underground mine |  |  |  |  | ore material | grab | grab | mineral separate | [5 empty] | mineralisation |  |  |  | wurtzite, sphalerite | [6 empty] | pyrite | Polished sections; MASS-1 pressed pellet standard | EMPA, LA-ICPMS | SX51 electron microprobe (Cameca Gennevilliers Cedex, France); Agilent 7700cx Series Quadrupole ICP-MS (Agilent Santa Clara, CA 95051, USA) coupled to an Applied Spectra M-50 laser ablation system | Adelaide Microscopy, University of Adelaide | EMPA: accelerating voltage of 20 kV and a specimen current of ~20 nA, focused beam size set at <1 µm; LA-ICP-MS line scans: width of line rasters around 50 µm, ablation performed in a pure He atmosphere with a flow of 700 mL/min, mixed with Ar (930 mL/min) immediately after the ablation cell, mixture passed through a pulse homogenizing device; LA-ICP-MS mapping: repetition rate of 10 Hz, 64 µm spot size, output fluence of ~2.5 J cm−2, 30 s background acquisition at the start of every raster, dwell times for all elements set to 7 ms; line scan dwell times: 10 ms for both Zn and S, and 50 ms for the remaining masses; measured isotopes: 55Mn, 57Fe, 59Co, 60Ni, 65Cu, 66Zn, 71Ga, 75As, 77Se, 95Mo, 107Ag, 111Cd, 115In, 118Sn, 121Sb, 197Au, 202Hg, 205Tl, 208Pb and 209Bi | USGS certified standard MASS-1, comprising a pressed pellet of precipitated Cu-Fe-Zn sulfide standard; natural chalcopyrite (Cu), natural rhodonite (Mn), natural chalcedony (Zn), natural cobaltite (Co), natural arsenopyrite (As), natural stibnite (Sb), natural galena (Pb), natural cadmium (Cd) | 2671.89 |  |  |  | 0.13759 |  | 0.83802 | [7 empty] | 0.3736 | [5 empty] | 8948.243 | [5 empty] | 0.36871 | [5 empty] | 247.7581 | [9 empty] | 14487.18 |  | 675.9022 | [7 empty] | 0.12173 |  |  |  | 16.474 | [13 empty] | 20.9534 |  | 0 | [7 empty] | 0 | [5 empty] | 43.4306 | [15 empty] | 266012.7 |  | 4.5568 |  |  |  | 0 | [5 empty] | 1171.634 | [13 empty] | 0.51812 | [18 empty] | 2020 | Minerals 2020, 10, 147 |  | BOL, TZA
| Animas-Chocaya Mine, Merelani Hills |  | Magmatic hydrothermal, Metamorphic |  |  | Zn | Ag, Sn, Cu, Ga, In, Fe, Mn, Cd | Zn, Ag, Sn, Cu, Ga, In, Fe, Mn, Cd |  |  | 20.9208 |  | underground mine |  |  |  |  | ore material | grab | grab | mineral separate | [5 empty] | mineralisation |  |  |  | wurtzite, sphalerite | [6 empty] | pyrite | Polished sections; MASS-1 pressed pellet standard | EMPA, LA-ICPMS | SX51 electron microprobe (Cameca Gennevilliers Cedex, France); Agilent 7700cx Series Quadrupole ICP-MS (Agilent Santa Clara, CA 95051, USA) coupled to an Applied Spectra M-50 laser ablation system | Adelaide Microscopy, University of Adelaide | EMPA: accelerating voltage of 20 kV and a specimen current of ~20 nA, focused beam size set at <1 µm; LA-ICP-MS line scans: width of line rasters around 50 µm, ablation performed in a pure He atmosphere with a flow of 700 mL/min, mixed with Ar (930 mL/min) immediately after the ablation cell, mixture passed through a pulse homogenizing device; LA-ICP-MS mapping: repetition rate of 10 Hz, 64 µm spot size, output fluence of ~2.5 J cm−2, 30 s background acquisition at the start of every raster, dwell times for all elements set to 7 ms; line scan dwell times: 10 ms for both Zn and S, and 50 ms for the remaining masses; measured isotopes: 55Mn, 57Fe, 59Co, 60Ni, 65Cu, 66Zn, 71Ga, 75As, 77Se, 95Mo, 107Ag, 111Cd, 115In, 118Sn, 121Sb, 197Au, 202Hg, 205Tl, 208Pb and 209Bi | USGS certified standard MASS-1, comprising a pressed pellet of precipitated Cu-Fe-Zn sulfide standard; natural chalcopyrite (Cu), natural rhodonite (Mn), natural chalcedony (Zn), natural cobaltite (Co), natural arsenopyrite (As), natural stibnite (Sb), natural galena (Pb), natural cadmium (Cd) | 2623.919 |  |  |  | 0.58872 |  | 0.89585 | [7 empty] | 0.47297 | [5 empty] | 8732.133 | [5 empty] | 0.052784 | [5 empty] | 256.3182 | [9 empty] | 13713.51 |  | 648.535 | [7 empty] | 0.11532 |  |  |  | 17.2098 | [13 empty] | 19.6834 |  | 0 | [7 empty] | 0.29715 | [5 empty] | 53.3518 | [15 empty] | 254794.5 |  | 6.6918 |  |  |  | 1.5845 | [5 empty] | 1218.436 | [13 empty] | 0.53924 | [18 empty] | 2020 | Minerals 2020, 10, 147 |  | BOL, TZA
| Animas-Chocaya Mine, Merelani Hills |  | Magmatic hydrothermal, Metamorphic |  |  | Zn | Ag, Sn, Cu, Ga, In, Fe, Mn, Cd | Zn, Ag, Sn, Cu, Ga, In, Fe, Mn, Cd |  |  | 21.1727 |  | underground mine |  |  |  |  | ore material | grab | grab | mineral separate | [5 empty] | mineralisation |  |  |  | wurtzite, sphalerite | [6 empty] | pyrite | Polished sections; MASS-1 pressed pellet standard | EMPA, LA-ICPMS | SX51 electron microprobe (Cameca Gennevilliers Cedex, France); Agilent 7700cx Series Quadrupole ICP-MS (Agilent Santa Clara, CA 95051, USA) coupled to an Applied Spectra M-50 laser ablation system | Adelaide Microscopy, University of Adelaide | EMPA: accelerating voltage of 20 kV and a specimen current of ~20 nA, focused beam size set at <1 µm; LA-ICP-MS line scans: width of line rasters around 50 µm, ablation performed in a pure He atmosphere with a flow of 700 mL/min, mixed with Ar (930 mL/min) immediately after the ablation cell, mixture passed through a pulse homogenizing device; LA-ICP-MS mapping: repetition rate of 10 Hz, 64 µm spot size, output fluence of ~2.5 J cm−2, 30 s background acquisition at the start of every raster, dwell times for all elements set to 7 ms; line scan dwell times: 10 ms for both Zn and S, and 50 ms for the remaining masses; measured isotopes: 55Mn, 57Fe, 59Co, 60Ni, 65Cu, 66Zn, 71Ga, 75As, 77Se, 95Mo, 107Ag, 111Cd, 115In, 118Sn, 121Sb, 197Au, 202Hg, 205Tl, 208Pb and 209Bi | USGS certified standard MASS-1, comprising a pressed pellet of precipitated Cu-Fe-Zn sulfide standard; natural chalcopyrite (Cu), natural rhodonite (Mn), natural chalcedony (Zn), natural cobaltite (Co), natural arsenopyrite (As), natural stibnite (Sb), natural galena (Pb), natural cadmium (Cd) | 2388.67 |  |  |  | 1.0947 |  | 1.7099 | [7 empty] | 0.37352 | [5 empty] | 8839.889 | [5 empty] | 0.16673 | [5 empty] | 265.1442 | [9 empty] | 15786.57 |  | 667.3897 | [7 empty] | 0.09325 |  |  |  | 17.3847 | [13 empty] | 22.1647 |  | 0 | [7 empty] | 0.62582 | [5 empty] | 45.6691 | [15 empty] | 294652.3 |  | 5.3532 |  |  |  | 0 | [5 empty] | 1295.895 | [13 empty] | 0.86228 | [18 empty] | 2020 | Minerals 2020, 10, 147 |  | BOL, TZA
| Animas-Chocaya Mine, Merelani Hills |  | Magmatic hydrothermal, Metamorphic |  |  | Zn | Ag, Sn, Cu, Ga, In, Fe, Mn, Cd | Zn, Ag, Sn, Cu, Ga, In, Fe, Mn, Cd |  |  | 21.4246 |  | underground mine |  |  |  |  | ore material | grab | grab | mineral separate | [5 empty] | mineralisation |  |  |  | wurtzite, sphalerite | [6 empty] | pyrite | Polished sections; MASS-1 pressed pellet standard | EMPA, LA-ICPMS | SX51 electron microprobe (Cameca Gennevilliers Cedex, France); Agilent 7700cx Series Quadrupole ICP-MS (Agilent Santa Clara, CA 95051, USA) coupled to an Applied Spectra M-50 laser ablation system | Adelaide Microscopy, University of Adelaide | EMPA: accelerating voltage of 20 kV and a specimen current of ~20 nA, focused beam size set at <1 µm; LA-ICP-MS line scans: width of line rasters around 50 µm, ablation performed in a pure He atmosphere with a flow of 700 mL/min, mixed with Ar (930 mL/min) immediately after the ablation cell, mixture passed through a pulse homogenizing device; LA-ICP-MS mapping: repetition rate of 10 Hz, 64 µm spot size, output fluence of ~2.5 J cm−2, 30 s background acquisition at the start of every raster, dwell times for all elements set to 7 ms; line scan dwell times: 10 ms for both Zn and S, and 50 ms for the remaining masses; measured isotopes: 55Mn, 57Fe, 59Co, 60Ni, 65Cu, 66Zn, 71Ga, 75As, 77Se, 95Mo, 107Ag, 111Cd, 115In, 118Sn, 121Sb, 197Au, 202Hg, 205Tl, 208Pb and 209Bi | USGS certified standard MASS-1, comprising a pressed pellet of precipitated Cu-Fe-Zn sulfide standard; natural chalcopyrite (Cu), natural rhodonite (Mn), natural chalcedony (Zn), natural cobaltite (Co), natural arsenopyrite (As), natural stibnite (Sb), natural galena (Pb), natural cadmium (Cd) | 2294.716 |  |  |  | -0.30047 |  | 1.0206 | [7 empty] | 0.34032 | [5 empty] | 7848.89 | [5 empty] | 0.050634 | [5 empty] | 240.0012 | [9 empty] | 13154.77 |  | 576.0495 | [7 empty] | 0.095678 |  |  |  | 21.5102 | [13 empty] | 17.6712 |  | 0 | [7 empty] | 0.57021 | [5 empty] | 35.3045 | [15 empty] | 250391.8 |  | 4.3266 |  |  |  | 0 | [5 empty] | 1120.117 | [13 empty] | 0.32574 | [18 empty] | 2020 | Minerals 2020, 10, 147 |  | BOL, TZA
| Animas-Chocaya Mine, Merelani Hills |  | Magmatic hydrothermal, Metamorphic |  |  | Zn | Ag, Sn, Cu, Ga, In, Fe, Mn, Cd | Zn, Ag, Sn, Cu, Ga, In, Fe, Mn, Cd |  |  | 22.4337 |  | underground mine |  |  |  |  | ore material | grab | grab | mineral separate | [5 empty] | mineralisation |  |  |  | wurtzite, sphalerite | [6 empty] | pyrite | Polished sections; MASS-1 pressed pellet standard | EMPA, LA-ICPMS | SX51 electron microprobe (Cameca Gennevilliers Cedex, France); Agilent 7700cx Series Quadrupole ICP-MS (Agilent Santa Clara, CA 95051, USA) coupled to an Applied Spectra M-50 laser ablation system | Adelaide Microscopy, University of Adelaide | EMPA: accelerating voltage of 20 kV and a specimen current of ~20 nA, focused beam size set at <1 µm; LA-ICP-MS line scans: width of line rasters around 50 µm, ablation performed in a pure He atmosphere with a flow of 700 mL/min, mixed with Ar (930 mL/min) immediately after the ablation cell, mixture passed through a pulse homogenizing device; LA-ICP-MS mapping: repetition rate of 10 Hz, 64 µm spot size, output fluence of ~2.5 J cm−2, 30 s background acquisition at the start of every raster, dwell times for all elements set to 7 ms; line scan dwell times: 10 ms for both Zn and S, and 50 ms for the remaining masses; measured isotopes: 55Mn, 57Fe, 59Co, 60Ni, 65Cu, 66Zn, 71Ga, 75As, 77Se, 95Mo, 107Ag, 111Cd, 115In, 118Sn, 121Sb, 197Au, 202Hg, 205Tl, 208Pb and 209Bi | USGS certified standard MASS-1, comprising a pressed pellet of precipitated Cu-Fe-Zn sulfide standard; natural chalcopyrite (Cu), natural rhodonite (Mn), natural chalcedony (Zn), natural cobaltite (Co), natural arsenopyrite (As), natural stibnite (Sb), natural galena (Pb), natural cadmium (Cd) | 1852.244 |  |  |  | 0.36293 |  | 1.3997 | [7 empty] | 0.098523 | [5 empty] | 7356.033 | [5 empty] | 0 | [5 empty] | 184.2483 | [9 empty] | 17874.64 |  | 444.0145 | [7 empty] | 0.10647 |  |  |  | 39.3123 | [13 empty] | 20.7767 |  | 0 | [7 empty] | 0 | [5 empty] | 39.0639 | [15 empty] | 264834.5 |  | 9.9087 |  |  |  | 0 | [5 empty] | 866.9686 | [13 empty] | 0.25962 | [18 empty] | 2020 | Minerals 2020, 10, 147 |  | BOL, TZA
| Animas-Chocaya Mine, Merelani Hills |  | Magmatic hydrothermal, Metamorphic |  |  | Zn | Ag, Sn, Cu, Ga, In, Fe, Mn, Cd | Zn, Ag, Sn, Cu, Ga, In, Fe, Mn, Cd |  |  | 22.6857 |  | underground mine |  |  |  |  | ore material | grab | grab | mineral separate | [5 empty] | mineralisation |  |  |  | wurtzite, sphalerite | [6 empty] | pyrite | Polished sections; MASS-1 pressed pellet standard | EMPA, LA-ICPMS | SX51 electron microprobe (Cameca Gennevilliers Cedex, France); Agilent 7700cx Series Quadrupole ICP-MS (Agilent Santa Clara, CA 95051, USA) coupled to an Applied Spectra M-50 laser ablation system | Adelaide Microscopy, University of Adelaide | EMPA: accelerating voltage of 20 kV and a specimen current of ~20 nA, focused beam size set at <1 µm; LA-ICP-MS line scans: width of line rasters around 50 µm, ablation performed in a pure He atmosphere with a flow of 700 mL/min, mixed with Ar (930 mL/min) immediately after the ablation cell, mixture passed through a pulse homogenizing device; LA-ICP-MS mapping: repetition rate of 10 Hz, 64 µm spot size, output fluence of ~2.5 J cm−2, 30 s background acquisition at the start of every raster, dwell times for all elements set to 7 ms; line scan dwell times: 10 ms for both Zn and S, and 50 ms for the remaining masses; measured isotopes: 55Mn, 57Fe, 59Co, 60Ni, 65Cu, 66Zn, 71Ga, 75As, 77Se, 95Mo, 107Ag, 111Cd, 115In, 118Sn, 121Sb, 197Au, 202Hg, 205Tl, 208Pb and 209Bi | USGS certified standard MASS-1, comprising a pressed pellet of precipitated Cu-Fe-Zn sulfide standard; natural chalcopyrite (Cu), natural rhodonite (Mn), natural chalcedony (Zn), natural cobaltite (Co), natural arsenopyrite (As), natural stibnite (Sb), natural galena (Pb), natural cadmium (Cd) | 1763.244 |  |  |  | 0.37716 |  | 0.64006 | [7 empty] | 0.24576 | [5 empty] | 7813.33 | [5 empty] | 0.054828 | [5 empty] | 203.6518 | [9 empty] | 19265.88 |  | 417.877 | [7 empty] | 0.14547 |  |  |  | 53.7893 | [13 empty] | 21.1012 |  | 0 | [7 empty] | 0.30889 | [5 empty] | 42.3635 | [15 empty] | 266281.8 |  | 9.224 |  |  |  | 1.6466 | [5 empty] | 737.5927 | [13 empty] | 0.20756 | [18 empty] | 2020 | Minerals 2020, 10, 147 |  | BOL, TZA
| Animas-Chocaya Mine, Merelani Hills |  | Magmatic hydrothermal, Metamorphic |  |  | Zn | Ag, Sn, Cu, Ga, In, Fe, Mn, Cd | Zn, Ag, Sn, Cu, Ga, In, Fe, Mn, Cd |  |  | 23.9457 |  | underground mine |  |  |  |  | ore material | grab | grab | mineral separate | [5 empty] | mineralisation |  |  |  | wurtzite, sphalerite | [6 empty] | pyrite | Polished sections; MASS-1 pressed pellet standard | EMPA, LA-ICPMS | SX51 electron microprobe (Cameca Gennevilliers Cedex, France); Agilent 7700cx Series Quadrupole ICP-MS (Agilent Santa Clara, CA 95051, USA) coupled to an Applied Spectra M-50 laser ablation system | Adelaide Microscopy, University of Adelaide | EMPA: accelerating voltage of 20 kV and a specimen current of ~20 nA, focused beam size set at <1 µm; LA-ICP-MS line scans: width of line rasters around 50 µm, ablation performed in a pure He atmosphere with a flow of 700 mL/min, mixed with Ar (930 mL/min) immediately after the ablation cell, mixture passed through a pulse homogenizing device; LA-ICP-MS mapping: repetition rate of 10 Hz, 64 µm spot size, output fluence of ~2.5 J cm−2, 30 s background acquisition at the start of every raster, dwell times for all elements set to 7 ms; line scan dwell times: 10 ms for both Zn and S, and 50 ms for the remaining masses; measured isotopes: 55Mn, 57Fe, 59Co, 60Ni, 65Cu, 66Zn, 71Ga, 75As, 77Se, 95Mo, 107Ag, 111Cd, 115In, 118Sn, 121Sb, 197Au, 202Hg, 205Tl, 208Pb and 209Bi | USGS certified standard MASS-1, comprising a pressed pellet of precipitated Cu-Fe-Zn sulfide standard; natural chalcopyrite (Cu), natural rhodonite (Mn), natural chalcedony (Zn), natural cobaltite (Co), natural arsenopyrite (As), natural stibnite (Sb), natural galena (Pb), natural cadmium (Cd) | 1482.09 |  |  |  | 0.13625 |  | 1.5015 | [7 empty] | 0.29361 | [5 empty] | 7802.199 | [5 empty] | 0.05238 | [5 empty] | 224.4032 | [9 empty] | 14945.18 |  | 565.7467 | [7 empty] | 0.14354 |  |  |  | 53.4669 | [13 empty] | 20.4728 |  | 0 | [7 empty] | 1.4764 | [5 empty] | 39.0647 | [15 empty] | 249944.4 |  | 4.3658 |  |  |  | 1.5736 | [5 empty] | 736.0785 | [13 empty] | 0.31743 | [18 empty] | 2020 | Minerals 2020, 10, 147 |  | BOL, TZA
| Animas-Chocaya Mine, Merelani Hills |  | Magmatic hydrothermal, Metamorphic |  |  | Zn | Ag, Sn, Cu, Ga, In, Fe, Mn, Cd | Zn, Ag, Sn, Cu, Ga, In, Fe, Mn, Cd |  |  | 24.7019 |  | underground mine |  |  |  |  | ore material | grab | grab | mineral separate | [5 empty] | mineralisation |  |  |  | wurtzite, sphalerite | [6 empty] | pyrite | Polished sections; MASS-1 pressed pellet standard | EMPA, LA-ICPMS | SX51 electron microprobe (Cameca Gennevilliers Cedex, France); Agilent 7700cx Series Quadrupole ICP-MS (Agilent Santa Clara, CA 95051, USA) coupled to an Applied Spectra M-50 laser ablation system | Adelaide Microscopy, University of Adelaide | EMPA: accelerating voltage of 20 kV and a specimen current of ~20 nA, focused beam size set at <1 µm; LA-ICP-MS line scans: width of line rasters around 50 µm, ablation performed in a pure He atmosphere with a flow of 700 mL/min, mixed with Ar (930 mL/min) immediately after the ablation cell, mixture passed through a pulse homogenizing device; LA-ICP-MS mapping: repetition rate of 10 Hz, 64 µm spot size, output fluence of ~2.5 J cm−2, 30 s background acquisition at the start of every raster, dwell times for all elements set to 7 ms; line scan dwell times: 10 ms for both Zn and S, and 50 ms for the remaining masses; measured isotopes: 55Mn, 57Fe, 59Co, 60Ni, 65Cu, 66Zn, 71Ga, 75As, 77Se, 95Mo, 107Ag, 111Cd, 115In, 118Sn, 121Sb, 197Au, 202Hg, 205Tl, 208Pb and 209Bi | USGS certified standard MASS-1, comprising a pressed pellet of precipitated Cu-Fe-Zn sulfide standard; natural chalcopyrite (Cu), natural rhodonite (Mn), natural chalcedony (Zn), natural cobaltite (Co), natural arsenopyrite (As), natural stibnite (Sb), natural galena (Pb), natural cadmium (Cd) | 2341 |  |  |  | 1.0075 |  | 0.70574 | [7 empty] | 0.4204 | [5 empty] | 8167.962 | [5 empty] | 0 | [5 empty] | 243.568 | [9 empty] | 14219.59 |  | 613.8588 | [7 empty] | 0.12718 |  |  |  | 44.2431 | [13 empty] | 17.2827 |  | 0 | [7 empty] | 0.43241 | [5 empty] | 52.8039 | [15 empty] | 233810.8 |  | 7.8271 |  |  |  | 0 | [5 empty] | 971.8499 | [13 empty] | 0.23241 | [18 empty] | 2020 | Minerals 2020, 10, 147 |  | BOL, TZA
| Animas-Chocaya Mine, Merelani Hills |  | Magmatic hydrothermal, Metamorphic |  |  | Zn | Ag, Sn, Cu, Ga, In, Fe, Mn, Cd | Zn, Ag, Sn, Cu, Ga, In, Fe, Mn, Cd |  |  | 24.9538 |  | underground mine |  |  |  |  | ore material | grab | grab | mineral separate | [5 empty] | mineralisation |  |  |  | wurtzite, sphalerite | [6 empty] | pyrite | Polished sections; MASS-1 pressed pellet standard | EMPA, LA-ICPMS | SX51 electron microprobe (Cameca Gennevilliers Cedex, France); Agilent 7700cx Series Quadrupole ICP-MS (Agilent Santa Clara, CA 95051, USA) coupled to an Applied Spectra M-50 laser ablation system | Adelaide Microscopy, University of Adelaide | EMPA: accelerating voltage of 20 kV and a specimen current of ~20 nA, focused beam size set at <1 µm; LA-ICP-MS line scans: width of line rasters around 50 µm, ablation performed in a pure He atmosphere with a flow of 700 mL/min, mixed with Ar (930 mL/min) immediately after the ablation cell, mixture passed through a pulse homogenizing device; LA-ICP-MS mapping: repetition rate of 10 Hz, 64 µm spot size, output fluence of ~2.5 J cm−2, 30 s background acquisition at the start of every raster, dwell times for all elements set to 7 ms; line scan dwell times: 10 ms for both Zn and S, and 50 ms for the remaining masses; measured isotopes: 55Mn, 57Fe, 59Co, 60Ni, 65Cu, 66Zn, 71Ga, 75As, 77Se, 95Mo, 107Ag, 111Cd, 115In, 118Sn, 121Sb, 197Au, 202Hg, 205Tl, 208Pb and 209Bi | USGS certified standard MASS-1, comprising a pressed pellet of precipitated Cu-Fe-Zn sulfide standard; natural chalcopyrite (Cu), natural rhodonite (Mn), natural chalcedony (Zn), natural cobaltite (Co), natural arsenopyrite (As), natural stibnite (Sb), natural galena (Pb), natural cadmium (Cd) | 2493.54 |  |  |  | 2.1309 |  | 0.98341 | [7 empty] | 0.49761 | [5 empty] | 9625.487 | [5 empty] | 0.057876 | [5 empty] | 307.1253 | [9 empty] | 17661.39 |  | 748.1111 | [7 empty] | 0.14646 |  |  |  | 66.0768 | [13 empty] | 19.969 |  | 0 | [7 empty] | 0.32639 | [5 empty] | 58.376 | [15 empty] | 291396.4 |  | 7.4111 |  |  |  | 0 | [5 empty] | 1142.124 | [13 empty] | 0.17542 | [18 empty] | 2020 | Minerals 2020, 10, 147 |  | BOL, TZA
| Animas-Chocaya Mine, Merelani Hills |  | Magmatic hydrothermal, Metamorphic |  |  | Zn | Ag, Sn, Cu, Ga, In, Fe, Mn, Cd | Zn, Ag, Sn, Cu, Ga, In, Fe, Mn, Cd |  |  | 25.2057 |  | underground mine |  |  |  |  | ore material | grab | grab | mineral separate | [5 empty] | mineralisation |  |  |  | wurtzite, sphalerite | [6 empty] | pyrite | Polished sections; MASS-1 pressed pellet standard | EMPA, LA-ICPMS | SX51 electron microprobe (Cameca Gennevilliers Cedex, France); Agilent 7700cx Series Quadrupole ICP-MS (Agilent Santa Clara, CA 95051, USA) coupled to an Applied Spectra M-50 laser ablation system | Adelaide Microscopy, University of Adelaide | EMPA: accelerating voltage of 20 kV and a specimen current of ~20 nA, focused beam size set at <1 µm; LA-ICP-MS line scans: width of line rasters around 50 µm, ablation performed in a pure He atmosphere with a flow of 700 mL/min, mixed with Ar (930 mL/min) immediately after the ablation cell, mixture passed through a pulse homogenizing device; LA-ICP-MS mapping: repetition rate of 10 Hz, 64 µm spot size, output fluence of ~2.5 J cm−2, 30 s background acquisition at the start of every raster, dwell times for all elements set to 7 ms; line scan dwell times: 10 ms for both Zn and S, and 50 ms for the remaining masses; measured isotopes: 55Mn, 57Fe, 59Co, 60Ni, 65Cu, 66Zn, 71Ga, 75As, 77Se, 95Mo, 107Ag, 111Cd, 115In, 118Sn, 121Sb, 197Au, 202Hg, 205Tl, 208Pb and 209Bi | USGS certified standard MASS-1, comprising a pressed pellet of precipitated Cu-Fe-Zn sulfide standard; natural chalcopyrite (Cu), natural rhodonite (Mn), natural chalcedony (Zn), natural cobaltite (Co), natural arsenopyrite (As), natural stibnite (Sb), natural galena (Pb), natural cadmium (Cd) | 2565.86 |  |  |  | -0.091602 |  | 1.5049 | [7 empty] | 0.32598 | [5 empty] | 9206.35 | [5 empty] | 0 | [5 empty] | 298.7911 | [9 empty] | 15937.64 |  | 740.9926 | [7 empty] | 0.11023 |  |  |  | 78.0286 | [13 empty] | 19.9437 |  | 0.43891 | [7 empty] | 0.15369 | [5 empty] | 53.4053 | [15 empty] | 250192.7 |  | 7.2762 |  |  |  | 0 | [5 empty] | 1052.156 | [13 empty] | 0.33041 | [18 empty] | 2020 | Minerals 2020, 10, 147 |  | BOL, TZA
| Animas-Chocaya Mine, Merelani Hills |  | Magmatic hydrothermal, Metamorphic |  |  | Zn | Ag, Sn, Cu, Ga, In, Fe, Mn, Cd | Zn, Ag, Sn, Cu, Ga, In, Fe, Mn, Cd |  |  | 25.4586 |  | underground mine |  |  |  |  | ore material | grab | grab | mineral separate | [5 empty] | mineralisation |  |  |  | wurtzite, sphalerite | [6 empty] | pyrite | Polished sections; MASS-1 pressed pellet standard | EMPA, LA-ICPMS | SX51 electron microprobe (Cameca Gennevilliers Cedex, France); Agilent 7700cx Series Quadrupole ICP-MS (Agilent Santa Clara, CA 95051, USA) coupled to an Applied Spectra M-50 laser ablation system | Adelaide Microscopy, University of Adelaide | EMPA: accelerating voltage of 20 kV and a specimen current of ~20 nA, focused beam size set at <1 µm; LA-ICP-MS line scans: width of line rasters around 50 µm, ablation performed in a pure He atmosphere with a flow of 700 mL/min, mixed with Ar (930 mL/min) immediately after the ablation cell, mixture passed through a pulse homogenizing device; LA-ICP-MS mapping: repetition rate of 10 Hz, 64 µm spot size, output fluence of ~2.5 J cm−2, 30 s background acquisition at the start of every raster, dwell times for all elements set to 7 ms; line scan dwell times: 10 ms for both Zn and S, and 50 ms for the remaining masses; measured isotopes: 55Mn, 57Fe, 59Co, 60Ni, 65Cu, 66Zn, 71Ga, 75As, 77Se, 95Mo, 107Ag, 111Cd, 115In, 118Sn, 121Sb, 197Au, 202Hg, 205Tl, 208Pb and 209Bi | USGS certified standard MASS-1, comprising a pressed pellet of precipitated Cu-Fe-Zn sulfide standard; natural chalcopyrite (Cu), natural rhodonite (Mn), natural chalcedony (Zn), natural cobaltite (Co), natural arsenopyrite (As), natural stibnite (Sb), natural galena (Pb), natural cadmium (Cd) | 2575.625 |  |  |  | -0.092674 |  | 1.0533 | [7 empty] | 0.28838 | [5 empty] | 8856.256 | [5 empty] | 0.11019 | [5 empty] | 335.4197 | [9 empty] | 17451.45 |  | 858.0777 | [7 empty] | 0.081117 |  |  |  | 100.5272 | [13 empty] | 18.9273 |  | 0 | [7 empty] | 0.46616 | [5 empty] | 50.9888 | [15 empty] | 262750.2 |  | 7.897 |  |  |  | 0 | [5 empty] | 1080.762 | [13 empty] | 0.29229 | [18 empty] | 2020 | Minerals 2020, 10, 147 |  | BOL, TZA
| Animas-Chocaya Mine, Merelani Hills |  | Magmatic hydrothermal, Metamorphic |  |  | Zn | Ag, Sn, Cu, Ga, In, Fe, Mn, Cd | Zn, Ag, Sn, Cu, Ga, In, Fe, Mn, Cd |  |  | 26.7187 |  | underground mine |  |  |  |  | ore material | grab | grab | mineral separate | [5 empty] | mineralisation |  |  |  | wurtzite, sphalerite | [6 empty] | pyrite | Polished sections; MASS-1 pressed pellet standard | EMPA, LA-ICPMS | SX51 electron microprobe (Cameca Gennevilliers Cedex, France); Agilent 7700cx Series Quadrupole ICP-MS (Agilent Santa Clara, CA 95051, USA) coupled to an Applied Spectra M-50 laser ablation system | Adelaide Microscopy, University of Adelaide | EMPA: accelerating voltage of 20 kV and a specimen current of ~20 nA, focused beam size set at <1 µm; LA-ICP-MS line scans: width of line rasters around 50 µm, ablation performed in a pure He atmosphere with a flow of 700 mL/min, mixed with Ar (930 mL/min) immediately after the ablation cell, mixture passed through a pulse homogenizing device; LA-ICP-MS mapping: repetition rate of 10 Hz, 64 µm spot size, output fluence of ~2.5 J cm−2, 30 s background acquisition at the start of every raster, dwell times for all elements set to 7 ms; line scan dwell times: 10 ms for both Zn and S, and 50 ms for the remaining masses; measured isotopes: 55Mn, 57Fe, 59Co, 60Ni, 65Cu, 66Zn, 71Ga, 75As, 77Se, 95Mo, 107Ag, 111Cd, 115In, 118Sn, 121Sb, 197Au, 202Hg, 205Tl, 208Pb and 209Bi | USGS certified standard MASS-1, comprising a pressed pellet of precipitated Cu-Fe-Zn sulfide standard; natural chalcopyrite (Cu), natural rhodonite (Mn), natural chalcedony (Zn), natural cobaltite (Co), natural arsenopyrite (As), natural stibnite (Sb), natural galena (Pb), natural cadmium (Cd) | 2262.677 |  |  |  | 1.3259 |  | 0.99811 | [7 empty] | 0.124 | [5 empty] | 9162.67 | [5 empty] | 0 | [5 empty] | 381.0352 | [9 empty] | 14992.98 |  | 712.9307 | [7 empty] | 0.10254 |  |  |  | 52.9561 | [13 empty] | 20.3872 |  | 0 | [7 empty] | 0 | [5 empty] | 58.1009 | [15 empty] | 270139.2 |  | 8.8278 |  |  |  | 0 | [5 empty] | 962.1677 | [13 empty] | 0.10474 | [18 empty] | 2020 | Minerals 2020, 10, 147 |  | BOL, TZA
| Animas-Chocaya Mine, Merelani Hills |  | Magmatic hydrothermal, Metamorphic |  |  | Zn | Ag, Sn, Cu, Ga, In, Fe, Mn, Cd | Zn, Ag, Sn, Cu, Ga, In, Fe, Mn, Cd |  |  | 28.2306 |  | underground mine |  |  |  |  | ore material | grab | grab | mineral separate | [5 empty] | mineralisation |  |  |  | wurtzite, sphalerite | [6 empty] | pyrite | Polished sections; MASS-1 pressed pellet standard | EMPA, LA-ICPMS | SX51 electron microprobe (Cameca Gennevilliers Cedex, France); Agilent 7700cx Series Quadrupole ICP-MS (Agilent Santa Clara, CA 95051, USA) coupled to an Applied Spectra M-50 laser ablation system | Adelaide Microscopy, University of Adelaide | EMPA: accelerating voltage of 20 kV and a specimen current of ~20 nA, focused beam size set at <1 µm; LA-ICP-MS line scans: width of line rasters around 50 µm, ablation performed in a pure He atmosphere with a flow of 700 mL/min, mixed with Ar (930 mL/min) immediately after the ablation cell, mixture passed through a pulse homogenizing device; LA-ICP-MS mapping: repetition rate of 10 Hz, 64 µm spot size, output fluence of ~2.5 J cm−2, 30 s background acquisition at the start of every raster, dwell times for all elements set to 7 ms; line scan dwell times: 10 ms for both Zn and S, and 50 ms for the remaining masses; measured isotopes: 55Mn, 57Fe, 59Co, 60Ni, 65Cu, 66Zn, 71Ga, 75As, 77Se, 95Mo, 107Ag, 111Cd, 115In, 118Sn, 121Sb, 197Au, 202Hg, 205Tl, 208Pb and 209Bi | USGS certified standard MASS-1, comprising a pressed pellet of precipitated Cu-Fe-Zn sulfide standard; natural chalcopyrite (Cu), natural rhodonite (Mn), natural chalcedony (Zn), natural cobaltite (Co), natural arsenopyrite (As), natural stibnite (Sb), natural galena (Pb), natural cadmium (Cd) | 1315.317 |  |  |  | 2.7085 |  | 3.4762 | [7 empty] | 0.73418 | [5 empty] | 8496.528 | [5 empty] | 0 | [5 empty] | 372.1338 | [9 empty] | 14404.98 |  | 616.9037 | [7 empty] | 0.10357 |  |  |  | 91.5529 | [13 empty] | 20.65 |  | 0 | [7 empty] | 1.0772 | [5 empty] | 71.03 | [15 empty] | 265493.8 |  | 8.2949 |  |  |  | 0 | [5 empty] | 662.0338 | [13 empty] | 0.16537 | [18 empty] | 2020 | Minerals 2020, 10, 147 |  | BOL, TZA
| Animas-Chocaya Mine, Merelani Hills |  | Magmatic hydrothermal, Metamorphic |  |  | Zn | Ag, Sn, Cu, Ga, In, Fe, Mn, Cd | Zn, Ag, Sn, Cu, Ga, In, Fe, Mn, Cd |  |  | 28.483 |  | underground mine |  |  |  |  | ore material | grab | grab | mineral separate | [5 empty] | mineralisation |  |  |  | wurtzite, sphalerite | [6 empty] | pyrite | Polished sections; MASS-1 pressed pellet standard | EMPA, LA-ICPMS | SX51 electron microprobe (Cameca Gennevilliers Cedex, France); Agilent 7700cx Series Quadrupole ICP-MS (Agilent Santa Clara, CA 95051, USA) coupled to an Applied Spectra M-50 laser ablation system | Adelaide Microscopy, University of Adelaide | EMPA: accelerating voltage of 20 kV and a specimen current of ~20 nA, focused beam size set at <1 µm; LA-ICP-MS line scans: width of line rasters around 50 µm, ablation performed in a pure He atmosphere with a flow of 700 mL/min, mixed with Ar (930 mL/min) immediately after the ablation cell, mixture passed through a pulse homogenizing device; LA-ICP-MS mapping: repetition rate of 10 Hz, 64 µm spot size, output fluence of ~2.5 J cm−2, 30 s background acquisition at the start of every raster, dwell times for all elements set to 7 ms; line scan dwell times: 10 ms for both Zn and S, and 50 ms for the remaining masses; measured isotopes: 55Mn, 57Fe, 59Co, 60Ni, 65Cu, 66Zn, 71Ga, 75As, 77Se, 95Mo, 107Ag, 111Cd, 115In, 118Sn, 121Sb, 197Au, 202Hg, 205Tl, 208Pb and 209Bi | USGS certified standard MASS-1, comprising a pressed pellet of precipitated Cu-Fe-Zn sulfide standard; natural chalcopyrite (Cu), natural rhodonite (Mn), natural chalcedony (Zn), natural cobaltite (Co), natural arsenopyrite (As), natural stibnite (Sb), natural galena (Pb), natural cadmium (Cd) | 1199.838 |  |  |  | 0.37454 |  | 3.0144 | [7 empty] | 0.6938 | [5 empty] | 8304.406 | [5 empty] | 0 | [5 empty] | 332.9055 | [9 empty] | 13873.76 |  | 609.1057 | [7 empty] | 0.1314 |  |  |  | 90.2589 | [13 empty] | 17.7276 |  | 0 | [7 empty] | 0.30796 | [5 empty] | 78.2796 | [15 empty] | 254168.4 |  | 9.4303 |  |  |  | 0 | [5 empty] | 610.9074 | [13 empty] | 0.31026 | [18 empty] | 2020 | Minerals 2020, 10, 147 |  | BOL, TZA
| Animas-Chocaya Mine, Merelani Hills |  | Magmatic hydrothermal, Metamorphic |  |  | Zn | Ag, Sn, Cu, Ga, In, Fe, Mn, Cd | Zn, Ag, Sn, Cu, Ga, In, Fe, Mn, Cd |  |  | 28.7349 |  | underground mine |  |  |  |  | ore material | grab | grab | mineral separate | [5 empty] | mineralisation |  |  |  | wurtzite, sphalerite | [6 empty] | pyrite | Polished sections; MASS-1 pressed pellet standard | EMPA, LA-ICPMS | SX51 electron microprobe (Cameca Gennevilliers Cedex, France); Agilent 7700cx Series Quadrupole ICP-MS (Agilent Santa Clara, CA 95051, USA) coupled to an Applied Spectra M-50 laser ablation system | Adelaide Microscopy, University of Adelaide | EMPA: accelerating voltage of 20 kV and a specimen current of ~20 nA, focused beam size set at <1 µm; LA-ICP-MS line scans: width of line rasters around 50 µm, ablation performed in a pure He atmosphere with a flow of 700 mL/min, mixed with Ar (930 mL/min) immediately after the ablation cell, mixture passed through a pulse homogenizing device; LA-ICP-MS mapping: repetition rate of 10 Hz, 64 µm spot size, output fluence of ~2.5 J cm−2, 30 s background acquisition at the start of every raster, dwell times for all elements set to 7 ms; line scan dwell times: 10 ms for both Zn and S, and 50 ms for the remaining masses; measured isotopes: 55Mn, 57Fe, 59Co, 60Ni, 65Cu, 66Zn, 71Ga, 75As, 77Se, 95Mo, 107Ag, 111Cd, 115In, 118Sn, 121Sb, 197Au, 202Hg, 205Tl, 208Pb and 209Bi | USGS certified standard MASS-1, comprising a pressed pellet of precipitated Cu-Fe-Zn sulfide standard; natural chalcopyrite (Cu), natural rhodonite (Mn), natural chalcedony (Zn), natural cobaltite (Co), natural arsenopyrite (As), natural stibnite (Sb), natural galena (Pb), natural cadmium (Cd) | 1279.001 |  |  |  | 2.9576 |  | 2.7957 | [7 empty] | 0.65608 | [5 empty] | 8852.202 | [5 empty] | 0 | [5 empty] | 396.4154 | [9 empty] | 12563.98 |  | 655.2473 | [7 empty] | 0.10647 |  |  |  | 116.2758 | [13 empty] | 14.6465 |  | 0 | [7 empty] | 0.30943 | [5 empty] | 78.0241 | [15 empty] | 278142 |  | 8.8773 |  |  |  | 0 | [5 empty] | 628.7109 | [13 empty] | 0.20782 | [18 empty] | 2020 | Minerals 2020, 10, 147 |  | BOL, TZA
| Animas-Chocaya Mine, Merelani Hills |  | Magmatic hydrothermal, Metamorphic |  |  | Zn | Ag, Sn, Cu, Ga, In, Fe, Mn, Cd | Zn, Ag, Sn, Cu, Ga, In, Fe, Mn, Cd |  |  | 28.9868 |  | underground mine |  |  |  |  | ore material | grab | grab | mineral separate | [5 empty] | mineralisation |  |  |  | wurtzite, sphalerite | [6 empty] | pyrite | Polished sections; MASS-1 pressed pellet standard | EMPA, LA-ICPMS | SX51 electron microprobe (Cameca Gennevilliers Cedex, France); Agilent 7700cx Series Quadrupole ICP-MS (Agilent Santa Clara, CA 95051, USA) coupled to an Applied Spectra M-50 laser ablation system | Adelaide Microscopy, University of Adelaide | EMPA: accelerating voltage of 20 kV and a specimen current of ~20 nA, focused beam size set at <1 µm; LA-ICP-MS line scans: width of line rasters around 50 µm, ablation performed in a pure He atmosphere with a flow of 700 mL/min, mixed with Ar (930 mL/min) immediately after the ablation cell, mixture passed through a pulse homogenizing device; LA-ICP-MS mapping: repetition rate of 10 Hz, 64 µm spot size, output fluence of ~2.5 J cm−2, 30 s background acquisition at the start of every raster, dwell times for all elements set to 7 ms; line scan dwell times: 10 ms for both Zn and S, and 50 ms for the remaining masses; measured isotopes: 55Mn, 57Fe, 59Co, 60Ni, 65Cu, 66Zn, 71Ga, 75As, 77Se, 95Mo, 107Ag, 111Cd, 115In, 118Sn, 121Sb, 197Au, 202Hg, 205Tl, 208Pb and 209Bi | USGS certified standard MASS-1, comprising a pressed pellet of precipitated Cu-Fe-Zn sulfide standard; natural chalcopyrite (Cu), natural rhodonite (Mn), natural chalcedony (Zn), natural cobaltite (Co), natural arsenopyrite (As), natural stibnite (Sb), natural galena (Pb), natural cadmium (Cd) | 1424.745 |  |  |  | 1.566 |  | 1.4715 | [7 empty] | 0.35223 | [5 empty] | 9408.071 | [5 empty] | 0.055358 | [5 empty] | 422.96 | [9 empty] | 12624.87 |  | 655.2086 | [7 empty] | 0.16636 |  |  |  | 167.6968 | [13 empty] | 16.124 |  | 0 | [7 empty] | 0.15637 | [5 empty] | 76.1458 | [15 empty] | 276332.6 |  | 7.5219 |  |  |  | 0 | [5 empty] | 620.7027 | [13 empty] | 0.29405 | [18 empty] | 2020 | Minerals 2020, 10, 147 |  | BOL, TZA
| Animas-Chocaya Mine, Merelani Hills |  | Magmatic hydrothermal, Metamorphic |  |  | Zn | Ag, Sn, Cu, Ga, In, Fe, Mn, Cd | Zn, Ag, Sn, Cu, Ga, In, Fe, Mn, Cd |  |  | 29.4917 |  | underground mine |  |  |  |  | ore material | grab | grab | mineral separate | [5 empty] | mineralisation |  |  |  | wurtzite, sphalerite | [6 empty] | pyrite | Polished sections; MASS-1 pressed pellet standard | EMPA, LA-ICPMS | SX51 electron microprobe (Cameca Gennevilliers Cedex, France); Agilent 7700cx Series Quadrupole ICP-MS (Agilent Santa Clara, CA 95051, USA) coupled to an Applied Spectra M-50 laser ablation system | Adelaide Microscopy, University of Adelaide | EMPA: accelerating voltage of 20 kV and a specimen current of ~20 nA, focused beam size set at <1 µm; LA-ICP-MS line scans: width of line rasters around 50 µm, ablation performed in a pure He atmosphere with a flow of 700 mL/min, mixed with Ar (930 mL/min) immediately after the ablation cell, mixture passed through a pulse homogenizing device; LA-ICP-MS mapping: repetition rate of 10 Hz, 64 µm spot size, output fluence of ~2.5 J cm−2, 30 s background acquisition at the start of every raster, dwell times for all elements set to 7 ms; line scan dwell times: 10 ms for both Zn and S, and 50 ms for the remaining masses; measured isotopes: 55Mn, 57Fe, 59Co, 60Ni, 65Cu, 66Zn, 71Ga, 75As, 77Se, 95Mo, 107Ag, 111Cd, 115In, 118Sn, 121Sb, 197Au, 202Hg, 205Tl, 208Pb and 209Bi | USGS certified standard MASS-1, comprising a pressed pellet of precipitated Cu-Fe-Zn sulfide standard; natural chalcopyrite (Cu), natural rhodonite (Mn), natural chalcedony (Zn), natural cobaltite (Co), natural arsenopyrite (As), natural stibnite (Sb), natural galena (Pb), natural cadmium (Cd) | 1447.876 |  |  |  | 2.3963 |  | 1.7948 | [7 empty] | 0.51336 | [5 empty] | 9481.135 | [5 empty] | 0 | [5 empty] | 402.8427 | [9 empty] | 11570.18 |  | 802.4622 | [7 empty] | 0.12049 |  |  |  | 171.7756 | [13 empty] | 13.157 |  | 0 | [7 empty] | 0.14902 | [5 empty] | 63.7247 | [15 empty] | 235125.5 |  | 6.2469 |  |  |  | 0 | [5 empty] | 652.4778 | [13 empty] | 0.38029 | [18 empty] | 2020 | Minerals 2020, 10, 147 |  | BOL, TZA
| Animas-Chocaya Mine, Merelani Hills |  | Magmatic hydrothermal, Metamorphic |  |  | Zn | Ag, Sn, Cu, Ga, In, Fe, Mn, Cd | Zn, Ag, Sn, Cu, Ga, In, Fe, Mn, Cd |  |  | 31.0036 |  | underground mine |  |  |  |  | ore material | grab | grab | mineral separate | [5 empty] | mineralisation |  |  |  | wurtzite, sphalerite | [6 empty] | pyrite | Polished sections; MASS-1 pressed pellet standard | EMPA, LA-ICPMS | SX51 electron microprobe (Cameca Gennevilliers Cedex, France); Agilent 7700cx Series Quadrupole ICP-MS (Agilent Santa Clara, CA 95051, USA) coupled to an Applied Spectra M-50 laser ablation system | Adelaide Microscopy, University of Adelaide | EMPA: accelerating voltage of 20 kV and a specimen current of ~20 nA, focused beam size set at <1 µm; LA-ICP-MS line scans: width of line rasters around 50 µm, ablation performed in a pure He atmosphere with a flow of 700 mL/min, mixed with Ar (930 mL/min) immediately after the ablation cell, mixture passed through a pulse homogenizing device; LA-ICP-MS mapping: repetition rate of 10 Hz, 64 µm spot size, output fluence of ~2.5 J cm−2, 30 s background acquisition at the start of every raster, dwell times for all elements set to 7 ms; line scan dwell times: 10 ms for both Zn and S, and 50 ms for the remaining masses; measured isotopes: 55Mn, 57Fe, 59Co, 60Ni, 65Cu, 66Zn, 71Ga, 75As, 77Se, 95Mo, 107Ag, 111Cd, 115In, 118Sn, 121Sb, 197Au, 202Hg, 205Tl, 208Pb and 209Bi | USGS certified standard MASS-1, comprising a pressed pellet of precipitated Cu-Fe-Zn sulfide standard; natural chalcopyrite (Cu), natural rhodonite (Mn), natural chalcedony (Zn), natural cobaltite (Co), natural arsenopyrite (As), natural stibnite (Sb), natural galena (Pb), natural cadmium (Cd) | 1888.109 |  |  |  | 3.6032 |  | 11.1804 | [7 empty] | 0.32279 | [5 empty] | 11002.3 | [5 empty] | 0 | [5 empty] | 558.8522 | [9 empty] | 14344.79 |  | 752.9764 | [7 empty] | 0.12091 |  |  |  | 475.6581 | [13 empty] | 14.7785 |  | 0 | [7 empty] | 0.30458 | [5 empty] | 81.0379 | [15 empty] | 255381.8 |  | 6.913 |  |  |  | 0 | [5 empty] | 757.0544 | [13 empty] | 0.44996 | [18 empty] | 2020 | Minerals 2020, 10, 147 |  | BOL, TZA
| Animas-Chocaya Mine, Merelani Hills |  | Magmatic hydrothermal, Metamorphic |  |  | Zn | Ag, Sn, Cu, Ga, In, Fe, Mn, Cd | Zn, Ag, Sn, Cu, Ga, In, Fe, Mn, Cd |  |  | 32.2636 |  | underground mine |  |  |  |  | ore material | grab | grab | mineral separate | [5 empty] | mineralisation |  |  |  | wurtzite, sphalerite | [6 empty] | pyrite | Polished sections; MASS-1 pressed pellet standard | EMPA, LA-ICPMS | SX51 electron microprobe (Cameca Gennevilliers Cedex, France); Agilent 7700cx Series Quadrupole ICP-MS (Agilent Santa Clara, CA 95051, USA) coupled to an Applied Spectra M-50 laser ablation system | Adelaide Microscopy, University of Adelaide | EMPA: accelerating voltage of 20 kV and a specimen current of ~20 nA, focused beam size set at <1 µm; LA-ICP-MS line scans: width of line rasters around 50 µm, ablation performed in a pure He atmosphere with a flow of 700 mL/min, mixed with Ar (930 mL/min) immediately after the ablation cell, mixture passed through a pulse homogenizing device; LA-ICP-MS mapping: repetition rate of 10 Hz, 64 µm spot size, output fluence of ~2.5 J cm−2, 30 s background acquisition at the start of every raster, dwell times for all elements set to 7 ms; line scan dwell times: 10 ms for both Zn and S, and 50 ms for the remaining masses; measured isotopes: 55Mn, 57Fe, 59Co, 60Ni, 65Cu, 66Zn, 71Ga, 75As, 77Se, 95Mo, 107Ag, 111Cd, 115In, 118Sn, 121Sb, 197Au, 202Hg, 205Tl, 208Pb and 209Bi | USGS certified standard MASS-1, comprising a pressed pellet of precipitated Cu-Fe-Zn sulfide standard; natural chalcopyrite (Cu), natural rhodonite (Mn), natural chalcedony (Zn), natural cobaltite (Co), natural arsenopyrite (As), natural stibnite (Sb), natural galena (Pb), natural cadmium (Cd) | 1816.568 |  |  |  | 3.4316 |  | 7.2609 | [7 empty] | 0.32663 | [5 empty] | 11055.99 | [5 empty] | 0 | [5 empty] | 624.5875 | [9 empty] | 14061.47 |  | 815.577 | [7 empty] | 0.1065 |  |  |  | 629.6813 | [13 empty] | 13.6098 |  | 0 | [7 empty] | 0.14506 | [5 empty] | 64.574 | [15 empty] | 238699.3 |  | 3.8394 |  |  |  | 0 | [5 empty] | 773.4861 | [13 empty] | 2.4357 | [18 empty] | 2020 | Minerals 2020, 10, 147 |  | BOL, TZA
| Animas-Chocaya Mine, Merelani Hills |  | Magmatic hydrothermal, Metamorphic |  |  | Zn | Ag, Sn, Cu, Ga, In, Fe, Mn, Cd | Zn, Ag, Sn, Cu, Ga, In, Fe, Mn, Cd |  |  | 32.5161 |  | underground mine |  |  |  |  | ore material | grab | grab | mineral separate | [5 empty] | mineralisation |  |  |  | wurtzite, sphalerite | [6 empty] | pyrite | Polished sections; MASS-1 pressed pellet standard | EMPA, LA-ICPMS | SX51 electron microprobe (Cameca Gennevilliers Cedex, France); Agilent 7700cx Series Quadrupole ICP-MS (Agilent Santa Clara, CA 95051, USA) coupled to an Applied Spectra M-50 laser ablation system | Adelaide Microscopy, University of Adelaide | EMPA: accelerating voltage of 20 kV and a specimen current of ~20 nA, focused beam size set at <1 µm; LA-ICP-MS line scans: width of line rasters around 50 µm, ablation performed in a pure He atmosphere with a flow of 700 mL/min, mixed with Ar (930 mL/min) immediately after the ablation cell, mixture passed through a pulse homogenizing device; LA-ICP-MS mapping: repetition rate of 10 Hz, 64 µm spot size, output fluence of ~2.5 J cm−2, 30 s background acquisition at the start of every raster, dwell times for all elements set to 7 ms; line scan dwell times: 10 ms for both Zn and S, and 50 ms for the remaining masses; measured isotopes: 55Mn, 57Fe, 59Co, 60Ni, 65Cu, 66Zn, 71Ga, 75As, 77Se, 95Mo, 107Ag, 111Cd, 115In, 118Sn, 121Sb, 197Au, 202Hg, 205Tl, 208Pb and 209Bi | USGS certified standard MASS-1, comprising a pressed pellet of precipitated Cu-Fe-Zn sulfide standard; natural chalcopyrite (Cu), natural rhodonite (Mn), natural chalcedony (Zn), natural cobaltite (Co), natural arsenopyrite (As), natural stibnite (Sb), natural galena (Pb), natural cadmium (Cd) | 1551.972 |  |  |  | 2.2981 |  | 5.6434 | [7 empty] | 0.56457 | [5 empty] | 11312.69 | [5 empty] | 0 | [5 empty] | 651.9746 | [9 empty] | 14969.62 |  | 708.744 | [7 empty] | 0.11829 |  |  |  | 423.0014 | [13 empty] | 13.8097 |  | 0 | [7 empty] | 0 | [5 empty] | 70.3009 | [15 empty] | 258682.6 |  | 5.3974 |  |  |  | 1.6804 | [5 empty] | 698.2604 | [13 empty] | 1.8234 | [18 empty] | 2020 | Minerals 2020, 10, 147 |  | BOL, TZA
| Animas-Chocaya Mine, Merelani Hills |  | Magmatic hydrothermal, Metamorphic |  |  | Zn | Ag, Sn, Cu, Ga, In, Fe, Mn, Cd | Zn, Ag, Sn, Cu, Ga, In, Fe, Mn, Cd |  |  | 32.768 |  | underground mine |  |  |  |  | ore material | grab | grab | mineral separate | [5 empty] | mineralisation |  |  |  | wurtzite, sphalerite | [6 empty] | pyrite | Polished sections; MASS-1 pressed pellet standard | EMPA, LA-ICPMS | SX51 electron microprobe (Cameca Gennevilliers Cedex, France); Agilent 7700cx Series Quadrupole ICP-MS (Agilent Santa Clara, CA 95051, USA) coupled to an Applied Spectra M-50 laser ablation system | Adelaide Microscopy, University of Adelaide | EMPA: accelerating voltage of 20 kV and a specimen current of ~20 nA, focused beam size set at <1 µm; LA-ICP-MS line scans: width of line rasters around 50 µm, ablation performed in a pure He atmosphere with a flow of 700 mL/min, mixed with Ar (930 mL/min) immediately after the ablation cell, mixture passed through a pulse homogenizing device; LA-ICP-MS mapping: repetition rate of 10 Hz, 64 µm spot size, output fluence of ~2.5 J cm−2, 30 s background acquisition at the start of every raster, dwell times for all elements set to 7 ms; line scan dwell times: 10 ms for both Zn and S, and 50 ms for the remaining masses; measured isotopes: 55Mn, 57Fe, 59Co, 60Ni, 65Cu, 66Zn, 71Ga, 75As, 77Se, 95Mo, 107Ag, 111Cd, 115In, 118Sn, 121Sb, 197Au, 202Hg, 205Tl, 208Pb and 209Bi | USGS certified standard MASS-1, comprising a pressed pellet of precipitated Cu-Fe-Zn sulfide standard; natural chalcopyrite (Cu), natural rhodonite (Mn), natural chalcedony (Zn), natural cobaltite (Co), natural arsenopyrite (As), natural stibnite (Sb), natural galena (Pb), natural cadmium (Cd) | 1079.589 |  |  |  | 1.3021 |  | 7.7908 | [7 empty] | 0.73122 | [5 empty] | 8573.621 | [5 empty] | 0.054202 | [5 empty] | 525.0887 | [9 empty] | 13324.42 |  | 613.3074 | [7 empty] | 0.108 |  |  |  | 327.4217 | [13 empty] | 12.9816 |  | 0 | [7 empty] | 0.61341 | [5 empty] | 72.3466 | [15 empty] | 247601.9 |  | 5.8942 |  |  |  | 0 | [5 empty] | 572.5536 | [13 empty] | 1.5858 | [18 empty] | 2020 | Minerals 2020, 10, 147 |  | BOL, TZA
| Animas-Chocaya Mine, Merelani Hills |  | Magmatic hydrothermal, Metamorphic |  |  | Zn | Ag, Sn, Cu, Ga, In, Fe, Mn, Cd | Zn, Ag, Sn, Cu, Ga, In, Fe, Mn, Cd |  |  | 33.0199 |  | underground mine |  |  |  |  | ore material | grab | grab | mineral separate | [5 empty] | mineralisation |  |  |  | wurtzite, sphalerite | [6 empty] | pyrite | Polished sections; MASS-1 pressed pellet standard | EMPA, LA-ICPMS | SX51 electron microprobe (Cameca Gennevilliers Cedex, France); Agilent 7700cx Series Quadrupole ICP-MS (Agilent Santa Clara, CA 95051, USA) coupled to an Applied Spectra M-50 laser ablation system | Adelaide Microscopy, University of Adelaide | EMPA: accelerating voltage of 20 kV and a specimen current of ~20 nA, focused beam size set at <1 µm; LA-ICP-MS line scans: width of line rasters around 50 µm, ablation performed in a pure He atmosphere with a flow of 700 mL/min, mixed with Ar (930 mL/min) immediately after the ablation cell, mixture passed through a pulse homogenizing device; LA-ICP-MS mapping: repetition rate of 10 Hz, 64 µm spot size, output fluence of ~2.5 J cm−2, 30 s background acquisition at the start of every raster, dwell times for all elements set to 7 ms; line scan dwell times: 10 ms for both Zn and S, and 50 ms for the remaining masses; measured isotopes: 55Mn, 57Fe, 59Co, 60Ni, 65Cu, 66Zn, 71Ga, 75As, 77Se, 95Mo, 107Ag, 111Cd, 115In, 118Sn, 121Sb, 197Au, 202Hg, 205Tl, 208Pb and 209Bi | USGS certified standard MASS-1, comprising a pressed pellet of precipitated Cu-Fe-Zn sulfide standard; natural chalcopyrite (Cu), natural rhodonite (Mn), natural chalcedony (Zn), natural cobaltite (Co), natural arsenopyrite (As), natural stibnite (Sb), natural galena (Pb), natural cadmium (Cd) | 794.2444 |  |  |  | 2.4155 |  | 5.2591 | [7 empty] | 0.35829 | [5 empty] | 8208.868 | [5 empty] | 0 | [5 empty] | 510.4213 | [9 empty] | 12533.3 |  | 517.3735 | [7 empty] | 0.10586 |  |  |  | 265.7467 | [13 empty] | 11.1351 |  | 0 | [7 empty] | 0.30059 | [5 empty] | 78.921 | [15 empty] | 259603.7 |  | 8.6207 |  |  |  | 0 | [5 empty] | 417.404 | [13 empty] | 1.3725 | [18 empty] | 2020 | Minerals 2020, 10, 147 |  | BOL, TZA
| Animas-Chocaya Mine, Merelani Hills |  | Magmatic hydrothermal, Metamorphic |  |  | Zn | Ag, Sn, Cu, Ga, In, Fe, Mn, Cd | Zn, Ag, Sn, Cu, Ga, In, Fe, Mn, Cd |  |  | 33.7766 |  | underground mine |  |  |  |  | ore material | grab | grab | mineral separate | [5 empty] | mineralisation |  |  |  | wurtzite, sphalerite | [6 empty] | pyrite | Polished sections; MASS-1 pressed pellet standard | EMPA, LA-ICPMS | SX51 electron microprobe (Cameca Gennevilliers Cedex, France); Agilent 7700cx Series Quadrupole ICP-MS (Agilent Santa Clara, CA 95051, USA) coupled to an Applied Spectra M-50 laser ablation system | Adelaide Microscopy, University of Adelaide | EMPA: accelerating voltage of 20 kV and a specimen current of ~20 nA, focused beam size set at <1 µm; LA-ICP-MS line scans: width of line rasters around 50 µm, ablation performed in a pure He atmosphere with a flow of 700 mL/min, mixed with Ar (930 mL/min) immediately after the ablation cell, mixture passed through a pulse homogenizing device; LA-ICP-MS mapping: repetition rate of 10 Hz, 64 µm spot size, output fluence of ~2.5 J cm−2, 30 s background acquisition at the start of every raster, dwell times for all elements set to 7 ms; line scan dwell times: 10 ms for both Zn and S, and 50 ms for the remaining masses; measured isotopes: 55Mn, 57Fe, 59Co, 60Ni, 65Cu, 66Zn, 71Ga, 75As, 77Se, 95Mo, 107Ag, 111Cd, 115In, 118Sn, 121Sb, 197Au, 202Hg, 205Tl, 208Pb and 209Bi | USGS certified standard MASS-1, comprising a pressed pellet of precipitated Cu-Fe-Zn sulfide standard; natural chalcopyrite (Cu), natural rhodonite (Mn), natural chalcedony (Zn), natural cobaltite (Co), natural arsenopyrite (As), natural stibnite (Sb), natural galena (Pb), natural cadmium (Cd) | 576.4764 |  |  |  | 0.60728 |  | 2.5511 | [7 empty] | 0.5103 | [5 empty] | 6555.873 | [5 empty] | 0.054455 | [5 empty] | 375.6842 | [9 empty] | 13140.67 |  | 377.7232 | [7 empty] | 0.15725 |  |  |  | 88.9495 | [13 empty] | 13.205 |  | 0.14657 | [7 empty] | 0.46241 | [5 empty] | 88.9527 | [15 empty] | 278155 |  | 16.1654 |  |  |  | 0 | [5 empty] | 429.8801 | [13 empty] | 0.76575 | [18 empty] | 2020 | Minerals 2020, 10, 147 |  | BOL, TZA
| Animas-Chocaya Mine, Merelani Hills |  | Magmatic hydrothermal, Metamorphic |  |  | Zn | Ag, Sn, Cu, Ga, In, Fe, Mn, Cd | Zn, Ag, Sn, Cu, Ga, In, Fe, Mn, Cd |  |  | 35.0366 |  | underground mine |  |  |  |  | ore material | grab | grab | mineral separate | [5 empty] | mineralisation |  |  |  | wurtzite, sphalerite | [6 empty] | pyrite | Polished sections; MASS-1 pressed pellet standard | EMPA, LA-ICPMS | SX51 electron microprobe (Cameca Gennevilliers Cedex, France); Agilent 7700cx Series Quadrupole ICP-MS (Agilent Santa Clara, CA 95051, USA) coupled to an Applied Spectra M-50 laser ablation system | Adelaide Microscopy, University of Adelaide | EMPA: accelerating voltage of 20 kV and a specimen current of ~20 nA, focused beam size set at <1 µm; LA-ICP-MS line scans: width of line rasters around 50 µm, ablation performed in a pure He atmosphere with a flow of 700 mL/min, mixed with Ar (930 mL/min) immediately after the ablation cell, mixture passed through a pulse homogenizing device; LA-ICP-MS mapping: repetition rate of 10 Hz, 64 µm spot size, output fluence of ~2.5 J cm−2, 30 s background acquisition at the start of every raster, dwell times for all elements set to 7 ms; line scan dwell times: 10 ms for both Zn and S, and 50 ms for the remaining masses; measured isotopes: 55Mn, 57Fe, 59Co, 60Ni, 65Cu, 66Zn, 71Ga, 75As, 77Se, 95Mo, 107Ag, 111Cd, 115In, 118Sn, 121Sb, 197Au, 202Hg, 205Tl, 208Pb and 209Bi | USGS certified standard MASS-1, comprising a pressed pellet of precipitated Cu-Fe-Zn sulfide standard; natural chalcopyrite (Cu), natural rhodonite (Mn), natural chalcedony (Zn), natural cobaltite (Co), natural arsenopyrite (As), natural stibnite (Sb), natural galena (Pb), natural cadmium (Cd) | 537.2725 |  |  |  | 1.0569 |  | 2.1101 | [7 empty] | 1.0642 | [5 empty] | 5920.809 | [5 empty] | 0.10709 | [5 empty] | 342.4712 | [9 empty] | 15433.47 |  | 339.7808 | [7 empty] | 0.11145 |  |  |  | 42.3972 | [13 empty] | 14.6901 |  | 0 | [7 empty] | 0.15164 | [5 empty] | 129.0243 | [15 empty] | 261195 |  | 27.8633 |  |  |  | 0 | [5 empty] | 437.601 | [13 empty] | 0.54966 | [18 empty] | 2020 | Minerals 2020, 10, 147 |  | BOL, TZA
| Animas-Chocaya Mine, Merelani Hills |  | Magmatic hydrothermal, Metamorphic |  |  | Zn | Ag, Sn, Cu, Ga, In, Fe, Mn, Cd | Zn, Ag, Sn, Cu, Ga, In, Fe, Mn, Cd |  |  | 35.5409 |  | underground mine |  |  |  |  | ore material | grab | grab | mineral separate | [5 empty] | mineralisation |  |  |  | wurtzite, sphalerite | [6 empty] | pyrite | Polished sections; MASS-1 pressed pellet standard | EMPA, LA-ICPMS | SX51 electron microprobe (Cameca Gennevilliers Cedex, France); Agilent 7700cx Series Quadrupole ICP-MS (Agilent Santa Clara, CA 95051, USA) coupled to an Applied Spectra M-50 laser ablation system | Adelaide Microscopy, University of Adelaide | EMPA: accelerating voltage of 20 kV and a specimen current of ~20 nA, focused beam size set at <1 µm; LA-ICP-MS line scans: width of line rasters around 50 µm, ablation performed in a pure He atmosphere with a flow of 700 mL/min, mixed with Ar (930 mL/min) immediately after the ablation cell, mixture passed through a pulse homogenizing device; LA-ICP-MS mapping: repetition rate of 10 Hz, 64 µm spot size, output fluence of ~2.5 J cm−2, 30 s background acquisition at the start of every raster, dwell times for all elements set to 7 ms; line scan dwell times: 10 ms for both Zn and S, and 50 ms for the remaining masses; measured isotopes: 55Mn, 57Fe, 59Co, 60Ni, 65Cu, 66Zn, 71Ga, 75As, 77Se, 95Mo, 107Ag, 111Cd, 115In, 118Sn, 121Sb, 197Au, 202Hg, 205Tl, 208Pb and 209Bi | USGS certified standard MASS-1, comprising a pressed pellet of precipitated Cu-Fe-Zn sulfide standard; natural chalcopyrite (Cu), natural rhodonite (Mn), natural chalcedony (Zn), natural cobaltite (Co), natural arsenopyrite (As), natural stibnite (Sb), natural galena (Pb), natural cadmium (Cd) | 461.6588 |  |  |  | -0.092002 |  | 1.7538 | [7 empty] | 1.1554 | [5 empty] | 5164.428 | [5 empty] | 0 | [5 empty] | 343.9212 | [9 empty] | 14844.9 |  | 411.488 | [7 empty] | 0.10381 |  |  |  | 30.114 | [13 empty] | 14.4657 |  | 0 | [7 empty] | 0.15045 | [5 empty] | 89.1537 | [15 empty] | 240755.1 |  | 18.8 |  |  |  | 0 | [5 empty] | 319.0944 | [13 empty] | 1.2927 | [18 empty] | 2020 | Minerals 2020, 10, 147 |  | BOL, TZA
| Animas-Chocaya Mine, Merelani Hills |  | Magmatic hydrothermal, Metamorphic |  |  | Zn | Ag, Sn, Cu, Ga, In, Fe, Mn, Cd | Zn, Ag, Sn, Cu, Ga, In, Fe, Mn, Cd |  |  | 36.2967 |  | underground mine |  |  |  |  | ore material | grab | grab | mineral separate | [5 empty] | mineralisation |  |  |  | wurtzite, sphalerite | [6 empty] | pyrite | Polished sections; MASS-1 pressed pellet standard | EMPA, LA-ICPMS | SX51 electron microprobe (Cameca Gennevilliers Cedex, France); Agilent 7700cx Series Quadrupole ICP-MS (Agilent Santa Clara, CA 95051, USA) coupled to an Applied Spectra M-50 laser ablation system | Adelaide Microscopy, University of Adelaide | EMPA: accelerating voltage of 20 kV and a specimen current of ~20 nA, focused beam size set at <1 µm; LA-ICP-MS line scans: width of line rasters around 50 µm, ablation performed in a pure He atmosphere with a flow of 700 mL/min, mixed with Ar (930 mL/min) immediately after the ablation cell, mixture passed through a pulse homogenizing device; LA-ICP-MS mapping: repetition rate of 10 Hz, 64 µm spot size, output fluence of ~2.5 J cm−2, 30 s background acquisition at the start of every raster, dwell times for all elements set to 7 ms; line scan dwell times: 10 ms for both Zn and S, and 50 ms for the remaining masses; measured isotopes: 55Mn, 57Fe, 59Co, 60Ni, 65Cu, 66Zn, 71Ga, 75As, 77Se, 95Mo, 107Ag, 111Cd, 115In, 118Sn, 121Sb, 197Au, 202Hg, 205Tl, 208Pb and 209Bi | USGS certified standard MASS-1, comprising a pressed pellet of precipitated Cu-Fe-Zn sulfide standard; natural chalcopyrite (Cu), natural rhodonite (Mn), natural chalcedony (Zn), natural cobaltite (Co), natural arsenopyrite (As), natural stibnite (Sb), natural galena (Pb), natural cadmium (Cd) | 377.3151 |  |  |  | 1.1294 |  | 1.1579 | [7 empty] | 1.5452 | [5 empty] | 5938.877 | [5 empty] | 0.28601 | [5 empty] | 334.6384 | [9 empty] | 15781.99 |  | 522.5848 | [7 empty] | 0.16304 |  |  |  | 23.6889 | [13 empty] | 13.9286 |  | 0 | [7 empty] | 0.32418 | [5 empty] | 68.5244 | [15 empty] | 268988.9 |  | 14.3659 |  |  |  | 0 | [5 empty] | 266.8005 | [13 empty] | 1.8062 | [18 empty] | 2020 | Minerals 2020, 10, 147 |  | BOL, TZA
| Animas-Chocaya Mine, Merelani Hills |  | Magmatic hydrothermal, Metamorphic |  |  | Zn | Ag, Sn, Cu, Ga, In, Fe, Mn, Cd | Zn, Ag, Sn, Cu, Ga, In, Fe, Mn, Cd |  |  | 36.5491 |  | underground mine |  |  |  |  | ore material | grab | grab | mineral separate | [5 empty] | mineralisation |  |  |  | wurtzite, sphalerite | [6 empty] | pyrite | Polished sections; MASS-1 pressed pellet standard | EMPA, LA-ICPMS | SX51 electron microprobe (Cameca Gennevilliers Cedex, France); Agilent 7700cx Series Quadrupole ICP-MS (Agilent Santa Clara, CA 95051, USA) coupled to an Applied Spectra M-50 laser ablation system | Adelaide Microscopy, University of Adelaide | EMPA: accelerating voltage of 20 kV and a specimen current of ~20 nA, focused beam size set at <1 µm; LA-ICP-MS line scans: width of line rasters around 50 µm, ablation performed in a pure He atmosphere with a flow of 700 mL/min, mixed with Ar (930 mL/min) immediately after the ablation cell, mixture passed through a pulse homogenizing device; LA-ICP-MS mapping: repetition rate of 10 Hz, 64 µm spot size, output fluence of ~2.5 J cm−2, 30 s background acquisition at the start of every raster, dwell times for all elements set to 7 ms; line scan dwell times: 10 ms for both Zn and S, and 50 ms for the remaining masses; measured isotopes: 55Mn, 57Fe, 59Co, 60Ni, 65Cu, 66Zn, 71Ga, 75As, 77Se, 95Mo, 107Ag, 111Cd, 115In, 118Sn, 121Sb, 197Au, 202Hg, 205Tl, 208Pb and 209Bi | USGS certified standard MASS-1, comprising a pressed pellet of precipitated Cu-Fe-Zn sulfide standard; natural chalcopyrite (Cu), natural rhodonite (Mn), natural chalcedony (Zn), natural cobaltite (Co), natural arsenopyrite (As), natural stibnite (Sb), natural galena (Pb), natural cadmium (Cd) | 378.1798 |  |  |  | -0.098425 |  | 1.4488 | [7 empty] | 1.2542 | [5 empty] | 5531.858 | [5 empty] | 0 | [5 empty] | 322.581 | [9 empty] | 14808.35 |  | 521.4822 | [7 empty] | 0.14944 |  |  |  | 18.028 | [13 empty] | 18.1389 |  | 0 | [7 empty] | 0.16055 | [5 empty] | 60.5814 | [15 empty] | 262638.1 |  | 12.679 |  |  |  | 0 | [5 empty] | 252.9559 | [13 empty] | 1.1208 | [18 empty] | 2020 | Minerals 2020, 10, 147 |  | BOL, TZA
| Animas-Chocaya Mine, Merelani Hills |  | Magmatic hydrothermal, Metamorphic |  |  | Zn | Ag, Sn, Cu, Ga, In, Fe, Mn, Cd | Zn, Ag, Sn, Cu, Ga, In, Fe, Mn, Cd |  |  | 36.801 |  | underground mine |  |  |  |  | ore material | grab | grab | mineral separate | [5 empty] | mineralisation |  |  |  | wurtzite, sphalerite | [6 empty] | pyrite | Polished sections; MASS-1 pressed pellet standard | EMPA, LA-ICPMS | SX51 electron microprobe (Cameca Gennevilliers Cedex, France); Agilent 7700cx Series Quadrupole ICP-MS (Agilent Santa Clara, CA 95051, USA) coupled to an Applied Spectra M-50 laser ablation system | Adelaide Microscopy, University of Adelaide | EMPA: accelerating voltage of 20 kV and a specimen current of ~20 nA, focused beam size set at <1 µm; LA-ICP-MS line scans: width of line rasters around 50 µm, ablation performed in a pure He atmosphere with a flow of 700 mL/min, mixed with Ar (930 mL/min) immediately after the ablation cell, mixture passed through a pulse homogenizing device; LA-ICP-MS mapping: repetition rate of 10 Hz, 64 µm spot size, output fluence of ~2.5 J cm−2, 30 s background acquisition at the start of every raster, dwell times for all elements set to 7 ms; line scan dwell times: 10 ms for both Zn and S, and 50 ms for the remaining masses; measured isotopes: 55Mn, 57Fe, 59Co, 60Ni, 65Cu, 66Zn, 71Ga, 75As, 77Se, 95Mo, 107Ag, 111Cd, 115In, 118Sn, 121Sb, 197Au, 202Hg, 205Tl, 208Pb and 209Bi | USGS certified standard MASS-1, comprising a pressed pellet of precipitated Cu-Fe-Zn sulfide standard; natural chalcopyrite (Cu), natural rhodonite (Mn), natural chalcedony (Zn), natural cobaltite (Co), natural arsenopyrite (As), natural stibnite (Sb), natural galena (Pb), natural cadmium (Cd) | 356.5279 |  |  |  | 0.85129 |  | 1.468 | [7 empty] | 0.99251 | [5 empty] | 5761.255 | [5 empty] | 0.055106 | [5 empty] | 344.6693 | [9 empty] | 16035.66 |  | 532.6052 | [7 empty] | 0.11251 |  |  |  | 15.3591 | [13 empty] | 16.8202 |  | 0 | [7 empty] | 0.15619 | [5 empty] | 63.9068 | [15 empty] | 259655.9 |  | 10.102 |  |  |  | 0 | [5 empty] | 271.0455 | [13 empty] | 1.3419 | [18 empty] | 2020 | Minerals 2020, 10, 147 |  | BOL, TZA
| Animas-Chocaya Mine, Merelani Hills |  | Magmatic hydrothermal, Metamorphic |  |  | Zn | Ag, Sn, Cu, Ga, In, Fe, Mn, Cd | Zn, Ag, Sn, Cu, Ga, In, Fe, Mn, Cd |  |  | 37.8096 |  | underground mine |  |  |  |  | ore material | grab | grab | mineral separate | [5 empty] | mineralisation |  |  |  | wurtzite, sphalerite | [6 empty] | pyrite | Polished sections; MASS-1 pressed pellet standard | EMPA, LA-ICPMS | SX51 electron microprobe (Cameca Gennevilliers Cedex, France); Agilent 7700cx Series Quadrupole ICP-MS (Agilent Santa Clara, CA 95051, USA) coupled to an Applied Spectra M-50 laser ablation system | Adelaide Microscopy, University of Adelaide | EMPA: accelerating voltage of 20 kV and a specimen current of ~20 nA, focused beam size set at <1 µm; LA-ICP-MS line scans: width of line rasters around 50 µm, ablation performed in a pure He atmosphere with a flow of 700 mL/min, mixed with Ar (930 mL/min) immediately after the ablation cell, mixture passed through a pulse homogenizing device; LA-ICP-MS mapping: repetition rate of 10 Hz, 64 µm spot size, output fluence of ~2.5 J cm−2, 30 s background acquisition at the start of every raster, dwell times for all elements set to 7 ms; line scan dwell times: 10 ms for both Zn and S, and 50 ms for the remaining masses; measured isotopes: 55Mn, 57Fe, 59Co, 60Ni, 65Cu, 66Zn, 71Ga, 75As, 77Se, 95Mo, 107Ag, 111Cd, 115In, 118Sn, 121Sb, 197Au, 202Hg, 205Tl, 208Pb and 209Bi | USGS certified standard MASS-1, comprising a pressed pellet of precipitated Cu-Fe-Zn sulfide standard; natural chalcopyrite (Cu), natural rhodonite (Mn), natural chalcedony (Zn), natural cobaltite (Co), natural arsenopyrite (As), natural stibnite (Sb), natural galena (Pb), natural cadmium (Cd) | 386.7856 |  |  |  | 0.59765 |  | 1.1996 | [7 empty] | 0.60345 | [5 empty] | 5571.235 | [5 empty] | 0 | [5 empty] | 410.4003 | [9 empty] | 16754.88 |  | 451.4795 | [7 empty] | 0.12779 |  |  |  | 12.9706 | [13 empty] | 19.3481 |  | 0 | [7 empty] | 0.4559 | [5 empty] | 58.7769 | [15 empty] | 264850.3 |  | 13.1735 |  |  |  | 0 | [5 empty] | 376.3446 | [13 empty] | 1.0811 | [18 empty] | 2020 | Minerals 2020, 10, 147 |  | BOL, TZA
| Animas-Chocaya Mine, Merelani Hills |  | Magmatic hydrothermal, Metamorphic |  |  | Zn | Ag, Sn, Cu, Ga, In, Fe, Mn, Cd | Zn, Ag, Sn, Cu, Ga, In, Fe, Mn, Cd |  |  | 38.8177 |  | underground mine |  |  |  |  | ore material | grab | grab | mineral separate | [5 empty] | mineralisation |  |  |  | wurtzite, sphalerite | [6 empty] | pyrite | Polished sections; MASS-1 pressed pellet standard | EMPA, LA-ICPMS | SX51 electron microprobe (Cameca Gennevilliers Cedex, France); Agilent 7700cx Series Quadrupole ICP-MS (Agilent Santa Clara, CA 95051, USA) coupled to an Applied Spectra M-50 laser ablation system | Adelaide Microscopy, University of Adelaide | EMPA: accelerating voltage of 20 kV and a specimen current of ~20 nA, focused beam size set at <1 µm; LA-ICP-MS line scans: width of line rasters around 50 µm, ablation performed in a pure He atmosphere with a flow of 700 mL/min, mixed with Ar (930 mL/min) immediately after the ablation cell, mixture passed through a pulse homogenizing device; LA-ICP-MS mapping: repetition rate of 10 Hz, 64 µm spot size, output fluence of ~2.5 J cm−2, 30 s background acquisition at the start of every raster, dwell times for all elements set to 7 ms; line scan dwell times: 10 ms for both Zn and S, and 50 ms for the remaining masses; measured isotopes: 55Mn, 57Fe, 59Co, 60Ni, 65Cu, 66Zn, 71Ga, 75As, 77Se, 95Mo, 107Ag, 111Cd, 115In, 118Sn, 121Sb, 197Au, 202Hg, 205Tl, 208Pb and 209Bi | USGS certified standard MASS-1, comprising a pressed pellet of precipitated Cu-Fe-Zn sulfide standard; natural chalcopyrite (Cu), natural rhodonite (Mn), natural chalcedony (Zn), natural cobaltite (Co), natural arsenopyrite (As), natural stibnite (Sb), natural galena (Pb), natural cadmium (Cd) | 532.3582 |  |  |  | -0.09366 |  | 0.91369 | [7 empty] | 0.24129 | [5 empty] | 5202.537 | [5 empty] | 0 | [5 empty] | 543.2993 | [9 empty] | 16348.51 |  | 463.2081 | [7 empty] | 0.10725 |  |  |  | 63.5522 | [13 empty] | 15.6022 |  | 0 | [7 empty] | 0.45582 | [5 empty] | 48.9355 | [15 empty] | 253238.8 |  | 12.1727 |  |  |  | 3.2311 | [5 empty] | 439.0651 | [13 empty] | 0.61174 | [18 empty] | 2020 | Minerals 2020, 10, 147 |  | BOL, TZA
| Animas-Chocaya Mine, Merelani Hills |  | Magmatic hydrothermal, Metamorphic |  |  | Zn | Ag, Sn, Cu, Ga, In, Fe, Mn, Cd | Zn, Ag, Sn, Cu, Ga, In, Fe, Mn, Cd |  |  | 39.0697 |  | underground mine |  |  |  |  | ore material | grab | grab | mineral separate | [5 empty] | mineralisation |  |  |  | wurtzite, sphalerite | [6 empty] | pyrite | Polished sections; MASS-1 pressed pellet standard | EMPA, LA-ICPMS | SX51 electron microprobe (Cameca Gennevilliers Cedex, France); Agilent 7700cx Series Quadrupole ICP-MS (Agilent Santa Clara, CA 95051, USA) coupled to an Applied Spectra M-50 laser ablation system | Adelaide Microscopy, University of Adelaide | EMPA: accelerating voltage of 20 kV and a specimen current of ~20 nA, focused beam size set at <1 µm; LA-ICP-MS line scans: width of line rasters around 50 µm, ablation performed in a pure He atmosphere with a flow of 700 mL/min, mixed with Ar (930 mL/min) immediately after the ablation cell, mixture passed through a pulse homogenizing device; LA-ICP-MS mapping: repetition rate of 10 Hz, 64 µm spot size, output fluence of ~2.5 J cm−2, 30 s background acquisition at the start of every raster, dwell times for all elements set to 7 ms; line scan dwell times: 10 ms for both Zn and S, and 50 ms for the remaining masses; measured isotopes: 55Mn, 57Fe, 59Co, 60Ni, 65Cu, 66Zn, 71Ga, 75As, 77Se, 95Mo, 107Ag, 111Cd, 115In, 118Sn, 121Sb, 197Au, 202Hg, 205Tl, 208Pb and 209Bi | USGS certified standard MASS-1, comprising a pressed pellet of precipitated Cu-Fe-Zn sulfide standard; natural chalcopyrite (Cu), natural rhodonite (Mn), natural chalcedony (Zn), natural cobaltite (Co), natural arsenopyrite (As), natural stibnite (Sb), natural galena (Pb), natural cadmium (Cd) | 525.9102 |  |  |  | 1.0974 |  | 0.88856 | [7 empty] | 0.31288 | [5 empty] | 5383.421 | [5 empty] | 0.055556 | [5 empty] | 543.4365 | [9 empty] | 15880.08 |  | 464.3251 | [7 empty] | 0.12549 |  |  |  | 61.5224 | [13 empty] | 17.622 |  | 0 | [7 empty] | 0 | [5 empty] | 45.8132 | [15 empty] | 276839 |  | 10.3145 |  |  |  | 0 | [5 empty] | 477.4491 | [13 empty] | 0.80383 | [18 empty] | 2020 | Minerals 2020, 10, 147 |  | BOL, TZA
| Animas-Chocaya Mine, Merelani Hills |  | Magmatic hydrothermal, Metamorphic |  |  | Zn | Ag, Sn, Cu, Ga, In, Fe, Mn, Cd | Zn, Ag, Sn, Cu, Ga, In, Fe, Mn, Cd |  |  | 40.0778 |  | underground mine |  |  |  |  | ore material | grab | grab | mineral separate | [5 empty] | mineralisation |  |  |  | wurtzite, sphalerite | [6 empty] | pyrite | Polished sections; MASS-1 pressed pellet standard | EMPA, LA-ICPMS | SX51 electron microprobe (Cameca Gennevilliers Cedex, France); Agilent 7700cx Series Quadrupole ICP-MS (Agilent Santa Clara, CA 95051, USA) coupled to an Applied Spectra M-50 laser ablation system | Adelaide Microscopy, University of Adelaide | EMPA: accelerating voltage of 20 kV and a specimen current of ~20 nA, focused beam size set at <1 µm; LA-ICP-MS line scans: width of line rasters around 50 µm, ablation performed in a pure He atmosphere with a flow of 700 mL/min, mixed with Ar (930 mL/min) immediately after the ablation cell, mixture passed through a pulse homogenizing device; LA-ICP-MS mapping: repetition rate of 10 Hz, 64 µm spot size, output fluence of ~2.5 J cm−2, 30 s background acquisition at the start of every raster, dwell times for all elements set to 7 ms; line scan dwell times: 10 ms for both Zn and S, and 50 ms for the remaining masses; measured isotopes: 55Mn, 57Fe, 59Co, 60Ni, 65Cu, 66Zn, 71Ga, 75As, 77Se, 95Mo, 107Ag, 111Cd, 115In, 118Sn, 121Sb, 197Au, 202Hg, 205Tl, 208Pb and 209Bi | USGS certified standard MASS-1, comprising a pressed pellet of precipitated Cu-Fe-Zn sulfide standard; natural chalcopyrite (Cu), natural rhodonite (Mn), natural chalcedony (Zn), natural cobaltite (Co), natural arsenopyrite (As), natural stibnite (Sb), natural galena (Pb), natural cadmium (Cd) | 615.7587 |  |  |  | 1.1133 |  | 1.0819 | [7 empty] | 0.52913 | [5 empty] | 4962.705 | [5 empty] | 0.1127 | [5 empty] | 715.2192 | [9 empty] | 18765.8 |  | 273.8936 | [7 empty] | 0.093724 |  |  |  | 27.1384 | [13 empty] | 18.6606 |  | 0 | [7 empty] | 0.15995 | [5 empty] | 68.9444 | [15 empty] | 287267.5 |  | 34.9459 |  |  |  | 0 | [5 empty] | 773.1179 | [13 empty] | 0.32194 | [18 empty] | 2020 | Minerals 2020, 10, 147 |  | BOL, TZA
| Animas-Chocaya Mine, Merelani Hills |  | Magmatic hydrothermal, Metamorphic |  |  | Zn | Ag, Sn, Cu, Ga, In, Fe, Mn, Cd | Zn, Ag, Sn, Cu, Ga, In, Fe, Mn, Cd |  |  | 40.3297 |  | underground mine |  |  |  |  | ore material | grab | grab | mineral separate | [5 empty] | mineralisation |  |  |  | wurtzite, sphalerite | [6 empty] | pyrite | Polished sections; MASS-1 pressed pellet standard | EMPA, LA-ICPMS | SX51 electron microprobe (Cameca Gennevilliers Cedex, France); Agilent 7700cx Series Quadrupole ICP-MS (Agilent Santa Clara, CA 95051, USA) coupled to an Applied Spectra M-50 laser ablation system | Adelaide Microscopy, University of Adelaide | EMPA: accelerating voltage of 20 kV and a specimen current of ~20 nA, focused beam size set at <1 µm; LA-ICP-MS line scans: width of line rasters around 50 µm, ablation performed in a pure He atmosphere with a flow of 700 mL/min, mixed with Ar (930 mL/min) immediately after the ablation cell, mixture passed through a pulse homogenizing device; LA-ICP-MS mapping: repetition rate of 10 Hz, 64 µm spot size, output fluence of ~2.5 J cm−2, 30 s background acquisition at the start of every raster, dwell times for all elements set to 7 ms; line scan dwell times: 10 ms for both Zn and S, and 50 ms for the remaining masses; measured isotopes: 55Mn, 57Fe, 59Co, 60Ni, 65Cu, 66Zn, 71Ga, 75As, 77Se, 95Mo, 107Ag, 111Cd, 115In, 118Sn, 121Sb, 197Au, 202Hg, 205Tl, 208Pb and 209Bi | USGS certified standard MASS-1, comprising a pressed pellet of precipitated Cu-Fe-Zn sulfide standard; natural chalcopyrite (Cu), natural rhodonite (Mn), natural chalcedony (Zn), natural cobaltite (Co), natural arsenopyrite (As), natural stibnite (Sb), natural galena (Pb), natural cadmium (Cd) | 632.8944 |  |  |  | 0.82907 |  | 1.03 | [7 empty] | 1.1487 | [5 empty] | 3256.557 | [5 empty] | 0.053648 | [5 empty] | 711.1154 | [9 empty] | 19469.71 |  | 178.4991 | [7 empty] | 0.15107 |  |  |  | 39.3821 | [13 empty] | 26.158 |  | 0 | [7 empty] | 0 | [5 empty] | 81.8196 | [15 empty] | 247862.2 |  | 46.9503 |  |  |  | 0 | [5 empty] | 780.3351 | [13 empty] | 0.42913 | [18 empty] | 2020 | Minerals 2020, 10, 147 |  | BOL, TZA
| Animas-Chocaya Mine, Merelani Hills |  | Magmatic hydrothermal, Metamorphic |  |  | Zn | Ag, Sn, Cu, Ga, In, Fe, Mn, Cd | Zn, Ag, Sn, Cu, Ga, In, Fe, Mn, Cd |  |  | 40.5821 |  | underground mine |  |  |  |  | ore material | grab | grab | mineral separate | [5 empty] | mineralisation |  |  |  | wurtzite, sphalerite | [6 empty] | pyrite | Polished sections; MASS-1 pressed pellet standard | EMPA, LA-ICPMS | SX51 electron microprobe (Cameca Gennevilliers Cedex, France); Agilent 7700cx Series Quadrupole ICP-MS (Agilent Santa Clara, CA 95051, USA) coupled to an Applied Spectra M-50 laser ablation system | Adelaide Microscopy, University of Adelaide | EMPA: accelerating voltage of 20 kV and a specimen current of ~20 nA, focused beam size set at <1 µm; LA-ICP-MS line scans: width of line rasters around 50 µm, ablation performed in a pure He atmosphere with a flow of 700 mL/min, mixed with Ar (930 mL/min) immediately after the ablation cell, mixture passed through a pulse homogenizing device; LA-ICP-MS mapping: repetition rate of 10 Hz, 64 µm spot size, output fluence of ~2.5 J cm−2, 30 s background acquisition at the start of every raster, dwell times for all elements set to 7 ms; line scan dwell times: 10 ms for both Zn and S, and 50 ms for the remaining masses; measured isotopes: 55Mn, 57Fe, 59Co, 60Ni, 65Cu, 66Zn, 71Ga, 75As, 77Se, 95Mo, 107Ag, 111Cd, 115In, 118Sn, 121Sb, 197Au, 202Hg, 205Tl, 208Pb and 209Bi | USGS certified standard MASS-1, comprising a pressed pellet of precipitated Cu-Fe-Zn sulfide standard; natural chalcopyrite (Cu), natural rhodonite (Mn), natural chalcedony (Zn), natural cobaltite (Co), natural arsenopyrite (As), natural stibnite (Sb), natural galena (Pb), natural cadmium (Cd) | 651.1895 |  |  |  | -0.10174 |  | 0.55574 | [7 empty] | 1.4353 | [5 empty] | 3550.52 | [5 empty] | 0.057887 | [5 empty] | 844.2423 | [9 empty] | 25832.19 |  | 167.527 | [7 empty] | 0.11361 |  |  |  | 37.8692 | [13 empty] | 31.3412 |  | 0 | [7 empty] | 0.16434 | [5 empty] | 69.8789 | [15 empty] | 293209 |  | 55.6948 |  |  |  | 0 | [5 empty] | 807.7364 | [13 empty] | 0.35282 | [18 empty] | 2020 | Minerals 2020, 10, 147 |  | BOL, TZA
| Animas-Chocaya Mine, Merelani Hills |  | Magmatic hydrothermal, Metamorphic |  |  | Zn | Ag, Sn, Cu, Ga, In, Fe, Mn, Cd | Zn, Ag, Sn, Cu, Ga, In, Fe, Mn, Cd |  |  | 40.834 |  | underground mine |  |  |  |  | ore material | grab | grab | mineral separate | [5 empty] | mineralisation |  |  |  | wurtzite, sphalerite | [6 empty] | pyrite | Polished sections; MASS-1 pressed pellet standard | EMPA, LA-ICPMS | SX51 electron microprobe (Cameca Gennevilliers Cedex, France); Agilent 7700cx Series Quadrupole ICP-MS (Agilent Santa Clara, CA 95051, USA) coupled to an Applied Spectra M-50 laser ablation system | Adelaide Microscopy, University of Adelaide | EMPA: accelerating voltage of 20 kV and a specimen current of ~20 nA, focused beam size set at <1 µm; LA-ICP-MS line scans: width of line rasters around 50 µm, ablation performed in a pure He atmosphere with a flow of 700 mL/min, mixed with Ar (930 mL/min) immediately after the ablation cell, mixture passed through a pulse homogenizing device; LA-ICP-MS mapping: repetition rate of 10 Hz, 64 µm spot size, output fluence of ~2.5 J cm−2, 30 s background acquisition at the start of every raster, dwell times for all elements set to 7 ms; line scan dwell times: 10 ms for both Zn and S, and 50 ms for the remaining masses; measured isotopes: 55Mn, 57Fe, 59Co, 60Ni, 65Cu, 66Zn, 71Ga, 75As, 77Se, 95Mo, 107Ag, 111Cd, 115In, 118Sn, 121Sb, 197Au, 202Hg, 205Tl, 208Pb and 209Bi | USGS certified standard MASS-1, comprising a pressed pellet of precipitated Cu-Fe-Zn sulfide standard; natural chalcopyrite (Cu), natural rhodonite (Mn), natural chalcedony (Zn), natural cobaltite (Co), natural arsenopyrite (As), natural stibnite (Sb), natural galena (Pb), natural cadmium (Cd) | 537.8828 |  |  |  | 0.35244 |  | 0.93342 | [7 empty] | 0.83147 | [5 empty] | 3153.486 | [5 empty] | 0 | [5 empty] | 681.7157 | [9 empty] | 23376.41 |  | 124.9679 | [7 empty] | 0.11202 |  |  |  | 36.9549 | [13 empty] | 42.0919 |  | 0 | [7 empty] | 0.14613 | [5 empty] | 56.4262 | [15 empty] | 241436.7 |  | 51.5059 |  |  |  | 0 | [5 empty] | 657.2816 | [13 empty] | 0.058821 | [18 empty] | 2020 | Minerals 2020, 10, 147 |  | BOL, TZA
| Animas-Chocaya Mine, Merelani Hills |  | Magmatic hydrothermal, Metamorphic |  |  | Zn | Ag, Sn, Cu, Ga, In, Fe, Mn, Cd | Zn, Ag, Sn, Cu, Ga, In, Fe, Mn, Cd |  |  | 41.8426 |  | underground mine |  |  |  |  | ore material | grab | grab | mineral separate | [5 empty] | mineralisation |  |  |  | wurtzite, sphalerite | [6 empty] | pyrite | Polished sections; MASS-1 pressed pellet standard | EMPA, LA-ICPMS | SX51 electron microprobe (Cameca Gennevilliers Cedex, France); Agilent 7700cx Series Quadrupole ICP-MS (Agilent Santa Clara, CA 95051, USA) coupled to an Applied Spectra M-50 laser ablation system | Adelaide Microscopy, University of Adelaide | EMPA: accelerating voltage of 20 kV and a specimen current of ~20 nA, focused beam size set at <1 µm; LA-ICP-MS line scans: width of line rasters around 50 µm, ablation performed in a pure He atmosphere with a flow of 700 mL/min, mixed with Ar (930 mL/min) immediately after the ablation cell, mixture passed through a pulse homogenizing device; LA-ICP-MS mapping: repetition rate of 10 Hz, 64 µm spot size, output fluence of ~2.5 J cm−2, 30 s background acquisition at the start of every raster, dwell times for all elements set to 7 ms; line scan dwell times: 10 ms for both Zn and S, and 50 ms for the remaining masses; measured isotopes: 55Mn, 57Fe, 59Co, 60Ni, 65Cu, 66Zn, 71Ga, 75As, 77Se, 95Mo, 107Ag, 111Cd, 115In, 118Sn, 121Sb, 197Au, 202Hg, 205Tl, 208Pb and 209Bi | USGS certified standard MASS-1, comprising a pressed pellet of precipitated Cu-Fe-Zn sulfide standard; natural chalcopyrite (Cu), natural rhodonite (Mn), natural chalcedony (Zn), natural cobaltite (Co), natural arsenopyrite (As), natural stibnite (Sb), natural galena (Pb), natural cadmium (Cd) | 288.0421 |  |  |  | 0.89678 |  | 0.61915 | [7 empty] | 0.56691 | [5 empty] | 4023.382 | [5 empty] | 0.34813 | [5 empty] | 486.6536 | [9 empty] | 34464.79 |  | 85.4461 | [7 empty] | 0.12391 |  |  |  | 16.4177 | [13 empty] | 118.8848 |  | 0 | [7 empty] | 0.16481 | [5 empty] | 42.0006 | [15 empty] | 267525.9 |  | 31.1588 |  |  |  | 0 | [5 empty] | 388.086 | [13 empty] | 0.044222 | [18 empty] | 2020 | Minerals 2020, 10, 147 |  | BOL, TZA
| Animas-Chocaya Mine, Merelani Hills |  | Magmatic hydrothermal, Metamorphic |  |  | Zn | Ag, Sn, Cu, Ga, In, Fe, Mn, Cd | Zn, Ag, Sn, Cu, Ga, In, Fe, Mn, Cd |  |  | 43.1027 |  | underground mine |  |  |  |  | ore material | grab | grab | mineral separate | [5 empty] | mineralisation |  |  |  | wurtzite, sphalerite | [6 empty] | pyrite | Polished sections; MASS-1 pressed pellet standard | EMPA, LA-ICPMS | SX51 electron microprobe (Cameca Gennevilliers Cedex, France); Agilent 7700cx Series Quadrupole ICP-MS (Agilent Santa Clara, CA 95051, USA) coupled to an Applied Spectra M-50 laser ablation system | Adelaide Microscopy, University of Adelaide | EMPA: accelerating voltage of 20 kV and a specimen current of ~20 nA, focused beam size set at <1 µm; LA-ICP-MS line scans: width of line rasters around 50 µm, ablation performed in a pure He atmosphere with a flow of 700 mL/min, mixed with Ar (930 mL/min) immediately after the ablation cell, mixture passed through a pulse homogenizing device; LA-ICP-MS mapping: repetition rate of 10 Hz, 64 µm spot size, output fluence of ~2.5 J cm−2, 30 s background acquisition at the start of every raster, dwell times for all elements set to 7 ms; line scan dwell times: 10 ms for both Zn and S, and 50 ms for the remaining masses; measured isotopes: 55Mn, 57Fe, 59Co, 60Ni, 65Cu, 66Zn, 71Ga, 75As, 77Se, 95Mo, 107Ag, 111Cd, 115In, 118Sn, 121Sb, 197Au, 202Hg, 205Tl, 208Pb and 209Bi | USGS certified standard MASS-1, comprising a pressed pellet of precipitated Cu-Fe-Zn sulfide standard; natural chalcopyrite (Cu), natural rhodonite (Mn), natural chalcedony (Zn), natural cobaltite (Co), natural arsenopyrite (As), natural stibnite (Sb), natural galena (Pb), natural cadmium (Cd) | 604.2233 |  |  |  | -0.375 |  | 1.7126 | [7 empty] | 0.20875 | [5 empty] | 5813.389 | [5 empty] | 0 | [5 empty] | 786.3019 | [9 empty] | 38192.12 |  | 69.2515 | [7 empty] | 0.10817 |  |  |  | 9.8091 | [13 empty] | 125.8066 |  | 0 | [7 empty] | 0 | [5 empty] | 60.6711 | [15 empty] | 295343.8 |  | 51.5384 |  |  |  | 0 | [5 empty] | 778.3276 | [13 empty] | 0.070571 | [18 empty] | 2020 | Minerals 2020, 10, 147 |  | BOL, TZA
| Animas-Chocaya Mine, Merelani Hills |  | Magmatic hydrothermal, Metamorphic |  |  | Zn | Ag, Sn, Cu, Ga, In, Fe, Mn, Cd | Zn, Ag, Sn, Cu, Ga, In, Fe, Mn, Cd |  |  | 44.1108 |  | underground mine |  |  |  |  | ore material | grab | grab | mineral separate | [5 empty] | mineralisation |  |  |  | wurtzite, sphalerite | [6 empty] | pyrite | Polished sections; MASS-1 pressed pellet standard | EMPA, LA-ICPMS | SX51 electron microprobe (Cameca Gennevilliers Cedex, France); Agilent 7700cx Series Quadrupole ICP-MS (Agilent Santa Clara, CA 95051, USA) coupled to an Applied Spectra M-50 laser ablation system | Adelaide Microscopy, University of Adelaide | EMPA: accelerating voltage of 20 kV and a specimen current of ~20 nA, focused beam size set at <1 µm; LA-ICP-MS line scans: width of line rasters around 50 µm, ablation performed in a pure He atmosphere with a flow of 700 mL/min, mixed with Ar (930 mL/min) immediately after the ablation cell, mixture passed through a pulse homogenizing device; LA-ICP-MS mapping: repetition rate of 10 Hz, 64 µm spot size, output fluence of ~2.5 J cm−2, 30 s background acquisition at the start of every raster, dwell times for all elements set to 7 ms; line scan dwell times: 10 ms for both Zn and S, and 50 ms for the remaining masses; measured isotopes: 55Mn, 57Fe, 59Co, 60Ni, 65Cu, 66Zn, 71Ga, 75As, 77Se, 95Mo, 107Ag, 111Cd, 115In, 118Sn, 121Sb, 197Au, 202Hg, 205Tl, 208Pb and 209Bi | USGS certified standard MASS-1, comprising a pressed pellet of precipitated Cu-Fe-Zn sulfide standard; natural chalcopyrite (Cu), natural rhodonite (Mn), natural chalcedony (Zn), natural cobaltite (Co), natural arsenopyrite (As), natural stibnite (Sb), natural galena (Pb), natural cadmium (Cd) | 421.5762 |  |  |  | 2.038 |  | 1.065 | [7 empty] | 0.75014 | [5 empty] | 5801.431 | [5 empty] | 0.062334 | [5 empty] | 910.8513 | [9 empty] | 37022.87 |  | 84.1261 | [7 empty] | 0.1307 |  |  |  | 10.2045 | [13 empty] | 96.5042 |  | 0 | [7 empty] | 0.17724 | [5 empty] | 121.2147 | [15 empty] | 289270.9 |  | 113.1044 |  |  |  | 0 | [5 empty] | 742.6885 | [13 empty] | 0.071319 | [18 empty] | 2020 | Minerals 2020, 10, 147 |  | BOL, TZA
| Animas-Chocaya Mine, Merelani Hills |  | Magmatic hydrothermal, Metamorphic |  |  | Zn | Ag, Sn, Cu, Ga, In, Fe, Mn, Cd | Zn, Ag, Sn, Cu, Ga, In, Fe, Mn, Cd |  |  | 44.3627 |  | underground mine |  |  |  |  | ore material | grab | grab | mineral separate | [5 empty] | mineralisation |  |  |  | wurtzite, sphalerite | [6 empty] | pyrite | Polished sections; MASS-1 pressed pellet standard | EMPA, LA-ICPMS | SX51 electron microprobe (Cameca Gennevilliers Cedex, France); Agilent 7700cx Series Quadrupole ICP-MS (Agilent Santa Clara, CA 95051, USA) coupled to an Applied Spectra M-50 laser ablation system | Adelaide Microscopy, University of Adelaide | EMPA: accelerating voltage of 20 kV and a specimen current of ~20 nA, focused beam size set at <1 µm; LA-ICP-MS line scans: width of line rasters around 50 µm, ablation performed in a pure He atmosphere with a flow of 700 mL/min, mixed with Ar (930 mL/min) immediately after the ablation cell, mixture passed through a pulse homogenizing device; LA-ICP-MS mapping: repetition rate of 10 Hz, 64 µm spot size, output fluence of ~2.5 J cm−2, 30 s background acquisition at the start of every raster, dwell times for all elements set to 7 ms; line scan dwell times: 10 ms for both Zn and S, and 50 ms for the remaining masses; measured isotopes: 55Mn, 57Fe, 59Co, 60Ni, 65Cu, 66Zn, 71Ga, 75As, 77Se, 95Mo, 107Ag, 111Cd, 115In, 118Sn, 121Sb, 197Au, 202Hg, 205Tl, 208Pb and 209Bi | USGS certified standard MASS-1, comprising a pressed pellet of precipitated Cu-Fe-Zn sulfide standard; natural chalcopyrite (Cu), natural rhodonite (Mn), natural chalcedony (Zn), natural cobaltite (Co), natural arsenopyrite (As), natural stibnite (Sb), natural galena (Pb), natural cadmium (Cd) | 403.185 |  |  |  | 0.14478 |  | 1.0378 | [7 empty] | 0.4085 | [5 empty] | 5525.612 | [5 empty] | 0.28585 | [5 empty] | 811.1332 | [9 empty] | 34486.61 |  | 67.3869 | [7 empty] | 0.097887 |  |  |  | 8.9344 | [13 empty] | 100.2597 |  | 0 | [7 empty] | 0.16257 | [5 empty] | 118.3716 | [15 empty] | 258685 |  | 116.2071 |  |  |  | 0 | [5 empty] | 784.1411 | [13 empty] | 0.087219 | [18 empty] | 2020 | Minerals 2020, 10, 147 |  | BOL, TZA
| Animas-Chocaya Mine, Merelani Hills |  | Magmatic hydrothermal, Metamorphic |  |  | Zn | Ag, Sn, Cu, Ga, In, Fe, Mn, Cd | Zn, Ag, Sn, Cu, Ga, In, Fe, Mn, Cd |  |  | 44.6146 |  | underground mine |  |  |  |  | ore material | grab | grab | mineral separate | [5 empty] | mineralisation |  |  |  | wurtzite, sphalerite | [6 empty] | pyrite | Polished sections; MASS-1 pressed pellet standard | EMPA, LA-ICPMS | SX51 electron microprobe (Cameca Gennevilliers Cedex, France); Agilent 7700cx Series Quadrupole ICP-MS (Agilent Santa Clara, CA 95051, USA) coupled to an Applied Spectra M-50 laser ablation system | Adelaide Microscopy, University of Adelaide | EMPA: accelerating voltage of 20 kV and a specimen current of ~20 nA, focused beam size set at <1 µm; LA-ICP-MS line scans: width of line rasters around 50 µm, ablation performed in a pure He atmosphere with a flow of 700 mL/min, mixed with Ar (930 mL/min) immediately after the ablation cell, mixture passed through a pulse homogenizing device; LA-ICP-MS mapping: repetition rate of 10 Hz, 64 µm spot size, output fluence of ~2.5 J cm−2, 30 s background acquisition at the start of every raster, dwell times for all elements set to 7 ms; line scan dwell times: 10 ms for both Zn and S, and 50 ms for the remaining masses; measured isotopes: 55Mn, 57Fe, 59Co, 60Ni, 65Cu, 66Zn, 71Ga, 75As, 77Se, 95Mo, 107Ag, 111Cd, 115In, 118Sn, 121Sb, 197Au, 202Hg, 205Tl, 208Pb and 209Bi | USGS certified standard MASS-1, comprising a pressed pellet of precipitated Cu-Fe-Zn sulfide standard; natural chalcopyrite (Cu), natural rhodonite (Mn), natural chalcedony (Zn), natural cobaltite (Co), natural arsenopyrite (As), natural stibnite (Sb), natural galena (Pb), natural cadmium (Cd) | 512.0297 |  |  |  | 1.95 |  | 1.1464 | [7 empty] | 0.49345 | [5 empty] | 5356.382 | [5 empty] | 0 | [5 empty] | 1015.586 | [9 empty] | 39143.18 |  | 78.0582 | [7 empty] | 0.16335 |  |  |  | 11.467 | [13 empty] | 89.336 |  | 0 | [7 empty] | 0 | [5 empty] | 158.658 | [15 empty] | 267695 |  | 146.5577 |  |  |  | 0 | [5 empty] | 786.2479 | [13 empty] | 0.09099 | [18 empty] | 2020 | Minerals 2020, 10, 147 |  | BOL, TZA
| Animas-Chocaya Mine, Merelani Hills |  | Magmatic hydrothermal, Metamorphic |  |  | Zn | Ag, Sn, Cu, Ga, In, Fe, Mn, Cd | Zn, Ag, Sn, Cu, Ga, In, Fe, Mn, Cd |  |  | 44.868 |  | underground mine |  |  |  |  | ore material | grab | grab | mineral separate | [5 empty] | mineralisation |  |  |  | wurtzite, sphalerite | [6 empty] | pyrite | Polished sections; MASS-1 pressed pellet standard | EMPA, LA-ICPMS | SX51 electron microprobe (Cameca Gennevilliers Cedex, France); Agilent 7700cx Series Quadrupole ICP-MS (Agilent Santa Clara, CA 95051, USA) coupled to an Applied Spectra M-50 laser ablation system | Adelaide Microscopy, University of Adelaide | EMPA: accelerating voltage of 20 kV and a specimen current of ~20 nA, focused beam size set at <1 µm; LA-ICP-MS line scans: width of line rasters around 50 µm, ablation performed in a pure He atmosphere with a flow of 700 mL/min, mixed with Ar (930 mL/min) immediately after the ablation cell, mixture passed through a pulse homogenizing device; LA-ICP-MS mapping: repetition rate of 10 Hz, 64 µm spot size, output fluence of ~2.5 J cm−2, 30 s background acquisition at the start of every raster, dwell times for all elements set to 7 ms; line scan dwell times: 10 ms for both Zn and S, and 50 ms for the remaining masses; measured isotopes: 55Mn, 57Fe, 59Co, 60Ni, 65Cu, 66Zn, 71Ga, 75As, 77Se, 95Mo, 107Ag, 111Cd, 115In, 118Sn, 121Sb, 197Au, 202Hg, 205Tl, 208Pb and 209Bi | USGS certified standard MASS-1, comprising a pressed pellet of precipitated Cu-Fe-Zn sulfide standard; natural chalcopyrite (Cu), natural rhodonite (Mn), natural chalcedony (Zn), natural cobaltite (Co), natural arsenopyrite (As), natural stibnite (Sb), natural galena (Pb), natural cadmium (Cd) | 524.888 |  |  |  | 1.4294 |  | 1.2046 | [7 empty] | 0.4019 | [5 empty] | 5335.489 | [5 empty] | 0 | [5 empty] | 1046.022 | [9 empty] | 39446.91 |  | 83.7244 | [7 empty] | 0.08899 |  |  |  | 20.3919 | [13 empty] | 80.2432 |  | 0 | [7 empty] | 0.16884 | [5 empty] | 159.513 | [15 empty] | 291106.8 |  | 149.9821 |  |  |  | 0 | [5 empty] | 922.55 | [13 empty] | 0.067934 | [18 empty] | 2020 | Minerals 2020, 10, 147 |  | BOL, TZA
| Animas-Chocaya Mine, Merelani Hills |  | Magmatic hydrothermal, Metamorphic |  |  | Zn | Ag, Sn, Cu, Ga, In, Fe, Mn, Cd | Zn, Ag, Sn, Cu, Ga, In, Fe, Mn, Cd |  |  | 45.8757 |  | underground mine |  |  |  |  | ore material | grab | grab | mineral separate | [5 empty] | mineralisation |  |  |  | wurtzite, sphalerite | [6 empty] | pyrite | Polished sections; MASS-1 pressed pellet standard | EMPA, LA-ICPMS | SX51 electron microprobe (Cameca Gennevilliers Cedex, France); Agilent 7700cx Series Quadrupole ICP-MS (Agilent Santa Clara, CA 95051, USA) coupled to an Applied Spectra M-50 laser ablation system | Adelaide Microscopy, University of Adelaide | EMPA: accelerating voltage of 20 kV and a specimen current of ~20 nA, focused beam size set at <1 µm; LA-ICP-MS line scans: width of line rasters around 50 µm, ablation performed in a pure He atmosphere with a flow of 700 mL/min, mixed with Ar (930 mL/min) immediately after the ablation cell, mixture passed through a pulse homogenizing device; LA-ICP-MS mapping: repetition rate of 10 Hz, 64 µm spot size, output fluence of ~2.5 J cm−2, 30 s background acquisition at the start of every raster, dwell times for all elements set to 7 ms; line scan dwell times: 10 ms for both Zn and S, and 50 ms for the remaining masses; measured isotopes: 55Mn, 57Fe, 59Co, 60Ni, 65Cu, 66Zn, 71Ga, 75As, 77Se, 95Mo, 107Ag, 111Cd, 115In, 118Sn, 121Sb, 197Au, 202Hg, 205Tl, 208Pb and 209Bi | USGS certified standard MASS-1, comprising a pressed pellet of precipitated Cu-Fe-Zn sulfide standard; natural chalcopyrite (Cu), natural rhodonite (Mn), natural chalcedony (Zn), natural cobaltite (Co), natural arsenopyrite (As), natural stibnite (Sb), natural galena (Pb), natural cadmium (Cd) | 665.5377 |  |  |  | 2.9829 |  | 0.70171 | [7 empty] | 0.35947 | [5 empty] | 5652.5 | [5 empty] | 0.17913 | [5 empty] | 1409.231 | [9 empty] | 36784.25 |  | 82.7994 | [7 empty] | 0.10493 |  |  |  | 95.3758 | [13 empty] | 69.4233 |  | 0 | [7 empty] | 0.50973 | [5 empty] | 116.1814 | [15 empty] | 263488.8 |  | 118 |  |  |  | 1.8045 | [5 empty] | 1222.075 | [13 empty] | 0.11393 | [18 empty] | 2020 | Minerals 2020, 10, 147 |  | BOL, TZA
| Animas-Chocaya Mine, Merelani Hills |  | Magmatic hydrothermal, Metamorphic |  |  | Zn | Ag, Sn, Cu, Ga, In, Fe, Mn, Cd | Zn, Ag, Sn, Cu, Ga, In, Fe, Mn, Cd |  |  | 47.3876 |  | underground mine |  |  |  |  | ore material | grab | grab | mineral separate | [5 empty] | mineralisation |  |  |  | wurtzite, sphalerite | [6 empty] | pyrite | Polished sections; MASS-1 pressed pellet standard | EMPA, LA-ICPMS | SX51 electron microprobe (Cameca Gennevilliers Cedex, France); Agilent 7700cx Series Quadrupole ICP-MS (Agilent Santa Clara, CA 95051, USA) coupled to an Applied Spectra M-50 laser ablation system | Adelaide Microscopy, University of Adelaide | EMPA: accelerating voltage of 20 kV and a specimen current of ~20 nA, focused beam size set at <1 µm; LA-ICP-MS line scans: width of line rasters around 50 µm, ablation performed in a pure He atmosphere with a flow of 700 mL/min, mixed with Ar (930 mL/min) immediately after the ablation cell, mixture passed through a pulse homogenizing device; LA-ICP-MS mapping: repetition rate of 10 Hz, 64 µm spot size, output fluence of ~2.5 J cm−2, 30 s background acquisition at the start of every raster, dwell times for all elements set to 7 ms; line scan dwell times: 10 ms for both Zn and S, and 50 ms for the remaining masses; measured isotopes: 55Mn, 57Fe, 59Co, 60Ni, 65Cu, 66Zn, 71Ga, 75As, 77Se, 95Mo, 107Ag, 111Cd, 115In, 118Sn, 121Sb, 197Au, 202Hg, 205Tl, 208Pb and 209Bi | USGS certified standard MASS-1, comprising a pressed pellet of precipitated Cu-Fe-Zn sulfide standard; natural chalcopyrite (Cu), natural rhodonite (Mn), natural chalcedony (Zn), natural cobaltite (Co), natural arsenopyrite (As), natural stibnite (Sb), natural galena (Pb), natural cadmium (Cd) | 541.881 |  |  |  | 2.0879 |  | 0.54229 | [7 empty] | 0.84894 | [5 empty] | 5156.154 | [5 empty] | 0.056376 | [5 empty] | 716.0518 | [9 empty] | 30256.42 |  | 95.5591 | [7 empty] | 0.099202 |  |  |  | 98.1265 | [13 empty] | 59.7961 |  | 0 | [7 empty] | 0.48159 | [5 empty] | 64.0022 | [15 empty] | 248329 |  | 60.2181 |  |  |  | 0 | [5 empty] | 614.5165 | [13 empty] | 0.043051 | [18 empty] | 2020 | Minerals 2020, 10, 147 |  | BOL, TZA
| Animas-Chocaya Mine, Merelani Hills |  | Magmatic hydrothermal, Metamorphic |  |  | Zn | Ag, Sn, Cu, Ga, In, Fe, Mn, Cd | Zn, Ag, Sn, Cu, Ga, In, Fe, Mn, Cd |  |  | 47.8919 |  | underground mine |  |  |  |  | ore material | grab | grab | mineral separate | [5 empty] | mineralisation |  |  |  | wurtzite, sphalerite | [6 empty] | pyrite | Polished sections; MASS-1 pressed pellet standard | EMPA, LA-ICPMS | SX51 electron microprobe (Cameca Gennevilliers Cedex, France); Agilent 7700cx Series Quadrupole ICP-MS (Agilent Santa Clara, CA 95051, USA) coupled to an Applied Spectra M-50 laser ablation system | Adelaide Microscopy, University of Adelaide | EMPA: accelerating voltage of 20 kV and a specimen current of ~20 nA, focused beam size set at <1 µm; LA-ICP-MS line scans: width of line rasters around 50 µm, ablation performed in a pure He atmosphere with a flow of 700 mL/min, mixed with Ar (930 mL/min) immediately after the ablation cell, mixture passed through a pulse homogenizing device; LA-ICP-MS mapping: repetition rate of 10 Hz, 64 µm spot size, output fluence of ~2.5 J cm−2, 30 s background acquisition at the start of every raster, dwell times for all elements set to 7 ms; line scan dwell times: 10 ms for both Zn and S, and 50 ms for the remaining masses; measured isotopes: 55Mn, 57Fe, 59Co, 60Ni, 65Cu, 66Zn, 71Ga, 75As, 77Se, 95Mo, 107Ag, 111Cd, 115In, 118Sn, 121Sb, 197Au, 202Hg, 205Tl, 208Pb and 209Bi | USGS certified standard MASS-1, comprising a pressed pellet of precipitated Cu-Fe-Zn sulfide standard; natural chalcopyrite (Cu), natural rhodonite (Mn), natural chalcedony (Zn), natural cobaltite (Co), natural arsenopyrite (As), natural stibnite (Sb), natural galena (Pb), natural cadmium (Cd) | 599.3504 |  |  |  | 1.8883 |  | 1.2336 | [7 empty] | 0.89076 | [5 empty] | 6729.946 | [5 empty] | 0.057701 | [5 empty] | 692.9603 | [9 empty] | 27379.42 |  | 133.8306 | [7 empty] | 0.10158 |  |  |  | 77.0963 | [13 empty] | 45.9816 |  | 0 | [7 empty] | 0 | [5 empty] | 73.6726 | [15 empty] | 263524.2 |  | 45.4169 |  |  |  | 0 | [5 empty] | 620.7704 | [13 empty] | 0.022035 | [18 empty] | 2020 | Minerals 2020, 10, 147 |  | BOL, TZA
| Animas-Chocaya Mine, Merelani Hills |  | Magmatic hydrothermal, Metamorphic |  |  | Zn | Ag, Sn, Cu, Ga, In, Fe, Mn, Cd | Zn, Ag, Sn, Cu, Ga, In, Fe, Mn, Cd |  |  | 48.1438 |  | underground mine |  |  |  |  | ore material | grab | grab | mineral separate | [5 empty] | mineralisation |  |  |  | wurtzite, sphalerite | [6 empty] | pyrite | Polished sections; MASS-1 pressed pellet standard | EMPA, LA-ICPMS | SX51 electron microprobe (Cameca Gennevilliers Cedex, France); Agilent 7700cx Series Quadrupole ICP-MS (Agilent Santa Clara, CA 95051, USA) coupled to an Applied Spectra M-50 laser ablation system | Adelaide Microscopy, University of Adelaide | EMPA: accelerating voltage of 20 kV and a specimen current of ~20 nA, focused beam size set at <1 µm; LA-ICP-MS line scans: width of line rasters around 50 µm, ablation performed in a pure He atmosphere with a flow of 700 mL/min, mixed with Ar (930 mL/min) immediately after the ablation cell, mixture passed through a pulse homogenizing device; LA-ICP-MS mapping: repetition rate of 10 Hz, 64 µm spot size, output fluence of ~2.5 J cm−2, 30 s background acquisition at the start of every raster, dwell times for all elements set to 7 ms; line scan dwell times: 10 ms for both Zn and S, and 50 ms for the remaining masses; measured isotopes: 55Mn, 57Fe, 59Co, 60Ni, 65Cu, 66Zn, 71Ga, 75As, 77Se, 95Mo, 107Ag, 111Cd, 115In, 118Sn, 121Sb, 197Au, 202Hg, 205Tl, 208Pb and 209Bi | USGS certified standard MASS-1, comprising a pressed pellet of precipitated Cu-Fe-Zn sulfide standard; natural chalcopyrite (Cu), natural rhodonite (Mn), natural chalcedony (Zn), natural cobaltite (Co), natural arsenopyrite (As), natural stibnite (Sb), natural galena (Pb), natural cadmium (Cd) | 614.0152 |  |  |  | -0.5534 |  | 0.85112 | [7 empty] | 0.73948 | [5 empty] | 6171.697 | [5 empty] | 0.053076 | [5 empty] | 654.3034 | [9 empty] | 24750.54 |  | 142.8138 | [7 empty] | 0.11392 |  |  |  | 57.7212 | [13 empty] | 42.5082 |  | 0 | [7 empty] | 0.15118 | [5 empty] | 71.529 | [15 empty] | 238526.8 |  | 30.4371 |  |  |  | 1.605 | [5 empty] | 662.8328 | [13 empty] | 0.081083 | [18 empty] | 2020 | Minerals 2020, 10, 147 |  | BOL, TZA
| Animas-Chocaya Mine, Merelani Hills |  | Magmatic hydrothermal, Metamorphic |  |  | Zn | Ag, Sn, Cu, Ga, In, Fe, Mn, Cd | Zn, Ag, Sn, Cu, Ga, In, Fe, Mn, Cd |  |  | 48.3957 |  | underground mine |  |  |  |  | ore material | grab | grab | mineral separate | [5 empty] | mineralisation |  |  |  | wurtzite, sphalerite | [6 empty] | pyrite | Polished sections; MASS-1 pressed pellet standard | EMPA, LA-ICPMS | SX51 electron microprobe (Cameca Gennevilliers Cedex, France); Agilent 7700cx Series Quadrupole ICP-MS (Agilent Santa Clara, CA 95051, USA) coupled to an Applied Spectra M-50 laser ablation system | Adelaide Microscopy, University of Adelaide | EMPA: accelerating voltage of 20 kV and a specimen current of ~20 nA, focused beam size set at <1 µm; LA-ICP-MS line scans: width of line rasters around 50 µm, ablation performed in a pure He atmosphere with a flow of 700 mL/min, mixed with Ar (930 mL/min) immediately after the ablation cell, mixture passed through a pulse homogenizing device; LA-ICP-MS mapping: repetition rate of 10 Hz, 64 µm spot size, output fluence of ~2.5 J cm−2, 30 s background acquisition at the start of every raster, dwell times for all elements set to 7 ms; line scan dwell times: 10 ms for both Zn and S, and 50 ms for the remaining masses; measured isotopes: 55Mn, 57Fe, 59Co, 60Ni, 65Cu, 66Zn, 71Ga, 75As, 77Se, 95Mo, 107Ag, 111Cd, 115In, 118Sn, 121Sb, 197Au, 202Hg, 205Tl, 208Pb and 209Bi | USGS certified standard MASS-1, comprising a pressed pellet of precipitated Cu-Fe-Zn sulfide standard; natural chalcopyrite (Cu), natural rhodonite (Mn), natural chalcedony (Zn), natural cobaltite (Co), natural arsenopyrite (As), natural stibnite (Sb), natural galena (Pb), natural cadmium (Cd) | 620.179 |  |  |  | 2.3628 |  | 1.0993 | [7 empty] | 0.64534 | [5 empty] | 6558.575 | [5 empty] | 0 | [5 empty] | 732.1301 | [9 empty] | 27479.09 |  | 168.7677 | [7 empty] | 0.12998 |  |  |  | 52.9611 | [13 empty] | 41.1309 |  | 0.61783 | [7 empty] | 0.81367 | [5 empty] | 76.4167 | [15 empty] | 272269.1 |  | 31.3775 |  |  |  | 0 | [5 empty] | 638.2723 | [13 empty] | 0.17455 | [18 empty] | 2020 | Minerals 2020, 10, 147 |  | BOL, TZA
| Animas-Chocaya Mine, Merelani Hills |  | Magmatic hydrothermal, Metamorphic |  |  | Zn | Ag, Sn, Cu, Ga, In, Fe, Mn, Cd | Zn, Ag, Sn, Cu, Ga, In, Fe, Mn, Cd |  |  | 48.6476 |  | underground mine |  |  |  |  | ore material | grab | grab | mineral separate | [5 empty] | mineralisation |  |  |  | wurtzite, sphalerite | [6 empty] | pyrite | Polished sections; MASS-1 pressed pellet standard | EMPA, LA-ICPMS | SX51 electron microprobe (Cameca Gennevilliers Cedex, France); Agilent 7700cx Series Quadrupole ICP-MS (Agilent Santa Clara, CA 95051, USA) coupled to an Applied Spectra M-50 laser ablation system | Adelaide Microscopy, University of Adelaide | EMPA: accelerating voltage of 20 kV and a specimen current of ~20 nA, focused beam size set at <1 µm; LA-ICP-MS line scans: width of line rasters around 50 µm, ablation performed in a pure He atmosphere with a flow of 700 mL/min, mixed with Ar (930 mL/min) immediately after the ablation cell, mixture passed through a pulse homogenizing device; LA-ICP-MS mapping: repetition rate of 10 Hz, 64 µm spot size, output fluence of ~2.5 J cm−2, 30 s background acquisition at the start of every raster, dwell times for all elements set to 7 ms; line scan dwell times: 10 ms for both Zn and S, and 50 ms for the remaining masses; measured isotopes: 55Mn, 57Fe, 59Co, 60Ni, 65Cu, 66Zn, 71Ga, 75As, 77Se, 95Mo, 107Ag, 111Cd, 115In, 118Sn, 121Sb, 197Au, 202Hg, 205Tl, 208Pb and 209Bi | USGS certified standard MASS-1, comprising a pressed pellet of precipitated Cu-Fe-Zn sulfide standard; natural chalcopyrite (Cu), natural rhodonite (Mn), natural chalcedony (Zn), natural cobaltite (Co), natural arsenopyrite (As), natural stibnite (Sb), natural galena (Pb), natural cadmium (Cd) | 554.1974 |  |  |  | 1.5045 |  | 0.534 | [7 empty] | 1.1051 | [5 empty] | 7406.062 | [5 empty] | 0 | [5 empty] | 683.9088 | [9 empty] | 28342.33 |  | 133.1637 | [7 empty] | 0.14744 |  |  |  | 54.5506 | [13 empty] | 44.2046 |  | 0.50646 | [7 empty] | 0.71148 | [5 empty] | 64.1251 | [15 empty] | 297634.1 |  | 26.6676 |  |  |  | 0 | [5 empty] | 590.8166 | [13 empty] | 0.023848 | [18 empty] | 2020 | Minerals 2020, 10, 147 |  | BOL, TZA
| Animas-Chocaya Mine, Merelani Hills |  | Magmatic hydrothermal, Metamorphic |  |  | Zn | Ag, Sn, Cu, Ga, In, Fe, Mn, Cd | Zn, Ag, Sn, Cu, Ga, In, Fe, Mn, Cd |  |  | 50.1606 |  | underground mine |  |  |  |  | ore material | grab | grab | mineral separate | [5 empty] | mineralisation |  |  |  | wurtzite, sphalerite | [6 empty] | pyrite | Polished sections; MASS-1 pressed pellet standard | EMPA, LA-ICPMS | SX51 electron microprobe (Cameca Gennevilliers Cedex, France); Agilent 7700cx Series Quadrupole ICP-MS (Agilent Santa Clara, CA 95051, USA) coupled to an Applied Spectra M-50 laser ablation system | Adelaide Microscopy, University of Adelaide | EMPA: accelerating voltage of 20 kV and a specimen current of ~20 nA, focused beam size set at <1 µm; LA-ICP-MS line scans: width of line rasters around 50 µm, ablation performed in a pure He atmosphere with a flow of 700 mL/min, mixed with Ar (930 mL/min) immediately after the ablation cell, mixture passed through a pulse homogenizing device; LA-ICP-MS mapping: repetition rate of 10 Hz, 64 µm spot size, output fluence of ~2.5 J cm−2, 30 s background acquisition at the start of every raster, dwell times for all elements set to 7 ms; line scan dwell times: 10 ms for both Zn and S, and 50 ms for the remaining masses; measured isotopes: 55Mn, 57Fe, 59Co, 60Ni, 65Cu, 66Zn, 71Ga, 75As, 77Se, 95Mo, 107Ag, 111Cd, 115In, 118Sn, 121Sb, 197Au, 202Hg, 205Tl, 208Pb and 209Bi | USGS certified standard MASS-1, comprising a pressed pellet of precipitated Cu-Fe-Zn sulfide standard; natural chalcopyrite (Cu), natural rhodonite (Mn), natural chalcedony (Zn), natural cobaltite (Co), natural arsenopyrite (As), natural stibnite (Sb), natural galena (Pb), natural cadmium (Cd) | 171.482 |  |  |  | 1.316 |  | 0.9927 | [7 empty] | 0.26738 | [5 empty] | 5970.718 | [5 empty] | 0 | [5 empty] | 240.9517 | [9 empty] | 20995.39 |  | 80.3541 | [7 empty] | 0.15248 |  |  |  | 25.4278 | [13 empty] | 26.7829 |  | 0.29537 | [7 empty] | 0 | [5 empty] | 32.4729 | [15 empty] | 258065 |  | 5.8544 |  |  |  | 0 | [5 empty] | 187.5453 | [13 empty] | 0.062591 | [18 empty] | 2020 | Minerals 2020, 10, 147 |  | BOL, TZA
| Animas-Chocaya Mine, Merelani Hills |  | Magmatic hydrothermal, Metamorphic |  |  | Zn | Ag, Sn, Cu, Ga, In, Fe, Mn, Cd | Zn, Ag, Sn, Cu, Ga, In, Fe, Mn, Cd |  |  | 51.4206 |  | underground mine |  |  |  |  | ore material | grab | grab | mineral separate | [5 empty] | mineralisation |  |  |  | wurtzite, sphalerite | [6 empty] | pyrite | Polished sections; MASS-1 pressed pellet standard | EMPA, LA-ICPMS | SX51 electron microprobe (Cameca Gennevilliers Cedex, France); Agilent 7700cx Series Quadrupole ICP-MS (Agilent Santa Clara, CA 95051, USA) coupled to an Applied Spectra M-50 laser ablation system | Adelaide Microscopy, University of Adelaide | EMPA: accelerating voltage of 20 kV and a specimen current of ~20 nA, focused beam size set at <1 µm; LA-ICP-MS line scans: width of line rasters around 50 µm, ablation performed in a pure He atmosphere with a flow of 700 mL/min, mixed with Ar (930 mL/min) immediately after the ablation cell, mixture passed through a pulse homogenizing device; LA-ICP-MS mapping: repetition rate of 10 Hz, 64 µm spot size, output fluence of ~2.5 J cm−2, 30 s background acquisition at the start of every raster, dwell times for all elements set to 7 ms; line scan dwell times: 10 ms for both Zn and S, and 50 ms for the remaining masses; measured isotopes: 55Mn, 57Fe, 59Co, 60Ni, 65Cu, 66Zn, 71Ga, 75As, 77Se, 95Mo, 107Ag, 111Cd, 115In, 118Sn, 121Sb, 197Au, 202Hg, 205Tl, 208Pb and 209Bi | USGS certified standard MASS-1, comprising a pressed pellet of precipitated Cu-Fe-Zn sulfide standard; natural chalcopyrite (Cu), natural rhodonite (Mn), natural chalcedony (Zn), natural cobaltite (Co), natural arsenopyrite (As), natural stibnite (Sb), natural galena (Pb), natural cadmium (Cd) | 831.3695 |  |  |  | -0.096695 |  | 1.9985 | [7 empty] | 0.38213 | [5 empty] | 8119.921 | [5 empty] | 0 | [5 empty] | 566.8591 | [9 empty] | 17984.53 |  | 556.1885 | [7 empty] | 0.10338 |  |  |  | 42.8546 | [13 empty] | 28.3069 |  | 0 | [7 empty] | 0.30442 | [5 empty] | 30.5844 | [15 empty] | 256957.1 |  | 6.4879 |  |  |  | 0 | [5 empty] | 539.6976 | [13 empty] | 0.020402 | [18 empty] | 2020 | Minerals 2020, 10, 147 |  | BOL, TZA
| Animas-Chocaya Mine, Merelani Hills |  | Magmatic hydrothermal, Metamorphic |  |  | Zn | Ag, Sn, Cu, Ga, In, Fe, Mn, Cd | Zn, Ag, Sn, Cu, Ga, In, Fe, Mn, Cd |  |  | 51.9249 |  | underground mine |  |  |  |  | ore material | grab | grab | mineral separate | [5 empty] | mineralisation |  |  |  | wurtzite, sphalerite | [6 empty] | pyrite | Polished sections; MASS-1 pressed pellet standard | EMPA, LA-ICPMS | SX51 electron microprobe (Cameca Gennevilliers Cedex, France); Agilent 7700cx Series Quadrupole ICP-MS (Agilent Santa Clara, CA 95051, USA) coupled to an Applied Spectra M-50 laser ablation system | Adelaide Microscopy, University of Adelaide | EMPA: accelerating voltage of 20 kV and a specimen current of ~20 nA, focused beam size set at <1 µm; LA-ICP-MS line scans: width of line rasters around 50 µm, ablation performed in a pure He atmosphere with a flow of 700 mL/min, mixed with Ar (930 mL/min) immediately after the ablation cell, mixture passed through a pulse homogenizing device; LA-ICP-MS mapping: repetition rate of 10 Hz, 64 µm spot size, output fluence of ~2.5 J cm−2, 30 s background acquisition at the start of every raster, dwell times for all elements set to 7 ms; line scan dwell times: 10 ms for both Zn and S, and 50 ms for the remaining masses; measured isotopes: 55Mn, 57Fe, 59Co, 60Ni, 65Cu, 66Zn, 71Ga, 75As, 77Se, 95Mo, 107Ag, 111Cd, 115In, 118Sn, 121Sb, 197Au, 202Hg, 205Tl, 208Pb and 209Bi | USGS certified standard MASS-1, comprising a pressed pellet of precipitated Cu-Fe-Zn sulfide standard; natural chalcopyrite (Cu), natural rhodonite (Mn), natural chalcedony (Zn), natural cobaltite (Co), natural arsenopyrite (As), natural stibnite (Sb), natural galena (Pb), natural cadmium (Cd) | 1192.709 |  |  |  | 2.8959 |  | 2.2295 | [7 empty] | 0.58898 | [5 empty] | 9432.812 | [5 empty] | 0.057864 | [5 empty] | 889.123 | [9 empty] | 22657.99 |  | 624.6319 | [7 empty] | 0.10719 |  |  |  | 64.7981 | [13 empty] | 29.4279 |  | 0 | [7 empty] | 0 | [5 empty] | 36.9783 | [15 empty] | 277515.5 |  | 12.5123 |  |  |  | 0 | [5 empty] | 1117.139 | [13 empty] | 0.022129 | [18 empty] | 2020 | Minerals 2020, 10, 147 |  | BOL, TZA
| Animas-Chocaya Mine, Merelani Hills |  | Magmatic hydrothermal, Metamorphic |  |  | Zn | Ag, Sn, Cu, Ga, In, Fe, Mn, Cd | Zn, Ag, Sn, Cu, Ga, In, Fe, Mn, Cd |  |  | 52.1768 |  | underground mine |  |  |  |  | ore material | grab | grab | mineral separate | [5 empty] | mineralisation |  |  |  | wurtzite, sphalerite | [6 empty] | pyrite | Polished sections; MASS-1 pressed pellet standard | EMPA, LA-ICPMS | SX51 electron microprobe (Cameca Gennevilliers Cedex, France); Agilent 7700cx Series Quadrupole ICP-MS (Agilent Santa Clara, CA 95051, USA) coupled to an Applied Spectra M-50 laser ablation system | Adelaide Microscopy, University of Adelaide | EMPA: accelerating voltage of 20 kV and a specimen current of ~20 nA, focused beam size set at <1 µm; LA-ICP-MS line scans: width of line rasters around 50 µm, ablation performed in a pure He atmosphere with a flow of 700 mL/min, mixed with Ar (930 mL/min) immediately after the ablation cell, mixture passed through a pulse homogenizing device; LA-ICP-MS mapping: repetition rate of 10 Hz, 64 µm spot size, output fluence of ~2.5 J cm−2, 30 s background acquisition at the start of every raster, dwell times for all elements set to 7 ms; line scan dwell times: 10 ms for both Zn and S, and 50 ms for the remaining masses; measured isotopes: 55Mn, 57Fe, 59Co, 60Ni, 65Cu, 66Zn, 71Ga, 75As, 77Se, 95Mo, 107Ag, 111Cd, 115In, 118Sn, 121Sb, 197Au, 202Hg, 205Tl, 208Pb and 209Bi | USGS certified standard MASS-1, comprising a pressed pellet of precipitated Cu-Fe-Zn sulfide standard; natural chalcopyrite (Cu), natural rhodonite (Mn), natural chalcedony (Zn), natural cobaltite (Co), natural arsenopyrite (As), natural stibnite (Sb), natural galena (Pb), natural cadmium (Cd) | 1271.093 |  |  |  | 0.3986 |  | 1.8121 | [7 empty] | 0.44018 | [5 empty] | 9851.153 | [5 empty] | 0 | [5 empty] | 885.9293 | [9 empty] | 22640.45 |  | 583.6371 | [7 empty] | 0.11568 |  |  |  | 64.7289 | [13 empty] | 27.2453 |  | 0 | [7 empty] | 0.49975 | [5 empty] | 35.4188 | [15 empty] | 283622.7 |  | 16.352 |  |  |  | 0 | [5 empty] | 925.7673 | [13 empty] | 0.022327 | [18 empty] | 2020 | Minerals 2020, 10, 147 |  | BOL, TZA
| Animas-Chocaya Mine, Merelani Hills |  | Magmatic hydrothermal, Metamorphic |  |  | Zn | Ag, Sn, Cu, Ga, In, Fe, Mn, Cd | Zn, Ag, Sn, Cu, Ga, In, Fe, Mn, Cd |  |  | 52.4288 |  | underground mine |  |  |  |  | ore material | grab | grab | mineral separate | [5 empty] | mineralisation |  |  |  | wurtzite, sphalerite | [6 empty] | pyrite | Polished sections; MASS-1 pressed pellet standard | EMPA, LA-ICPMS | SX51 electron microprobe (Cameca Gennevilliers Cedex, France); Agilent 7700cx Series Quadrupole ICP-MS (Agilent Santa Clara, CA 95051, USA) coupled to an Applied Spectra M-50 laser ablation system | Adelaide Microscopy, University of Adelaide | EMPA: accelerating voltage of 20 kV and a specimen current of ~20 nA, focused beam size set at <1 µm; LA-ICP-MS line scans: width of line rasters around 50 µm, ablation performed in a pure He atmosphere with a flow of 700 mL/min, mixed with Ar (930 mL/min) immediately after the ablation cell, mixture passed through a pulse homogenizing device; LA-ICP-MS mapping: repetition rate of 10 Hz, 64 µm spot size, output fluence of ~2.5 J cm−2, 30 s background acquisition at the start of every raster, dwell times for all elements set to 7 ms; line scan dwell times: 10 ms for both Zn and S, and 50 ms for the remaining masses; measured isotopes: 55Mn, 57Fe, 59Co, 60Ni, 65Cu, 66Zn, 71Ga, 75As, 77Se, 95Mo, 107Ag, 111Cd, 115In, 118Sn, 121Sb, 197Au, 202Hg, 205Tl, 208Pb and 209Bi | USGS certified standard MASS-1, comprising a pressed pellet of precipitated Cu-Fe-Zn sulfide standard; natural chalcopyrite (Cu), natural rhodonite (Mn), natural chalcedony (Zn), natural cobaltite (Co), natural arsenopyrite (As), natural stibnite (Sb), natural galena (Pb), natural cadmium (Cd) | 1005.71 |  |  |  | 1.1298 |  | 1.344 | [7 empty] | 0.51646 | [5 empty] | 9417.098 | [5 empty] | 0 | [5 empty] | 1008.145 | [9 empty] | 20701.68 |  | 506.0816 | [7 empty] | 0.12293 |  |  |  | 71.4298 | [13 empty] | 22.3135 |  | 0.15451 | [7 empty] | 0.48863 | [5 empty] | 37.6743 | [15 empty] | 259864.2 |  | 15.2338 |  |  |  | 0 | [5 empty] | 892.9047 | [13 empty] | 0 | [18 empty] | 2020 | Minerals 2020, 10, 147 |  | BOL, TZA
| Animas-Chocaya Mine, Merelani Hills |  | Magmatic hydrothermal, Metamorphic |  |  | Zn | Ag, Sn, Cu, Ga, In, Fe, Mn, Cd | Zn, Ag, Sn, Cu, Ga, In, Fe, Mn, Cd |  |  | 52.6817 |  | underground mine |  |  |  |  | ore material | grab | grab | mineral separate | [5 empty] | mineralisation |  |  |  | wurtzite, sphalerite | [6 empty] | pyrite | Polished sections; MASS-1 pressed pellet standard | EMPA, LA-ICPMS | SX51 electron microprobe (Cameca Gennevilliers Cedex, France); Agilent 7700cx Series Quadrupole ICP-MS (Agilent Santa Clara, CA 95051, USA) coupled to an Applied Spectra M-50 laser ablation system | Adelaide Microscopy, University of Adelaide | EMPA: accelerating voltage of 20 kV and a specimen current of ~20 nA, focused beam size set at <1 µm; LA-ICP-MS line scans: width of line rasters around 50 µm, ablation performed in a pure He atmosphere with a flow of 700 mL/min, mixed with Ar (930 mL/min) immediately after the ablation cell, mixture passed through a pulse homogenizing device; LA-ICP-MS mapping: repetition rate of 10 Hz, 64 µm spot size, output fluence of ~2.5 J cm−2, 30 s background acquisition at the start of every raster, dwell times for all elements set to 7 ms; line scan dwell times: 10 ms for both Zn and S, and 50 ms for the remaining masses; measured isotopes: 55Mn, 57Fe, 59Co, 60Ni, 65Cu, 66Zn, 71Ga, 75As, 77Se, 95Mo, 107Ag, 111Cd, 115In, 118Sn, 121Sb, 197Au, 202Hg, 205Tl, 208Pb and 209Bi | USGS certified standard MASS-1, comprising a pressed pellet of precipitated Cu-Fe-Zn sulfide standard; natural chalcopyrite (Cu), natural rhodonite (Mn), natural chalcedony (Zn), natural cobaltite (Co), natural arsenopyrite (As), natural stibnite (Sb), natural galena (Pb), natural cadmium (Cd) | 858.0482 |  |  |  | 0.37583 |  | 1.3554 | [7 empty] | 0.41516 | [5 empty] | 8612.437 | [5 empty] | 0.055051 | [5 empty] | 879.0366 | [9 empty] | 21427.26 |  | 424.8782 | [7 empty] | 0.097318 |  |  |  | 73.3082 | [13 empty] | 25.9668 |  | 0.14905 | [7 empty] | 0.62849 | [5 empty] | 33.8721 | [15 empty] | 281022.3 |  | 15.7865 |  |  |  | 0 | [5 empty] | 791.2979 | [13 empty] | 0.042117 | [18 empty] | 2020 | Minerals 2020, 10, 147 |  | BOL, TZA
| Animas-Chocaya Mine, Merelani Hills |  | Magmatic hydrothermal, Metamorphic |  |  | Zn | Ag, Sn, Cu, Ga, In, Fe, Mn, Cd | Zn, Ag, Sn, Cu, Ga, In, Fe, Mn, Cd |  |  | 54.1936 |  | underground mine |  |  |  |  | ore material | grab | grab | mineral separate | [5 empty] | mineralisation |  |  |  | wurtzite, sphalerite | [6 empty] | pyrite | Polished sections; MASS-1 pressed pellet standard | EMPA, LA-ICPMS | SX51 electron microprobe (Cameca Gennevilliers Cedex, France); Agilent 7700cx Series Quadrupole ICP-MS (Agilent Santa Clara, CA 95051, USA) coupled to an Applied Spectra M-50 laser ablation system | Adelaide Microscopy, University of Adelaide | EMPA: accelerating voltage of 20 kV and a specimen current of ~20 nA, focused beam size set at <1 µm; LA-ICP-MS line scans: width of line rasters around 50 µm, ablation performed in a pure He atmosphere with a flow of 700 mL/min, mixed with Ar (930 mL/min) immediately after the ablation cell, mixture passed through a pulse homogenizing device; LA-ICP-MS mapping: repetition rate of 10 Hz, 64 µm spot size, output fluence of ~2.5 J cm−2, 30 s background acquisition at the start of every raster, dwell times for all elements set to 7 ms; line scan dwell times: 10 ms for both Zn and S, and 50 ms for the remaining masses; measured isotopes: 55Mn, 57Fe, 59Co, 60Ni, 65Cu, 66Zn, 71Ga, 75As, 77Se, 95Mo, 107Ag, 111Cd, 115In, 118Sn, 121Sb, 197Au, 202Hg, 205Tl, 208Pb and 209Bi | USGS certified standard MASS-1, comprising a pressed pellet of precipitated Cu-Fe-Zn sulfide standard; natural chalcopyrite (Cu), natural rhodonite (Mn), natural chalcedony (Zn), natural cobaltite (Co), natural arsenopyrite (As), natural stibnite (Sb), natural galena (Pb), natural cadmium (Cd) | 1049.343 |  |  |  | 0.63312 |  | 0.54727 | [7 empty] | 0.96401 | [5 empty] | 12108.99 | [5 empty] | 0.056782 | [5 empty] | 1334.951 | [9 empty] | 26288.92 |  | 366.0906 | [7 empty] | 0.10051 |  |  |  | 170.1213 | [13 empty] | 26.7272 |  | 0 | [7 empty] | 0.32434 | [5 empty] | 61.0218 | [15 empty] | 260758.8 |  | 12.6637 |  |  |  | 0 | [5 empty] | 1435.615 | [13 empty] | 0.043464 | [18 empty] | 2020 | Minerals 2020, 10, 147 |  | BOL, TZA
| Animas-Chocaya Mine, Merelani Hills |  | Magmatic hydrothermal, Metamorphic |  |  | Zn | Ag, Sn, Cu, Ga, In, Fe, Mn, Cd | Zn, Ag, Sn, Cu, Ga, In, Fe, Mn, Cd |  |  | 54.9498 |  | underground mine |  |  |  |  | ore material | grab | grab | mineral separate | [5 empty] | mineralisation |  |  |  | wurtzite, sphalerite | [6 empty] | pyrite | Polished sections; MASS-1 pressed pellet standard | EMPA, LA-ICPMS | SX51 electron microprobe (Cameca Gennevilliers Cedex, France); Agilent 7700cx Series Quadrupole ICP-MS (Agilent Santa Clara, CA 95051, USA) coupled to an Applied Spectra M-50 laser ablation system | Adelaide Microscopy, University of Adelaide | EMPA: accelerating voltage of 20 kV and a specimen current of ~20 nA, focused beam size set at <1 µm; LA-ICP-MS line scans: width of line rasters around 50 µm, ablation performed in a pure He atmosphere with a flow of 700 mL/min, mixed with Ar (930 mL/min) immediately after the ablation cell, mixture passed through a pulse homogenizing device; LA-ICP-MS mapping: repetition rate of 10 Hz, 64 µm spot size, output fluence of ~2.5 J cm−2, 30 s background acquisition at the start of every raster, dwell times for all elements set to 7 ms; line scan dwell times: 10 ms for both Zn and S, and 50 ms for the remaining masses; measured isotopes: 55Mn, 57Fe, 59Co, 60Ni, 65Cu, 66Zn, 71Ga, 75As, 77Se, 95Mo, 107Ag, 111Cd, 115In, 118Sn, 121Sb, 197Au, 202Hg, 205Tl, 208Pb and 209Bi | USGS certified standard MASS-1, comprising a pressed pellet of precipitated Cu-Fe-Zn sulfide standard; natural chalcopyrite (Cu), natural rhodonite (Mn), natural chalcedony (Zn), natural cobaltite (Co), natural arsenopyrite (As), natural stibnite (Sb), natural galena (Pb), natural cadmium (Cd) | 2116.312 |  |  |  | 1.149 |  | 9.2641 | [7 empty] | 0.78822 | [5 empty] | 11365.97 | [5 empty] | 0.11604 | [5 empty] | 2025.043 | [9 empty] | 28529.67 |  | 335.2155 | [7 empty] | 0.072843 |  |  |  | 517.7215 | [13 empty] | 29.914 |  | 0.15721 | [7 empty] | 0.16577 | [5 empty] | 43.9254 | [15 empty] | 278982 |  | 15.2454 |  |  |  | 0 | [5 empty] | 1883.939 | [13 empty] | 0.022212 | [18 empty] | 2020 | Minerals 2020, 10, 147 |  | BOL, TZA
| Animas-Chocaya Mine, Merelani Hills |  | Magmatic hydrothermal, Metamorphic |  |  | Zn | Ag, Sn, Cu, Ga, In, Fe, Mn, Cd | Zn, Ag, Sn, Cu, Ga, In, Fe, Mn, Cd |  |  | 55.4537 |  | underground mine |  |  |  |  | ore material | grab | grab | mineral separate | [5 empty] | mineralisation |  |  |  | wurtzite, sphalerite | [6 empty] | pyrite | Polished sections; MASS-1 pressed pellet standard | EMPA, LA-ICPMS | SX51 electron microprobe (Cameca Gennevilliers Cedex, France); Agilent 7700cx Series Quadrupole ICP-MS (Agilent Santa Clara, CA 95051, USA) coupled to an Applied Spectra M-50 laser ablation system | Adelaide Microscopy, University of Adelaide | EMPA: accelerating voltage of 20 kV and a specimen current of ~20 nA, focused beam size set at <1 µm; LA-ICP-MS line scans: width of line rasters around 50 µm, ablation performed in a pure He atmosphere with a flow of 700 mL/min, mixed with Ar (930 mL/min) immediately after the ablation cell, mixture passed through a pulse homogenizing device; LA-ICP-MS mapping: repetition rate of 10 Hz, 64 µm spot size, output fluence of ~2.5 J cm−2, 30 s background acquisition at the start of every raster, dwell times for all elements set to 7 ms; line scan dwell times: 10 ms for both Zn and S, and 50 ms for the remaining masses; measured isotopes: 55Mn, 57Fe, 59Co, 60Ni, 65Cu, 66Zn, 71Ga, 75As, 77Se, 95Mo, 107Ag, 111Cd, 115In, 118Sn, 121Sb, 197Au, 202Hg, 205Tl, 208Pb and 209Bi | USGS certified standard MASS-1, comprising a pressed pellet of precipitated Cu-Fe-Zn sulfide standard; natural chalcopyrite (Cu), natural rhodonite (Mn), natural chalcedony (Zn), natural cobaltite (Co), natural arsenopyrite (As), natural stibnite (Sb), natural galena (Pb), natural cadmium (Cd) | 2446.73 |  |  |  | 0.14523 |  | 3.5552 | [7 empty] | 1.4941 | [5 empty] | 12432.74 | [5 empty] | 0.058214 | [5 empty] | 2711.02 | [9 empty] | 29533.21 |  | 358.7401 | [7 empty] | 0.17325 |  |  |  | 1006.96 | [13 empty] | 34.7151 |  | 0 | [7 empty] | 0 | [5 empty] | 69.5708 | [15 empty] | 291038.5 |  | 30.065 |  |  |  | 0 | [5 empty] | 3101.661 | [13 empty] | 0 | [18 empty] | 2020 | Minerals 2020, 10, 147 |  | BOL, TZA
| Animas-Chocaya Mine, Merelani Hills |  | Magmatic hydrothermal, Metamorphic |  |  | Zn | Ag, Sn, Cu, Ga, In, Fe, Mn, Cd | Zn, Ag, Sn, Cu, Ga, In, Fe, Mn, Cd |  |  | 55.7061 |  | underground mine |  |  |  |  | ore material | grab | grab | mineral separate | [5 empty] | mineralisation |  |  |  | wurtzite, sphalerite | [6 empty] | pyrite | Polished sections; MASS-1 pressed pellet standard | EMPA, LA-ICPMS | SX51 electron microprobe (Cameca Gennevilliers Cedex, France); Agilent 7700cx Series Quadrupole ICP-MS (Agilent Santa Clara, CA 95051, USA) coupled to an Applied Spectra M-50 laser ablation system | Adelaide Microscopy, University of Adelaide | EMPA: accelerating voltage of 20 kV and a specimen current of ~20 nA, focused beam size set at <1 µm; LA-ICP-MS line scans: width of line rasters around 50 µm, ablation performed in a pure He atmosphere with a flow of 700 mL/min, mixed with Ar (930 mL/min) immediately after the ablation cell, mixture passed through a pulse homogenizing device; LA-ICP-MS mapping: repetition rate of 10 Hz, 64 µm spot size, output fluence of ~2.5 J cm−2, 30 s background acquisition at the start of every raster, dwell times for all elements set to 7 ms; line scan dwell times: 10 ms for both Zn and S, and 50 ms for the remaining masses; measured isotopes: 55Mn, 57Fe, 59Co, 60Ni, 65Cu, 66Zn, 71Ga, 75As, 77Se, 95Mo, 107Ag, 111Cd, 115In, 118Sn, 121Sb, 197Au, 202Hg, 205Tl, 208Pb and 209Bi | USGS certified standard MASS-1, comprising a pressed pellet of precipitated Cu-Fe-Zn sulfide standard; natural chalcopyrite (Cu), natural rhodonite (Mn), natural chalcedony (Zn), natural cobaltite (Co), natural arsenopyrite (As), natural stibnite (Sb), natural galena (Pb), natural cadmium (Cd) | 3110.67 |  |  |  | 0.14258 |  | 3.063 | [7 empty] | 0.90635 | [5 empty] | 12452.25 | [5 empty] | 0.11435 | [5 empty] | 3112.624 | [9 empty] | 31422.49 |  | 401.7759 | [7 empty] | 0.10133 |  |  |  | 1365.756 | [13 empty] | 29.5901 |  | 0 | [7 empty] | 0.32679 | [5 empty] | 74.3968 | [15 empty] | 265074.5 |  | 37.9253 |  |  |  | 0 | [5 empty] | 3491.362 | [13 empty] | 0 | [18 empty] | 2020 | Minerals 2020, 10, 147 |  | BOL, TZA
| Animas-Chocaya Mine, Merelani Hills |  | Magmatic hydrothermal, Metamorphic |  |  | Zn | Ag, Sn, Cu, Ga, In, Fe, Mn, Cd | Zn, Ag, Sn, Cu, Ga, In, Fe, Mn, Cd |  |  | 55.958 |  | underground mine |  |  |  |  | ore material | grab | grab | mineral separate | [5 empty] | mineralisation |  |  |  | wurtzite, sphalerite | [6 empty] | pyrite | Polished sections; MASS-1 pressed pellet standard | EMPA, LA-ICPMS | SX51 electron microprobe (Cameca Gennevilliers Cedex, France); Agilent 7700cx Series Quadrupole ICP-MS (Agilent Santa Clara, CA 95051, USA) coupled to an Applied Spectra M-50 laser ablation system | Adelaide Microscopy, University of Adelaide | EMPA: accelerating voltage of 20 kV and a specimen current of ~20 nA, focused beam size set at <1 µm; LA-ICP-MS line scans: width of line rasters around 50 µm, ablation performed in a pure He atmosphere with a flow of 700 mL/min, mixed with Ar (930 mL/min) immediately after the ablation cell, mixture passed through a pulse homogenizing device; LA-ICP-MS mapping: repetition rate of 10 Hz, 64 µm spot size, output fluence of ~2.5 J cm−2, 30 s background acquisition at the start of every raster, dwell times for all elements set to 7 ms; line scan dwell times: 10 ms for both Zn and S, and 50 ms for the remaining masses; measured isotopes: 55Mn, 57Fe, 59Co, 60Ni, 65Cu, 66Zn, 71Ga, 75As, 77Se, 95Mo, 107Ag, 111Cd, 115In, 118Sn, 121Sb, 197Au, 202Hg, 205Tl, 208Pb and 209Bi | USGS certified standard MASS-1, comprising a pressed pellet of precipitated Cu-Fe-Zn sulfide standard; natural chalcopyrite (Cu), natural rhodonite (Mn), natural chalcedony (Zn), natural cobaltite (Co), natural arsenopyrite (As), natural stibnite (Sb), natural galena (Pb), natural cadmium (Cd) | 4097.966 |  |  |  | 1.6585 |  | 1.3736 | [7 empty] | 0.90182 | [5 empty] | 13214.44 | [5 empty] | 0.23308 | [5 empty] | 3807.533 | [9 empty] | 34786 |  | 410.5089 | [7 empty] | 0.1033 |  |  |  | 2116.437 | [13 empty] | 48.1244 |  | 0 | [7 empty] | 0.49965 | [5 empty] | 78.7334 | [15 empty] | 284125 |  | 37.884 |  |  |  | 0 | [5 empty] | 4261.397 | [13 empty] | 0.04463 | [18 empty] | 2020 | Minerals 2020, 10, 147 |  | BOL, TZA
| Animas-Chocaya Mine, Merelani Hills |  | Magmatic hydrothermal, Metamorphic |  |  | Zn | Ag, Sn, Cu, Ga, In, Fe, Mn, Cd | Zn, Ag, Sn, Cu, Ga, In, Fe, Mn, Cd |  |  | 56.2099 |  | underground mine |  |  |  |  | ore material | grab | grab | mineral separate | [5 empty] | mineralisation |  |  |  | wurtzite, sphalerite | [6 empty] | pyrite | Polished sections; MASS-1 pressed pellet standard | EMPA, LA-ICPMS | SX51 electron microprobe (Cameca Gennevilliers Cedex, France); Agilent 7700cx Series Quadrupole ICP-MS (Agilent Santa Clara, CA 95051, USA) coupled to an Applied Spectra M-50 laser ablation system | Adelaide Microscopy, University of Adelaide | EMPA: accelerating voltage of 20 kV and a specimen current of ~20 nA, focused beam size set at <1 µm; LA-ICP-MS line scans: width of line rasters around 50 µm, ablation performed in a pure He atmosphere with a flow of 700 mL/min, mixed with Ar (930 mL/min) immediately after the ablation cell, mixture passed through a pulse homogenizing device; LA-ICP-MS mapping: repetition rate of 10 Hz, 64 µm spot size, output fluence of ~2.5 J cm−2, 30 s background acquisition at the start of every raster, dwell times for all elements set to 7 ms; line scan dwell times: 10 ms for both Zn and S, and 50 ms for the remaining masses; measured isotopes: 55Mn, 57Fe, 59Co, 60Ni, 65Cu, 66Zn, 71Ga, 75As, 77Se, 95Mo, 107Ag, 111Cd, 115In, 118Sn, 121Sb, 197Au, 202Hg, 205Tl, 208Pb and 209Bi | USGS certified standard MASS-1, comprising a pressed pellet of precipitated Cu-Fe-Zn sulfide standard; natural chalcopyrite (Cu), natural rhodonite (Mn), natural chalcedony (Zn), natural cobaltite (Co), natural arsenopyrite (As), natural stibnite (Sb), natural galena (Pb), natural cadmium (Cd) | 4246.808 |  |  |  | 0.92381 |  | 4.5415 | [7 empty] | 0.72098 | [5 empty] | 12595.82 | [5 empty] | 0.17905 | [5 empty] | 3889.093 | [9 empty] | 38906.61 |  | 430.4036 | [7 empty] | 0.1161 |  |  |  | 2536.51 | [13 empty] | 34.6992 |  | 0 | [7 empty] | 0.51183 | [5 empty] | 56.6424 | [15 empty] | 279092.1 |  | 30.4374 |  |  |  | 0 | [5 empty] | 5229.867 | [13 empty] | 0.068576 | [18 empty] | 2020 | Minerals 2020, 10, 147 |  | BOL, TZA
| Animas-Chocaya Mine, Merelani Hills |  | Magmatic hydrothermal, Metamorphic |  |  | Zn | Ag, Sn, Cu, Ga, In, Fe, Mn, Cd | Zn, Ag, Sn, Cu, Ga, In, Fe, Mn, Cd |  |  | 56.4618 |  | underground mine |  |  |  |  | ore material | grab | grab | mineral separate | [5 empty] | mineralisation |  |  |  | wurtzite, sphalerite | [6 empty] | pyrite | Polished sections; MASS-1 pressed pellet standard | EMPA, LA-ICPMS | SX51 electron microprobe (Cameca Gennevilliers Cedex, France); Agilent 7700cx Series Quadrupole ICP-MS (Agilent Santa Clara, CA 95051, USA) coupled to an Applied Spectra M-50 laser ablation system | Adelaide Microscopy, University of Adelaide | EMPA: accelerating voltage of 20 kV and a specimen current of ~20 nA, focused beam size set at <1 µm; LA-ICP-MS line scans: width of line rasters around 50 µm, ablation performed in a pure He atmosphere with a flow of 700 mL/min, mixed with Ar (930 mL/min) immediately after the ablation cell, mixture passed through a pulse homogenizing device; LA-ICP-MS mapping: repetition rate of 10 Hz, 64 µm spot size, output fluence of ~2.5 J cm−2, 30 s background acquisition at the start of every raster, dwell times for all elements set to 7 ms; line scan dwell times: 10 ms for both Zn and S, and 50 ms for the remaining masses; measured isotopes: 55Mn, 57Fe, 59Co, 60Ni, 65Cu, 66Zn, 71Ga, 75As, 77Se, 95Mo, 107Ag, 111Cd, 115In, 118Sn, 121Sb, 197Au, 202Hg, 205Tl, 208Pb and 209Bi | USGS certified standard MASS-1, comprising a pressed pellet of precipitated Cu-Fe-Zn sulfide standard; natural chalcopyrite (Cu), natural rhodonite (Mn), natural chalcedony (Zn), natural cobaltite (Co), natural arsenopyrite (As), natural stibnite (Sb), natural galena (Pb), natural cadmium (Cd) | 3842.563 |  |  |  | 0.39252 |  | 1.4185 | [7 empty] | 0.52145 | [5 empty] | 11651.57 | [5 empty] | 0.17266 | [5 empty] | 4618.506 | [9 empty] | 32083.08 |  | 443.455 | [7 empty] | 0.069888 |  |  |  | 2101.959 | [13 empty] | 37.9954 |  | 0 | [7 empty] | 0.82269 | [5 empty] | 43.4189 | [15 empty] | 262976.7 |  | 28.1457 |  |  |  | 0 | [5 empty] | 4498.931 | [13 empty] | 0.022044 | [18 empty] | 2020 | Minerals 2020, 10, 147 |  | BOL, TZA
| Animas-Chocaya Mine, Merelani Hills |  | Magmatic hydrothermal, Metamorphic |  |  | Zn | Ag, Sn, Cu, Ga, In, Fe, Mn, Cd | Zn, Ag, Sn, Cu, Ga, In, Fe, Mn, Cd |  |  | 56.9666 |  | underground mine |  |  |  |  | ore material | grab | grab | mineral separate | [5 empty] | mineralisation |  |  |  | wurtzite, sphalerite | [6 empty] | pyrite | Polished sections; MASS-1 pressed pellet standard | EMPA, LA-ICPMS | SX51 electron microprobe (Cameca Gennevilliers Cedex, France); Agilent 7700cx Series Quadrupole ICP-MS (Agilent Santa Clara, CA 95051, USA) coupled to an Applied Spectra M-50 laser ablation system | Adelaide Microscopy, University of Adelaide | EMPA: accelerating voltage of 20 kV and a specimen current of ~20 nA, focused beam size set at <1 µm; LA-ICP-MS line scans: width of line rasters around 50 µm, ablation performed in a pure He atmosphere with a flow of 700 mL/min, mixed with Ar (930 mL/min) immediately after the ablation cell, mixture passed through a pulse homogenizing device; LA-ICP-MS mapping: repetition rate of 10 Hz, 64 µm spot size, output fluence of ~2.5 J cm−2, 30 s background acquisition at the start of every raster, dwell times for all elements set to 7 ms; line scan dwell times: 10 ms for both Zn and S, and 50 ms for the remaining masses; measured isotopes: 55Mn, 57Fe, 59Co, 60Ni, 65Cu, 66Zn, 71Ga, 75As, 77Se, 95Mo, 107Ag, 111Cd, 115In, 118Sn, 121Sb, 197Au, 202Hg, 205Tl, 208Pb and 209Bi | USGS certified standard MASS-1, comprising a pressed pellet of precipitated Cu-Fe-Zn sulfide standard; natural chalcopyrite (Cu), natural rhodonite (Mn), natural chalcedony (Zn), natural cobaltite (Co), natural arsenopyrite (As), natural stibnite (Sb), natural galena (Pb), natural cadmium (Cd) | 2897.96 |  |  |  | 1.2583 |  | 20.44 | [7 empty] | 0.31177 | [5 empty] | 11217.96 | [5 empty] | 0.12704 | [5 empty] | 3563.106 | [9 empty] | 31264.25 |  | 560.9537 | [7 empty] | 0.11544 |  |  |  | 1329.951 | [13 empty] | 31.5445 |  | 0 | [7 empty] | 1.4531 | [5 empty] | 40.1842 | [15 empty] | 292444.8 |  | 23.007 |  |  |  | 0 | [5 empty] | 3079.317 | [13 empty] | 0.024333 | [18 empty] | 2020 | Minerals 2020, 10, 147 |  | BOL, TZA
| Animas-Chocaya Mine, Merelani Hills |  | Magmatic hydrothermal, Metamorphic |  |  | Zn | Ag, Sn, Cu, Ga, In, Fe, Mn, Cd | Zn, Ag, Sn, Cu, Ga, In, Fe, Mn, Cd |  |  | 58.2266 |  | underground mine |  |  |  |  | ore material | grab | grab | mineral separate | [5 empty] | mineralisation |  |  |  | wurtzite, sphalerite | [6 empty] | pyrite | Polished sections; MASS-1 pressed pellet standard | EMPA, LA-ICPMS | SX51 electron microprobe (Cameca Gennevilliers Cedex, France); Agilent 7700cx Series Quadrupole ICP-MS (Agilent Santa Clara, CA 95051, USA) coupled to an Applied Spectra M-50 laser ablation system | Adelaide Microscopy, University of Adelaide | EMPA: accelerating voltage of 20 kV and a specimen current of ~20 nA, focused beam size set at <1 µm; LA-ICP-MS line scans: width of line rasters around 50 µm, ablation performed in a pure He atmosphere with a flow of 700 mL/min, mixed with Ar (930 mL/min) immediately after the ablation cell, mixture passed through a pulse homogenizing device; LA-ICP-MS mapping: repetition rate of 10 Hz, 64 µm spot size, output fluence of ~2.5 J cm−2, 30 s background acquisition at the start of every raster, dwell times for all elements set to 7 ms; line scan dwell times: 10 ms for both Zn and S, and 50 ms for the remaining masses; measured isotopes: 55Mn, 57Fe, 59Co, 60Ni, 65Cu, 66Zn, 71Ga, 75As, 77Se, 95Mo, 107Ag, 111Cd, 115In, 118Sn, 121Sb, 197Au, 202Hg, 205Tl, 208Pb and 209Bi | USGS certified standard MASS-1, comprising a pressed pellet of precipitated Cu-Fe-Zn sulfide standard; natural chalcopyrite (Cu), natural rhodonite (Mn), natural chalcedony (Zn), natural cobaltite (Co), natural arsenopyrite (As), natural stibnite (Sb), natural galena (Pb), natural cadmium (Cd) | 841.3877 |  |  |  | -0.34262 |  | 16.0636 | [7 empty] | 0.29322 | [5 empty] | 9519.454 | [5 empty] | 0 | [5 empty] | 1499.579 | [9 empty] | 26332.74 |  | 520.7037 | [7 empty] | 0.091332 |  |  |  | 174.7767 | [13 empty] | 27.4824 |  | 0 | [7 empty] | 0 | [5 empty] | 34.5959 | [15 empty] | 248537 |  | 20.2771 |  |  |  | 0 | [5 empty] | 864.5482 | [13 empty] | 0.021252 | [18 empty] | 2020 | Minerals 2020, 10, 147 |  | BOL, TZA
| Animas-Chocaya Mine, Merelani Hills |  | Magmatic hydrothermal, Metamorphic |  |  | Zn | Ag, Sn, Cu, Ga, In, Fe, Mn, Cd | Zn, Ag, Sn, Cu, Ga, In, Fe, Mn, Cd |  |  | 59.4867 |  | underground mine |  |  |  |  | ore material | grab | grab | mineral separate | [5 empty] | mineralisation |  |  |  | wurtzite, sphalerite | [6 empty] | pyrite | Polished sections; MASS-1 pressed pellet standard | EMPA, LA-ICPMS | SX51 electron microprobe (Cameca Gennevilliers Cedex, France); Agilent 7700cx Series Quadrupole ICP-MS (Agilent Santa Clara, CA 95051, USA) coupled to an Applied Spectra M-50 laser ablation system | Adelaide Microscopy, University of Adelaide | EMPA: accelerating voltage of 20 kV and a specimen current of ~20 nA, focused beam size set at <1 µm; LA-ICP-MS line scans: width of line rasters around 50 µm, ablation performed in a pure He atmosphere with a flow of 700 mL/min, mixed with Ar (930 mL/min) immediately after the ablation cell, mixture passed through a pulse homogenizing device; LA-ICP-MS mapping: repetition rate of 10 Hz, 64 µm spot size, output fluence of ~2.5 J cm−2, 30 s background acquisition at the start of every raster, dwell times for all elements set to 7 ms; line scan dwell times: 10 ms for both Zn and S, and 50 ms for the remaining masses; measured isotopes: 55Mn, 57Fe, 59Co, 60Ni, 65Cu, 66Zn, 71Ga, 75As, 77Se, 95Mo, 107Ag, 111Cd, 115In, 118Sn, 121Sb, 197Au, 202Hg, 205Tl, 208Pb and 209Bi | USGS certified standard MASS-1, comprising a pressed pellet of precipitated Cu-Fe-Zn sulfide standard; natural chalcopyrite (Cu), natural rhodonite (Mn), natural chalcedony (Zn), natural cobaltite (Co), natural arsenopyrite (As), natural stibnite (Sb), natural galena (Pb), natural cadmium (Cd) | 463.9302 |  |  |  | 1.9491 |  | 1.0828 | [7 empty] | 0.17952 | [5 empty] | 9627.501 | [5 empty] | 0 | [5 empty] | 937.2416 | [9 empty] | 26639.17 |  | 428.1413 | [7 empty] | 0.15422 |  |  |  | 75.3691 | [13 empty] | 25.5272 |  | 0.16113 | [7 empty] | 0 | [5 empty] | 55.7068 | [15 empty] | 269693.2 |  | 40.4977 |  |  |  | 0 | [5 empty] | 574.2557 | [13 empty] | 0.022771 | [18 empty] | 2020 | Minerals 2020, 10, 147 |  | BOL, TZA
| Animas-Chocaya Mine, Merelani Hills |  | Magmatic hydrothermal, Metamorphic |  |  | Zn | Ag, Sn, Cu, Ga, In, Fe, Mn, Cd | Zn, Ag, Sn, Cu, Ga, In, Fe, Mn, Cd |  |  | 59.7391 |  | underground mine |  |  |  |  | ore material | grab | grab | mineral separate | [5 empty] | mineralisation |  |  |  | wurtzite, sphalerite | [6 empty] | pyrite | Polished sections; MASS-1 pressed pellet standard | EMPA, LA-ICPMS | SX51 electron microprobe (Cameca Gennevilliers Cedex, France); Agilent 7700cx Series Quadrupole ICP-MS (Agilent Santa Clara, CA 95051, USA) coupled to an Applied Spectra M-50 laser ablation system | Adelaide Microscopy, University of Adelaide | EMPA: accelerating voltage of 20 kV and a specimen current of ~20 nA, focused beam size set at <1 µm; LA-ICP-MS line scans: width of line rasters around 50 µm, ablation performed in a pure He atmosphere with a flow of 700 mL/min, mixed with Ar (930 mL/min) immediately after the ablation cell, mixture passed through a pulse homogenizing device; LA-ICP-MS mapping: repetition rate of 10 Hz, 64 µm spot size, output fluence of ~2.5 J cm−2, 30 s background acquisition at the start of every raster, dwell times for all elements set to 7 ms; line scan dwell times: 10 ms for both Zn and S, and 50 ms for the remaining masses; measured isotopes: 55Mn, 57Fe, 59Co, 60Ni, 65Cu, 66Zn, 71Ga, 75As, 77Se, 95Mo, 107Ag, 111Cd, 115In, 118Sn, 121Sb, 197Au, 202Hg, 205Tl, 208Pb and 209Bi | USGS certified standard MASS-1, comprising a pressed pellet of precipitated Cu-Fe-Zn sulfide standard; natural chalcopyrite (Cu), natural rhodonite (Mn), natural chalcedony (Zn), natural cobaltite (Co), natural arsenopyrite (As), natural stibnite (Sb), natural galena (Pb), natural cadmium (Cd) | 386.3891 |  |  |  | -0.58479 |  | 1.6094 | [7 empty] | 0.29399 | [5 empty] | 7849.727 | [5 empty] | 0.055568 | [5 empty] | 722.4989 | [9 empty] | 22404.12 |  | 362.9284 | [7 empty] | 0.1156 |  |  |  | 40.5137 | [13 empty] | 26.6002 |  | 0 | [7 empty] | 0 | [5 empty] | 40.7173 | [15 empty] | 244230.9 |  | 31.9369 |  |  |  | 0 | [5 empty] | 405.3565 | [13 empty] | 0.021309 | [18 empty] | 2020 | Minerals 2020, 10, 147 |  | BOL, TZA
| Animas-Chocaya Mine, Merelani Hills |  | Magmatic hydrothermal, Metamorphic |  |  | Zn | Ag, Sn, Cu, Ga, In, Fe, Mn, Cd | Zn, Ag, Sn, Cu, Ga, In, Fe, Mn, Cd |  |  | 59.991 |  | underground mine |  |  |  |  | ore material | grab | grab | mineral separate | [5 empty] | mineralisation |  |  |  | wurtzite, sphalerite | [6 empty] | pyrite | Polished sections; MASS-1 pressed pellet standard | EMPA, LA-ICPMS | SX51 electron microprobe (Cameca Gennevilliers Cedex, France); Agilent 7700cx Series Quadrupole ICP-MS (Agilent Santa Clara, CA 95051, USA) coupled to an Applied Spectra M-50 laser ablation system | Adelaide Microscopy, University of Adelaide | EMPA: accelerating voltage of 20 kV and a specimen current of ~20 nA, focused beam size set at <1 µm; LA-ICP-MS line scans: width of line rasters around 50 µm, ablation performed in a pure He atmosphere with a flow of 700 mL/min, mixed with Ar (930 mL/min) immediately after the ablation cell, mixture passed through a pulse homogenizing device; LA-ICP-MS mapping: repetition rate of 10 Hz, 64 µm spot size, output fluence of ~2.5 J cm−2, 30 s background acquisition at the start of every raster, dwell times for all elements set to 7 ms; line scan dwell times: 10 ms for both Zn and S, and 50 ms for the remaining masses; measured isotopes: 55Mn, 57Fe, 59Co, 60Ni, 65Cu, 66Zn, 71Ga, 75As, 77Se, 95Mo, 107Ag, 111Cd, 115In, 118Sn, 121Sb, 197Au, 202Hg, 205Tl, 208Pb and 209Bi | USGS certified standard MASS-1, comprising a pressed pellet of precipitated Cu-Fe-Zn sulfide standard; natural chalcopyrite (Cu), natural rhodonite (Mn), natural chalcedony (Zn), natural cobaltite (Co), natural arsenopyrite (As), natural stibnite (Sb), natural galena (Pb), natural cadmium (Cd) | 319.9972 |  |  |  | 0.41555 |  | 1.1121 | [7 empty] | 0.23047 | [5 empty] | 9019.599 | [5 empty] | 0.060984 | [5 empty] | 696.6326 | [9 empty] | 23212.97 |  | 325.5945 | [7 empty] | 0.1558 |  |  |  | 42.3658 | [13 empty] | 28.1593 |  | 0 | [7 empty] | 0 | [5 empty] | 42.9198 | [15 empty] | 272346.2 |  | 33.2322 |  |  |  | 0 | [5 empty] | 429.552 | [13 empty] | 0.046775 | [18 empty] | 2020 | Minerals 2020, 10, 147 |  | BOL, TZA
| Animas-Chocaya Mine, Merelani Hills |  | Magmatic hydrothermal, Metamorphic |  |  | Zn | Ag, Sn, Cu, Ga, In, Fe, Mn, Cd | Zn, Ag, Sn, Cu, Ga, In, Fe, Mn, Cd |  |  | 60.2429 |  | underground mine |  |  |  |  | ore material | grab | grab | mineral separate | [5 empty] | mineralisation |  |  |  | wurtzite, sphalerite | [6 empty] | pyrite | Polished sections; MASS-1 pressed pellet standard | EMPA, LA-ICPMS | SX51 electron microprobe (Cameca Gennevilliers Cedex, France); Agilent 7700cx Series Quadrupole ICP-MS (Agilent Santa Clara, CA 95051, USA) coupled to an Applied Spectra M-50 laser ablation system | Adelaide Microscopy, University of Adelaide | EMPA: accelerating voltage of 20 kV and a specimen current of ~20 nA, focused beam size set at <1 µm; LA-ICP-MS line scans: width of line rasters around 50 µm, ablation performed in a pure He atmosphere with a flow of 700 mL/min, mixed with Ar (930 mL/min) immediately after the ablation cell, mixture passed through a pulse homogenizing device; LA-ICP-MS mapping: repetition rate of 10 Hz, 64 µm spot size, output fluence of ~2.5 J cm−2, 30 s background acquisition at the start of every raster, dwell times for all elements set to 7 ms; line scan dwell times: 10 ms for both Zn and S, and 50 ms for the remaining masses; measured isotopes: 55Mn, 57Fe, 59Co, 60Ni, 65Cu, 66Zn, 71Ga, 75As, 77Se, 95Mo, 107Ag, 111Cd, 115In, 118Sn, 121Sb, 197Au, 202Hg, 205Tl, 208Pb and 209Bi | USGS certified standard MASS-1, comprising a pressed pellet of precipitated Cu-Fe-Zn sulfide standard; natural chalcopyrite (Cu), natural rhodonite (Mn), natural chalcedony (Zn), natural cobaltite (Co), natural arsenopyrite (As), natural stibnite (Sb), natural galena (Pb), natural cadmium (Cd) | 299.2469 |  |  |  | -0.10869 |  | 1.5698 | [7 empty] | 0.30972 | [5 empty] | 8520.988 | [5 empty] | 0.058532 | [5 empty] | 625.4104 | [9 empty] | 21836.29 |  | 296.1077 | [7 empty] | 0.11424 |  |  |  | 25.6892 | [13 empty] | 30.7615 |  | 0 | [7 empty] | 0 | [5 empty] | 47.3792 | [15 empty] | 276723.2 |  | 32.3516 |  |  |  | 0 | [5 empty] | 401.7121 | [13 empty] | 0.089796 | [18 empty] | 2020 | Minerals 2020, 10, 147 |  | BOL, TZA
| Animas-Chocaya Mine, Merelani Hills |  | Magmatic hydrothermal, Metamorphic |  |  | Zn | Ag, Sn, Cu, Ga, In, Fe, Mn, Cd | Zn, Ag, Sn, Cu, Ga, In, Fe, Mn, Cd |  |  | 60.9996 |  | underground mine |  |  |  |  | ore material | grab | grab | mineral separate | [5 empty] | mineralisation |  |  |  | wurtzite, sphalerite | [6 empty] | pyrite | Polished sections; MASS-1 pressed pellet standard | EMPA, LA-ICPMS | SX51 electron microprobe (Cameca Gennevilliers Cedex, France); Agilent 7700cx Series Quadrupole ICP-MS (Agilent Santa Clara, CA 95051, USA) coupled to an Applied Spectra M-50 laser ablation system | Adelaide Microscopy, University of Adelaide | EMPA: accelerating voltage of 20 kV and a specimen current of ~20 nA, focused beam size set at <1 µm; LA-ICP-MS line scans: width of line rasters around 50 µm, ablation performed in a pure He atmosphere with a flow of 700 mL/min, mixed with Ar (930 mL/min) immediately after the ablation cell, mixture passed through a pulse homogenizing device; LA-ICP-MS mapping: repetition rate of 10 Hz, 64 µm spot size, output fluence of ~2.5 J cm−2, 30 s background acquisition at the start of every raster, dwell times for all elements set to 7 ms; line scan dwell times: 10 ms for both Zn and S, and 50 ms for the remaining masses; measured isotopes: 55Mn, 57Fe, 59Co, 60Ni, 65Cu, 66Zn, 71Ga, 75As, 77Se, 95Mo, 107Ag, 111Cd, 115In, 118Sn, 121Sb, 197Au, 202Hg, 205Tl, 208Pb and 209Bi | USGS certified standard MASS-1, comprising a pressed pellet of precipitated Cu-Fe-Zn sulfide standard; natural chalcopyrite (Cu), natural rhodonite (Mn), natural chalcedony (Zn), natural cobaltite (Co), natural arsenopyrite (As), natural stibnite (Sb), natural galena (Pb), natural cadmium (Cd) | 399.3309 |  |  |  | 0.90278 |  | 1.6265 | [7 empty] | 0.44079 | [5 empty] | 8264.055 | [5 empty] | 0.058298 | [5 empty] | 839.9038 | [9 empty] | 21075.34 |  | 372.6005 | [7 empty] | 0.14151 |  |  |  | 18.3355 | [13 empty] | 29.1275 |  | 0 | [7 empty] | 0.501 | [5 empty] | 62.5006 | [15 empty] | 271316.7 |  | 28.8145 |  |  |  | 0 | [5 empty] | 661.1316 | [13 empty] | 0.04473 | [18 empty] | 2020 | Minerals 2020, 10, 147 |  | BOL, TZA
| Animas-Chocaya Mine, Merelani Hills |  | Magmatic hydrothermal, Metamorphic |  |  | Zn | Ag, Sn, Cu, Ga, In, Fe, Mn, Cd | Zn, Ag, Sn, Cu, Ga, In, Fe, Mn, Cd |  |  | 62.2597 |  | underground mine |  |  |  |  | ore material | grab | grab | mineral separate | [5 empty] | mineralisation |  |  |  | wurtzite, sphalerite | [6 empty] | pyrite | Polished sections; MASS-1 pressed pellet standard | EMPA, LA-ICPMS | SX51 electron microprobe (Cameca Gennevilliers Cedex, France); Agilent 7700cx Series Quadrupole ICP-MS (Agilent Santa Clara, CA 95051, USA) coupled to an Applied Spectra M-50 laser ablation system | Adelaide Microscopy, University of Adelaide | EMPA: accelerating voltage of 20 kV and a specimen current of ~20 nA, focused beam size set at <1 µm; LA-ICP-MS line scans: width of line rasters around 50 µm, ablation performed in a pure He atmosphere with a flow of 700 mL/min, mixed with Ar (930 mL/min) immediately after the ablation cell, mixture passed through a pulse homogenizing device; LA-ICP-MS mapping: repetition rate of 10 Hz, 64 µm spot size, output fluence of ~2.5 J cm−2, 30 s background acquisition at the start of every raster, dwell times for all elements set to 7 ms; line scan dwell times: 10 ms for both Zn and S, and 50 ms for the remaining masses; measured isotopes: 55Mn, 57Fe, 59Co, 60Ni, 65Cu, 66Zn, 71Ga, 75As, 77Se, 95Mo, 107Ag, 111Cd, 115In, 118Sn, 121Sb, 197Au, 202Hg, 205Tl, 208Pb and 209Bi | USGS certified standard MASS-1, comprising a pressed pellet of precipitated Cu-Fe-Zn sulfide standard; natural chalcopyrite (Cu), natural rhodonite (Mn), natural chalcedony (Zn), natural cobaltite (Co), natural arsenopyrite (As), natural stibnite (Sb), natural galena (Pb), natural cadmium (Cd) | 889.5901 |  |  |  | 1.0508 |  | 0.79642 | [7 empty] | 0.30065 | [5 empty] | 7785.428 | [5 empty] | 0 | [5 empty] | 1689.422 | [9 empty] | 24080.77 |  | 412.5585 | [7 empty] | 0.069319 |  |  |  | 62.5077 | [13 empty] | 31.2356 |  | 0 | [7 empty] | 0 | [5 empty] | 51.356 | [15 empty] | 254021.7 |  | 28.903 |  |  |  | 0 | [5 empty] | 1375.692 | [13 empty] | 0.081361 | [18 empty] | 2020 | Minerals 2020, 10, 147 |  | BOL, TZA
| Animas-Chocaya Mine, Merelani Hills |  | Magmatic hydrothermal, Metamorphic |  |  | Zn | Ag, Sn, Cu, Ga, In, Fe, Mn, Cd | Zn, Ag, Sn, Cu, Ga, In, Fe, Mn, Cd |  |  | 63.5197 |  | underground mine |  |  |  |  | ore material | grab | grab | mineral separate | [5 empty] | mineralisation |  |  |  | wurtzite, sphalerite | [6 empty] | pyrite | Polished sections; MASS-1 pressed pellet standard | EMPA, LA-ICPMS | SX51 electron microprobe (Cameca Gennevilliers Cedex, France); Agilent 7700cx Series Quadrupole ICP-MS (Agilent Santa Clara, CA 95051, USA) coupled to an Applied Spectra M-50 laser ablation system | Adelaide Microscopy, University of Adelaide | EMPA: accelerating voltage of 20 kV and a specimen current of ~20 nA, focused beam size set at <1 µm; LA-ICP-MS line scans: width of line rasters around 50 µm, ablation performed in a pure He atmosphere with a flow of 700 mL/min, mixed with Ar (930 mL/min) immediately after the ablation cell, mixture passed through a pulse homogenizing device; LA-ICP-MS mapping: repetition rate of 10 Hz, 64 µm spot size, output fluence of ~2.5 J cm−2, 30 s background acquisition at the start of every raster, dwell times for all elements set to 7 ms; line scan dwell times: 10 ms for both Zn and S, and 50 ms for the remaining masses; measured isotopes: 55Mn, 57Fe, 59Co, 60Ni, 65Cu, 66Zn, 71Ga, 75As, 77Se, 95Mo, 107Ag, 111Cd, 115In, 118Sn, 121Sb, 197Au, 202Hg, 205Tl, 208Pb and 209Bi | USGS certified standard MASS-1, comprising a pressed pellet of precipitated Cu-Fe-Zn sulfide standard; natural chalcopyrite (Cu), natural rhodonite (Mn), natural chalcedony (Zn), natural cobaltite (Co), natural arsenopyrite (As), natural stibnite (Sb), natural galena (Pb), natural cadmium (Cd) | 563.2696 |  |  |  | -0.35747 |  | 0.92646 | [7 empty] | 0.63113 | [5 empty] | 7505.447 | [5 empty] | 0.057518 | [5 empty] | 1410.489 | [9 empty] | 25418.16 |  | 418.1327 | [7 empty] | 0.16473 |  |  |  | 32.5981 | [13 empty] | 30.5166 |  | 0 | [7 empty] | 0.32991 | [5 empty] | 62.8459 | [15 empty] | 263722.4 |  | 34.6308 |  |  |  | 0 | [5 empty] | 1108.98 | [13 empty] | 0.022086 | [18 empty] | 2020 | Minerals 2020, 10, 147 |  | BOL, TZA
| Animas-Chocaya Mine, Merelani Hills |  | Magmatic hydrothermal, Metamorphic |  |  | Zn | Ag, Sn, Cu, Ga, In, Fe, Mn, Cd | Zn, Ag, Sn, Cu, Ga, In, Fe, Mn, Cd |  |  | 63.7716 |  | underground mine |  |  |  |  | ore material | grab | grab | mineral separate | [5 empty] | mineralisation |  |  |  | wurtzite, sphalerite | [6 empty] | pyrite | Polished sections; MASS-1 pressed pellet standard | EMPA, LA-ICPMS | SX51 electron microprobe (Cameca Gennevilliers Cedex, France); Agilent 7700cx Series Quadrupole ICP-MS (Agilent Santa Clara, CA 95051, USA) coupled to an Applied Spectra M-50 laser ablation system | Adelaide Microscopy, University of Adelaide | EMPA: accelerating voltage of 20 kV and a specimen current of ~20 nA, focused beam size set at <1 µm; LA-ICP-MS line scans: width of line rasters around 50 µm, ablation performed in a pure He atmosphere with a flow of 700 mL/min, mixed with Ar (930 mL/min) immediately after the ablation cell, mixture passed through a pulse homogenizing device; LA-ICP-MS mapping: repetition rate of 10 Hz, 64 µm spot size, output fluence of ~2.5 J cm−2, 30 s background acquisition at the start of every raster, dwell times for all elements set to 7 ms; line scan dwell times: 10 ms for both Zn and S, and 50 ms for the remaining masses; measured isotopes: 55Mn, 57Fe, 59Co, 60Ni, 65Cu, 66Zn, 71Ga, 75As, 77Se, 95Mo, 107Ag, 111Cd, 115In, 118Sn, 121Sb, 197Au, 202Hg, 205Tl, 208Pb and 209Bi | USGS certified standard MASS-1, comprising a pressed pellet of precipitated Cu-Fe-Zn sulfide standard; natural chalcopyrite (Cu), natural rhodonite (Mn), natural chalcedony (Zn), natural cobaltite (Co), natural arsenopyrite (As), natural stibnite (Sb), natural galena (Pb), natural cadmium (Cd) | 568.6069 |  |  |  | 0.8543 |  | 0.82916 | [7 empty] | 0.62607 | [5 empty] | 7243.856 | [5 empty] | 0 | [5 empty] | 1551.108 | [9 empty] | 27358.17 |  | 397.8881 | [7 empty] | 0.11273 |  |  |  | 39.5047 | [13 empty] | 31.2957 |  | 0 | [7 empty] | 0.47454 | [5 empty] | 51.1997 | [15 empty] | 254133.1 |  | 29.0566 |  |  |  | 0 | [5 empty] | 1138.584 | [13 empty] | 0.021179 | [18 empty] | 2020 | Minerals 2020, 10, 147 |  | BOL, TZA
| Animas-Chocaya Mine, Merelani Hills |  | Magmatic hydrothermal, Metamorphic |  |  | Zn | Ag, Sn, Cu, Ga, In, Fe, Mn, Cd | Zn, Ag, Sn, Cu, Ga, In, Fe, Mn, Cd |  |  | 64.024 |  | underground mine |  |  |  |  | ore material | grab | grab | mineral separate | [5 empty] | mineralisation |  |  |  | wurtzite, sphalerite | [6 empty] | pyrite | Polished sections; MASS-1 pressed pellet standard | EMPA, LA-ICPMS | SX51 electron microprobe (Cameca Gennevilliers Cedex, France); Agilent 7700cx Series Quadrupole ICP-MS (Agilent Santa Clara, CA 95051, USA) coupled to an Applied Spectra M-50 laser ablation system | Adelaide Microscopy, University of Adelaide | EMPA: accelerating voltage of 20 kV and a specimen current of ~20 nA, focused beam size set at <1 µm; LA-ICP-MS line scans: width of line rasters around 50 µm, ablation performed in a pure He atmosphere with a flow of 700 mL/min, mixed with Ar (930 mL/min) immediately after the ablation cell, mixture passed through a pulse homogenizing device; LA-ICP-MS mapping: repetition rate of 10 Hz, 64 µm spot size, output fluence of ~2.5 J cm−2, 30 s background acquisition at the start of every raster, dwell times for all elements set to 7 ms; line scan dwell times: 10 ms for both Zn and S, and 50 ms for the remaining masses; measured isotopes: 55Mn, 57Fe, 59Co, 60Ni, 65Cu, 66Zn, 71Ga, 75As, 77Se, 95Mo, 107Ag, 111Cd, 115In, 118Sn, 121Sb, 197Au, 202Hg, 205Tl, 208Pb and 209Bi | USGS certified standard MASS-1, comprising a pressed pellet of precipitated Cu-Fe-Zn sulfide standard; natural chalcopyrite (Cu), natural rhodonite (Mn), natural chalcedony (Zn), natural cobaltite (Co), natural arsenopyrite (As), natural stibnite (Sb), natural galena (Pb), natural cadmium (Cd) | 502.8606 |  |  |  | 0.38811 |  | 1.5309 | [7 empty] | 0.49626 | [5 empty] | 7551.716 | [5 empty] | 0 | [5 empty] | 1526.293 | [9 empty] | 25155.72 |  | 377.8406 | [7 empty] | 0.15596 |  |  |  | 46.4694 | [13 empty] | 37.1322 |  | 0 | [7 empty] | 0 | [5 empty] | 43.382 | [15 empty] | 271910.3 |  | 24.0478 |  |  |  | 0 | [5 empty] | 1124.594 | [13 empty] | 0.021897 | [18 empty] | 2020 | Minerals 2020, 10, 147 |  | BOL, TZA
| Animas-Chocaya Mine, Merelani Hills |  | Magmatic hydrothermal, Metamorphic |  |  | Zn | Ag, Sn, Cu, Ga, In, Fe, Mn, Cd | Zn, Ag, Sn, Cu, Ga, In, Fe, Mn, Cd |  |  | 64.2769 |  | underground mine |  |  |  |  | ore material | grab | grab | mineral separate | [5 empty] | mineralisation |  |  |  | wurtzite, sphalerite | [6 empty] | pyrite | Polished sections; MASS-1 pressed pellet standard | EMPA, LA-ICPMS | SX51 electron microprobe (Cameca Gennevilliers Cedex, France); Agilent 7700cx Series Quadrupole ICP-MS (Agilent Santa Clara, CA 95051, USA) coupled to an Applied Spectra M-50 laser ablation system | Adelaide Microscopy, University of Adelaide | EMPA: accelerating voltage of 20 kV and a specimen current of ~20 nA, focused beam size set at <1 µm; LA-ICP-MS line scans: width of line rasters around 50 µm, ablation performed in a pure He atmosphere with a flow of 700 mL/min, mixed with Ar (930 mL/min) immediately after the ablation cell, mixture passed through a pulse homogenizing device; LA-ICP-MS mapping: repetition rate of 10 Hz, 64 µm spot size, output fluence of ~2.5 J cm−2, 30 s background acquisition at the start of every raster, dwell times for all elements set to 7 ms; line scan dwell times: 10 ms for both Zn and S, and 50 ms for the remaining masses; measured isotopes: 55Mn, 57Fe, 59Co, 60Ni, 65Cu, 66Zn, 71Ga, 75As, 77Se, 95Mo, 107Ag, 111Cd, 115In, 118Sn, 121Sb, 197Au, 202Hg, 205Tl, 208Pb and 209Bi | USGS certified standard MASS-1, comprising a pressed pellet of precipitated Cu-Fe-Zn sulfide standard; natural chalcopyrite (Cu), natural rhodonite (Mn), natural chalcedony (Zn), natural cobaltite (Co), natural arsenopyrite (As), natural stibnite (Sb), natural galena (Pb), natural cadmium (Cd) | 435.6695 |  |  |  | -0.35293 |  | 1.036 | [7 empty] | 0.45094 | [5 empty] | 6844.527 | [5 empty] | 0 | [5 empty] | 1503.822 | [9 empty] | 23284.51 |  | 362.9376 | [7 empty] | 0.11848 |  |  |  | 36.471 | [13 empty] | 28.1243 |  | 0 | [7 empty] | 0.16278 | [5 empty] | 40.4178 | [15 empty] | 254416.6 |  | 16.2137 |  |  |  | 0 | [5 empty] | 848.3239 | [13 empty] | 0.087172 | [18 empty] | 2020 | Minerals 2020, 10, 147 |  | BOL, TZA
| Animas-Chocaya Mine, Merelani Hills |  | Magmatic hydrothermal, Metamorphic |  |  | Zn | Ag, Sn, Cu, Ga, In, Fe, Mn, Cd | Zn, Ag, Sn, Cu, Ga, In, Fe, Mn, Cd |  |  | 65.0327 |  | underground mine |  |  |  |  | ore material | grab | grab | mineral separate | [5 empty] | mineralisation |  |  |  | wurtzite, sphalerite | [6 empty] | pyrite | Polished sections; MASS-1 pressed pellet standard | EMPA, LA-ICPMS | SX51 electron microprobe (Cameca Gennevilliers Cedex, France); Agilent 7700cx Series Quadrupole ICP-MS (Agilent Santa Clara, CA 95051, USA) coupled to an Applied Spectra M-50 laser ablation system | Adelaide Microscopy, University of Adelaide | EMPA: accelerating voltage of 20 kV and a specimen current of ~20 nA, focused beam size set at <1 µm; LA-ICP-MS line scans: width of line rasters around 50 µm, ablation performed in a pure He atmosphere with a flow of 700 mL/min, mixed with Ar (930 mL/min) immediately after the ablation cell, mixture passed through a pulse homogenizing device; LA-ICP-MS mapping: repetition rate of 10 Hz, 64 µm spot size, output fluence of ~2.5 J cm−2, 30 s background acquisition at the start of every raster, dwell times for all elements set to 7 ms; line scan dwell times: 10 ms for both Zn and S, and 50 ms for the remaining masses; measured isotopes: 55Mn, 57Fe, 59Co, 60Ni, 65Cu, 66Zn, 71Ga, 75As, 77Se, 95Mo, 107Ag, 111Cd, 115In, 118Sn, 121Sb, 197Au, 202Hg, 205Tl, 208Pb and 209Bi | USGS certified standard MASS-1, comprising a pressed pellet of precipitated Cu-Fe-Zn sulfide standard; natural chalcopyrite (Cu), natural rhodonite (Mn), natural chalcedony (Zn), natural cobaltite (Co), natural arsenopyrite (As), natural stibnite (Sb), natural galena (Pb), natural cadmium (Cd) | 525.886 |  |  |  | 0.14728 |  | 0.51413 | [7 empty] | 1.5175 | [5 empty] | 7696.03 | [5 empty] | 0.29913 | [5 empty] | 1795.363 | [9 empty] | 21933.21 |  | 442.7494 | [7 empty] | 0.093976 |  |  |  | 92.9624 | [13 empty] | 22.9151 |  | 0 | [7 empty] | 0.17168 | [5 empty] | 59.8613 | [15 empty] | 277698.1 |  | 9.9553 |  |  |  | 0 | [5 empty] | 1161.685 | [13 empty] | 0.16089 | [18 empty] | 2020 | Minerals 2020, 10, 147 |  | BOL, TZA
| Animas-Chocaya Mine, Merelani Hills |  | Magmatic hydrothermal, Metamorphic |  |  | Zn | Ag, Sn, Cu, Ga, In, Fe, Mn, Cd | Zn, Ag, Sn, Cu, Ga, In, Fe, Mn, Cd |  |  | 66.5446 |  | underground mine |  |  |  |  | ore material | grab | grab | mineral separate | [5 empty] | mineralisation |  |  |  | wurtzite, sphalerite | [6 empty] | pyrite | Polished sections; MASS-1 pressed pellet standard | EMPA, LA-ICPMS | SX51 electron microprobe (Cameca Gennevilliers Cedex, France); Agilent 7700cx Series Quadrupole ICP-MS (Agilent Santa Clara, CA 95051, USA) coupled to an Applied Spectra M-50 laser ablation system | Adelaide Microscopy, University of Adelaide | EMPA: accelerating voltage of 20 kV and a specimen current of ~20 nA, focused beam size set at <1 µm; LA-ICP-MS line scans: width of line rasters around 50 µm, ablation performed in a pure He atmosphere with a flow of 700 mL/min, mixed with Ar (930 mL/min) immediately after the ablation cell, mixture passed through a pulse homogenizing device; LA-ICP-MS mapping: repetition rate of 10 Hz, 64 µm spot size, output fluence of ~2.5 J cm−2, 30 s background acquisition at the start of every raster, dwell times for all elements set to 7 ms; line scan dwell times: 10 ms for both Zn and S, and 50 ms for the remaining masses; measured isotopes: 55Mn, 57Fe, 59Co, 60Ni, 65Cu, 66Zn, 71Ga, 75As, 77Se, 95Mo, 107Ag, 111Cd, 115In, 118Sn, 121Sb, 197Au, 202Hg, 205Tl, 208Pb and 209Bi | USGS certified standard MASS-1, comprising a pressed pellet of precipitated Cu-Fe-Zn sulfide standard; natural chalcopyrite (Cu), natural rhodonite (Mn), natural chalcedony (Zn), natural cobaltite (Co), natural arsenopyrite (As), natural stibnite (Sb), natural galena (Pb), natural cadmium (Cd) | 379.2593 |  |  |  | 0.14516 |  | 1.3971 | [7 empty] | 2.8652 | [5 empty] | 5071.387 | [5 empty] | 0 | [5 empty] | 1199.129 | [9 empty] | 21850 |  | 180.8155 | [7 empty] | 0.12616 |  |  |  | 33.838 | [13 empty] | 19.5132 |  | 0 | [7 empty] | 0 | [5 empty] | 86.2759 | [15 empty] | 285160 |  | 47.3428 |  |  |  | 0 | [5 empty] | 980.332 | [13 empty] | 0.31798 | [18 empty] | 2020 | Minerals 2020, 10, 147 |  | BOL, TZA
| Animas-Chocaya Mine, Merelani Hills |  | Magmatic hydrothermal, Metamorphic |  |  | Zn | Ag, Sn, Cu, Ga, In, Fe, Mn, Cd | Zn, Ag, Sn, Cu, Ga, In, Fe, Mn, Cd |  |  | 67.5527 |  | underground mine |  |  |  |  | ore material | grab | grab | mineral separate | [5 empty] | mineralisation |  |  |  | wurtzite, sphalerite | [6 empty] | pyrite | Polished sections; MASS-1 pressed pellet standard | EMPA, LA-ICPMS | SX51 electron microprobe (Cameca Gennevilliers Cedex, France); Agilent 7700cx Series Quadrupole ICP-MS (Agilent Santa Clara, CA 95051, USA) coupled to an Applied Spectra M-50 laser ablation system | Adelaide Microscopy, University of Adelaide | EMPA: accelerating voltage of 20 kV and a specimen current of ~20 nA, focused beam size set at <1 µm; LA-ICP-MS line scans: width of line rasters around 50 µm, ablation performed in a pure He atmosphere with a flow of 700 mL/min, mixed with Ar (930 mL/min) immediately after the ablation cell, mixture passed through a pulse homogenizing device; LA-ICP-MS mapping: repetition rate of 10 Hz, 64 µm spot size, output fluence of ~2.5 J cm−2, 30 s background acquisition at the start of every raster, dwell times for all elements set to 7 ms; line scan dwell times: 10 ms for both Zn and S, and 50 ms for the remaining masses; measured isotopes: 55Mn, 57Fe, 59Co, 60Ni, 65Cu, 66Zn, 71Ga, 75As, 77Se, 95Mo, 107Ag, 111Cd, 115In, 118Sn, 121Sb, 197Au, 202Hg, 205Tl, 208Pb and 209Bi | USGS certified standard MASS-1, comprising a pressed pellet of precipitated Cu-Fe-Zn sulfide standard; natural chalcopyrite (Cu), natural rhodonite (Mn), natural chalcedony (Zn), natural cobaltite (Co), natural arsenopyrite (As), natural stibnite (Sb), natural galena (Pb), natural cadmium (Cd) | 265.059 |  |  |  | 0.80203 |  | 1.1685 | [7 empty] | 2.8834 | [5 empty] | 3653.496 | [5 empty] | 0 | [5 empty] | 1222.182 | [9 empty] | 22113.78 |  | 65.7117 | [7 empty] | 0.090448 |  |  |  | 44.1074 | [13 empty] | 17.1441 |  | 0 | [7 empty] | 0.1487 | [5 empty] | 81.232 | [15 empty] | 218801.5 |  | 63.2786 |  |  |  | 0 | [5 empty] | 871.9682 | [13 empty] | 0.19902 | [18 empty] | 2020 | Minerals 2020, 10, 147 |  | BOL, TZA
| Animas-Chocaya Mine, Merelani Hills |  | Magmatic hydrothermal, Metamorphic |  |  | Zn | Ag, Sn, Cu, Ga, In, Fe, Mn, Cd | Zn, Ag, Sn, Cu, Ga, In, Fe, Mn, Cd |  |  | 67.8046 |  | underground mine |  |  |  |  | ore material | grab | grab | mineral separate | [5 empty] | mineralisation |  |  |  | wurtzite, sphalerite | [6 empty] | pyrite | Polished sections; MASS-1 pressed pellet standard | EMPA, LA-ICPMS | SX51 electron microprobe (Cameca Gennevilliers Cedex, France); Agilent 7700cx Series Quadrupole ICP-MS (Agilent Santa Clara, CA 95051, USA) coupled to an Applied Spectra M-50 laser ablation system | Adelaide Microscopy, University of Adelaide | EMPA: accelerating voltage of 20 kV and a specimen current of ~20 nA, focused beam size set at <1 µm; LA-ICP-MS line scans: width of line rasters around 50 µm, ablation performed in a pure He atmosphere with a flow of 700 mL/min, mixed with Ar (930 mL/min) immediately after the ablation cell, mixture passed through a pulse homogenizing device; LA-ICP-MS mapping: repetition rate of 10 Hz, 64 µm spot size, output fluence of ~2.5 J cm−2, 30 s background acquisition at the start of every raster, dwell times for all elements set to 7 ms; line scan dwell times: 10 ms for both Zn and S, and 50 ms for the remaining masses; measured isotopes: 55Mn, 57Fe, 59Co, 60Ni, 65Cu, 66Zn, 71Ga, 75As, 77Se, 95Mo, 107Ag, 111Cd, 115In, 118Sn, 121Sb, 197Au, 202Hg, 205Tl, 208Pb and 209Bi | USGS certified standard MASS-1, comprising a pressed pellet of precipitated Cu-Fe-Zn sulfide standard; natural chalcopyrite (Cu), natural rhodonite (Mn), natural chalcedony (Zn), natural cobaltite (Co), natural arsenopyrite (As), natural stibnite (Sb), natural galena (Pb), natural cadmium (Cd) | 240.5945 |  |  |  | 0.62484 |  | 1.5065 | [7 empty] | 1.8053 | [5 empty] | 3793.51 | [5 empty] | 0.056047 | [5 empty] | 1466.82 | [9 empty] | 20923.53 |  | 63.5639 | [7 empty] | 0.11737 |  |  |  | 70.9335 | [13 empty] | 22.3065 |  | 0 | [7 empty] | 0.64416 | [5 empty] | 74.5036 | [15 empty] | 257884 |  | 54.823 |  |  |  | 0 | [5 empty] | 987.5176 | [13 empty] | 0.12932 | [18 empty] | 2020 | Minerals 2020, 10, 147 |  | BOL, TZA
| Animas-Chocaya Mine, Merelani Hills |  | Magmatic hydrothermal, Metamorphic |  |  | Zn | Ag, Sn, Cu, Ga, In, Fe, Mn, Cd | Zn, Ag, Sn, Cu, Ga, In, Fe, Mn, Cd |  |  | 68.057 |  | underground mine |  |  |  |  | ore material | grab | grab | mineral separate | [5 empty] | mineralisation |  |  |  | wurtzite, sphalerite | [6 empty] | pyrite | Polished sections; MASS-1 pressed pellet standard | EMPA, LA-ICPMS | SX51 electron microprobe (Cameca Gennevilliers Cedex, France); Agilent 7700cx Series Quadrupole ICP-MS (Agilent Santa Clara, CA 95051, USA) coupled to an Applied Spectra M-50 laser ablation system | Adelaide Microscopy, University of Adelaide | EMPA: accelerating voltage of 20 kV and a specimen current of ~20 nA, focused beam size set at <1 µm; LA-ICP-MS line scans: width of line rasters around 50 µm, ablation performed in a pure He atmosphere with a flow of 700 mL/min, mixed with Ar (930 mL/min) immediately after the ablation cell, mixture passed through a pulse homogenizing device; LA-ICP-MS mapping: repetition rate of 10 Hz, 64 µm spot size, output fluence of ~2.5 J cm−2, 30 s background acquisition at the start of every raster, dwell times for all elements set to 7 ms; line scan dwell times: 10 ms for both Zn and S, and 50 ms for the remaining masses; measured isotopes: 55Mn, 57Fe, 59Co, 60Ni, 65Cu, 66Zn, 71Ga, 75As, 77Se, 95Mo, 107Ag, 111Cd, 115In, 118Sn, 121Sb, 197Au, 202Hg, 205Tl, 208Pb and 209Bi | USGS certified standard MASS-1, comprising a pressed pellet of precipitated Cu-Fe-Zn sulfide standard; natural chalcopyrite (Cu), natural rhodonite (Mn), natural chalcedony (Zn), natural cobaltite (Co), natural arsenopyrite (As), natural stibnite (Sb), natural galena (Pb), natural cadmium (Cd) | 257.5207 |  |  |  | 0.79305 |  | 0.77034 | [7 empty] | 1.7067 | [5 empty] | 3342.319 | [5 empty] | 0 | [5 empty] | 1819.6 | [9 empty] | 19450.2 |  | 46.6654 | [7 empty] | 0.098328 |  |  |  | 125.892 | [13 empty] | 19.6026 |  | 0 | [7 empty] | 0 | [5 empty] | 57.2126 | [15 empty] | 233757.6 |  | 45.4574 |  |  |  | 0 | [5 empty] | 1354.138 | [13 empty] | 0.11809 | [18 empty] | 2020 | Minerals 2020, 10, 147 |  | BOL, TZA
| Animas-Chocaya Mine, Merelani Hills |  | Magmatic hydrothermal, Metamorphic |  |  | Zn | Ag, Sn, Cu, Ga, In, Fe, Mn, Cd | Zn, Ag, Sn, Cu, Ga, In, Fe, Mn, Cd |  |  | 69.0657 |  | underground mine |  |  |  |  | ore material | grab | grab | mineral separate | [5 empty] | mineralisation |  |  |  | wurtzite, sphalerite | [6 empty] | pyrite | Polished sections; MASS-1 pressed pellet standard | EMPA, LA-ICPMS | SX51 electron microprobe (Cameca Gennevilliers Cedex, France); Agilent 7700cx Series Quadrupole ICP-MS (Agilent Santa Clara, CA 95051, USA) coupled to an Applied Spectra M-50 laser ablation system | Adelaide Microscopy, University of Adelaide | EMPA: accelerating voltage of 20 kV and a specimen current of ~20 nA, focused beam size set at <1 µm; LA-ICP-MS line scans: width of line rasters around 50 µm, ablation performed in a pure He atmosphere with a flow of 700 mL/min, mixed with Ar (930 mL/min) immediately after the ablation cell, mixture passed through a pulse homogenizing device; LA-ICP-MS mapping: repetition rate of 10 Hz, 64 µm spot size, output fluence of ~2.5 J cm−2, 30 s background acquisition at the start of every raster, dwell times for all elements set to 7 ms; line scan dwell times: 10 ms for both Zn and S, and 50 ms for the remaining masses; measured isotopes: 55Mn, 57Fe, 59Co, 60Ni, 65Cu, 66Zn, 71Ga, 75As, 77Se, 95Mo, 107Ag, 111Cd, 115In, 118Sn, 121Sb, 197Au, 202Hg, 205Tl, 208Pb and 209Bi | USGS certified standard MASS-1, comprising a pressed pellet of precipitated Cu-Fe-Zn sulfide standard; natural chalcopyrite (Cu), natural rhodonite (Mn), natural chalcedony (Zn), natural cobaltite (Co), natural arsenopyrite (As), natural stibnite (Sb), natural galena (Pb), natural cadmium (Cd) | 593.1291 |  |  |  | 0.14443 |  | 1.0788 | [7 empty] | 3.02 | [5 empty] | 3636.462 | [5 empty] | 0.177 | [5 empty] | 4662.014 | [9 empty] | 27040.29 |  | 43.221 | [7 empty] | 0.12623 |  |  |  | 289.4449 | [13 empty] | 23.1297 |  | 0 | [7 empty] | 1.0177 | [5 empty] | 93.785 | [15 empty] | 275115.6 |  | 91.2297 |  |  |  | 0 | [5 empty] | 4523.573 | [13 empty] | 0.022699 | [18 empty] | 2020 | Minerals 2020, 10, 147 |  | BOL, TZA
| Animas-Chocaya Mine, Merelani Hills |  | Magmatic hydrothermal, Metamorphic |  |  | Zn | Ag, Sn, Cu, Ga, In, Fe, Mn, Cd | Zn, Ag, Sn, Cu, Ga, In, Fe, Mn, Cd |  |  | 70.5776 |  | underground mine |  |  |  |  | ore material | grab | grab | mineral separate | [5 empty] | mineralisation |  |  |  | wurtzite, sphalerite | [6 empty] | pyrite | Polished sections; MASS-1 pressed pellet standard | EMPA, LA-ICPMS | SX51 electron microprobe (Cameca Gennevilliers Cedex, France); Agilent 7700cx Series Quadrupole ICP-MS (Agilent Santa Clara, CA 95051, USA) coupled to an Applied Spectra M-50 laser ablation system | Adelaide Microscopy, University of Adelaide | EMPA: accelerating voltage of 20 kV and a specimen current of ~20 nA, focused beam size set at <1 µm; LA-ICP-MS line scans: width of line rasters around 50 µm, ablation performed in a pure He atmosphere with a flow of 700 mL/min, mixed with Ar (930 mL/min) immediately after the ablation cell, mixture passed through a pulse homogenizing device; LA-ICP-MS mapping: repetition rate of 10 Hz, 64 µm spot size, output fluence of ~2.5 J cm−2, 30 s background acquisition at the start of every raster, dwell times for all elements set to 7 ms; line scan dwell times: 10 ms for both Zn and S, and 50 ms for the remaining masses; measured isotopes: 55Mn, 57Fe, 59Co, 60Ni, 65Cu, 66Zn, 71Ga, 75As, 77Se, 95Mo, 107Ag, 111Cd, 115In, 118Sn, 121Sb, 197Au, 202Hg, 205Tl, 208Pb and 209Bi | USGS certified standard MASS-1, comprising a pressed pellet of precipitated Cu-Fe-Zn sulfide standard; natural chalcopyrite (Cu), natural rhodonite (Mn), natural chalcedony (Zn), natural cobaltite (Co), natural arsenopyrite (As), natural stibnite (Sb), natural galena (Pb), natural cadmium (Cd) | 2255.043 |  |  |  | 3.0446 |  | 1.8879 | [7 empty] | 2.5242 | [5 empty] | 4363.974 | [5 empty] | 0.363 | [5 empty] | 6047.305 | [9 empty] | 31457.52 |  | 34.1186 | [7 empty] | 0.1427 |  |  |  | 384.3796 | [13 empty] | 24.9231 |  | 0 | [7 empty] | 1.7405 | [5 empty] | 85.6393 | [15 empty] | 277499.2 |  | 836.0185 |  |  |  | 0 | [5 empty] | 4618.527 | [13 empty] | 0.11644 | [18 empty] | 2020 | Minerals 2020, 10, 147 |  | BOL, TZA
| Animas-Chocaya Mine, Merelani Hills |  | Magmatic hydrothermal, Metamorphic |  |  | Zn | Ag, Sn, Cu, Ga, In, Fe, Mn, Cd | Zn, Ag, Sn, Cu, Ga, In, Fe, Mn, Cd |  |  | 71.3338 |  | underground mine |  |  |  |  | ore material | grab | grab | mineral separate | [5 empty] | mineralisation |  |  |  | wurtzite, sphalerite | [6 empty] | pyrite | Polished sections; MASS-1 pressed pellet standard | EMPA, LA-ICPMS | SX51 electron microprobe (Cameca Gennevilliers Cedex, France); Agilent 7700cx Series Quadrupole ICP-MS (Agilent Santa Clara, CA 95051, USA) coupled to an Applied Spectra M-50 laser ablation system | Adelaide Microscopy, University of Adelaide | EMPA: accelerating voltage of 20 kV and a specimen current of ~20 nA, focused beam size set at <1 µm; LA-ICP-MS line scans: width of line rasters around 50 µm, ablation performed in a pure He atmosphere with a flow of 700 mL/min, mixed with Ar (930 mL/min) immediately after the ablation cell, mixture passed through a pulse homogenizing device; LA-ICP-MS mapping: repetition rate of 10 Hz, 64 µm spot size, output fluence of ~2.5 J cm−2, 30 s background acquisition at the start of every raster, dwell times for all elements set to 7 ms; line scan dwell times: 10 ms for both Zn and S, and 50 ms for the remaining masses; measured isotopes: 55Mn, 57Fe, 59Co, 60Ni, 65Cu, 66Zn, 71Ga, 75As, 77Se, 95Mo, 107Ag, 111Cd, 115In, 118Sn, 121Sb, 197Au, 202Hg, 205Tl, 208Pb and 209Bi | USGS certified standard MASS-1, comprising a pressed pellet of precipitated Cu-Fe-Zn sulfide standard; natural chalcopyrite (Cu), natural rhodonite (Mn), natural chalcedony (Zn), natural cobaltite (Co), natural arsenopyrite (As), natural stibnite (Sb), natural galena (Pb), natural cadmium (Cd) | 1413.617 |  |  |  | 1.2173 |  | 1.1216 | [7 empty] | 1.7907 | [5 empty] | 4203.364 | [5 empty] | 0.24522 | [5 empty] | 5490.082 | [9 empty] | 33162.34 |  | 31.7827 | [7 empty] | 0.10749 |  |  |  | 355.6451 | [13 empty] | 22.2011 |  | 0 | [7 empty] | 0.52927 | [5 empty] | 89.007 | [15 empty] | 270538.8 |  | 503.6734 |  |  |  | 0 | [5 empty] | 4429.091 | [13 empty] | 0.047209 | [18 empty] | 2020 | Minerals 2020, 10, 147 |  | BOL, TZA
| Animas-Chocaya Mine, Merelani Hills |  | Magmatic hydrothermal, Metamorphic |  |  | Zn | Ag, Sn, Cu, Ga, In, Fe, Mn, Cd | Zn, Ag, Sn, Cu, Ga, In, Fe, Mn, Cd |  |  | 71.5857 |  | underground mine |  |  |  |  | ore material | grab | grab | mineral separate | [5 empty] | mineralisation |  |  |  | wurtzite, sphalerite | [6 empty] | pyrite | Polished sections; MASS-1 pressed pellet standard | EMPA, LA-ICPMS | SX51 electron microprobe (Cameca Gennevilliers Cedex, France); Agilent 7700cx Series Quadrupole ICP-MS (Agilent Santa Clara, CA 95051, USA) coupled to an Applied Spectra M-50 laser ablation system | Adelaide Microscopy, University of Adelaide | EMPA: accelerating voltage of 20 kV and a specimen current of ~20 nA, focused beam size set at <1 µm; LA-ICP-MS line scans: width of line rasters around 50 µm, ablation performed in a pure He atmosphere with a flow of 700 mL/min, mixed with Ar (930 mL/min) immediately after the ablation cell, mixture passed through a pulse homogenizing device; LA-ICP-MS mapping: repetition rate of 10 Hz, 64 µm spot size, output fluence of ~2.5 J cm−2, 30 s background acquisition at the start of every raster, dwell times for all elements set to 7 ms; line scan dwell times: 10 ms for both Zn and S, and 50 ms for the remaining masses; measured isotopes: 55Mn, 57Fe, 59Co, 60Ni, 65Cu, 66Zn, 71Ga, 75As, 77Se, 95Mo, 107Ag, 111Cd, 115In, 118Sn, 121Sb, 197Au, 202Hg, 205Tl, 208Pb and 209Bi | USGS certified standard MASS-1, comprising a pressed pellet of precipitated Cu-Fe-Zn sulfide standard; natural chalcopyrite (Cu), natural rhodonite (Mn), natural chalcedony (Zn), natural cobaltite (Co), natural arsenopyrite (As), natural stibnite (Sb), natural galena (Pb), natural cadmium (Cd) | 1062.733 |  |  |  | 3.791 |  | 1.3515 | [7 empty] | 2.019 | [5 empty] | 4360.208 | [5 empty] | 0.23917 | [5 empty] | 5628.044 | [9 empty] | 28234.71 |  | 30.8185 | [7 empty] | 0.091903 |  |  |  | 355.0782 | [13 empty] | 26.1813 |  | 0 | [7 empty] | 0.34418 | [5 empty] | 77.1338 | [15 empty] | 267732.3 |  | 376.2449 |  |  |  | 0 | [5 empty] | 4415.877 | [13 empty] | 0.046047 | [18 empty] | 2020 | Minerals 2020, 10, 147 |  | BOL, TZA
| Animas-Chocaya Mine, Merelani Hills |  | Magmatic hydrothermal, Metamorphic |  |  | Zn | Ag, Sn, Cu, Ga, In, Fe, Mn, Cd | Zn, Ag, Sn, Cu, Ga, In, Fe, Mn, Cd |  |  | 71.8377 |  | underground mine |  |  |  |  | ore material | grab | grab | mineral separate | [5 empty] | mineralisation |  |  |  | wurtzite, sphalerite | [6 empty] | pyrite | Polished sections; MASS-1 pressed pellet standard | EMPA, LA-ICPMS | SX51 electron microprobe (Cameca Gennevilliers Cedex, France); Agilent 7700cx Series Quadrupole ICP-MS (Agilent Santa Clara, CA 95051, USA) coupled to an Applied Spectra M-50 laser ablation system | Adelaide Microscopy, University of Adelaide | EMPA: accelerating voltage of 20 kV and a specimen current of ~20 nA, focused beam size set at <1 µm; LA-ICP-MS line scans: width of line rasters around 50 µm, ablation performed in a pure He atmosphere with a flow of 700 mL/min, mixed with Ar (930 mL/min) immediately after the ablation cell, mixture passed through a pulse homogenizing device; LA-ICP-MS mapping: repetition rate of 10 Hz, 64 µm spot size, output fluence of ~2.5 J cm−2, 30 s background acquisition at the start of every raster, dwell times for all elements set to 7 ms; line scan dwell times: 10 ms for both Zn and S, and 50 ms for the remaining masses; measured isotopes: 55Mn, 57Fe, 59Co, 60Ni, 65Cu, 66Zn, 71Ga, 75As, 77Se, 95Mo, 107Ag, 111Cd, 115In, 118Sn, 121Sb, 197Au, 202Hg, 205Tl, 208Pb and 209Bi | USGS certified standard MASS-1, comprising a pressed pellet of precipitated Cu-Fe-Zn sulfide standard; natural chalcopyrite (Cu), natural rhodonite (Mn), natural chalcedony (Zn), natural cobaltite (Co), natural arsenopyrite (As), natural stibnite (Sb), natural galena (Pb), natural cadmium (Cd) | 843.0795 |  |  |  | 1.4119 |  | 0.50214 | [7 empty] | 0.88491 | [5 empty] | 3559.114 | [5 empty] | 0.17494 | [5 empty] | 4849.343 | [9 empty] | 31437.89 |  | 30.4141 | [7 empty] | 0.1124 |  |  |  | 299.1634 | [13 empty] | 25.5342 |  | 0 | [7 empty] | 1.5107 | [5 empty] | 66.8369 | [15 empty] | 263310 |  | 320.4515 |  |  |  | 0 | [5 empty] | 2935.548 | [13 empty] | 0.11228 | [18 empty] | 2020 | Minerals 2020, 10, 147 |  | BOL, TZA
| Animas-Chocaya Mine, Merelani Hills |  | Magmatic hydrothermal, Metamorphic |  |  | Zn | Ag, Sn, Cu, Ga, In, Fe, Mn, Cd | Zn, Ag, Sn, Cu, Ga, In, Fe, Mn, Cd |  |  | 73.3506 |  | underground mine |  |  |  |  | ore material | grab | grab | mineral separate | [5 empty] | mineralisation |  |  |  | wurtzite, sphalerite | [6 empty] | pyrite | Polished sections; MASS-1 pressed pellet standard | EMPA, LA-ICPMS | SX51 electron microprobe (Cameca Gennevilliers Cedex, France); Agilent 7700cx Series Quadrupole ICP-MS (Agilent Santa Clara, CA 95051, USA) coupled to an Applied Spectra M-50 laser ablation system | Adelaide Microscopy, University of Adelaide | EMPA: accelerating voltage of 20 kV and a specimen current of ~20 nA, focused beam size set at <1 µm; LA-ICP-MS line scans: width of line rasters around 50 µm, ablation performed in a pure He atmosphere with a flow of 700 mL/min, mixed with Ar (930 mL/min) immediately after the ablation cell, mixture passed through a pulse homogenizing device; LA-ICP-MS mapping: repetition rate of 10 Hz, 64 µm spot size, output fluence of ~2.5 J cm−2, 30 s background acquisition at the start of every raster, dwell times for all elements set to 7 ms; line scan dwell times: 10 ms for both Zn and S, and 50 ms for the remaining masses; measured isotopes: 55Mn, 57Fe, 59Co, 60Ni, 65Cu, 66Zn, 71Ga, 75As, 77Se, 95Mo, 107Ag, 111Cd, 115In, 118Sn, 121Sb, 197Au, 202Hg, 205Tl, 208Pb and 209Bi | USGS certified standard MASS-1, comprising a pressed pellet of precipitated Cu-Fe-Zn sulfide standard; natural chalcopyrite (Cu), natural rhodonite (Mn), natural chalcedony (Zn), natural cobaltite (Co), natural arsenopyrite (As), natural stibnite (Sb), natural galena (Pb), natural cadmium (Cd) | 1258.065 |  |  |  | 2.7247 |  | 0.89283 | [7 empty] | 1.8884 | [5 empty] | 3865.551 | [5 empty] | 0.23689 | [5 empty] | 6007.016 | [9 empty] | 33415.16 |  | 32.0745 | [7 empty] | 0.13229 |  |  |  | 651.7752 | [13 empty] | 33.667 |  | 0 | [7 empty] | 0.51174 | [5 empty] | 49.2823 | [15 empty] | 269174.7 |  | 668.9223 |  |  |  | 0 | [5 empty] | 4983.193 | [13 empty] | 0 | [18 empty] | 2020 | Minerals 2020, 10, 147 |  | BOL, TZA
| Animas-Chocaya Mine, Merelani Hills |  | Magmatic hydrothermal, Metamorphic |  |  | Zn | Ag, Sn, Cu, Ga, In, Fe, Mn, Cd | Zn, Ag, Sn, Cu, Ga, In, Fe, Mn, Cd |  |  | 74.6106 |  | underground mine |  |  |  |  | ore material | grab | grab | mineral separate | [5 empty] | mineralisation |  |  |  | wurtzite, sphalerite | [6 empty] | pyrite | Polished sections; MASS-1 pressed pellet standard | EMPA, LA-ICPMS | SX51 electron microprobe (Cameca Gennevilliers Cedex, France); Agilent 7700cx Series Quadrupole ICP-MS (Agilent Santa Clara, CA 95051, USA) coupled to an Applied Spectra M-50 laser ablation system | Adelaide Microscopy, University of Adelaide | EMPA: accelerating voltage of 20 kV and a specimen current of ~20 nA, focused beam size set at <1 µm; LA-ICP-MS line scans: width of line rasters around 50 µm, ablation performed in a pure He atmosphere with a flow of 700 mL/min, mixed with Ar (930 mL/min) immediately after the ablation cell, mixture passed through a pulse homogenizing device; LA-ICP-MS mapping: repetition rate of 10 Hz, 64 µm spot size, output fluence of ~2.5 J cm−2, 30 s background acquisition at the start of every raster, dwell times for all elements set to 7 ms; line scan dwell times: 10 ms for both Zn and S, and 50 ms for the remaining masses; measured isotopes: 55Mn, 57Fe, 59Co, 60Ni, 65Cu, 66Zn, 71Ga, 75As, 77Se, 95Mo, 107Ag, 111Cd, 115In, 118Sn, 121Sb, 197Au, 202Hg, 205Tl, 208Pb and 209Bi | USGS certified standard MASS-1, comprising a pressed pellet of precipitated Cu-Fe-Zn sulfide standard; natural chalcopyrite (Cu), natural rhodonite (Mn), natural chalcedony (Zn), natural cobaltite (Co), natural arsenopyrite (As), natural stibnite (Sb), natural galena (Pb), natural cadmium (Cd) | 955.2907 |  |  |  | 3.4113 |  | 0.60413 | [7 empty] | 2.0587 | [5 empty] | 4822.059 | [5 empty] | 0.24925 | [5 empty] | 8018.383 | [9 empty] | 34256.91 |  | 35.6608 | [7 empty] | 0.17721 |  |  |  | 548.1446 | [13 empty] | 30.4538 |  | 0.33974 | [7 empty] | 1.0775 | [5 empty] | 94.9006 | [15 empty] | 285939.5 |  | 401.3675 |  |  |  | 0 | [5 empty] | 5738.128 | [13 empty] | 0 | [18 empty] | 2020 | Minerals 2020, 10, 147 |  | BOL, TZA
| Animas-Chocaya Mine, Merelani Hills |  | Magmatic hydrothermal, Metamorphic |  |  | Zn | Ag, Sn, Cu, Ga, In, Fe, Mn, Cd | Zn, Ag, Sn, Cu, Ga, In, Fe, Mn, Cd |  |  | 75.115 |  | underground mine |  |  |  |  | ore material | grab | grab | mineral separate | [5 empty] | mineralisation |  |  |  | wurtzite, sphalerite | [6 empty] | pyrite | Polished sections; MASS-1 pressed pellet standard | EMPA, LA-ICPMS | SX51 electron microprobe (Cameca Gennevilliers Cedex, France); Agilent 7700cx Series Quadrupole ICP-MS (Agilent Santa Clara, CA 95051, USA) coupled to an Applied Spectra M-50 laser ablation system | Adelaide Microscopy, University of Adelaide | EMPA: accelerating voltage of 20 kV and a specimen current of ~20 nA, focused beam size set at <1 µm; LA-ICP-MS line scans: width of line rasters around 50 µm, ablation performed in a pure He atmosphere with a flow of 700 mL/min, mixed with Ar (930 mL/min) immediately after the ablation cell, mixture passed through a pulse homogenizing device; LA-ICP-MS mapping: repetition rate of 10 Hz, 64 µm spot size, output fluence of ~2.5 J cm−2, 30 s background acquisition at the start of every raster, dwell times for all elements set to 7 ms; line scan dwell times: 10 ms for both Zn and S, and 50 ms for the remaining masses; measured isotopes: 55Mn, 57Fe, 59Co, 60Ni, 65Cu, 66Zn, 71Ga, 75As, 77Se, 95Mo, 107Ag, 111Cd, 115In, 118Sn, 121Sb, 197Au, 202Hg, 205Tl, 208Pb and 209Bi | USGS certified standard MASS-1, comprising a pressed pellet of precipitated Cu-Fe-Zn sulfide standard; natural chalcopyrite (Cu), natural rhodonite (Mn), natural chalcedony (Zn), natural cobaltite (Co), natural arsenopyrite (As), natural stibnite (Sb), natural galena (Pb), natural cadmium (Cd) | 704.8979 |  |  |  | 2.6278 |  | 0.81531 | [7 empty] | 2.1078 | [5 empty] | 4461.862 | [5 empty] | 0.12612 | [5 empty] | 5872.445 | [9 empty] | 34393.29 |  | 40.9 | [7 empty] | 0.1438 |  |  |  | 457.9391 | [13 empty] | 29.5623 |  | 0 | [7 empty] | 0.36357 | [5 empty] | 102.8469 | [15 empty] | 305024.7 |  | 233.3968 |  |  |  | 0 | [5 empty] | 4915.168 | [13 empty] | 0.048625 | [18 empty] | 2020 | Minerals 2020, 10, 147 |  | BOL, TZA
| Animas-Chocaya Mine, Merelani Hills |  | Magmatic hydrothermal, Metamorphic |  |  | Zn | Ag, Sn, Cu, Ga, In, Fe, Mn, Cd | Zn, Ag, Sn, Cu, Ga, In, Fe, Mn, Cd |  |  | 75.3669 |  | underground mine |  |  |  |  | ore material | grab | grab | mineral separate | [5 empty] | mineralisation |  |  |  | wurtzite, sphalerite | [6 empty] | pyrite | Polished sections; MASS-1 pressed pellet standard | EMPA, LA-ICPMS | SX51 electron microprobe (Cameca Gennevilliers Cedex, France); Agilent 7700cx Series Quadrupole ICP-MS (Agilent Santa Clara, CA 95051, USA) coupled to an Applied Spectra M-50 laser ablation system | Adelaide Microscopy, University of Adelaide | EMPA: accelerating voltage of 20 kV and a specimen current of ~20 nA, focused beam size set at <1 µm; LA-ICP-MS line scans: width of line rasters around 50 µm, ablation performed in a pure He atmosphere with a flow of 700 mL/min, mixed with Ar (930 mL/min) immediately after the ablation cell, mixture passed through a pulse homogenizing device; LA-ICP-MS mapping: repetition rate of 10 Hz, 64 µm spot size, output fluence of ~2.5 J cm−2, 30 s background acquisition at the start of every raster, dwell times for all elements set to 7 ms; line scan dwell times: 10 ms for both Zn and S, and 50 ms for the remaining masses; measured isotopes: 55Mn, 57Fe, 59Co, 60Ni, 65Cu, 66Zn, 71Ga, 75As, 77Se, 95Mo, 107Ag, 111Cd, 115In, 118Sn, 121Sb, 197Au, 202Hg, 205Tl, 208Pb and 209Bi | USGS certified standard MASS-1, comprising a pressed pellet of precipitated Cu-Fe-Zn sulfide standard; natural chalcopyrite (Cu), natural rhodonite (Mn), natural chalcedony (Zn), natural cobaltite (Co), natural arsenopyrite (As), natural stibnite (Sb), natural galena (Pb), natural cadmium (Cd) | 666.0129 |  |  |  | 3.7827 |  | 0.32103 | [7 empty] | 1.7881 | [5 empty] | 4151.583 | [5 empty] | 0.41713 | [5 empty] | 5799.932 | [9 empty] | 39009.49 |  | 40.6504 | [7 empty] | 0.1178 |  |  |  | 422.1215 | [13 empty] | 29.064 |  | 0 | [7 empty] | 1.3744 | [5 empty] | 97.6186 | [15 empty] | 297937.5 |  | 177.9917 |  |  |  | 1.8155 | [5 empty] | 4154.883 | [13 empty] | 0.06893 | [18 empty] | 2020 | Minerals 2020, 10, 147 |  | BOL, TZA
| Animas-Chocaya Mine, Merelani Hills |  | Magmatic hydrothermal, Metamorphic |  |  | Zn | Ag, Sn, Cu, Ga, In, Fe, Mn, Cd | Zn, Ag, Sn, Cu, Ga, In, Fe, Mn, Cd |  |  | 75.6188 |  | underground mine |  |  |  |  | ore material | grab | grab | mineral separate | [5 empty] | mineralisation |  |  |  | wurtzite, sphalerite | [6 empty] | pyrite | Polished sections; MASS-1 pressed pellet standard | EMPA, LA-ICPMS | SX51 electron microprobe (Cameca Gennevilliers Cedex, France); Agilent 7700cx Series Quadrupole ICP-MS (Agilent Santa Clara, CA 95051, USA) coupled to an Applied Spectra M-50 laser ablation system | Adelaide Microscopy, University of Adelaide | EMPA: accelerating voltage of 20 kV and a specimen current of ~20 nA, focused beam size set at <1 µm; LA-ICP-MS line scans: width of line rasters around 50 µm, ablation performed in a pure He atmosphere with a flow of 700 mL/min, mixed with Ar (930 mL/min) immediately after the ablation cell, mixture passed through a pulse homogenizing device; LA-ICP-MS mapping: repetition rate of 10 Hz, 64 µm spot size, output fluence of ~2.5 J cm−2, 30 s background acquisition at the start of every raster, dwell times for all elements set to 7 ms; line scan dwell times: 10 ms for both Zn and S, and 50 ms for the remaining masses; measured isotopes: 55Mn, 57Fe, 59Co, 60Ni, 65Cu, 66Zn, 71Ga, 75As, 77Se, 95Mo, 107Ag, 111Cd, 115In, 118Sn, 121Sb, 197Au, 202Hg, 205Tl, 208Pb and 209Bi | USGS certified standard MASS-1, comprising a pressed pellet of precipitated Cu-Fe-Zn sulfide standard; natural chalcopyrite (Cu), natural rhodonite (Mn), natural chalcedony (Zn), natural cobaltite (Co), natural arsenopyrite (As), natural stibnite (Sb), natural galena (Pb), natural cadmium (Cd) | 983.3317 |  |  |  | 4.6077 |  | 0.55009 | [7 empty] | 2.8607 | [5 empty] | 4605.045 | [5 empty] | 0.25525 | [5 empty] | 6224.418 | [9 empty] | 36319.94 |  | 42.269 | [7 empty] | 0.15389 |  |  |  | 392.6007 | [13 empty] | 29.0875 |  | 0 | [7 empty] | 0.73595 | [5 empty] | 154.37 | [15 empty] | 286585.8 |  | 144.1059 |  |  |  | 1.9442 | [5 empty] | 5613.267 | [13 empty] | 0.024606 | [18 empty] | 2020 | Minerals 2020, 10, 147 |  | BOL, TZA
| Animas-Chocaya Mine, Merelani Hills |  | Magmatic hydrothermal, Metamorphic |  |  | Zn | Ag, Sn, Cu, Ga, In, Fe, Mn, Cd | Zn, Ag, Sn, Cu, Ga, In, Fe, Mn, Cd |  |  | 75.8707 |  | underground mine |  |  |  |  | ore material | grab | grab | mineral separate | [5 empty] | mineralisation |  |  |  | wurtzite, sphalerite | [6 empty] | pyrite | Polished sections; MASS-1 pressed pellet standard | EMPA, LA-ICPMS | SX51 electron microprobe (Cameca Gennevilliers Cedex, France); Agilent 7700cx Series Quadrupole ICP-MS (Agilent Santa Clara, CA 95051, USA) coupled to an Applied Spectra M-50 laser ablation system | Adelaide Microscopy, University of Adelaide | EMPA: accelerating voltage of 20 kV and a specimen current of ~20 nA, focused beam size set at <1 µm; LA-ICP-MS line scans: width of line rasters around 50 µm, ablation performed in a pure He atmosphere with a flow of 700 mL/min, mixed with Ar (930 mL/min) immediately after the ablation cell, mixture passed through a pulse homogenizing device; LA-ICP-MS mapping: repetition rate of 10 Hz, 64 µm spot size, output fluence of ~2.5 J cm−2, 30 s background acquisition at the start of every raster, dwell times for all elements set to 7 ms; line scan dwell times: 10 ms for both Zn and S, and 50 ms for the remaining masses; measured isotopes: 55Mn, 57Fe, 59Co, 60Ni, 65Cu, 66Zn, 71Ga, 75As, 77Se, 95Mo, 107Ag, 111Cd, 115In, 118Sn, 121Sb, 197Au, 202Hg, 205Tl, 208Pb and 209Bi | USGS certified standard MASS-1, comprising a pressed pellet of precipitated Cu-Fe-Zn sulfide standard; natural chalcopyrite (Cu), natural rhodonite (Mn), natural chalcedony (Zn), natural cobaltite (Co), natural arsenopyrite (As), natural stibnite (Sb), natural galena (Pb), natural cadmium (Cd) | 2497.187 |  |  |  | 8.7629 |  | 0.51613 | [7 empty] | 4.0496 | [5 empty] | 4042.803 | [5 empty] | 0.29935 | [5 empty] | 6164.548 | [9 empty] | 36074.72 |  | 43.7677 | [7 empty] | 0.18082 |  |  |  | 446.4798 | [13 empty] | 29.7965 |  | 0 | [7 empty] | 0.17264 | [5 empty] | 178.2155 | [15 empty] | 281179.2 |  | 149.8538 |  |  |  | 0 | [5 empty] | 6584.167 | [13 empty] | 0.046175 | [18 empty] | 2020 | Minerals 2020, 10, 147 |  | BOL, TZA
| Animas-Chocaya Mine, Merelani Hills |  | Magmatic hydrothermal, Metamorphic |  |  | Zn | Ag, Sn, Cu, Ga, In, Fe, Mn, Cd | Zn, Ag, Sn, Cu, Ga, In, Fe, Mn, Cd |  |  | 76.1236 |  | underground mine |  |  |  |  | ore material | grab | grab | mineral separate | [5 empty] | mineralisation |  |  |  | wurtzite, sphalerite | [6 empty] | pyrite | Polished sections; MASS-1 pressed pellet standard | EMPA, LA-ICPMS | SX51 electron microprobe (Cameca Gennevilliers Cedex, France); Agilent 7700cx Series Quadrupole ICP-MS (Agilent Santa Clara, CA 95051, USA) coupled to an Applied Spectra M-50 laser ablation system | Adelaide Microscopy, University of Adelaide | EMPA: accelerating voltage of 20 kV and a specimen current of ~20 nA, focused beam size set at <1 µm; LA-ICP-MS line scans: width of line rasters around 50 µm, ablation performed in a pure He atmosphere with a flow of 700 mL/min, mixed with Ar (930 mL/min) immediately after the ablation cell, mixture passed through a pulse homogenizing device; LA-ICP-MS mapping: repetition rate of 10 Hz, 64 µm spot size, output fluence of ~2.5 J cm−2, 30 s background acquisition at the start of every raster, dwell times for all elements set to 7 ms; line scan dwell times: 10 ms for both Zn and S, and 50 ms for the remaining masses; measured isotopes: 55Mn, 57Fe, 59Co, 60Ni, 65Cu, 66Zn, 71Ga, 75As, 77Se, 95Mo, 107Ag, 111Cd, 115In, 118Sn, 121Sb, 197Au, 202Hg, 205Tl, 208Pb and 209Bi | USGS certified standard MASS-1, comprising a pressed pellet of precipitated Cu-Fe-Zn sulfide standard; natural chalcopyrite (Cu), natural rhodonite (Mn), natural chalcedony (Zn), natural cobaltite (Co), natural arsenopyrite (As), natural stibnite (Sb), natural galena (Pb), natural cadmium (Cd) | 3634.885 |  |  |  | 5.1281 |  | 1.299 | [7 empty] | 5.3192 | [5 empty] | 4617.948 | [5 empty] | 0.40178 | [5 empty] | 7722.671 | [9 empty] | 38984.79 |  | 52.0221 | [7 empty] | 0.20519 |  |  |  | 535.197 | [13 empty] | 29.5893 |  | 0 | [7 empty] | 1.3518 | [5 empty] | 226.9447 | [15 empty] | 291556.4 |  | 159.8106 |  |  |  | 0 | [5 empty] | 9083.767 | [13 empty] | 0.051652 | [18 empty] | 2020 | Minerals 2020, 10, 147 |  | BOL, TZA
| Animas-Chocaya Mine, Merelani Hills |  | Magmatic hydrothermal, Metamorphic |  |  | Zn | Ag, Sn, Cu, Ga, In, Fe, Mn, Cd | Zn, Ag, Sn, Cu, Ga, In, Fe, Mn, Cd |  |  | 77.3836 |  | underground mine |  |  |  |  | ore material | grab | grab | mineral separate | [5 empty] | mineralisation |  |  |  | wurtzite, sphalerite | [6 empty] | pyrite | Polished sections; MASS-1 pressed pellet standard | EMPA, LA-ICPMS | SX51 electron microprobe (Cameca Gennevilliers Cedex, France); Agilent 7700cx Series Quadrupole ICP-MS (Agilent Santa Clara, CA 95051, USA) coupled to an Applied Spectra M-50 laser ablation system | Adelaide Microscopy, University of Adelaide | EMPA: accelerating voltage of 20 kV and a specimen current of ~20 nA, focused beam size set at <1 µm; LA-ICP-MS line scans: width of line rasters around 50 µm, ablation performed in a pure He atmosphere with a flow of 700 mL/min, mixed with Ar (930 mL/min) immediately after the ablation cell, mixture passed through a pulse homogenizing device; LA-ICP-MS mapping: repetition rate of 10 Hz, 64 µm spot size, output fluence of ~2.5 J cm−2, 30 s background acquisition at the start of every raster, dwell times for all elements set to 7 ms; line scan dwell times: 10 ms for both Zn and S, and 50 ms for the remaining masses; measured isotopes: 55Mn, 57Fe, 59Co, 60Ni, 65Cu, 66Zn, 71Ga, 75As, 77Se, 95Mo, 107Ag, 111Cd, 115In, 118Sn, 121Sb, 197Au, 202Hg, 205Tl, 208Pb and 209Bi | USGS certified standard MASS-1, comprising a pressed pellet of precipitated Cu-Fe-Zn sulfide standard; natural chalcopyrite (Cu), natural rhodonite (Mn), natural chalcedony (Zn), natural cobaltite (Co), natural arsenopyrite (As), natural stibnite (Sb), natural galena (Pb), natural cadmium (Cd) | 1891.028 |  |  |  | 8.4857 |  | 0.28369 | [7 empty] | 6.4545 | [5 empty] | 4361.275 | [5 empty] | 0.78946 | [5 empty] | 12304.1 | [9 empty] | 37302.7 |  | 55.5461 | [7 empty] | 0.19891 |  |  |  | 985.6213 | [13 empty] | 32.8736 |  | 0 | [7 empty] | 2.0882 | [5 empty] | 158.4983 | [15 empty] | 283428.3 |  | 199.2331 |  |  |  | 0 | [5 empty] | 10034.07 | [13 empty] | 0.050767 | [18 empty] | 2020 | Minerals 2020, 10, 147 |  | BOL, TZA
| Animas-Chocaya Mine, Merelani Hills |  | Magmatic hydrothermal, Metamorphic |  |  | Zn | Ag, Sn, Cu, Ga, In, Fe, Mn, Cd | Zn, Ag, Sn, Cu, Ga, In, Fe, Mn, Cd |  |  | 78.6437 |  | underground mine |  |  |  |  | ore material | grab | grab | mineral separate | [5 empty] | mineralisation |  |  |  | wurtzite, sphalerite | [6 empty] | pyrite | Polished sections; MASS-1 pressed pellet standard | EMPA, LA-ICPMS | SX51 electron microprobe (Cameca Gennevilliers Cedex, France); Agilent 7700cx Series Quadrupole ICP-MS (Agilent Santa Clara, CA 95051, USA) coupled to an Applied Spectra M-50 laser ablation system | Adelaide Microscopy, University of Adelaide | EMPA: accelerating voltage of 20 kV and a specimen current of ~20 nA, focused beam size set at <1 µm; LA-ICP-MS line scans: width of line rasters around 50 µm, ablation performed in a pure He atmosphere with a flow of 700 mL/min, mixed with Ar (930 mL/min) immediately after the ablation cell, mixture passed through a pulse homogenizing device; LA-ICP-MS mapping: repetition rate of 10 Hz, 64 µm spot size, output fluence of ~2.5 J cm−2, 30 s background acquisition at the start of every raster, dwell times for all elements set to 7 ms; line scan dwell times: 10 ms for both Zn and S, and 50 ms for the remaining masses; measured isotopes: 55Mn, 57Fe, 59Co, 60Ni, 65Cu, 66Zn, 71Ga, 75As, 77Se, 95Mo, 107Ag, 111Cd, 115In, 118Sn, 121Sb, 197Au, 202Hg, 205Tl, 208Pb and 209Bi | USGS certified standard MASS-1, comprising a pressed pellet of precipitated Cu-Fe-Zn sulfide standard; natural chalcopyrite (Cu), natural rhodonite (Mn), natural chalcedony (Zn), natural cobaltite (Co), natural arsenopyrite (As), natural stibnite (Sb), natural galena (Pb), natural cadmium (Cd) | 1600.637 |  |  |  | 35551.69 |  | 5.279 | [7 empty] | 17.5662 | [5 empty] | 4554.402 | [5 empty] | 24.808 | [5 empty] | 14516.2 | [9 empty] | 807149.2 |  | 50.9466 | [7 empty] | 0.29501 |  |  |  | 860.8455 | [13 empty] | 36.8253 |  | 0.44532 | [7 empty] | 8.9501 | [5 empty] | 199.3148 | [15 empty] | 1167751 |  | 269.375 |  |  |  | 0 | [5 empty] | 10509.97 | [13 empty] | 0.25191 | [18 empty] | 2020 | Minerals 2020, 10, 147 |  | BOL, TZA
| Animas-Chocaya Mine, Merelani Hills |  | Magmatic hydrothermal, Metamorphic |  |  | Zn | Ag, Sn, Cu, Ga, In, Fe, Mn, Cd | Zn, Ag, Sn, Cu, Ga, In, Fe, Mn, Cd |  |  | 79.148 |  | underground mine |  |  |  |  | ore material | grab | grab | mineral separate | [5 empty] | mineralisation |  |  |  | wurtzite, sphalerite | [6 empty] | pyrite | Polished sections; MASS-1 pressed pellet standard | EMPA, LA-ICPMS | SX51 electron microprobe (Cameca Gennevilliers Cedex, France); Agilent 7700cx Series Quadrupole ICP-MS (Agilent Santa Clara, CA 95051, USA) coupled to an Applied Spectra M-50 laser ablation system | Adelaide Microscopy, University of Adelaide | EMPA: accelerating voltage of 20 kV and a specimen current of ~20 nA, focused beam size set at <1 µm; LA-ICP-MS line scans: width of line rasters around 50 µm, ablation performed in a pure He atmosphere with a flow of 700 mL/min, mixed with Ar (930 mL/min) immediately after the ablation cell, mixture passed through a pulse homogenizing device; LA-ICP-MS mapping: repetition rate of 10 Hz, 64 µm spot size, output fluence of ~2.5 J cm−2, 30 s background acquisition at the start of every raster, dwell times for all elements set to 7 ms; line scan dwell times: 10 ms for both Zn and S, and 50 ms for the remaining masses; measured isotopes: 55Mn, 57Fe, 59Co, 60Ni, 65Cu, 66Zn, 71Ga, 75As, 77Se, 95Mo, 107Ag, 111Cd, 115In, 118Sn, 121Sb, 197Au, 202Hg, 205Tl, 208Pb and 209Bi | USGS certified standard MASS-1, comprising a pressed pellet of precipitated Cu-Fe-Zn sulfide standard; natural chalcopyrite (Cu), natural rhodonite (Mn), natural chalcedony (Zn), natural cobaltite (Co), natural arsenopyrite (As), natural stibnite (Sb), natural galena (Pb), natural cadmium (Cd) | 1747.9 |  |  |  | 96654.01 |  | 17.9935 | [7 empty] | 47.7336 | [5 empty] | 4174.658 | [5 empty] | 21.7463 | [5 empty] | 12485.56 | [9 empty] | 1860221 |  | 53.9862 | [7 empty] | 0.26666 |  |  |  | 835.8166 | [13 empty] | 37.5825 |  | 0 | [7 empty] | 4.3006 | [5 empty] | 222.2248 | [15 empty] | 2089570 |  | 176.6859 |  |  |  | 0 | [5 empty] | 9355.367 | [13 empty] | 0.22998 | [18 empty] | 2020 | Minerals 2020, 10, 147 |  | BOL, TZA
| Animas-Chocaya Mine, Merelani Hills |  | Magmatic hydrothermal, Metamorphic |  |  | Zn | Ag, Sn, Cu, Ga, In, Fe, Mn, Cd | Zn, Ag, Sn, Cu, Ga, In, Fe, Mn, Cd |  |  | 79.3999 |  | underground mine |  |  |  |  | ore material | grab | grab | mineral separate | [5 empty] | mineralisation |  |  |  | wurtzite, sphalerite | [6 empty] | pyrite | Polished sections; MASS-1 pressed pellet standard | EMPA, LA-ICPMS | SX51 electron microprobe (Cameca Gennevilliers Cedex, France); Agilent 7700cx Series Quadrupole ICP-MS (Agilent Santa Clara, CA 95051, USA) coupled to an Applied Spectra M-50 laser ablation system | Adelaide Microscopy, University of Adelaide | EMPA: accelerating voltage of 20 kV and a specimen current of ~20 nA, focused beam size set at <1 µm; LA-ICP-MS line scans: width of line rasters around 50 µm, ablation performed in a pure He atmosphere with a flow of 700 mL/min, mixed with Ar (930 mL/min) immediately after the ablation cell, mixture passed through a pulse homogenizing device; LA-ICP-MS mapping: repetition rate of 10 Hz, 64 µm spot size, output fluence of ~2.5 J cm−2, 30 s background acquisition at the start of every raster, dwell times for all elements set to 7 ms; line scan dwell times: 10 ms for both Zn and S, and 50 ms for the remaining masses; measured isotopes: 55Mn, 57Fe, 59Co, 60Ni, 65Cu, 66Zn, 71Ga, 75As, 77Se, 95Mo, 107Ag, 111Cd, 115In, 118Sn, 121Sb, 197Au, 202Hg, 205Tl, 208Pb and 209Bi | USGS certified standard MASS-1, comprising a pressed pellet of precipitated Cu-Fe-Zn sulfide standard; natural chalcopyrite (Cu), natural rhodonite (Mn), natural chalcedony (Zn), natural cobaltite (Co), natural arsenopyrite (As), natural stibnite (Sb), natural galena (Pb), natural cadmium (Cd) | 1847.272 |  |  |  | 169866 |  | 33.5617 | [7 empty] | 99.9627 | [5 empty] | 5050.219 | [5 empty] | 27.6056 | [5 empty] | 16083.1 | [9 empty] | 3197015 |  | 57.3901 | [7 empty] | 0.16362 |  |  |  | 1014.356 | [13 empty] | 35.6671 |  | 0 | [7 empty] | 15.1847 | [5 empty] | 292.9464 | [15 empty] | 3063743 |  | 285.2943 |  |  |  | 40.087 | [5 empty] | 9534.562 | [13 empty] | 0.33833 | [18 empty] | 2020 | Minerals 2020, 10, 147 |  | BOL, TZA
| Animas-Chocaya Mine, Merelani Hills |  | Magmatic hydrothermal, Metamorphic |  |  | Zn | Ag, Sn, Cu, Ga, In, Fe, Mn, Cd | Zn, Ag, Sn, Cu, Ga, In, Fe, Mn, Cd |  |  | 79.6518 |  | underground mine |  |  |  |  | ore material | grab | grab | mineral separate | [5 empty] | mineralisation |  |  |  | wurtzite, sphalerite | [6 empty] | pyrite | Polished sections; MASS-1 pressed pellet standard | EMPA, LA-ICPMS | SX51 electron microprobe (Cameca Gennevilliers Cedex, France); Agilent 7700cx Series Quadrupole ICP-MS (Agilent Santa Clara, CA 95051, USA) coupled to an Applied Spectra M-50 laser ablation system | Adelaide Microscopy, University of Adelaide | EMPA: accelerating voltage of 20 kV and a specimen current of ~20 nA, focused beam size set at <1 µm; LA-ICP-MS line scans: width of line rasters around 50 µm, ablation performed in a pure He atmosphere with a flow of 700 mL/min, mixed with Ar (930 mL/min) immediately after the ablation cell, mixture passed through a pulse homogenizing device; LA-ICP-MS mapping: repetition rate of 10 Hz, 64 µm spot size, output fluence of ~2.5 J cm−2, 30 s background acquisition at the start of every raster, dwell times for all elements set to 7 ms; line scan dwell times: 10 ms for both Zn and S, and 50 ms for the remaining masses; measured isotopes: 55Mn, 57Fe, 59Co, 60Ni, 65Cu, 66Zn, 71Ga, 75As, 77Se, 95Mo, 107Ag, 111Cd, 115In, 118Sn, 121Sb, 197Au, 202Hg, 205Tl, 208Pb and 209Bi | USGS certified standard MASS-1, comprising a pressed pellet of precipitated Cu-Fe-Zn sulfide standard; natural chalcopyrite (Cu), natural rhodonite (Mn), natural chalcedony (Zn), natural cobaltite (Co), natural arsenopyrite (As), natural stibnite (Sb), natural galena (Pb), natural cadmium (Cd) | 1662.23 |  |  |  | 254648.5 |  | 46.2933 | [7 empty] | 156.4403 | [5 empty] | 3597.49 | [5 empty] | 27.4134 | [5 empty] | 16536.86 | [9 empty] | 4349674 |  | 54.4581 | [7 empty] | 0.53383 |  |  |  | 890.55 | [13 empty] | 49.6964 |  | 0 | [7 empty] | 3.4424 | [5 empty] | 373.8819 | [15 empty] | 4663159 |  | 307.7786 |  |  |  | 0 | [5 empty] | 8377.931 | [13 empty] | 0.2301 | [18 empty] | 2020 | Minerals 2020, 10, 147 |  | BOL, TZA
| Animas-Chocaya Mine, Merelani Hills |  | Magmatic hydrothermal, Metamorphic |  |  | Zn | Ag, Sn, Cu, Ga, In, Fe, Mn, Cd | Zn, Ag, Sn, Cu, Ga, In, Fe, Mn, Cd |  |  | 80.1566 |  | underground mine |  |  |  |  | ore material | grab | grab | mineral separate | [5 empty] | mineralisation |  |  |  | wurtzite, sphalerite | [6 empty] | pyrite | Polished sections; MASS-1 pressed pellet standard | EMPA, LA-ICPMS | SX51 electron microprobe (Cameca Gennevilliers Cedex, France); Agilent 7700cx Series Quadrupole ICP-MS (Agilent Santa Clara, CA 95051, USA) coupled to an Applied Spectra M-50 laser ablation system | Adelaide Microscopy, University of Adelaide | EMPA: accelerating voltage of 20 kV and a specimen current of ~20 nA, focused beam size set at <1 µm; LA-ICP-MS line scans: width of line rasters around 50 µm, ablation performed in a pure He atmosphere with a flow of 700 mL/min, mixed with Ar (930 mL/min) immediately after the ablation cell, mixture passed through a pulse homogenizing device; LA-ICP-MS mapping: repetition rate of 10 Hz, 64 µm spot size, output fluence of ~2.5 J cm−2, 30 s background acquisition at the start of every raster, dwell times for all elements set to 7 ms; line scan dwell times: 10 ms for both Zn and S, and 50 ms for the remaining masses; measured isotopes: 55Mn, 57Fe, 59Co, 60Ni, 65Cu, 66Zn, 71Ga, 75As, 77Se, 95Mo, 107Ag, 111Cd, 115In, 118Sn, 121Sb, 197Au, 202Hg, 205Tl, 208Pb and 209Bi | USGS certified standard MASS-1, comprising a pressed pellet of precipitated Cu-Fe-Zn sulfide standard; natural chalcopyrite (Cu), natural rhodonite (Mn), natural chalcedony (Zn), natural cobaltite (Co), natural arsenopyrite (As), natural stibnite (Sb), natural galena (Pb), natural cadmium (Cd) | 1787.322 |  |  |  | 401652.2 |  | 68.7393 | [7 empty] | 290.2308 | [5 empty] | 3909.146 | [5 empty] | 38.8193 | [5 empty] | 14282.88 | [9 empty] | 7803007 |  | 40.9347 | [7 empty] | 0.32903 |  |  |  | 635.7721 | [13 empty] | 49.3445 |  | 0 | [7 empty] | 17.2532 | [5 empty] | 545.5077 | [15 empty] | 7809983 |  | 534.1117 |  |  |  | 0 | [5 empty] | 5854.881 | [13 empty] | 0 | [18 empty] | 2020 | Minerals 2020, 10, 147 |  | BOL, TZA
| Animas-Chocaya Mine, Merelani Hills |  | Magmatic hydrothermal, Metamorphic |  |  | Zn | Ag, Sn, Cu, Ga, In, Fe, Mn, Cd | Zn, Ag, Sn, Cu, Ga, In, Fe, Mn, Cd |  |  | 80.9128 |  | underground mine |  |  |  |  | ore material | grab | grab | mineral separate | [5 empty] | mineralisation |  |  |  | wurtzite, sphalerite | [6 empty] | pyrite | Polished sections; MASS-1 pressed pellet standard | EMPA, LA-ICPMS | SX51 electron microprobe (Cameca Gennevilliers Cedex, France); Agilent 7700cx Series Quadrupole ICP-MS (Agilent Santa Clara, CA 95051, USA) coupled to an Applied Spectra M-50 laser ablation system | Adelaide Microscopy, University of Adelaide | EMPA: accelerating voltage of 20 kV and a specimen current of ~20 nA, focused beam size set at <1 µm; LA-ICP-MS line scans: width of line rasters around 50 µm, ablation performed in a pure He atmosphere with a flow of 700 mL/min, mixed with Ar (930 mL/min) immediately after the ablation cell, mixture passed through a pulse homogenizing device; LA-ICP-MS mapping: repetition rate of 10 Hz, 64 µm spot size, output fluence of ~2.5 J cm−2, 30 s background acquisition at the start of every raster, dwell times for all elements set to 7 ms; line scan dwell times: 10 ms for both Zn and S, and 50 ms for the remaining masses; measured isotopes: 55Mn, 57Fe, 59Co, 60Ni, 65Cu, 66Zn, 71Ga, 75As, 77Se, 95Mo, 107Ag, 111Cd, 115In, 118Sn, 121Sb, 197Au, 202Hg, 205Tl, 208Pb and 209Bi | USGS certified standard MASS-1, comprising a pressed pellet of precipitated Cu-Fe-Zn sulfide standard; natural chalcopyrite (Cu), natural rhodonite (Mn), natural chalcedony (Zn), natural cobaltite (Co), natural arsenopyrite (As), natural stibnite (Sb), natural galena (Pb), natural cadmium (Cd) | 2100.51 |  |  |  | 1513601 |  | 124.7199 | [7 empty] | 921.0416 | [5 empty] | 4952.075 | [5 empty] | 14.0068 | [5 empty] | 21876.63 | [9 empty] | 27932140 |  | 37.3461 | [7 empty] | 1.9222 |  |  |  | 1465.279 | [13 empty] | 48.2346 |  | 0 | [7 empty] | 0 | [5 empty] | 1539.732 | [15 empty] | 26156010 |  | 1158.59 |  |  |  | 0 | [5 empty] | 10740.92 | [13 empty] | 2.7056 | [18 empty] | 2020 | Minerals 2020, 10, 147 |  | BOL, TZA
| Animas-Chocaya Mine, Merelani Hills |  | Magmatic hydrothermal, Metamorphic |  |  | Zn | Ag, Sn, Cu, Ga, In, Fe, Mn, Cd | Zn, Ag, Sn, Cu, Ga, In, Fe, Mn, Cd |  |  | 81.4167 |  | underground mine |  |  |  |  | ore material | grab | grab | mineral separate | [5 empty] | mineralisation |  |  |  | wurtzite, sphalerite | [6 empty] | pyrite | Polished sections; MASS-1 pressed pellet standard | EMPA, LA-ICPMS | SX51 electron microprobe (Cameca Gennevilliers Cedex, France); Agilent 7700cx Series Quadrupole ICP-MS (Agilent Santa Clara, CA 95051, USA) coupled to an Applied Spectra M-50 laser ablation system | Adelaide Microscopy, University of Adelaide | EMPA: accelerating voltage of 20 kV and a specimen current of ~20 nA, focused beam size set at <1 µm; LA-ICP-MS line scans: width of line rasters around 50 µm, ablation performed in a pure He atmosphere with a flow of 700 mL/min, mixed with Ar (930 mL/min) immediately after the ablation cell, mixture passed through a pulse homogenizing device; LA-ICP-MS mapping: repetition rate of 10 Hz, 64 µm spot size, output fluence of ~2.5 J cm−2, 30 s background acquisition at the start of every raster, dwell times for all elements set to 7 ms; line scan dwell times: 10 ms for both Zn and S, and 50 ms for the remaining masses; measured isotopes: 55Mn, 57Fe, 59Co, 60Ni, 65Cu, 66Zn, 71Ga, 75As, 77Se, 95Mo, 107Ag, 111Cd, 115In, 118Sn, 121Sb, 197Au, 202Hg, 205Tl, 208Pb and 209Bi | USGS certified standard MASS-1, comprising a pressed pellet of precipitated Cu-Fe-Zn sulfide standard; natural chalcopyrite (Cu), natural rhodonite (Mn), natural chalcedony (Zn), natural cobaltite (Co), natural arsenopyrite (As), natural stibnite (Sb), natural galena (Pb), natural cadmium (Cd) | 1888.173 |  |  |  | 1832814 |  | 106.1033 | [7 empty] | 1327.353 | [5 empty] | 3154.621 | [5 empty] | 17.872 | [5 empty] | 20467.3 | [9 empty] | 40027450 |  | 68.0861 | [7 empty] | 2.6494 |  |  |  | 801.2953 | [13 empty] | 43.7766 |  | 0 | [7 empty] | 0 | [5 empty] | 2142.282 | [15 empty] | 35487060 |  | 1498.466 |  |  |  | 136.3488 | [5 empty] | 5963.14 | [13 empty] | 1.7264 | [18 empty] | 2020 | Minerals 2020, 10, 147 |  | BOL, TZA
| Animas-Chocaya Mine, Merelani Hills |  | Magmatic hydrothermal, Metamorphic |  |  | Zn | Ag, Sn, Cu, Ga, In, Fe, Mn, Cd | Zn, Ag, Sn, Cu, Ga, In, Fe, Mn, Cd |  |  | 81.921 |  | underground mine |  |  |  |  | ore material | grab | grab | mineral separate | [5 empty] | mineralisation |  |  |  | wurtzite, sphalerite | [6 empty] | pyrite | Polished sections; MASS-1 pressed pellet standard | EMPA, LA-ICPMS | SX51 electron microprobe (Cameca Gennevilliers Cedex, France); Agilent 7700cx Series Quadrupole ICP-MS (Agilent Santa Clara, CA 95051, USA) coupled to an Applied Spectra M-50 laser ablation system | Adelaide Microscopy, University of Adelaide | EMPA: accelerating voltage of 20 kV and a specimen current of ~20 nA, focused beam size set at <1 µm; LA-ICP-MS line scans: width of line rasters around 50 µm, ablation performed in a pure He atmosphere with a flow of 700 mL/min, mixed with Ar (930 mL/min) immediately after the ablation cell, mixture passed through a pulse homogenizing device; LA-ICP-MS mapping: repetition rate of 10 Hz, 64 µm spot size, output fluence of ~2.5 J cm−2, 30 s background acquisition at the start of every raster, dwell times for all elements set to 7 ms; line scan dwell times: 10 ms for both Zn and S, and 50 ms for the remaining masses; measured isotopes: 55Mn, 57Fe, 59Co, 60Ni, 65Cu, 66Zn, 71Ga, 75As, 77Se, 95Mo, 107Ag, 111Cd, 115In, 118Sn, 121Sb, 197Au, 202Hg, 205Tl, 208Pb and 209Bi | USGS certified standard MASS-1, comprising a pressed pellet of precipitated Cu-Fe-Zn sulfide standard; natural chalcopyrite (Cu), natural rhodonite (Mn), natural chalcedony (Zn), natural cobaltite (Co), natural arsenopyrite (As), natural stibnite (Sb), natural galena (Pb), natural cadmium (Cd) | 6032.05 |  |  |  | 5302711 |  | 558.3531 | [7 empty] | 4833.674 | [5 empty] | 4277.979 | [5 empty] | 91.2676 | [5 empty] | 40945.72 | [9 empty] | 120564200 |  | 69.5473 | [7 empty] | 4.3884 |  |  |  | 1450.237 | [13 empty] | 118.7984 |  | 0 | [7 empty] | 43.9818 | [5 empty] | 7753.24 | [15 empty] | 120127100 |  | 5119.284 |  |  |  | 0 | [5 empty] | 8785.814 | [13 empty] | 17.6358 | [18 empty] | 2020 | Minerals 2020, 10, 147 |  | BOL, TZA
| Animas-Chocaya Mine, Merelani Hills |  | Magmatic hydrothermal, Metamorphic |  |  | Zn | Ag, Sn, Cu, Ga, In, Fe, Mn, Cd | Zn, Ag, Sn, Cu, Ga, In, Fe, Mn, Cd |  |  | 82.1688 |  | underground mine |  |  |  |  | ore material | grab | grab | mineral separate | [5 empty] | mineralisation |  |  |  | wurtzite, sphalerite | [6 empty] | pyrite | Polished sections; MASS-1 pressed pellet standard | EMPA, LA-ICPMS | SX51 electron microprobe (Cameca Gennevilliers Cedex, France); Agilent 7700cx Series Quadrupole ICP-MS (Agilent Santa Clara, CA 95051, USA) coupled to an Applied Spectra M-50 laser ablation system | Adelaide Microscopy, University of Adelaide | EMPA: accelerating voltage of 20 kV and a specimen current of ~20 nA, focused beam size set at <1 µm; LA-ICP-MS line scans: width of line rasters around 50 µm, ablation performed in a pure He atmosphere with a flow of 700 mL/min, mixed with Ar (930 mL/min) immediately after the ablation cell, mixture passed through a pulse homogenizing device; LA-ICP-MS mapping: repetition rate of 10 Hz, 64 µm spot size, output fluence of ~2.5 J cm−2, 30 s background acquisition at the start of every raster, dwell times for all elements set to 7 ms; line scan dwell times: 10 ms for both Zn and S, and 50 ms for the remaining masses; measured isotopes: 55Mn, 57Fe, 59Co, 60Ni, 65Cu, 66Zn, 71Ga, 75As, 77Se, 95Mo, 107Ag, 111Cd, 115In, 118Sn, 121Sb, 197Au, 202Hg, 205Tl, 208Pb and 209Bi | USGS certified standard MASS-1, comprising a pressed pellet of precipitated Cu-Fe-Zn sulfide standard; natural chalcopyrite (Cu), natural rhodonite (Mn), natural chalcedony (Zn), natural cobaltite (Co), natural arsenopyrite (As), natural stibnite (Sb), natural galena (Pb), natural cadmium (Cd) | 4015.128 |  |  |  | 0 |  | 4.1206 | [13 empty] | 613.2107 | [5 empty] | 31.7039 | [5 empty] | 233.9526 | [9 empty] | 32.8905 |  | 3670682 | [7 empty] | 16.9497 |  |  |  | 10621.38 | [13 empty] | 90168550 |  | 3441.937 | [7 empty] | 30468.91 | [5 empty] | 4138.608 | [15 empty] | 118.3418 |  | 402.4681 |  |  |  | 0 | [5 empty] | 3799.948 | [13 empty] | 6664.2 | [18 empty] | 2020 | Minerals 2020, 10, 147 |  | BOL, TZA
| Animas-Chocaya Mine, Merelani Hills |  | Magmatic hydrothermal, Metamorphic |  |  | Zn | Ag, Sn, Cu, Ga, In, Fe, Mn, Cd | Zn, Ag, Sn, Cu, Ga, In, Fe, Mn, Cd |  |  | 1.0076 |  | underground mine |  |  |  |  | ore material | grab | grab | mineral separate | [5 empty] | mineralisation |  |  |  | wurtzite, sphalerite | [6 empty] | pyrite | Polished sections; MASS-1 pressed pellet standard | EMPA, LA-ICPMS | SX51 electron microprobe (Cameca Gennevilliers Cedex, France); Agilent 7700cx Series Quadrupole ICP-MS (Agilent Santa Clara, CA 95051, USA) coupled to an Applied Spectra M-50 laser ablation system | Adelaide Microscopy, University of Adelaide | EMPA: accelerating voltage of 20 kV and a specimen current of ~20 nA, focused beam size set at <1 µm; LA-ICP-MS line scans: width of line rasters around 50 µm, ablation performed in a pure He atmosphere with a flow of 700 mL/min, mixed with Ar (930 mL/min) immediately after the ablation cell, mixture passed through a pulse homogenizing device; LA-ICP-MS mapping: repetition rate of 10 Hz, 64 µm spot size, output fluence of ~2.5 J cm−2, 30 s background acquisition at the start of every raster, dwell times for all elements set to 7 ms; line scan dwell times: 10 ms for both Zn and S, and 50 ms for the remaining masses; measured isotopes: 55Mn, 57Fe, 59Co, 60Ni, 65Cu, 66Zn, 71Ga, 75As, 77Se, 95Mo, 107Ag, 111Cd, 115In, 118Sn, 121Sb, 197Au, 202Hg, 205Tl, 208Pb and 209Bi | USGS certified standard MASS-1, comprising a pressed pellet of precipitated Cu-Fe-Zn sulfide standard; natural chalcopyrite (Cu), natural rhodonite (Mn), natural chalcedony (Zn), natural cobaltite (Co), natural arsenopyrite (As), natural stibnite (Sb), natural galena (Pb), natural cadmium (Cd) | 1.9989 |  |  |  | 2.8561 |  | 0 | [7 empty] | 0.059513 | [5 empty] | 3898.395 | [5 empty] | 1.8971 | [5 empty] | 1159.849 | [9 empty] | 235.8923 |  | 1368.327 | [7 empty] | 2.3596 |  |  |  | 41.8492 | [13 empty] | 64665.79 |  | 0.42902 | [7 empty] | 3.0812 | [5 empty] | 99.7665 | [15 empty] | 260952.2 |  | 1.6037 |  |  |  | 1530.556 | [5 empty] | 6.7617 | [13 empty] | 0.46392 | [18 empty] | 2020 | Minerals 2020, 10, 147 |  | BOL, TZA
| Animas-Chocaya Mine, Merelani Hills |  | Magmatic hydrothermal, Metamorphic |  |  | Zn | Ag, Sn, Cu, Ga, In, Fe, Mn, Cd | Zn, Ag, Sn, Cu, Ga, In, Fe, Mn, Cd |  |  | 1.2595 |  | underground mine |  |  |  |  | ore material | grab | grab | mineral separate | [5 empty] | mineralisation |  |  |  | wurtzite, sphalerite | [6 empty] | pyrite | Polished sections; MASS-1 pressed pellet standard | EMPA, LA-ICPMS | SX51 electron microprobe (Cameca Gennevilliers Cedex, France); Agilent 7700cx Series Quadrupole ICP-MS (Agilent Santa Clara, CA 95051, USA) coupled to an Applied Spectra M-50 laser ablation system | Adelaide Microscopy, University of Adelaide | EMPA: accelerating voltage of 20 kV and a specimen current of ~20 nA, focused beam size set at <1 µm; LA-ICP-MS line scans: width of line rasters around 50 µm, ablation performed in a pure He atmosphere with a flow of 700 mL/min, mixed with Ar (930 mL/min) immediately after the ablation cell, mixture passed through a pulse homogenizing device; LA-ICP-MS mapping: repetition rate of 10 Hz, 64 µm spot size, output fluence of ~2.5 J cm−2, 30 s background acquisition at the start of every raster, dwell times for all elements set to 7 ms; line scan dwell times: 10 ms for both Zn and S, and 50 ms for the remaining masses; measured isotopes: 55Mn, 57Fe, 59Co, 60Ni, 65Cu, 66Zn, 71Ga, 75As, 77Se, 95Mo, 107Ag, 111Cd, 115In, 118Sn, 121Sb, 197Au, 202Hg, 205Tl, 208Pb and 209Bi | USGS certified standard MASS-1, comprising a pressed pellet of precipitated Cu-Fe-Zn sulfide standard; natural chalcopyrite (Cu), natural rhodonite (Mn), natural chalcedony (Zn), natural cobaltite (Co), natural arsenopyrite (As), natural stibnite (Sb), natural galena (Pb), natural cadmium (Cd) | 1.248 |  |  |  | 14.0395 |  | 0 | [7 empty] | 0.094584 | [5 empty] | 4110.27 | [5 empty] | 1.1844 | [5 empty] | 1148.901 | [9 empty] | 509.2238 |  | 1374.723 | [7 empty] | 2.6135 |  |  |  | 38.7081 | [13 empty] | 59918.32 |  | 0.34092 | [7 empty] | 2.4485 | [5 empty] | 126.2886 | [15 empty] | 267750 |  | 3.0971 |  |  |  | 1668.836 | [5 empty] | 8.6909 | [13 empty] | 0.59905 | [18 empty] | 2020 | Minerals 2020, 10, 147 |  | BOL, TZA
| Animas-Chocaya Mine, Merelani Hills |  | Magmatic hydrothermal, Metamorphic |  |  | Zn | Ag, Sn, Cu, Ga, In, Fe, Mn, Cd | Zn, Ag, Sn, Cu, Ga, In, Fe, Mn, Cd |  |  | 2.0157 |  | underground mine |  |  |  |  | ore material | grab | grab | mineral separate | [5 empty] | mineralisation |  |  |  | wurtzite, sphalerite | [6 empty] | pyrite | Polished sections; MASS-1 pressed pellet standard | EMPA, LA-ICPMS | SX51 electron microprobe (Cameca Gennevilliers Cedex, France); Agilent 7700cx Series Quadrupole ICP-MS (Agilent Santa Clara, CA 95051, USA) coupled to an Applied Spectra M-50 laser ablation system | Adelaide Microscopy, University of Adelaide | EMPA: accelerating voltage of 20 kV and a specimen current of ~20 nA, focused beam size set at <1 µm; LA-ICP-MS line scans: width of line rasters around 50 µm, ablation performed in a pure He atmosphere with a flow of 700 mL/min, mixed with Ar (930 mL/min) immediately after the ablation cell, mixture passed through a pulse homogenizing device; LA-ICP-MS mapping: repetition rate of 10 Hz, 64 µm spot size, output fluence of ~2.5 J cm−2, 30 s background acquisition at the start of every raster, dwell times for all elements set to 7 ms; line scan dwell times: 10 ms for both Zn and S, and 50 ms for the remaining masses; measured isotopes: 55Mn, 57Fe, 59Co, 60Ni, 65Cu, 66Zn, 71Ga, 75As, 77Se, 95Mo, 107Ag, 111Cd, 115In, 118Sn, 121Sb, 197Au, 202Hg, 205Tl, 208Pb and 209Bi | USGS certified standard MASS-1, comprising a pressed pellet of precipitated Cu-Fe-Zn sulfide standard; natural chalcopyrite (Cu), natural rhodonite (Mn), natural chalcedony (Zn), natural cobaltite (Co), natural arsenopyrite (As), natural stibnite (Sb), natural galena (Pb), natural cadmium (Cd) | 1.764 |  |  |  | 19.866 |  | 0 | [7 empty] | 0.070024 | [5 empty] | 3865.143 | [5 empty] | 0.87657 | [5 empty] | 1300.695 | [9 empty] | 684.3427 |  | 1384.414 | [7 empty] | 2.3033 |  |  |  | 43.5309 | [13 empty] | 69242.45 |  | 0.25238 | [7 empty] | 3.1075 | [5 empty] | 73.391 | [15 empty] | 271759.8 |  | 3.0639 |  |  |  | 1485.499 | [5 empty] | 6.0097 | [13 empty] | 0.6481 | [18 empty] | 2020 | Minerals 2020, 10, 147 |  | BOL, TZA
| Animas-Chocaya Mine, Merelani Hills |  | Magmatic hydrothermal, Metamorphic |  |  | Zn | Ag, Sn, Cu, Ga, In, Fe, Mn, Cd | Zn, Ag, Sn, Cu, Ga, In, Fe, Mn, Cd |  |  | 2.2676 |  | underground mine |  |  |  |  | ore material | grab | grab | mineral separate | [5 empty] | mineralisation |  |  |  | wurtzite, sphalerite | [6 empty] | pyrite | Polished sections; MASS-1 pressed pellet standard | EMPA, LA-ICPMS | SX51 electron microprobe (Cameca Gennevilliers Cedex, France); Agilent 7700cx Series Quadrupole ICP-MS (Agilent Santa Clara, CA 95051, USA) coupled to an Applied Spectra M-50 laser ablation system | Adelaide Microscopy, University of Adelaide | EMPA: accelerating voltage of 20 kV and a specimen current of ~20 nA, focused beam size set at <1 µm; LA-ICP-MS line scans: width of line rasters around 50 µm, ablation performed in a pure He atmosphere with a flow of 700 mL/min, mixed with Ar (930 mL/min) immediately after the ablation cell, mixture passed through a pulse homogenizing device; LA-ICP-MS mapping: repetition rate of 10 Hz, 64 µm spot size, output fluence of ~2.5 J cm−2, 30 s background acquisition at the start of every raster, dwell times for all elements set to 7 ms; line scan dwell times: 10 ms for both Zn and S, and 50 ms for the remaining masses; measured isotopes: 55Mn, 57Fe, 59Co, 60Ni, 65Cu, 66Zn, 71Ga, 75As, 77Se, 95Mo, 107Ag, 111Cd, 115In, 118Sn, 121Sb, 197Au, 202Hg, 205Tl, 208Pb and 209Bi | USGS certified standard MASS-1, comprising a pressed pellet of precipitated Cu-Fe-Zn sulfide standard; natural chalcopyrite (Cu), natural rhodonite (Mn), natural chalcedony (Zn), natural cobaltite (Co), natural arsenopyrite (As), natural stibnite (Sb), natural galena (Pb), natural cadmium (Cd) | 2.5675 |  |  |  | 20.9241 |  | 0 | [7 empty] | 0.031474 | [5 empty] | 3617.128 | [5 empty] | 0.57303 | [5 empty] | 1148.645 | [9 empty] | 640.0143 |  | 1352.718 | [7 empty] | 2.1631 |  |  |  | 40.3788 | [13 empty] | 70357.87 |  | 0.45374 | [7 empty] | 1.3967 | [5 empty] | 50.7314 | [15 empty] | 259117.6 |  | 2.321 |  |  |  | 1428.656 | [5 empty] | 5.0976 | [13 empty] | 0.52125 | [18 empty] | 2020 | Minerals 2020, 10, 147 |  | BOL, TZA
| Animas-Chocaya Mine, Merelani Hills |  | Magmatic hydrothermal, Metamorphic |  |  | Zn | Ag, Sn, Cu, Ga, In, Fe, Mn, Cd | Zn, Ag, Sn, Cu, Ga, In, Fe, Mn, Cd |  |  | 2.5195 |  | underground mine |  |  |  |  | ore material | grab | grab | mineral separate | [5 empty] | mineralisation |  |  |  | wurtzite, sphalerite | [6 empty] | pyrite | Polished sections; MASS-1 pressed pellet standard | EMPA, LA-ICPMS | SX51 electron microprobe (Cameca Gennevilliers Cedex, France); Agilent 7700cx Series Quadrupole ICP-MS (Agilent Santa Clara, CA 95051, USA) coupled to an Applied Spectra M-50 laser ablation system | Adelaide Microscopy, University of Adelaide | EMPA: accelerating voltage of 20 kV and a specimen current of ~20 nA, focused beam size set at <1 µm; LA-ICP-MS line scans: width of line rasters around 50 µm, ablation performed in a pure He atmosphere with a flow of 700 mL/min, mixed with Ar (930 mL/min) immediately after the ablation cell, mixture passed through a pulse homogenizing device; LA-ICP-MS mapping: repetition rate of 10 Hz, 64 µm spot size, output fluence of ~2.5 J cm−2, 30 s background acquisition at the start of every raster, dwell times for all elements set to 7 ms; line scan dwell times: 10 ms for both Zn and S, and 50 ms for the remaining masses; measured isotopes: 55Mn, 57Fe, 59Co, 60Ni, 65Cu, 66Zn, 71Ga, 75As, 77Se, 95Mo, 107Ag, 111Cd, 115In, 118Sn, 121Sb, 197Au, 202Hg, 205Tl, 208Pb and 209Bi | USGS certified standard MASS-1, comprising a pressed pellet of precipitated Cu-Fe-Zn sulfide standard; natural chalcopyrite (Cu), natural rhodonite (Mn), natural chalcedony (Zn), natural cobaltite (Co), natural arsenopyrite (As), natural stibnite (Sb), natural galena (Pb), natural cadmium (Cd) | 2.0166 |  |  |  | 13.7939 |  | 0 | [7 empty] | 0.032327 | [5 empty] | 3827.582 | [5 empty] | 0.95632 | [5 empty] | 1234.68 | [9 empty] | 663.722 |  | 1436.459 | [7 empty] | 2.3833 |  |  |  | 40.7235 | [13 empty] | 70477.59 |  | 0.46603 | [7 empty] | 2.1519 | [5 empty] | 41.3162 | [15 empty] | 285918.4 |  | 2.2949 |  |  |  | 1656.609 | [5 empty] | 4.3754 | [13 empty] | 0.72431 | [18 empty] | 2020 | Minerals 2020, 10, 147 |  | BOL, TZA
| Animas-Chocaya Mine, Merelani Hills |  | Magmatic hydrothermal, Metamorphic |  |  | Zn | Ag, Sn, Cu, Ga, In, Fe, Mn, Cd | Zn, Ag, Sn, Cu, Ga, In, Fe, Mn, Cd |  |  | 2.772 |  | underground mine |  |  |  |  | ore material | grab | grab | mineral separate | [5 empty] | mineralisation |  |  |  | wurtzite, sphalerite | [6 empty] | pyrite | Polished sections; MASS-1 pressed pellet standard | EMPA, LA-ICPMS | SX51 electron microprobe (Cameca Gennevilliers Cedex, France); Agilent 7700cx Series Quadrupole ICP-MS (Agilent Santa Clara, CA 95051, USA) coupled to an Applied Spectra M-50 laser ablation system | Adelaide Microscopy, University of Adelaide | EMPA: accelerating voltage of 20 kV and a specimen current of ~20 nA, focused beam size set at <1 µm; LA-ICP-MS line scans: width of line rasters around 50 µm, ablation performed in a pure He atmosphere with a flow of 700 mL/min, mixed with Ar (930 mL/min) immediately after the ablation cell, mixture passed through a pulse homogenizing device; LA-ICP-MS mapping: repetition rate of 10 Hz, 64 µm spot size, output fluence of ~2.5 J cm−2, 30 s background acquisition at the start of every raster, dwell times for all elements set to 7 ms; line scan dwell times: 10 ms for both Zn and S, and 50 ms for the remaining masses; measured isotopes: 55Mn, 57Fe, 59Co, 60Ni, 65Cu, 66Zn, 71Ga, 75As, 77Se, 95Mo, 107Ag, 111Cd, 115In, 118Sn, 121Sb, 197Au, 202Hg, 205Tl, 208Pb and 209Bi | USGS certified standard MASS-1, comprising a pressed pellet of precipitated Cu-Fe-Zn sulfide standard; natural chalcopyrite (Cu), natural rhodonite (Mn), natural chalcedony (Zn), natural cobaltite (Co), natural arsenopyrite (As), natural stibnite (Sb), natural galena (Pb), natural cadmium (Cd) | 0.72484 |  |  |  | 10.2755 |  | 0.08707 | [7 empty] | 0.090634 | [5 empty] | 3631.319 | [5 empty] | 1.1687 | [5 empty] | 1135.231 | [9 empty] | 283.5549 |  | 1335.14 | [7 empty] | 2.3244 |  |  |  | 38.8564 | [13 empty] | 70923.61 |  | 0.21777 | [7 empty] | 2.2345 | [5 empty] | 30.225 | [15 empty] | 293833.3 |  | 1.6457 |  |  |  | 1603.323 | [5 empty] | 4.4543 | [13 empty] | 0.61802 | [18 empty] | 2020 | Minerals 2020, 10, 147 |  | BOL, TZA
| Animas-Chocaya Mine, Merelani Hills |  | Magmatic hydrothermal, Metamorphic |  |  | Zn | Ag, Sn, Cu, Ga, In, Fe, Mn, Cd | Zn, Ag, Sn, Cu, Ga, In, Fe, Mn, Cd |  |  | 3.7806 |  | underground mine |  |  |  |  | ore material | grab | grab | mineral separate | [5 empty] | mineralisation |  |  |  | wurtzite, sphalerite | [6 empty] | pyrite | Polished sections; MASS-1 pressed pellet standard | EMPA, LA-ICPMS | SX51 electron microprobe (Cameca Gennevilliers Cedex, France); Agilent 7700cx Series Quadrupole ICP-MS (Agilent Santa Clara, CA 95051, USA) coupled to an Applied Spectra M-50 laser ablation system | Adelaide Microscopy, University of Adelaide | EMPA: accelerating voltage of 20 kV and a specimen current of ~20 nA, focused beam size set at <1 µm; LA-ICP-MS line scans: width of line rasters around 50 µm, ablation performed in a pure He atmosphere with a flow of 700 mL/min, mixed with Ar (930 mL/min) immediately after the ablation cell, mixture passed through a pulse homogenizing device; LA-ICP-MS mapping: repetition rate of 10 Hz, 64 µm spot size, output fluence of ~2.5 J cm−2, 30 s background acquisition at the start of every raster, dwell times for all elements set to 7 ms; line scan dwell times: 10 ms for both Zn and S, and 50 ms for the remaining masses; measured isotopes: 55Mn, 57Fe, 59Co, 60Ni, 65Cu, 66Zn, 71Ga, 75As, 77Se, 95Mo, 107Ag, 111Cd, 115In, 118Sn, 121Sb, 197Au, 202Hg, 205Tl, 208Pb and 209Bi | USGS certified standard MASS-1, comprising a pressed pellet of precipitated Cu-Fe-Zn sulfide standard; natural chalcopyrite (Cu), natural rhodonite (Mn), natural chalcedony (Zn), natural cobaltite (Co), natural arsenopyrite (As), natural stibnite (Sb), natural galena (Pb), natural cadmium (Cd) | 1.4997 |  |  |  | 2.7147 |  | 0 | [7 empty] | 0.059528 | [5 empty] | 3808.665 | [5 empty] | 2.3696 | [5 empty] | 1287.266 | [9 empty] | 229.4448 |  | 1370.36 | [7 empty] | 2.393 |  |  |  | 40.563 | [13 empty] | 76944.55 |  | 0.42906 | [7 empty] | 1.9813 | [5 empty] | 14.8514 | [15 empty] | 309575.5 |  | 1.4574 |  |  |  | 1486.608 | [5 empty] | 4.1715 | [13 empty] | 0.57976 | [18 empty] | 2020 | Minerals 2020, 10, 147 |  | BOL, TZA
| Animas-Chocaya Mine, Merelani Hills |  | Magmatic hydrothermal, Metamorphic |  |  | Zn | Ag, Sn, Cu, Ga, In, Fe, Mn, Cd | Zn, Ag, Sn, Cu, Ga, In, Fe, Mn, Cd |  |  | 4.0325 |  | underground mine |  |  |  |  | ore material | grab | grab | mineral separate | [5 empty] | mineralisation |  |  |  | wurtzite, sphalerite | [6 empty] | pyrite | Polished sections; MASS-1 pressed pellet standard | EMPA, LA-ICPMS | SX51 electron microprobe (Cameca Gennevilliers Cedex, France); Agilent 7700cx Series Quadrupole ICP-MS (Agilent Santa Clara, CA 95051, USA) coupled to an Applied Spectra M-50 laser ablation system | Adelaide Microscopy, University of Adelaide | EMPA: accelerating voltage of 20 kV and a specimen current of ~20 nA, focused beam size set at <1 µm; LA-ICP-MS line scans: width of line rasters around 50 µm, ablation performed in a pure He atmosphere with a flow of 700 mL/min, mixed with Ar (930 mL/min) immediately after the ablation cell, mixture passed through a pulse homogenizing device; LA-ICP-MS mapping: repetition rate of 10 Hz, 64 µm spot size, output fluence of ~2.5 J cm−2, 30 s background acquisition at the start of every raster, dwell times for all elements set to 7 ms; line scan dwell times: 10 ms for both Zn and S, and 50 ms for the remaining masses; measured isotopes: 55Mn, 57Fe, 59Co, 60Ni, 65Cu, 66Zn, 71Ga, 75As, 77Se, 95Mo, 107Ag, 111Cd, 115In, 118Sn, 121Sb, 197Au, 202Hg, 205Tl, 208Pb and 209Bi | USGS certified standard MASS-1, comprising a pressed pellet of precipitated Cu-Fe-Zn sulfide standard; natural chalcopyrite (Cu), natural rhodonite (Mn), natural chalcedony (Zn), natural cobaltite (Co), natural arsenopyrite (As), natural stibnite (Sb), natural galena (Pb), natural cadmium (Cd) | 1.7933 |  |  |  | 2.9328 |  | 0 | [7 empty] | 0.028746 | [5 empty] | 3331.651 | [5 empty] | 1.5691 | [5 empty] | 1230.295 | [9 empty] | 218.7623 |  | 1439.881 | [7 empty] | 2.3238 |  |  |  | 40.9575 | [13 empty] | 72815.5 |  | 0 | [7 empty] | 2.1262 | [5 empty] | 13.0886 | [15 empty] | 276549.1 |  | 0.53713 |  |  |  | 1748.435 | [5 empty] | 5.4886 | [13 empty] | 0.41993 | [18 empty] | 2020 | Minerals 2020, 10, 147 |  | BOL, TZA
| Animas-Chocaya Mine, Merelani Hills |  | Magmatic hydrothermal, Metamorphic |  |  | Zn | Ag, Sn, Cu, Ga, In, Fe, Mn, Cd | Zn, Ag, Sn, Cu, Ga, In, Fe, Mn, Cd |  |  | 5.2925 |  | underground mine |  |  |  |  | ore material | grab | grab | mineral separate | [5 empty] | mineralisation |  |  |  | wurtzite, sphalerite | [6 empty] | pyrite | Polished sections; MASS-1 pressed pellet standard | EMPA, LA-ICPMS | SX51 electron microprobe (Cameca Gennevilliers Cedex, France); Agilent 7700cx Series Quadrupole ICP-MS (Agilent Santa Clara, CA 95051, USA) coupled to an Applied Spectra M-50 laser ablation system | Adelaide Microscopy, University of Adelaide | EMPA: accelerating voltage of 20 kV and a specimen current of ~20 nA, focused beam size set at <1 µm; LA-ICP-MS line scans: width of line rasters around 50 µm, ablation performed in a pure He atmosphere with a flow of 700 mL/min, mixed with Ar (930 mL/min) immediately after the ablation cell, mixture passed through a pulse homogenizing device; LA-ICP-MS mapping: repetition rate of 10 Hz, 64 µm spot size, output fluence of ~2.5 J cm−2, 30 s background acquisition at the start of every raster, dwell times for all elements set to 7 ms; line scan dwell times: 10 ms for both Zn and S, and 50 ms for the remaining masses; measured isotopes: 55Mn, 57Fe, 59Co, 60Ni, 65Cu, 66Zn, 71Ga, 75As, 77Se, 95Mo, 107Ag, 111Cd, 115In, 118Sn, 121Sb, 197Au, 202Hg, 205Tl, 208Pb and 209Bi | USGS certified standard MASS-1, comprising a pressed pellet of precipitated Cu-Fe-Zn sulfide standard; natural chalcopyrite (Cu), natural rhodonite (Mn), natural chalcedony (Zn), natural cobaltite (Co), natural arsenopyrite (As), natural stibnite (Sb), natural galena (Pb), natural cadmium (Cd) | 1.7154 |  |  |  | 2.0711 |  | 0.085866 | [7 empty] | 0.059573 | [5 empty] | 3543.737 | [5 empty] | 0.067711 | [5 empty] | 1325.963 | [9 empty] | 167.9346 |  | 1445.572 | [7 empty] | 2.3857 |  |  |  | 40.3141 | [13 empty] | 70999.59 |  | 0.64403 | [7 empty] | 0.88121 | [5 empty] | 11.7708 | [15 empty] | 293692.6 |  | 0.96648 |  |  |  | 1587.161 | [5 empty] | 5.5418 | [13 empty] | 0.84108 | [18 empty] | 2020 | Minerals 2020, 10, 147 |  | BOL, TZA
| Animas-Chocaya Mine, Merelani Hills |  | Magmatic hydrothermal, Metamorphic |  |  | Zn | Ag, Sn, Cu, Ga, In, Fe, Mn, Cd | Zn, Ag, Sn, Cu, Ga, In, Fe, Mn, Cd |  |  | 6.0488 |  | underground mine |  |  |  |  | ore material | grab | grab | mineral separate | [5 empty] | mineralisation |  |  |  | wurtzite, sphalerite | [6 empty] | pyrite | Polished sections; MASS-1 pressed pellet standard | EMPA, LA-ICPMS | SX51 electron microprobe (Cameca Gennevilliers Cedex, France); Agilent 7700cx Series Quadrupole ICP-MS (Agilent Santa Clara, CA 95051, USA) coupled to an Applied Spectra M-50 laser ablation system | Adelaide Microscopy, University of Adelaide | EMPA: accelerating voltage of 20 kV and a specimen current of ~20 nA, focused beam size set at <1 µm; LA-ICP-MS line scans: width of line rasters around 50 µm, ablation performed in a pure He atmosphere with a flow of 700 mL/min, mixed with Ar (930 mL/min) immediately after the ablation cell, mixture passed through a pulse homogenizing device; LA-ICP-MS mapping: repetition rate of 10 Hz, 64 µm spot size, output fluence of ~2.5 J cm−2, 30 s background acquisition at the start of every raster, dwell times for all elements set to 7 ms; line scan dwell times: 10 ms for both Zn and S, and 50 ms for the remaining masses; measured isotopes: 55Mn, 57Fe, 59Co, 60Ni, 65Cu, 66Zn, 71Ga, 75As, 77Se, 95Mo, 107Ag, 111Cd, 115In, 118Sn, 121Sb, 197Au, 202Hg, 205Tl, 208Pb and 209Bi | USGS certified standard MASS-1, comprising a pressed pellet of precipitated Cu-Fe-Zn sulfide standard; natural chalcopyrite (Cu), natural rhodonite (Mn), natural chalcedony (Zn), natural cobaltite (Co), natural arsenopyrite (As), natural stibnite (Sb), natural galena (Pb), natural cadmium (Cd) | 1.4057 |  |  |  | 2.0362 |  | 0 | [7 empty] | 0.058583 | [5 empty] | 3705.079 | [5 empty] | 0.33284 | [5 empty] | 1314.244 | [9 empty] | 202.6649 |  | 1456.028 | [7 empty] | 2.4319 |  |  |  | 40.7293 | [13 empty] | 73727.02 |  | 0 | [7 empty] | 1.0832 | [5 empty] | 9.3885 | [15 empty] | 305339.4 |  | 1.2729 |  |  |  | 1411.465 | [5 empty] | 3.6787 | [13 empty] | 0.59884 | [18 empty] | 2020 | Minerals 2020, 10, 147 |  | BOL, TZA
| Animas-Chocaya Mine, Merelani Hills |  | Magmatic hydrothermal, Metamorphic |  |  | Zn | Ag, Sn, Cu, Ga, In, Fe, Mn, Cd | Zn, Ag, Sn, Cu, Ga, In, Fe, Mn, Cd |  |  | 6.3007 |  | underground mine |  |  |  |  | ore material | grab | grab | mineral separate | [5 empty] | mineralisation |  |  |  | wurtzite, sphalerite | [6 empty] | pyrite | Polished sections; MASS-1 pressed pellet standard | EMPA, LA-ICPMS | SX51 electron microprobe (Cameca Gennevilliers Cedex, France); Agilent 7700cx Series Quadrupole ICP-MS (Agilent Santa Clara, CA 95051, USA) coupled to an Applied Spectra M-50 laser ablation system | Adelaide Microscopy, University of Adelaide | EMPA: accelerating voltage of 20 kV and a specimen current of ~20 nA, focused beam size set at <1 µm; LA-ICP-MS line scans: width of line rasters around 50 µm, ablation performed in a pure He atmosphere with a flow of 700 mL/min, mixed with Ar (930 mL/min) immediately after the ablation cell, mixture passed through a pulse homogenizing device; LA-ICP-MS mapping: repetition rate of 10 Hz, 64 µm spot size, output fluence of ~2.5 J cm−2, 30 s background acquisition at the start of every raster, dwell times for all elements set to 7 ms; line scan dwell times: 10 ms for both Zn and S, and 50 ms for the remaining masses; measured isotopes: 55Mn, 57Fe, 59Co, 60Ni, 65Cu, 66Zn, 71Ga, 75As, 77Se, 95Mo, 107Ag, 111Cd, 115In, 118Sn, 121Sb, 197Au, 202Hg, 205Tl, 208Pb and 209Bi | USGS certified standard MASS-1, comprising a pressed pellet of precipitated Cu-Fe-Zn sulfide standard; natural chalcopyrite (Cu), natural rhodonite (Mn), natural chalcedony (Zn), natural cobaltite (Co), natural arsenopyrite (As), natural stibnite (Sb), natural galena (Pb), natural cadmium (Cd) | 1.5527 |  |  |  | 2.5644 |  | 0 | [7 empty] | 0.028134 | [5 empty] | 3597.074 | [5 empty] | 1.1508 | [5 empty] | 1213.742 | [9 empty] | 178.0119 |  | 1459.824 | [7 empty] | 2.4185 |  |  |  | 36.5838 | [13 empty] | 67608.48 |  | 0.60826 | [7 empty] | 0.8323 | [5 empty] | 9.7537 | [15 empty] | 282281.4 |  | 0.83537 |  |  |  | 1625.162 | [5 empty] | 4.8252 | [13 empty] | 0.73947 | [18 empty] | 2020 | Minerals 2020, 10, 147 |  | BOL, TZA
| Animas-Chocaya Mine, Merelani Hills |  | Magmatic hydrothermal, Metamorphic |  |  | Zn | Ag, Sn, Cu, Ga, In, Fe, Mn, Cd | Zn, Ag, Sn, Cu, Ga, In, Fe, Mn, Cd |  |  | 6.5526 |  | underground mine |  |  |  |  | ore material | grab | grab | mineral separate | [5 empty] | mineralisation |  |  |  | wurtzite, sphalerite | [6 empty] | pyrite | Polished sections; MASS-1 pressed pellet standard | EMPA, LA-ICPMS | SX51 electron microprobe (Cameca Gennevilliers Cedex, France); Agilent 7700cx Series Quadrupole ICP-MS (Agilent Santa Clara, CA 95051, USA) coupled to an Applied Spectra M-50 laser ablation system | Adelaide Microscopy, University of Adelaide | EMPA: accelerating voltage of 20 kV and a specimen current of ~20 nA, focused beam size set at <1 µm; LA-ICP-MS line scans: width of line rasters around 50 µm, ablation performed in a pure He atmosphere with a flow of 700 mL/min, mixed with Ar (930 mL/min) immediately after the ablation cell, mixture passed through a pulse homogenizing device; LA-ICP-MS mapping: repetition rate of 10 Hz, 64 µm spot size, output fluence of ~2.5 J cm−2, 30 s background acquisition at the start of every raster, dwell times for all elements set to 7 ms; line scan dwell times: 10 ms for both Zn and S, and 50 ms for the remaining masses; measured isotopes: 55Mn, 57Fe, 59Co, 60Ni, 65Cu, 66Zn, 71Ga, 75As, 77Se, 95Mo, 107Ag, 111Cd, 115In, 118Sn, 121Sb, 197Au, 202Hg, 205Tl, 208Pb and 209Bi | USGS certified standard MASS-1, comprising a pressed pellet of precipitated Cu-Fe-Zn sulfide standard; natural chalcopyrite (Cu), natural rhodonite (Mn), natural chalcedony (Zn), natural cobaltite (Co), natural arsenopyrite (As), natural stibnite (Sb), natural galena (Pb), natural cadmium (Cd) | 2.3221 |  |  |  | 1.0862 |  | 0.084541 | [7 empty] | 0 | [5 empty] | 3685.642 | [5 empty] | 0.86617 | [5 empty] | 1310.913 | [9 empty] | 142.1886 |  | 1357.368 | [7 empty] | 2.5074 |  |  |  | 40.4796 | [13 empty] | 71614.35 |  | 0.63397 | [7 empty] | 0.65063 | [5 empty] | 9.626 | [15 empty] | 293690.1 |  | 0.78999 |  |  |  | 1566.738 | [5 empty] | 2.9027 | [13 empty] | 0.62797 | [18 empty] | 2020 | Minerals 2020, 10, 147 |  | BOL, TZA
| Animas-Chocaya Mine, Merelani Hills |  | Magmatic hydrothermal, Metamorphic |  |  | Zn | Ag, Sn, Cu, Ga, In, Fe, Mn, Cd | Zn, Ag, Sn, Cu, Ga, In, Fe, Mn, Cd |  |  | 6.805 |  | underground mine |  |  |  |  | ore material | grab | grab | mineral separate | [5 empty] | mineralisation |  |  |  | wurtzite, sphalerite | [6 empty] | pyrite | Polished sections; MASS-1 pressed pellet standard | EMPA, LA-ICPMS | SX51 electron microprobe (Cameca Gennevilliers Cedex, France); Agilent 7700cx Series Quadrupole ICP-MS (Agilent Santa Clara, CA 95051, USA) coupled to an Applied Spectra M-50 laser ablation system | Adelaide Microscopy, University of Adelaide | EMPA: accelerating voltage of 20 kV and a specimen current of ~20 nA, focused beam size set at <1 µm; LA-ICP-MS line scans: width of line rasters around 50 µm, ablation performed in a pure He atmosphere with a flow of 700 mL/min, mixed with Ar (930 mL/min) immediately after the ablation cell, mixture passed through a pulse homogenizing device; LA-ICP-MS mapping: repetition rate of 10 Hz, 64 µm spot size, output fluence of ~2.5 J cm−2, 30 s background acquisition at the start of every raster, dwell times for all elements set to 7 ms; line scan dwell times: 10 ms for both Zn and S, and 50 ms for the remaining masses; measured isotopes: 55Mn, 57Fe, 59Co, 60Ni, 65Cu, 66Zn, 71Ga, 75As, 77Se, 95Mo, 107Ag, 111Cd, 115In, 118Sn, 121Sb, 197Au, 202Hg, 205Tl, 208Pb and 209Bi | USGS certified standard MASS-1, comprising a pressed pellet of precipitated Cu-Fe-Zn sulfide standard; natural chalcopyrite (Cu), natural rhodonite (Mn), natural chalcedony (Zn), natural cobaltite (Co), natural arsenopyrite (As), natural stibnite (Sb), natural galena (Pb), natural cadmium (Cd) | 1.6963 |  |  |  | 2.271 |  | 0 | [7 empty] | 0 | [5 empty] | 3475.469 | [5 empty] | 1.1563 | [5 empty] | 1107.89 | [9 empty] | 137.1029 |  | 1423.205 | [7 empty] | 2.4151 |  |  |  | 37.3957 | [13 empty] | 73954.08 |  | 0.40753 | [7 empty] | 0.83649 | [5 empty] | 9.7753 | [15 empty] | 281220.2 |  | 0.76174 |  |  |  | 1671.963 | [5 empty] | 3.8239 | [13 empty] | 0.7156 | [18 empty] | 2020 | Minerals 2020, 10, 147 |  | BOL, TZA
| Animas-Chocaya Mine, Merelani Hills |  | Magmatic hydrothermal, Metamorphic |  |  | Zn | Ag, Sn, Cu, Ga, In, Fe, Mn, Cd | Zn, Ag, Sn, Cu, Ga, In, Fe, Mn, Cd |  |  | 7.8136 |  | underground mine |  |  |  |  | ore material | grab | grab | mineral separate | [5 empty] | mineralisation |  |  |  | wurtzite, sphalerite | [6 empty] | pyrite | Polished sections; MASS-1 pressed pellet standard | EMPA, LA-ICPMS | SX51 electron microprobe (Cameca Gennevilliers Cedex, France); Agilent 7700cx Series Quadrupole ICP-MS (Agilent Santa Clara, CA 95051, USA) coupled to an Applied Spectra M-50 laser ablation system | Adelaide Microscopy, University of Adelaide | EMPA: accelerating voltage of 20 kV and a specimen current of ~20 nA, focused beam size set at <1 µm; LA-ICP-MS line scans: width of line rasters around 50 µm, ablation performed in a pure He atmosphere with a flow of 700 mL/min, mixed with Ar (930 mL/min) immediately after the ablation cell, mixture passed through a pulse homogenizing device; LA-ICP-MS mapping: repetition rate of 10 Hz, 64 µm spot size, output fluence of ~2.5 J cm−2, 30 s background acquisition at the start of every raster, dwell times for all elements set to 7 ms; line scan dwell times: 10 ms for both Zn and S, and 50 ms for the remaining masses; measured isotopes: 55Mn, 57Fe, 59Co, 60Ni, 65Cu, 66Zn, 71Ga, 75As, 77Se, 95Mo, 107Ag, 111Cd, 115In, 118Sn, 121Sb, 197Au, 202Hg, 205Tl, 208Pb and 209Bi | USGS certified standard MASS-1, comprising a pressed pellet of precipitated Cu-Fe-Zn sulfide standard; natural chalcopyrite (Cu), natural rhodonite (Mn), natural chalcedony (Zn), natural cobaltite (Co), natural arsenopyrite (As), natural stibnite (Sb), natural galena (Pb), natural cadmium (Cd) | 1.5062 |  |  |  | -0.17891 |  | 0.082264 | [7 empty] | 0 | [5 empty] | 3304.87 | [5 empty] | 0.64796 | [5 empty] | 1105.747 | [9 empty] | 174.8754 |  | 1310.843 | [7 empty] | 2.4005 |  |  |  | 38.3401 | [13 empty] | 67876.38 |  | 0.20559 | [7 empty] | 1.0551 | [5 empty] | 9.1166 | [15 empty] | 273081.6 |  | 1.5538 |  |  |  | 1452.582 | [5 empty] | 3.3061 | [13 empty] | 0.74968 | [18 empty] | 2020 | Minerals 2020, 10, 147 |  | BOL, TZA
| Animas-Chocaya Mine, Merelani Hills |  | Magmatic hydrothermal, Metamorphic |  |  | Zn | Ag, Sn, Cu, Ga, In, Fe, Mn, Cd | Zn, Ag, Sn, Cu, Ga, In, Fe, Mn, Cd |  |  | 8.0655 |  | underground mine |  |  |  |  | ore material | grab | grab | mineral separate | [5 empty] | mineralisation |  |  |  | wurtzite, sphalerite | [6 empty] | pyrite | Polished sections; MASS-1 pressed pellet standard | EMPA, LA-ICPMS | SX51 electron microprobe (Cameca Gennevilliers Cedex, France); Agilent 7700cx Series Quadrupole ICP-MS (Agilent Santa Clara, CA 95051, USA) coupled to an Applied Spectra M-50 laser ablation system | Adelaide Microscopy, University of Adelaide | EMPA: accelerating voltage of 20 kV and a specimen current of ~20 nA, focused beam size set at <1 µm; LA-ICP-MS line scans: width of line rasters around 50 µm, ablation performed in a pure He atmosphere with a flow of 700 mL/min, mixed with Ar (930 mL/min) immediately after the ablation cell, mixture passed through a pulse homogenizing device; LA-ICP-MS mapping: repetition rate of 10 Hz, 64 µm spot size, output fluence of ~2.5 J cm−2, 30 s background acquisition at the start of every raster, dwell times for all elements set to 7 ms; line scan dwell times: 10 ms for both Zn and S, and 50 ms for the remaining masses; measured isotopes: 55Mn, 57Fe, 59Co, 60Ni, 65Cu, 66Zn, 71Ga, 75As, 77Se, 95Mo, 107Ag, 111Cd, 115In, 118Sn, 121Sb, 197Au, 202Hg, 205Tl, 208Pb and 209Bi | USGS certified standard MASS-1, comprising a pressed pellet of precipitated Cu-Fe-Zn sulfide standard; natural chalcopyrite (Cu), natural rhodonite (Mn), natural chalcedony (Zn), natural cobaltite (Co), natural arsenopyrite (As), natural stibnite (Sb), natural galena (Pb), natural cadmium (Cd) | 1.4555 |  |  |  | 1.3186 |  | 0 | [7 empty] | 0.02757 | [5 empty] | 3371.869 | [5 empty] | 0.25043 | [5 empty] | 1159.486 | [9 empty] | 133.6705 |  | 1442.949 | [7 empty] | 2.1743 |  |  |  | 38.962 | [13 empty] | 64707.11 |  | 0 | [7 empty] | 0.20391 | [5 empty] | 9.4244 | [15 empty] | 278229.3 |  | 1.198 |  |  |  | 1512.648 | [5 empty] | 3.661 | [13 empty] | 0.61709 | [18 empty] | 2020 | Minerals 2020, 10, 147 |  | BOL, TZA
| Animas-Chocaya Mine, Merelani Hills |  | Magmatic hydrothermal, Metamorphic |  |  | Zn | Ag, Sn, Cu, Ga, In, Fe, Mn, Cd | Zn, Ag, Sn, Cu, Ga, In, Fe, Mn, Cd |  |  | 9.3256 |  | underground mine |  |  |  |  | ore material | grab | grab | mineral separate | [5 empty] | mineralisation |  |  |  | wurtzite, sphalerite | [6 empty] | pyrite | Polished sections; MASS-1 pressed pellet standard | EMPA, LA-ICPMS | SX51 electron microprobe (Cameca Gennevilliers Cedex, France); Agilent 7700cx Series Quadrupole ICP-MS (Agilent Santa Clara, CA 95051, USA) coupled to an Applied Spectra M-50 laser ablation system | Adelaide Microscopy, University of Adelaide | EMPA: accelerating voltage of 20 kV and a specimen current of ~20 nA, focused beam size set at <1 µm; LA-ICP-MS line scans: width of line rasters around 50 µm, ablation performed in a pure He atmosphere with a flow of 700 mL/min, mixed with Ar (930 mL/min) immediately after the ablation cell, mixture passed through a pulse homogenizing device; LA-ICP-MS mapping: repetition rate of 10 Hz, 64 µm spot size, output fluence of ~2.5 J cm−2, 30 s background acquisition at the start of every raster, dwell times for all elements set to 7 ms; line scan dwell times: 10 ms for both Zn and S, and 50 ms for the remaining masses; measured isotopes: 55Mn, 57Fe, 59Co, 60Ni, 65Cu, 66Zn, 71Ga, 75As, 77Se, 95Mo, 107Ag, 111Cd, 115In, 118Sn, 121Sb, 197Au, 202Hg, 205Tl, 208Pb and 209Bi | USGS certified standard MASS-1, comprising a pressed pellet of precipitated Cu-Fe-Zn sulfide standard; natural chalcopyrite (Cu), natural rhodonite (Mn), natural chalcedony (Zn), natural cobaltite (Co), natural arsenopyrite (As), natural stibnite (Sb), natural galena (Pb), natural cadmium (Cd) | 1.8733 |  |  |  | 0.75613 |  | 0 | [7 empty] | 0.086728 | [5 empty] | 3076.333 | [5 empty] | 0.26247 | [5 empty] | 1668.517 | [9 empty] | 205.6634 |  | 1941.722 | [7 empty] | 2.5602 |  |  |  | 43.6193 | [13 empty] | 63255.62 |  | 0.20831 | [7 empty] | 1.0691 | [5 empty] | 9.686 | [15 empty] | 301723.8 |  | 0.61962 |  |  |  | 1616.701 | [5 empty] | 23.9691 | [13 empty] | 0.90008 | [18 empty] | 2020 | Minerals 2020, 10, 147 |  | BOL, TZA
| Animas-Chocaya Mine, Merelani Hills |  | Magmatic hydrothermal, Metamorphic |  |  | Zn | Ag, Sn, Cu, Ga, In, Fe, Mn, Cd | Zn, Ag, Sn, Cu, Ga, In, Fe, Mn, Cd |  |  | 9.578 |  | underground mine |  |  |  |  | ore material | grab | grab | mineral separate | [5 empty] | mineralisation |  |  |  | wurtzite, sphalerite | [6 empty] | pyrite | Polished sections; MASS-1 pressed pellet standard | EMPA, LA-ICPMS | SX51 electron microprobe (Cameca Gennevilliers Cedex, France); Agilent 7700cx Series Quadrupole ICP-MS (Agilent Santa Clara, CA 95051, USA) coupled to an Applied Spectra M-50 laser ablation system | Adelaide Microscopy, University of Adelaide | EMPA: accelerating voltage of 20 kV and a specimen current of ~20 nA, focused beam size set at <1 µm; LA-ICP-MS line scans: width of line rasters around 50 µm, ablation performed in a pure He atmosphere with a flow of 700 mL/min, mixed with Ar (930 mL/min) immediately after the ablation cell, mixture passed through a pulse homogenizing device; LA-ICP-MS mapping: repetition rate of 10 Hz, 64 µm spot size, output fluence of ~2.5 J cm−2, 30 s background acquisition at the start of every raster, dwell times for all elements set to 7 ms; line scan dwell times: 10 ms for both Zn and S, and 50 ms for the remaining masses; measured isotopes: 55Mn, 57Fe, 59Co, 60Ni, 65Cu, 66Zn, 71Ga, 75As, 77Se, 95Mo, 107Ag, 111Cd, 115In, 118Sn, 121Sb, 197Au, 202Hg, 205Tl, 208Pb and 209Bi | USGS certified standard MASS-1, comprising a pressed pellet of precipitated Cu-Fe-Zn sulfide standard; natural chalcopyrite (Cu), natural rhodonite (Mn), natural chalcedony (Zn), natural cobaltite (Co), natural arsenopyrite (As), natural stibnite (Sb), natural galena (Pb), natural cadmium (Cd) | 2.654 |  |  |  | 1.9195 |  | 0 | [7 empty] | 0.027645 | [5 empty] | 2935.488 | [5 empty] | 0.062743 | [5 empty] | 1778.511 | [9 empty] | 177.5992 |  | 1853.683 | [7 empty] | 2.4333 |  |  |  | 45.5752 | [13 empty] | 58407.09 |  | 0.1992 | [7 empty] | 0.40892 | [5 empty] | 17.1746 | [15 empty] | 301568.5 |  | 0.59252 |  |  |  | 1611.128 | [5 empty] | 46.1542 | [13 empty] | 0.86068 | [18 empty] | 2020 | Minerals 2020, 10, 147 |  | BOL, TZA
| Animas-Chocaya Mine, Merelani Hills |  | Magmatic hydrothermal, Metamorphic |  |  | Zn | Ag, Sn, Cu, Ga, In, Fe, Mn, Cd | Zn, Ag, Sn, Cu, Ga, In, Fe, Mn, Cd |  |  | 9.8299 |  | underground mine |  |  |  |  | ore material | grab | grab | mineral separate | [5 empty] | mineralisation |  |  |  | wurtzite, sphalerite | [6 empty] | pyrite | Polished sections; MASS-1 pressed pellet standard | EMPA, LA-ICPMS | SX51 electron microprobe (Cameca Gennevilliers Cedex, France); Agilent 7700cx Series Quadrupole ICP-MS (Agilent Santa Clara, CA 95051, USA) coupled to an Applied Spectra M-50 laser ablation system | Adelaide Microscopy, University of Adelaide | EMPA: accelerating voltage of 20 kV and a specimen current of ~20 nA, focused beam size set at <1 µm; LA-ICP-MS line scans: width of line rasters around 50 µm, ablation performed in a pure He atmosphere with a flow of 700 mL/min, mixed with Ar (930 mL/min) immediately after the ablation cell, mixture passed through a pulse homogenizing device; LA-ICP-MS mapping: repetition rate of 10 Hz, 64 µm spot size, output fluence of ~2.5 J cm−2, 30 s background acquisition at the start of every raster, dwell times for all elements set to 7 ms; line scan dwell times: 10 ms for both Zn and S, and 50 ms for the remaining masses; measured isotopes: 55Mn, 57Fe, 59Co, 60Ni, 65Cu, 66Zn, 71Ga, 75As, 77Se, 95Mo, 107Ag, 111Cd, 115In, 118Sn, 121Sb, 197Au, 202Hg, 205Tl, 208Pb and 209Bi | USGS certified standard MASS-1, comprising a pressed pellet of precipitated Cu-Fe-Zn sulfide standard; natural chalcopyrite (Cu), natural rhodonite (Mn), natural chalcedony (Zn), natural cobaltite (Co), natural arsenopyrite (As), natural stibnite (Sb), natural galena (Pb), natural cadmium (Cd) | 2.6965 |  |  |  | 3.4699 |  | 0 | [7 empty] | 0.084265 | [5 empty] | 3137.182 | [5 empty] | 0.063742 | [5 empty] | 1806.694 | [9 empty] | 158.3032 |  | 1914.98 | [7 empty] | 2.3168 |  |  |  | 45.3046 | [13 empty] | 61485.34 |  | 0 | [7 empty] | 1.0387 | [5 empty] | 26.8965 | [15 empty] | 294007.8 |  | 0.91121 |  |  |  | 1572.841 | [5 empty] | 47.573 | [13 empty] | 0.90176 | [18 empty] | 2020 | Minerals 2020, 10, 147 |  | BOL, TZA
| Animas-Chocaya Mine, Merelani Hills |  | Magmatic hydrothermal, Metamorphic |  |  | Zn | Ag, Sn, Cu, Ga, In, Fe, Mn, Cd | Zn, Ag, Sn, Cu, Ga, In, Fe, Mn, Cd |  |  | 10.0818 |  | underground mine |  |  |  |  | ore material | grab | grab | mineral separate | [5 empty] | mineralisation |  |  |  | wurtzite, sphalerite | [6 empty] | pyrite | Polished sections; MASS-1 pressed pellet standard | EMPA, LA-ICPMS | SX51 electron microprobe (Cameca Gennevilliers Cedex, France); Agilent 7700cx Series Quadrupole ICP-MS (Agilent Santa Clara, CA 95051, USA) coupled to an Applied Spectra M-50 laser ablation system | Adelaide Microscopy, University of Adelaide | EMPA: accelerating voltage of 20 kV and a specimen current of ~20 nA, focused beam size set at <1 µm; LA-ICP-MS line scans: width of line rasters around 50 µm, ablation performed in a pure He atmosphere with a flow of 700 mL/min, mixed with Ar (930 mL/min) immediately after the ablation cell, mixture passed through a pulse homogenizing device; LA-ICP-MS mapping: repetition rate of 10 Hz, 64 µm spot size, output fluence of ~2.5 J cm−2, 30 s background acquisition at the start of every raster, dwell times for all elements set to 7 ms; line scan dwell times: 10 ms for both Zn and S, and 50 ms for the remaining masses; measured isotopes: 55Mn, 57Fe, 59Co, 60Ni, 65Cu, 66Zn, 71Ga, 75As, 77Se, 95Mo, 107Ag, 111Cd, 115In, 118Sn, 121Sb, 197Au, 202Hg, 205Tl, 208Pb and 209Bi | USGS certified standard MASS-1, comprising a pressed pellet of precipitated Cu-Fe-Zn sulfide standard; natural chalcopyrite (Cu), natural rhodonite (Mn), natural chalcedony (Zn), natural cobaltite (Co), natural arsenopyrite (As), natural stibnite (Sb), natural galena (Pb), natural cadmium (Cd) | 2.2223 |  |  |  | 6.0166 |  | 0 | [7 empty] | 0.054468 | [5 empty] | 2851.911 | [5 empty] | 0.18539 | [5 empty] | 1689.023 | [9 empty] | 263.5011 |  | 1861.104 | [7 empty] | 2.3797 |  |  |  | 43.0236 | [13 empty] | 58292.32 |  | 0 | [7 empty] | 1.6114 | [5 empty] | 26.7937 | [15 empty] | 264672.4 |  | 1.8579 |  |  |  | 1491.83 | [5 empty] | 45.7277 | [13 empty] | 0.47686 | [18 empty] | 2020 | Minerals 2020, 10, 147 |  | BOL, TZA
| Animas-Chocaya Mine, Merelani Hills |  | Magmatic hydrothermal, Metamorphic |  |  | Zn | Ag, Sn, Cu, Ga, In, Fe, Mn, Cd | Zn, Ag, Sn, Cu, Ga, In, Fe, Mn, Cd |  |  | 10.3337 |  | underground mine |  |  |  |  | ore material | grab | grab | mineral separate | [5 empty] | mineralisation |  |  |  | wurtzite, sphalerite | [6 empty] | pyrite | Polished sections; MASS-1 pressed pellet standard | EMPA, LA-ICPMS | SX51 electron microprobe (Cameca Gennevilliers Cedex, France); Agilent 7700cx Series Quadrupole ICP-MS (Agilent Santa Clara, CA 95051, USA) coupled to an Applied Spectra M-50 laser ablation system | Adelaide Microscopy, University of Adelaide | EMPA: accelerating voltage of 20 kV and a specimen current of ~20 nA, focused beam size set at <1 µm; LA-ICP-MS line scans: width of line rasters around 50 µm, ablation performed in a pure He atmosphere with a flow of 700 mL/min, mixed with Ar (930 mL/min) immediately after the ablation cell, mixture passed through a pulse homogenizing device; LA-ICP-MS mapping: repetition rate of 10 Hz, 64 µm spot size, output fluence of ~2.5 J cm−2, 30 s background acquisition at the start of every raster, dwell times for all elements set to 7 ms; line scan dwell times: 10 ms for both Zn and S, and 50 ms for the remaining masses; measured isotopes: 55Mn, 57Fe, 59Co, 60Ni, 65Cu, 66Zn, 71Ga, 75As, 77Se, 95Mo, 107Ag, 111Cd, 115In, 118Sn, 121Sb, 197Au, 202Hg, 205Tl, 208Pb and 209Bi | USGS certified standard MASS-1, comprising a pressed pellet of precipitated Cu-Fe-Zn sulfide standard; natural chalcopyrite (Cu), natural rhodonite (Mn), natural chalcedony (Zn), natural cobaltite (Co), natural arsenopyrite (As), natural stibnite (Sb), natural galena (Pb), natural cadmium (Cd) | 2.6679 |  |  |  | 5.8293 |  | 0 | [7 empty] | 0.058506 | [5 empty] | 3126.044 | [5 empty] | 0.13275 | [5 empty] | 1778.214 | [9 empty] | 383.9261 |  | 1970.471 | [7 empty] | 2.4177 |  |  |  | 41.9551 | [13 empty] | 62573.36 |  | 0 | [7 empty] | 1.5145 | [5 empty] | 26.3324 | [15 empty] | 281898.4 |  | 1.1905 |  |  |  | 1462.319 | [5 empty] | 57.6278 | [13 empty] | 0.85368 | [18 empty] | 2020 | Minerals 2020, 10, 147 |  | BOL, TZA
| Animas-Chocaya Mine, Merelani Hills |  | Magmatic hydrothermal, Metamorphic |  |  | Zn | Ag, Sn, Cu, Ga, In, Fe, Mn, Cd | Zn, Ag, Sn, Cu, Ga, In, Fe, Mn, Cd |  |  | 10.5856 |  | underground mine |  |  |  |  | ore material | grab | grab | mineral separate | [5 empty] | mineralisation |  |  |  | wurtzite, sphalerite | [6 empty] | pyrite | Polished sections; MASS-1 pressed pellet standard | EMPA, LA-ICPMS | SX51 electron microprobe (Cameca Gennevilliers Cedex, France); Agilent 7700cx Series Quadrupole ICP-MS (Agilent Santa Clara, CA 95051, USA) coupled to an Applied Spectra M-50 laser ablation system | Adelaide Microscopy, University of Adelaide | EMPA: accelerating voltage of 20 kV and a specimen current of ~20 nA, focused beam size set at <1 µm; LA-ICP-MS line scans: width of line rasters around 50 µm, ablation performed in a pure He atmosphere with a flow of 700 mL/min, mixed with Ar (930 mL/min) immediately after the ablation cell, mixture passed through a pulse homogenizing device; LA-ICP-MS mapping: repetition rate of 10 Hz, 64 µm spot size, output fluence of ~2.5 J cm−2, 30 s background acquisition at the start of every raster, dwell times for all elements set to 7 ms; line scan dwell times: 10 ms for both Zn and S, and 50 ms for the remaining masses; measured isotopes: 55Mn, 57Fe, 59Co, 60Ni, 65Cu, 66Zn, 71Ga, 75As, 77Se, 95Mo, 107Ag, 111Cd, 115In, 118Sn, 121Sb, 197Au, 202Hg, 205Tl, 208Pb and 209Bi | USGS certified standard MASS-1, comprising a pressed pellet of precipitated Cu-Fe-Zn sulfide standard; natural chalcopyrite (Cu), natural rhodonite (Mn), natural chalcedony (Zn), natural cobaltite (Co), natural arsenopyrite (As), natural stibnite (Sb), natural galena (Pb), natural cadmium (Cd) | 2.0557 |  |  |  | 2.0824 |  | 0 | [7 empty] | 0.077864 | [5 empty] | 2614.352 | [5 empty] | 0 | [5 empty] | 1610.801 | [9 empty] | 263.8982 |  | 1498.938 | [7 empty] | 2.3185 |  |  |  | 42.3305 | [13 empty] | 55775.08 |  | 0 | [7 empty] | 1.7276 | [5 empty] | 19.8808 | [15 empty] | 239254.4 |  | 1.1277 |  |  |  | 1409.833 | [5 empty] | 61.5831 | [13 empty] | 0.75739 | [18 empty] | 2020 | Minerals 2020, 10, 147 |  | BOL, TZA
| Animas-Chocaya Mine, Merelani Hills |  | Magmatic hydrothermal, Metamorphic |  |  | Zn | Ag, Sn, Cu, Ga, In, Fe, Mn, Cd | Zn, Ag, Sn, Cu, Ga, In, Fe, Mn, Cd |  |  | 10.8385 |  | underground mine |  |  |  |  | ore material | grab | grab | mineral separate | [5 empty] | mineralisation |  |  |  | wurtzite, sphalerite | [6 empty] | pyrite | Polished sections; MASS-1 pressed pellet standard | EMPA, LA-ICPMS | SX51 electron microprobe (Cameca Gennevilliers Cedex, France); Agilent 7700cx Series Quadrupole ICP-MS (Agilent Santa Clara, CA 95051, USA) coupled to an Applied Spectra M-50 laser ablation system | Adelaide Microscopy, University of Adelaide | EMPA: accelerating voltage of 20 kV and a specimen current of ~20 nA, focused beam size set at <1 µm; LA-ICP-MS line scans: width of line rasters around 50 µm, ablation performed in a pure He atmosphere with a flow of 700 mL/min, mixed with Ar (930 mL/min) immediately after the ablation cell, mixture passed through a pulse homogenizing device; LA-ICP-MS mapping: repetition rate of 10 Hz, 64 µm spot size, output fluence of ~2.5 J cm−2, 30 s background acquisition at the start of every raster, dwell times for all elements set to 7 ms; line scan dwell times: 10 ms for both Zn and S, and 50 ms for the remaining masses; measured isotopes: 55Mn, 57Fe, 59Co, 60Ni, 65Cu, 66Zn, 71Ga, 75As, 77Se, 95Mo, 107Ag, 111Cd, 115In, 118Sn, 121Sb, 197Au, 202Hg, 205Tl, 208Pb and 209Bi | USGS certified standard MASS-1, comprising a pressed pellet of precipitated Cu-Fe-Zn sulfide standard; natural chalcopyrite (Cu), natural rhodonite (Mn), natural chalcedony (Zn), natural cobaltite (Co), natural arsenopyrite (As), natural stibnite (Sb), natural galena (Pb), natural cadmium (Cd) | 2.2548 |  |  |  | 4.4404 |  | 0 | [7 empty] | 0.028469 | [5 empty] | 3235.221 | [5 empty] | 0.12916 | [5 empty] | 1799.118 | [9 empty] | 281.0412 |  | 1811.912 | [7 empty] | 2.4591 |  |  |  | 41.4626 | [13 empty] | 59886.35 |  | 0.20512 | [7 empty] | 1.0528 | [5 empty] | 21.0874 | [15 empty] | 268916.8 |  | 1.1586 |  |  |  | 1663.231 | [5 empty] | 63.0544 | [13 empty] | 0.60918 | [18 empty] | 2020 | Minerals 2020, 10, 147 |  | BOL, TZA
| Animas-Chocaya Mine, Merelani Hills |  | Magmatic hydrothermal, Metamorphic |  |  | Zn | Ag, Sn, Cu, Ga, In, Fe, Mn, Cd | Zn, Ag, Sn, Cu, Ga, In, Fe, Mn, Cd |  |  | 12.0985 |  | underground mine |  |  |  |  | ore material | grab | grab | mineral separate | [5 empty] | mineralisation |  |  |  | wurtzite, sphalerite | [6 empty] | pyrite | Polished sections; MASS-1 pressed pellet standard | EMPA, LA-ICPMS | SX51 electron microprobe (Cameca Gennevilliers Cedex, France); Agilent 7700cx Series Quadrupole ICP-MS (Agilent Santa Clara, CA 95051, USA) coupled to an Applied Spectra M-50 laser ablation system | Adelaide Microscopy, University of Adelaide | EMPA: accelerating voltage of 20 kV and a specimen current of ~20 nA, focused beam size set at <1 µm; LA-ICP-MS line scans: width of line rasters around 50 µm, ablation performed in a pure He atmosphere with a flow of 700 mL/min, mixed with Ar (930 mL/min) immediately after the ablation cell, mixture passed through a pulse homogenizing device; LA-ICP-MS mapping: repetition rate of 10 Hz, 64 µm spot size, output fluence of ~2.5 J cm−2, 30 s background acquisition at the start of every raster, dwell times for all elements set to 7 ms; line scan dwell times: 10 ms for both Zn and S, and 50 ms for the remaining masses; measured isotopes: 55Mn, 57Fe, 59Co, 60Ni, 65Cu, 66Zn, 71Ga, 75As, 77Se, 95Mo, 107Ag, 111Cd, 115In, 118Sn, 121Sb, 197Au, 202Hg, 205Tl, 208Pb and 209Bi | USGS certified standard MASS-1, comprising a pressed pellet of precipitated Cu-Fe-Zn sulfide standard; natural chalcopyrite (Cu), natural rhodonite (Mn), natural chalcedony (Zn), natural cobaltite (Co), natural arsenopyrite (As), natural stibnite (Sb), natural galena (Pb), natural cadmium (Cd) | 2.4399 |  |  |  | 0.12921 |  | 0 | [7 empty] | 0 | [5 empty] | 3106.629 | [5 empty] | 0.065856 | [5 empty] | 1923.255 | [9 empty] | 175.1052 |  | 1878.511 | [7 empty] | 2.3862 |  |  |  | 44.1414 | [13 empty] | 59957.39 |  | 0 | [7 empty] | 1.5037 | [5 empty] | 10.8854 | [15 empty] | 276607.1 |  | 1.5816 |  |  |  | 1603.917 | [5 empty] | 82.8632 | [13 empty] | 0.56486 | [18 empty] | 2020 | Minerals 2020, 10, 147 |  | BOL, TZA
| Animas-Chocaya Mine, Merelani Hills |  | Magmatic hydrothermal, Metamorphic |  |  | Zn | Ag, Sn, Cu, Ga, In, Fe, Mn, Cd | Zn, Ag, Sn, Cu, Ga, In, Fe, Mn, Cd |  |  | 12.351 |  | underground mine |  |  |  |  | ore material | grab | grab | mineral separate | [5 empty] | mineralisation |  |  |  | wurtzite, sphalerite | [6 empty] | pyrite | Polished sections; MASS-1 pressed pellet standard | EMPA, LA-ICPMS | SX51 electron microprobe (Cameca Gennevilliers Cedex, France); Agilent 7700cx Series Quadrupole ICP-MS (Agilent Santa Clara, CA 95051, USA) coupled to an Applied Spectra M-50 laser ablation system | Adelaide Microscopy, University of Adelaide | EMPA: accelerating voltage of 20 kV and a specimen current of ~20 nA, focused beam size set at <1 µm; LA-ICP-MS line scans: width of line rasters around 50 µm, ablation performed in a pure He atmosphere with a flow of 700 mL/min, mixed with Ar (930 mL/min) immediately after the ablation cell, mixture passed through a pulse homogenizing device; LA-ICP-MS mapping: repetition rate of 10 Hz, 64 µm spot size, output fluence of ~2.5 J cm−2, 30 s background acquisition at the start of every raster, dwell times for all elements set to 7 ms; line scan dwell times: 10 ms for both Zn and S, and 50 ms for the remaining masses; measured isotopes: 55Mn, 57Fe, 59Co, 60Ni, 65Cu, 66Zn, 71Ga, 75As, 77Se, 95Mo, 107Ag, 111Cd, 115In, 118Sn, 121Sb, 197Au, 202Hg, 205Tl, 208Pb and 209Bi | USGS certified standard MASS-1, comprising a pressed pellet of precipitated Cu-Fe-Zn sulfide standard; natural chalcopyrite (Cu), natural rhodonite (Mn), natural chalcedony (Zn), natural cobaltite (Co), natural arsenopyrite (As), natural stibnite (Sb), natural galena (Pb), natural cadmium (Cd) | 2.7453 |  |  |  | 1.8891 |  | 0 | [7 empty] | 0 | [5 empty] | 2753.695 | [5 empty] | 0 | [5 empty] | 1710.077 | [9 empty] | 156.1287 |  | 1830.562 | [7 empty] | 2.2395 |  |  |  | 41.8132 | [13 empty] | 56778.41 |  | 0 | [7 empty] | 1.4099 | [5 empty] | 9.4406 | [15 empty] | 273977.9 |  | 1.5578 |  |  |  | 1553.474 | [5 empty] | 73.5219 | [13 empty] | 0.84737 | [18 empty] | 2020 | Minerals 2020, 10, 147 |  | BOL, TZA
| Animas-Chocaya Mine, Merelani Hills |  | Magmatic hydrothermal, Metamorphic |  |  | Zn | Ag, Sn, Cu, Ga, In, Fe, Mn, Cd | Zn, Ag, Sn, Cu, Ga, In, Fe, Mn, Cd |  |  | 12.6029 |  | underground mine |  |  |  |  | ore material | grab | grab | mineral separate | [5 empty] | mineralisation |  |  |  | wurtzite, sphalerite | [6 empty] | pyrite | Polished sections; MASS-1 pressed pellet standard | EMPA, LA-ICPMS | SX51 electron microprobe (Cameca Gennevilliers Cedex, France); Agilent 7700cx Series Quadrupole ICP-MS (Agilent Santa Clara, CA 95051, USA) coupled to an Applied Spectra M-50 laser ablation system | Adelaide Microscopy, University of Adelaide | EMPA: accelerating voltage of 20 kV and a specimen current of ~20 nA, focused beam size set at <1 µm; LA-ICP-MS line scans: width of line rasters around 50 µm, ablation performed in a pure He atmosphere with a flow of 700 mL/min, mixed with Ar (930 mL/min) immediately after the ablation cell, mixture passed through a pulse homogenizing device; LA-ICP-MS mapping: repetition rate of 10 Hz, 64 µm spot size, output fluence of ~2.5 J cm−2, 30 s background acquisition at the start of every raster, dwell times for all elements set to 7 ms; line scan dwell times: 10 ms for both Zn and S, and 50 ms for the remaining masses; measured isotopes: 55Mn, 57Fe, 59Co, 60Ni, 65Cu, 66Zn, 71Ga, 75As, 77Se, 95Mo, 107Ag, 111Cd, 115In, 118Sn, 121Sb, 197Au, 202Hg, 205Tl, 208Pb and 209Bi | USGS certified standard MASS-1, comprising a pressed pellet of precipitated Cu-Fe-Zn sulfide standard; natural chalcopyrite (Cu), natural rhodonite (Mn), natural chalcedony (Zn), natural cobaltite (Co), natural arsenopyrite (As), natural stibnite (Sb), natural galena (Pb), natural cadmium (Cd) | 1.7437 |  |  |  | 0.44338 |  | 0 | [7 empty] | 0.02906 | [5 empty] | 3137.892 | [5 empty] | 0 | [5 empty] | 1858.345 | [9 empty] | 452.9046 |  | 1796.627 | [7 empty] | 2.3871 |  |  |  | 42.1443 | [13 empty] | 60225.7 |  | 0.20936 | [7 empty] | 0.21492 | [5 empty] | 10.1023 | [15 empty] | 301095.1 |  | 1.1825 |  |  |  | 1759.303 | [5 empty] | 75.2771 | [13 empty] | 0.5651 | [18 empty] | 2020 | Minerals 2020, 10, 147 |  | BOL, TZA
| Animas-Chocaya Mine, Merelani Hills |  | Magmatic hydrothermal, Metamorphic |  |  | Zn | Ag, Sn, Cu, Ga, In, Fe, Mn, Cd | Zn, Ag, Sn, Cu, Ga, In, Fe, Mn, Cd |  |  | 12.8548 |  | underground mine |  |  |  |  | ore material | grab | grab | mineral separate | [5 empty] | mineralisation |  |  |  | wurtzite, sphalerite | [6 empty] | pyrite | Polished sections; MASS-1 pressed pellet standard | EMPA, LA-ICPMS | SX51 electron microprobe (Cameca Gennevilliers Cedex, France); Agilent 7700cx Series Quadrupole ICP-MS (Agilent Santa Clara, CA 95051, USA) coupled to an Applied Spectra M-50 laser ablation system | Adelaide Microscopy, University of Adelaide | EMPA: accelerating voltage of 20 kV and a specimen current of ~20 nA, focused beam size set at <1 µm; LA-ICP-MS line scans: width of line rasters around 50 µm, ablation performed in a pure He atmosphere with a flow of 700 mL/min, mixed with Ar (930 mL/min) immediately after the ablation cell, mixture passed through a pulse homogenizing device; LA-ICP-MS mapping: repetition rate of 10 Hz, 64 µm spot size, output fluence of ~2.5 J cm−2, 30 s background acquisition at the start of every raster, dwell times for all elements set to 7 ms; line scan dwell times: 10 ms for both Zn and S, and 50 ms for the remaining masses; measured isotopes: 55Mn, 57Fe, 59Co, 60Ni, 65Cu, 66Zn, 71Ga, 75As, 77Se, 95Mo, 107Ag, 111Cd, 115In, 118Sn, 121Sb, 197Au, 202Hg, 205Tl, 208Pb and 209Bi | USGS certified standard MASS-1, comprising a pressed pellet of precipitated Cu-Fe-Zn sulfide standard; natural chalcopyrite (Cu), natural rhodonite (Mn), natural chalcedony (Zn), natural cobaltite (Co), natural arsenopyrite (As), natural stibnite (Sb), natural galena (Pb), natural cadmium (Cd) | 2.3486 |  |  |  | 1.6364 |  | 0 | [7 empty] | 0 | [5 empty] | 2914.112 | [5 empty] | 0 | [5 empty] | 1670.317 | [9 empty] | 176.7937 |  | 1794.019 | [7 empty] | 2.3162 |  |  |  | 44.1233 | [13 empty] | 56110.89 |  | 0 | [7 empty] | 1.0338 | [5 empty] | 8.445 | [15 empty] | 265329.7 |  | 1.5222 |  |  |  | 1471.464 | [5 empty] | 53.6266 | [13 empty] | 0.59798 | [18 empty] | 2020 | Minerals 2020, 10, 147 |  | BOL, TZA
| Animas-Chocaya Mine, Merelani Hills |  | Magmatic hydrothermal, Metamorphic |  |  | Zn | Ag, Sn, Cu, Ga, In, Fe, Mn, Cd | Zn, Ag, Sn, Cu, Ga, In, Fe, Mn, Cd |  |  | 13.1067 |  | underground mine |  |  |  |  | ore material | grab | grab | mineral separate | [5 empty] | mineralisation |  |  |  | wurtzite, sphalerite | [6 empty] | pyrite | Polished sections; MASS-1 pressed pellet standard | EMPA, LA-ICPMS | SX51 electron microprobe (Cameca Gennevilliers Cedex, France); Agilent 7700cx Series Quadrupole ICP-MS (Agilent Santa Clara, CA 95051, USA) coupled to an Applied Spectra M-50 laser ablation system | Adelaide Microscopy, University of Adelaide | EMPA: accelerating voltage of 20 kV and a specimen current of ~20 nA, focused beam size set at <1 µm; LA-ICP-MS line scans: width of line rasters around 50 µm, ablation performed in a pure He atmosphere with a flow of 700 mL/min, mixed with Ar (930 mL/min) immediately after the ablation cell, mixture passed through a pulse homogenizing device; LA-ICP-MS mapping: repetition rate of 10 Hz, 64 µm spot size, output fluence of ~2.5 J cm−2, 30 s background acquisition at the start of every raster, dwell times for all elements set to 7 ms; line scan dwell times: 10 ms for both Zn and S, and 50 ms for the remaining masses; measured isotopes: 55Mn, 57Fe, 59Co, 60Ni, 65Cu, 66Zn, 71Ga, 75As, 77Se, 95Mo, 107Ag, 111Cd, 115In, 118Sn, 121Sb, 197Au, 202Hg, 205Tl, 208Pb and 209Bi | USGS certified standard MASS-1, comprising a pressed pellet of precipitated Cu-Fe-Zn sulfide standard; natural chalcopyrite (Cu), natural rhodonite (Mn), natural chalcedony (Zn), natural cobaltite (Co), natural arsenopyrite (As), natural stibnite (Sb), natural galena (Pb), natural cadmium (Cd) | 2.556 |  |  |  | 1.6402 |  | 0 | [7 empty] | 0.028023 | [5 empty] | 2971.035 | [5 empty] | 0 | [5 empty] | 1719.249 | [9 empty] | 133.0508 |  | 1782.956 | [7 empty] | 2.294 |  |  |  | 40.3591 | [13 empty] | 59425.86 |  | 0 | [7 empty] | 1.4508 | [5 empty] | 8.5737 | [15 empty] | 287638.1 |  | 1.3716 |  |  |  | 1643.157 | [5 empty] | 48.9293 | [13 empty] | 0.79009 | [18 empty] | 2020 | Minerals 2020, 10, 147 |  | BOL, TZA
| Animas-Chocaya Mine, Merelani Hills |  | Magmatic hydrothermal, Metamorphic |  |  | Zn | Ag, Sn, Cu, Ga, In, Fe, Mn, Cd | Zn, Ag, Sn, Cu, Ga, In, Fe, Mn, Cd |  |  | 13.3586 |  | underground mine |  |  |  |  | ore material | grab | grab | mineral separate | [5 empty] | mineralisation |  |  |  | wurtzite, sphalerite | [6 empty] | pyrite | Polished sections; MASS-1 pressed pellet standard | EMPA, LA-ICPMS | SX51 electron microprobe (Cameca Gennevilliers Cedex, France); Agilent 7700cx Series Quadrupole ICP-MS (Agilent Santa Clara, CA 95051, USA) coupled to an Applied Spectra M-50 laser ablation system | Adelaide Microscopy, University of Adelaide | EMPA: accelerating voltage of 20 kV and a specimen current of ~20 nA, focused beam size set at <1 µm; LA-ICP-MS line scans: width of line rasters around 50 µm, ablation performed in a pure He atmosphere with a flow of 700 mL/min, mixed with Ar (930 mL/min) immediately after the ablation cell, mixture passed through a pulse homogenizing device; LA-ICP-MS mapping: repetition rate of 10 Hz, 64 µm spot size, output fluence of ~2.5 J cm−2, 30 s background acquisition at the start of every raster, dwell times for all elements set to 7 ms; line scan dwell times: 10 ms for both Zn and S, and 50 ms for the remaining masses; measured isotopes: 55Mn, 57Fe, 59Co, 60Ni, 65Cu, 66Zn, 71Ga, 75As, 77Se, 95Mo, 107Ag, 111Cd, 115In, 118Sn, 121Sb, 197Au, 202Hg, 205Tl, 208Pb and 209Bi | USGS certified standard MASS-1, comprising a pressed pellet of precipitated Cu-Fe-Zn sulfide standard; natural chalcopyrite (Cu), natural rhodonite (Mn), natural chalcedony (Zn), natural cobaltite (Co), natural arsenopyrite (As), natural stibnite (Sb), natural galena (Pb), natural cadmium (Cd) | 2.1203 |  |  |  | 1.976 |  | 0 | [7 empty] | 0 | [5 empty] | 3013.353 | [5 empty] | 0.12916 | [5 empty] | 1712.913 | [9 empty] | 101.618 |  | 1759.849 | [7 empty] | 2.2412 |  |  |  | 47.445 | [13 empty] | 61364.86 |  | 0.41056 | [7 empty] | 0.63223 | [5 empty] | 8.6078 | [15 empty] | 278106.2 |  | 1.2379 |  |  |  | 1657.833 | [5 empty] | 36.7087 | [13 empty] | 0.94191 | [18 empty] | 2020 | Minerals 2020, 10, 147 |  | BOL, TZA
| Animas-Chocaya Mine, Merelani Hills |  | Magmatic hydrothermal, Metamorphic |  |  | Zn | Ag, Sn, Cu, Ga, In, Fe, Mn, Cd | Zn, Ag, Sn, Cu, Ga, In, Fe, Mn, Cd |  |  | 13.8629 |  | underground mine |  |  |  |  | ore material | grab | grab | mineral separate | [5 empty] | mineralisation |  |  |  | wurtzite, sphalerite | [6 empty] | pyrite | Polished sections; MASS-1 pressed pellet standard | EMPA, LA-ICPMS | SX51 electron microprobe (Cameca Gennevilliers Cedex, France); Agilent 7700cx Series Quadrupole ICP-MS (Agilent Santa Clara, CA 95051, USA) coupled to an Applied Spectra M-50 laser ablation system | Adelaide Microscopy, University of Adelaide | EMPA: accelerating voltage of 20 kV and a specimen current of ~20 nA, focused beam size set at <1 µm; LA-ICP-MS line scans: width of line rasters around 50 µm, ablation performed in a pure He atmosphere with a flow of 700 mL/min, mixed with Ar (930 mL/min) immediately after the ablation cell, mixture passed through a pulse homogenizing device; LA-ICP-MS mapping: repetition rate of 10 Hz, 64 µm spot size, output fluence of ~2.5 J cm−2, 30 s background acquisition at the start of every raster, dwell times for all elements set to 7 ms; line scan dwell times: 10 ms for both Zn and S, and 50 ms for the remaining masses; measured isotopes: 55Mn, 57Fe, 59Co, 60Ni, 65Cu, 66Zn, 71Ga, 75As, 77Se, 95Mo, 107Ag, 111Cd, 115In, 118Sn, 121Sb, 197Au, 202Hg, 205Tl, 208Pb and 209Bi | USGS certified standard MASS-1, comprising a pressed pellet of precipitated Cu-Fe-Zn sulfide standard; natural chalcopyrite (Cu), natural rhodonite (Mn), natural chalcedony (Zn), natural cobaltite (Co), natural arsenopyrite (As), natural stibnite (Sb), natural galena (Pb), natural cadmium (Cd) | 2.3336 |  |  |  | 6.8247 |  | 0 | [7 empty] | 0.05892 | [5 empty] | 2877.458 | [5 empty] | 0.13351 | [5 empty] | 1814.796 | [9 empty] | 235.6158 |  | 1814.636 | [7 empty] | 2.4558 |  |  |  | 43.0332 | [13 empty] | 60090.62 |  | 0.21223 | [7 empty] | 2.1789 | [5 empty] | 167.2144 | [15 empty] | 295382.8 |  | 3.4687 |  |  |  | 1689.253 | [5 empty] | 31.461 | [13 empty] | 0.85915 | [18 empty] | 2020 | Minerals 2020, 10, 147 |  | BOL, TZA
| Animas-Chocaya Mine, Merelani Hills |  | Magmatic hydrothermal, Metamorphic |  |  | Zn | Ag, Sn, Cu, Ga, In, Fe, Mn, Cd | Zn, Ag, Sn, Cu, Ga, In, Fe, Mn, Cd |  |  | 14.1148 |  | underground mine |  |  |  |  | ore material | grab | grab | mineral separate | [5 empty] | mineralisation |  |  |  | wurtzite, sphalerite | [6 empty] | pyrite | Polished sections; MASS-1 pressed pellet standard | EMPA, LA-ICPMS | SX51 electron microprobe (Cameca Gennevilliers Cedex, France); Agilent 7700cx Series Quadrupole ICP-MS (Agilent Santa Clara, CA 95051, USA) coupled to an Applied Spectra M-50 laser ablation system | Adelaide Microscopy, University of Adelaide | EMPA: accelerating voltage of 20 kV and a specimen current of ~20 nA, focused beam size set at <1 µm; LA-ICP-MS line scans: width of line rasters around 50 µm, ablation performed in a pure He atmosphere with a flow of 700 mL/min, mixed with Ar (930 mL/min) immediately after the ablation cell, mixture passed through a pulse homogenizing device; LA-ICP-MS mapping: repetition rate of 10 Hz, 64 µm spot size, output fluence of ~2.5 J cm−2, 30 s background acquisition at the start of every raster, dwell times for all elements set to 7 ms; line scan dwell times: 10 ms for both Zn and S, and 50 ms for the remaining masses; measured isotopes: 55Mn, 57Fe, 59Co, 60Ni, 65Cu, 66Zn, 71Ga, 75As, 77Se, 95Mo, 107Ag, 111Cd, 115In, 118Sn, 121Sb, 197Au, 202Hg, 205Tl, 208Pb and 209Bi | USGS certified standard MASS-1, comprising a pressed pellet of precipitated Cu-Fe-Zn sulfide standard; natural chalcopyrite (Cu), natural rhodonite (Mn), natural chalcedony (Zn), natural cobaltite (Co), natural arsenopyrite (As), natural stibnite (Sb), natural galena (Pb), natural cadmium (Cd) | 1.9684 |  |  |  | 25.742 |  | 0.182 | [7 empty] | 0.22079 | [5 empty] | 2893.441 | [5 empty] | 0.42879 | [5 empty] | 1610.531 | [9 empty] | 727.7531 |  | 1727.535 | [7 empty] | 2.7218 |  |  |  | 39.7188 | [13 empty] | 61394.32 |  | 0.22722 | [7 empty] | 1.3997 | [5 empty] | 393.1397 | [15 empty] | 270368.4 |  | 10.1385 |  |  |  | 1640.776 | [5 empty] | 30.7065 | [13 empty] | 0.6745 | [18 empty] | 2020 | Minerals 2020, 10, 147 |  | BOL, TZA
| Animas-Chocaya Mine, Merelani Hills |  | Magmatic hydrothermal, Metamorphic |  |  | Zn | Ag, Sn, Cu, Ga, In, Fe, Mn, Cd | Zn, Ag, Sn, Cu, Ga, In, Fe, Mn, Cd |  |  | 14.3667 |  | underground mine |  |  |  |  | ore material | grab | grab | mineral separate | [5 empty] | mineralisation |  |  |  | wurtzite, sphalerite | [6 empty] | pyrite | Polished sections; MASS-1 pressed pellet standard | EMPA, LA-ICPMS | SX51 electron microprobe (Cameca Gennevilliers Cedex, France); Agilent 7700cx Series Quadrupole ICP-MS (Agilent Santa Clara, CA 95051, USA) coupled to an Applied Spectra M-50 laser ablation system | Adelaide Microscopy, University of Adelaide | EMPA: accelerating voltage of 20 kV and a specimen current of ~20 nA, focused beam size set at <1 µm; LA-ICP-MS line scans: width of line rasters around 50 µm, ablation performed in a pure He atmosphere with a flow of 700 mL/min, mixed with Ar (930 mL/min) immediately after the ablation cell, mixture passed through a pulse homogenizing device; LA-ICP-MS mapping: repetition rate of 10 Hz, 64 µm spot size, output fluence of ~2.5 J cm−2, 30 s background acquisition at the start of every raster, dwell times for all elements set to 7 ms; line scan dwell times: 10 ms for both Zn and S, and 50 ms for the remaining masses; measured isotopes: 55Mn, 57Fe, 59Co, 60Ni, 65Cu, 66Zn, 71Ga, 75As, 77Se, 95Mo, 107Ag, 111Cd, 115In, 118Sn, 121Sb, 197Au, 202Hg, 205Tl, 208Pb and 209Bi | USGS certified standard MASS-1, comprising a pressed pellet of precipitated Cu-Fe-Zn sulfide standard; natural chalcopyrite (Cu), natural rhodonite (Mn), natural chalcedony (Zn), natural cobaltite (Co), natural arsenopyrite (As), natural stibnite (Sb), natural galena (Pb), natural cadmium (Cd) | 2.6751 |  |  |  | 57.8483 |  | 0 | [7 empty] | 0.42169 | [5 empty] | 2866.325 | [5 empty] | 0.34119 | [5 empty] | 1652.946 | [9 empty] | 2154.518 |  | 1714.785 | [7 empty] | 2.5613 |  |  |  | 37.5794 | [13 empty] | 58301.49 |  | 0.43394 | [7 empty] | 6.0149 | [5 empty] | 385.7264 | [15 empty] | 255797 |  | 10.6766 |  |  |  | 1571.361 | [5 empty] | 32.527 | [13 empty] | 0.96613 | [18 empty] | 2020 | Minerals 2020, 10, 147 |  | BOL, TZA
| Animas-Chocaya Mine, Merelani Hills |  | Magmatic hydrothermal, Metamorphic |  |  | Zn | Ag, Sn, Cu, Ga, In, Fe, Mn, Cd | Zn, Ag, Sn, Cu, Ga, In, Fe, Mn, Cd |  |  | 14.8715 |  | underground mine |  |  |  |  | ore material | grab | grab | mineral separate | [5 empty] | mineralisation |  |  |  | wurtzite, sphalerite | [6 empty] | pyrite | Polished sections; MASS-1 pressed pellet standard | EMPA, LA-ICPMS | SX51 electron microprobe (Cameca Gennevilliers Cedex, France); Agilent 7700cx Series Quadrupole ICP-MS (Agilent Santa Clara, CA 95051, USA) coupled to an Applied Spectra M-50 laser ablation system | Adelaide Microscopy, University of Adelaide | EMPA: accelerating voltage of 20 kV and a specimen current of ~20 nA, focused beam size set at <1 µm; LA-ICP-MS line scans: width of line rasters around 50 µm, ablation performed in a pure He atmosphere with a flow of 700 mL/min, mixed with Ar (930 mL/min) immediately after the ablation cell, mixture passed through a pulse homogenizing device; LA-ICP-MS mapping: repetition rate of 10 Hz, 64 µm spot size, output fluence of ~2.5 J cm−2, 30 s background acquisition at the start of every raster, dwell times for all elements set to 7 ms; line scan dwell times: 10 ms for both Zn and S, and 50 ms for the remaining masses; measured isotopes: 55Mn, 57Fe, 59Co, 60Ni, 65Cu, 66Zn, 71Ga, 75As, 77Se, 95Mo, 107Ag, 111Cd, 115In, 118Sn, 121Sb, 197Au, 202Hg, 205Tl, 208Pb and 209Bi | USGS certified standard MASS-1, comprising a pressed pellet of precipitated Cu-Fe-Zn sulfide standard; natural chalcopyrite (Cu), natural rhodonite (Mn), natural chalcedony (Zn), natural cobaltite (Co), natural arsenopyrite (As), natural stibnite (Sb), natural galena (Pb), natural cadmium (Cd) | 1.4425 |  |  |  | 69.4268 |  | 0 | [7 empty] | 0.15024 | [5 empty] | 3307.02 | [5 empty] | 0.40836 | [5 empty] | 1557.836 | [9 empty] | 2306.641 |  | 1781.825 | [7 empty] | 2.3862 |  |  |  | 43.6861 | [13 empty] | 54599.14 |  | 0.43289 | [7 empty] | 4.0002 | [5 empty] | 241.4596 | [15 empty] | 277673.2 |  | 6.5149 |  |  |  | 1791.256 | [5 empty] | 32.6643 | [13 empty] | 0.99293 | [18 empty] | 2020 | Minerals 2020, 10, 147 |  | BOL, TZA
| Animas-Chocaya Mine, Merelani Hills |  | Magmatic hydrothermal, Metamorphic |  |  | Zn | Ag, Sn, Cu, Ga, In, Fe, Mn, Cd | Zn, Ag, Sn, Cu, Ga, In, Fe, Mn, Cd |  |  | 15.124 |  | underground mine |  |  |  |  | ore material | grab | grab | mineral separate | [5 empty] | mineralisation |  |  |  | wurtzite, sphalerite | [6 empty] | pyrite | Polished sections; MASS-1 pressed pellet standard | EMPA, LA-ICPMS | SX51 electron microprobe (Cameca Gennevilliers Cedex, France); Agilent 7700cx Series Quadrupole ICP-MS (Agilent Santa Clara, CA 95051, USA) coupled to an Applied Spectra M-50 laser ablation system | Adelaide Microscopy, University of Adelaide | EMPA: accelerating voltage of 20 kV and a specimen current of ~20 nA, focused beam size set at <1 µm; LA-ICP-MS line scans: width of line rasters around 50 µm, ablation performed in a pure He atmosphere with a flow of 700 mL/min, mixed with Ar (930 mL/min) immediately after the ablation cell, mixture passed through a pulse homogenizing device; LA-ICP-MS mapping: repetition rate of 10 Hz, 64 µm spot size, output fluence of ~2.5 J cm−2, 30 s background acquisition at the start of every raster, dwell times for all elements set to 7 ms; line scan dwell times: 10 ms for both Zn and S, and 50 ms for the remaining masses; measured isotopes: 55Mn, 57Fe, 59Co, 60Ni, 65Cu, 66Zn, 71Ga, 75As, 77Se, 95Mo, 107Ag, 111Cd, 115In, 118Sn, 121Sb, 197Au, 202Hg, 205Tl, 208Pb and 209Bi | USGS certified standard MASS-1, comprising a pressed pellet of precipitated Cu-Fe-Zn sulfide standard; natural chalcopyrite (Cu), natural rhodonite (Mn), natural chalcedony (Zn), natural cobaltite (Co), natural arsenopyrite (As), natural stibnite (Sb), natural galena (Pb), natural cadmium (Cd) | 2.6675 |  |  |  | 37.6718 |  | 0 | [7 empty] | 0.21683 | [5 empty] | 2877.298 | [5 empty] | 0.12277 | [5 empty] | 1452.81 | [9 empty] | 1529 |  | 1531.747 | [7 empty] | 2.116 |  |  |  | 38.3519 | [13 empty] | 59288.58 |  | 0.39047 | [7 empty] | 5.8134 | [5 empty] | 146.704 | [15 empty] | 265518.2 |  | 3.7132 |  |  |  | 1555.954 | [5 empty] | 25.9881 | [13 empty] | 0.79022 | [18 empty] | 2020 | Minerals 2020, 10, 147 |  | BOL, TZA
| Animas-Chocaya Mine, Merelani Hills |  | Magmatic hydrothermal, Metamorphic |  |  | Zn | Ag, Sn, Cu, Ga, In, Fe, Mn, Cd | Zn, Ag, Sn, Cu, Ga, In, Fe, Mn, Cd |  |  | 15.3759 |  | underground mine |  |  |  |  | ore material | grab | grab | mineral separate | [5 empty] | mineralisation |  |  |  | wurtzite, sphalerite | [6 empty] | pyrite | Polished sections; MASS-1 pressed pellet standard | EMPA, LA-ICPMS | SX51 electron microprobe (Cameca Gennevilliers Cedex, France); Agilent 7700cx Series Quadrupole ICP-MS (Agilent Santa Clara, CA 95051, USA) coupled to an Applied Spectra M-50 laser ablation system | Adelaide Microscopy, University of Adelaide | EMPA: accelerating voltage of 20 kV and a specimen current of ~20 nA, focused beam size set at <1 µm; LA-ICP-MS line scans: width of line rasters around 50 µm, ablation performed in a pure He atmosphere with a flow of 700 mL/min, mixed with Ar (930 mL/min) immediately after the ablation cell, mixture passed through a pulse homogenizing device; LA-ICP-MS mapping: repetition rate of 10 Hz, 64 µm spot size, output fluence of ~2.5 J cm−2, 30 s background acquisition at the start of every raster, dwell times for all elements set to 7 ms; line scan dwell times: 10 ms for both Zn and S, and 50 ms for the remaining masses; measured isotopes: 55Mn, 57Fe, 59Co, 60Ni, 65Cu, 66Zn, 71Ga, 75As, 77Se, 95Mo, 107Ag, 111Cd, 115In, 118Sn, 121Sb, 197Au, 202Hg, 205Tl, 208Pb and 209Bi | USGS certified standard MASS-1, comprising a pressed pellet of precipitated Cu-Fe-Zn sulfide standard; natural chalcopyrite (Cu), natural rhodonite (Mn), natural chalcedony (Zn), natural cobaltite (Co), natural arsenopyrite (As), natural stibnite (Sb), natural galena (Pb), natural cadmium (Cd) | 2.6506 |  |  |  | 36.9271 |  | 0 | [7 empty] | 0.14529 | [5 empty] | 3162.627 | [5 empty] | 0.13161 | [5 empty] | 1580.493 | [9 empty] | 1068.592 |  | 1750.391 | [7 empty] | 2.4547 |  |  |  | 39.8925 | [13 empty] | 57103.09 |  | 0.62792 | [7 empty] | 4.5132 | [5 empty] | 164.2862 | [15 empty] | 289578 |  | 4.4607 |  |  |  | 1590.833 | [5 empty] | 25.6828 | [13 empty] | 0.53652 | [18 empty] | 2020 | Minerals 2020, 10, 147 |  | BOL, TZA
| Animas-Chocaya Mine, Merelani Hills |  | Magmatic hydrothermal, Metamorphic |  |  | Zn | Ag, Sn, Cu, Ga, In, Fe, Mn, Cd | Zn, Ag, Sn, Cu, Ga, In, Fe, Mn, Cd |  |  | 15.6278 |  | underground mine |  |  |  |  | ore material | grab | grab | mineral separate | [5 empty] | mineralisation |  |  |  | wurtzite, sphalerite | [6 empty] | pyrite | Polished sections; MASS-1 pressed pellet standard | EMPA, LA-ICPMS | SX51 electron microprobe (Cameca Gennevilliers Cedex, France); Agilent 7700cx Series Quadrupole ICP-MS (Agilent Santa Clara, CA 95051, USA) coupled to an Applied Spectra M-50 laser ablation system | Adelaide Microscopy, University of Adelaide | EMPA: accelerating voltage of 20 kV and a specimen current of ~20 nA, focused beam size set at <1 µm; LA-ICP-MS line scans: width of line rasters around 50 µm, ablation performed in a pure He atmosphere with a flow of 700 mL/min, mixed with Ar (930 mL/min) immediately after the ablation cell, mixture passed through a pulse homogenizing device; LA-ICP-MS mapping: repetition rate of 10 Hz, 64 µm spot size, output fluence of ~2.5 J cm−2, 30 s background acquisition at the start of every raster, dwell times for all elements set to 7 ms; line scan dwell times: 10 ms for both Zn and S, and 50 ms for the remaining masses; measured isotopes: 55Mn, 57Fe, 59Co, 60Ni, 65Cu, 66Zn, 71Ga, 75As, 77Se, 95Mo, 107Ag, 111Cd, 115In, 118Sn, 121Sb, 197Au, 202Hg, 205Tl, 208Pb and 209Bi | USGS certified standard MASS-1, comprising a pressed pellet of precipitated Cu-Fe-Zn sulfide standard; natural chalcopyrite (Cu), natural rhodonite (Mn), natural chalcedony (Zn), natural cobaltite (Co), natural arsenopyrite (As), natural stibnite (Sb), natural galena (Pb), natural cadmium (Cd) | 2.4796 |  |  |  | 25.5034 |  | 0 | [7 empty] | 0.11167 | [5 empty] | 2899.768 | [5 empty] | 0.063216 | [5 empty] | 1453.019 | [9 empty] | 831.174 |  | 1690.735 | [7 empty] | 2.142 |  |  |  | 42.7517 | [13 empty] | 58855.96 |  | 0.60327 | [7 empty] | 3.5101 | [5 empty] | 95.7749 | [15 empty] | 262258.1 |  | 2.8259 |  |  |  | 1547.449 | [5 empty] | 21.1647 | [13 empty] | 0.54257 | [18 empty] | 2020 | Minerals 2020, 10, 147 |  | BOL, TZA
| Animas-Chocaya Mine, Merelani Hills |  | Magmatic hydrothermal, Metamorphic |  |  | Zn | Ag, Sn, Cu, Ga, In, Fe, Mn, Cd | Zn, Ag, Sn, Cu, Ga, In, Fe, Mn, Cd |  |  | 15.8797 |  | underground mine |  |  |  |  | ore material | grab | grab | mineral separate | [5 empty] | mineralisation |  |  |  | wurtzite, sphalerite | [6 empty] | pyrite | Polished sections; MASS-1 pressed pellet standard | EMPA, LA-ICPMS | SX51 electron microprobe (Cameca Gennevilliers Cedex, France); Agilent 7700cx Series Quadrupole ICP-MS (Agilent Santa Clara, CA 95051, USA) coupled to an Applied Spectra M-50 laser ablation system | Adelaide Microscopy, University of Adelaide | EMPA: accelerating voltage of 20 kV and a specimen current of ~20 nA, focused beam size set at <1 µm; LA-ICP-MS line scans: width of line rasters around 50 µm, ablation performed in a pure He atmosphere with a flow of 700 mL/min, mixed with Ar (930 mL/min) immediately after the ablation cell, mixture passed through a pulse homogenizing device; LA-ICP-MS mapping: repetition rate of 10 Hz, 64 µm spot size, output fluence of ~2.5 J cm−2, 30 s background acquisition at the start of every raster, dwell times for all elements set to 7 ms; line scan dwell times: 10 ms for both Zn and S, and 50 ms for the remaining masses; measured isotopes: 55Mn, 57Fe, 59Co, 60Ni, 65Cu, 66Zn, 71Ga, 75As, 77Se, 95Mo, 107Ag, 111Cd, 115In, 118Sn, 121Sb, 197Au, 202Hg, 205Tl, 208Pb and 209Bi | USGS certified standard MASS-1, comprising a pressed pellet of precipitated Cu-Fe-Zn sulfide standard; natural chalcopyrite (Cu), natural rhodonite (Mn), natural chalcedony (Zn), natural cobaltite (Co), natural arsenopyrite (As), natural stibnite (Sb), natural galena (Pb), natural cadmium (Cd) | 1.9536 |  |  |  | 15.308 |  | 0 | [7 empty] | 0.056126 | [5 empty] | 3046.56 | [5 empty] | 0.06354 | [5 empty] | 1531.06 | [9 empty] | 2789.623 |  | 1506.249 | [7 empty] | 2.3878 |  |  |  | 41.6522 | [13 empty] | 59147.25 |  | 0.20214 | [7 empty] | 0.83018 | [5 empty] | 67.0441 | [15 empty] | 267611.3 |  | 2.2228 |  |  |  | 1546.967 | [5 empty] | 18.0194 | [13 empty] | 0.79081 | [18 empty] | 2020 | Minerals 2020, 10, 147 |  | BOL, TZA
| Animas-Chocaya Mine, Merelani Hills |  | Magmatic hydrothermal, Metamorphic |  |  | Zn | Ag, Sn, Cu, Ga, In, Fe, Mn, Cd | Zn, Ag, Sn, Cu, Ga, In, Fe, Mn, Cd |  |  | 16.1316 |  | underground mine |  |  |  |  | ore material | grab | grab | mineral separate | [5 empty] | mineralisation |  |  |  | wurtzite, sphalerite | [6 empty] | pyrite | Polished sections; MASS-1 pressed pellet standard | EMPA, LA-ICPMS | SX51 electron microprobe (Cameca Gennevilliers Cedex, France); Agilent 7700cx Series Quadrupole ICP-MS (Agilent Santa Clara, CA 95051, USA) coupled to an Applied Spectra M-50 laser ablation system | Adelaide Microscopy, University of Adelaide | EMPA: accelerating voltage of 20 kV and a specimen current of ~20 nA, focused beam size set at <1 µm; LA-ICP-MS line scans: width of line rasters around 50 µm, ablation performed in a pure He atmosphere with a flow of 700 mL/min, mixed with Ar (930 mL/min) immediately after the ablation cell, mixture passed through a pulse homogenizing device; LA-ICP-MS mapping: repetition rate of 10 Hz, 64 µm spot size, output fluence of ~2.5 J cm−2, 30 s background acquisition at the start of every raster, dwell times for all elements set to 7 ms; line scan dwell times: 10 ms for both Zn and S, and 50 ms for the remaining masses; measured isotopes: 55Mn, 57Fe, 59Co, 60Ni, 65Cu, 66Zn, 71Ga, 75As, 77Se, 95Mo, 107Ag, 111Cd, 115In, 118Sn, 121Sb, 197Au, 202Hg, 205Tl, 208Pb and 209Bi | USGS certified standard MASS-1, comprising a pressed pellet of precipitated Cu-Fe-Zn sulfide standard; natural chalcopyrite (Cu), natural rhodonite (Mn), natural chalcedony (Zn), natural cobaltite (Co), natural arsenopyrite (As), natural stibnite (Sb), natural galena (Pb), natural cadmium (Cd) | 2.5754 |  |  |  | 9.6951 |  | 0 | [7 empty] | 0.080461 | [5 empty] | 2969.751 | [5 empty] | 0 | [5 empty] | 1379.467 | [9 empty] | 1025.936 |  | 1452.106 | [7 empty] | 2.3034 |  |  |  | 39.9837 | [13 empty] | 61529.68 |  | 0.19319 | [7 empty] | 0.9918 | [5 empty] | 46.0027 | [15 empty] | 273076.2 |  | 2.4196 |  |  |  | 1541.603 | [5 empty] | 17.6096 | [13 empty] | 0.65151 | [18 empty] | 2020 | Minerals 2020, 10, 147 |  | BOL, TZA
| Animas-Chocaya Mine, Merelani Hills |  | Magmatic hydrothermal, Metamorphic |  |  | Zn | Ag, Sn, Cu, Ga, In, Fe, Mn, Cd | Zn, Ag, Sn, Cu, Ga, In, Fe, Mn, Cd |  |  | 17.3916 |  | underground mine |  |  |  |  | ore material | grab | grab | mineral separate | [5 empty] | mineralisation |  |  |  | wurtzite, sphalerite | [6 empty] | pyrite | Polished sections; MASS-1 pressed pellet standard | EMPA, LA-ICPMS | SX51 electron microprobe (Cameca Gennevilliers Cedex, France); Agilent 7700cx Series Quadrupole ICP-MS (Agilent Santa Clara, CA 95051, USA) coupled to an Applied Spectra M-50 laser ablation system | Adelaide Microscopy, University of Adelaide | EMPA: accelerating voltage of 20 kV and a specimen current of ~20 nA, focused beam size set at <1 µm; LA-ICP-MS line scans: width of line rasters around 50 µm, ablation performed in a pure He atmosphere with a flow of 700 mL/min, mixed with Ar (930 mL/min) immediately after the ablation cell, mixture passed through a pulse homogenizing device; LA-ICP-MS mapping: repetition rate of 10 Hz, 64 µm spot size, output fluence of ~2.5 J cm−2, 30 s background acquisition at the start of every raster, dwell times for all elements set to 7 ms; line scan dwell times: 10 ms for both Zn and S, and 50 ms for the remaining masses; measured isotopes: 55Mn, 57Fe, 59Co, 60Ni, 65Cu, 66Zn, 71Ga, 75As, 77Se, 95Mo, 107Ag, 111Cd, 115In, 118Sn, 121Sb, 197Au, 202Hg, 205Tl, 208Pb and 209Bi | USGS certified standard MASS-1, comprising a pressed pellet of precipitated Cu-Fe-Zn sulfide standard; natural chalcopyrite (Cu), natural rhodonite (Mn), natural chalcedony (Zn), natural cobaltite (Co), natural arsenopyrite (As), natural stibnite (Sb), natural galena (Pb), natural cadmium (Cd) | 2.1743 |  |  |  | 5.0159 |  | 0 | [7 empty] | 0 | [5 empty] | 2742.85 | [5 empty] | 0 | [5 empty] | 1501.502 | [9 empty] | 278.5644 |  | 1626.984 | [7 empty] | 1.967 |  |  |  | 42.4121 | [13 empty] | 60208.47 |  | 0.38373 | [7 empty] | 1.7731 | [5 empty] | 23.4851 | [15 empty] | 262335.4 |  | 1.7434 |  |  |  | 1545.124 | [5 empty] | 34.2939 | [13 empty] | 0.95751 | [18 empty] | 2020 | Minerals 2020, 10, 147 |  | BOL, TZA
| Animas-Chocaya Mine, Merelani Hills |  | Magmatic hydrothermal, Metamorphic |  |  | Zn | Ag, Sn, Cu, Ga, In, Fe, Mn, Cd | Zn, Ag, Sn, Cu, Ga, In, Fe, Mn, Cd |  |  | 17.6435 |  | underground mine |  |  |  |  | ore material | grab | grab | mineral separate | [5 empty] | mineralisation |  |  |  | wurtzite, sphalerite | [6 empty] | pyrite | Polished sections; MASS-1 pressed pellet standard | EMPA, LA-ICPMS | SX51 electron microprobe (Cameca Gennevilliers Cedex, France); Agilent 7700cx Series Quadrupole ICP-MS (Agilent Santa Clara, CA 95051, USA) coupled to an Applied Spectra M-50 laser ablation system | Adelaide Microscopy, University of Adelaide | EMPA: accelerating voltage of 20 kV and a specimen current of ~20 nA, focused beam size set at <1 µm; LA-ICP-MS line scans: width of line rasters around 50 µm, ablation performed in a pure He atmosphere with a flow of 700 mL/min, mixed with Ar (930 mL/min) immediately after the ablation cell, mixture passed through a pulse homogenizing device; LA-ICP-MS mapping: repetition rate of 10 Hz, 64 µm spot size, output fluence of ~2.5 J cm−2, 30 s background acquisition at the start of every raster, dwell times for all elements set to 7 ms; line scan dwell times: 10 ms for both Zn and S, and 50 ms for the remaining masses; measured isotopes: 55Mn, 57Fe, 59Co, 60Ni, 65Cu, 66Zn, 71Ga, 75As, 77Se, 95Mo, 107Ag, 111Cd, 115In, 118Sn, 121Sb, 197Au, 202Hg, 205Tl, 208Pb and 209Bi | USGS certified standard MASS-1, comprising a pressed pellet of precipitated Cu-Fe-Zn sulfide standard; natural chalcopyrite (Cu), natural rhodonite (Mn), natural chalcedony (Zn), natural cobaltite (Co), natural arsenopyrite (As), natural stibnite (Sb), natural galena (Pb), natural cadmium (Cd) | 2.7818 |  |  |  | 5.6272 |  | 0 | [7 empty] | 0.028262 | [5 empty] | 3015.282 | [5 empty] | 0.063948 | [5 empty] | 1776.211 | [9 empty] | 913.7156 |  | 1810.376 | [7 empty] | 2.4386 |  |  |  | 42.1696 | [13 empty] | 60899.19 |  | 0.20355 | [7 empty] | 1.4631 | [5 empty] | 22.855 | [15 empty] | 297983.6 |  | 2.0051 |  |  |  | 1667.13 | [5 empty] | 41.5785 | [13 empty] | 0.87851 | [18 empty] | 2020 | Minerals 2020, 10, 147 |  | BOL, TZA
| Animas-Chocaya Mine, Merelani Hills |  | Magmatic hydrothermal, Metamorphic |  |  | Zn | Ag, Sn, Cu, Ga, In, Fe, Mn, Cd | Zn, Ag, Sn, Cu, Ga, In, Fe, Mn, Cd |  |  | 17.8959 |  | underground mine |  |  |  |  | ore material | grab | grab | mineral separate | [5 empty] | mineralisation |  |  |  | wurtzite, sphalerite | [6 empty] | pyrite | Polished sections; MASS-1 pressed pellet standard | EMPA, LA-ICPMS | SX51 electron microprobe (Cameca Gennevilliers Cedex, France); Agilent 7700cx Series Quadrupole ICP-MS (Agilent Santa Clara, CA 95051, USA) coupled to an Applied Spectra M-50 laser ablation system | Adelaide Microscopy, University of Adelaide | EMPA: accelerating voltage of 20 kV and a specimen current of ~20 nA, focused beam size set at <1 µm; LA-ICP-MS line scans: width of line rasters around 50 µm, ablation performed in a pure He atmosphere with a flow of 700 mL/min, mixed with Ar (930 mL/min) immediately after the ablation cell, mixture passed through a pulse homogenizing device; LA-ICP-MS mapping: repetition rate of 10 Hz, 64 µm spot size, output fluence of ~2.5 J cm−2, 30 s background acquisition at the start of every raster, dwell times for all elements set to 7 ms; line scan dwell times: 10 ms for both Zn and S, and 50 ms for the remaining masses; measured isotopes: 55Mn, 57Fe, 59Co, 60Ni, 65Cu, 66Zn, 71Ga, 75As, 77Se, 95Mo, 107Ag, 111Cd, 115In, 118Sn, 121Sb, 197Au, 202Hg, 205Tl, 208Pb and 209Bi | USGS certified standard MASS-1, comprising a pressed pellet of precipitated Cu-Fe-Zn sulfide standard; natural chalcopyrite (Cu), natural rhodonite (Mn), natural chalcedony (Zn), natural cobaltite (Co), natural arsenopyrite (As), natural stibnite (Sb), natural galena (Pb), natural cadmium (Cd) | 2.172 |  |  |  | 1.8983 |  | 0 | [7 empty] | 0.027416 | [5 empty] | 2792.61 | [5 empty] | 0.062028 | [5 empty] | 1846.575 | [9 empty] | 316.377 |  | 1738.05 | [7 empty] | 2.1338 |  |  |  | 45.595 | [13 empty] | 61014.34 |  | 0 | [7 empty] | 1.0138 | [5 empty] | 27.344 | [15 empty] | 269762.5 |  | 2.5486 |  |  |  | 1615.119 | [5 empty] | 42.655 | [13 empty] | 0.93209 | [18 empty] | 2020 | Minerals 2020, 10, 147 |  | BOL, TZA
| Animas-Chocaya Mine, Merelani Hills |  | Magmatic hydrothermal, Metamorphic |  |  | Zn | Ag, Sn, Cu, Ga, In, Fe, Mn, Cd | Zn, Ag, Sn, Cu, Ga, In, Fe, Mn, Cd |  |  | 18.1478 |  | underground mine |  |  |  |  | ore material | grab | grab | mineral separate | [5 empty] | mineralisation |  |  |  | wurtzite, sphalerite | [6 empty] | pyrite | Polished sections; MASS-1 pressed pellet standard | EMPA, LA-ICPMS | SX51 electron microprobe (Cameca Gennevilliers Cedex, France); Agilent 7700cx Series Quadrupole ICP-MS (Agilent Santa Clara, CA 95051, USA) coupled to an Applied Spectra M-50 laser ablation system | Adelaide Microscopy, University of Adelaide | EMPA: accelerating voltage of 20 kV and a specimen current of ~20 nA, focused beam size set at <1 µm; LA-ICP-MS line scans: width of line rasters around 50 µm, ablation performed in a pure He atmosphere with a flow of 700 mL/min, mixed with Ar (930 mL/min) immediately after the ablation cell, mixture passed through a pulse homogenizing device; LA-ICP-MS mapping: repetition rate of 10 Hz, 64 µm spot size, output fluence of ~2.5 J cm−2, 30 s background acquisition at the start of every raster, dwell times for all elements set to 7 ms; line scan dwell times: 10 ms for both Zn and S, and 50 ms for the remaining masses; measured isotopes: 55Mn, 57Fe, 59Co, 60Ni, 65Cu, 66Zn, 71Ga, 75As, 77Se, 95Mo, 107Ag, 111Cd, 115In, 118Sn, 121Sb, 197Au, 202Hg, 205Tl, 208Pb and 209Bi | USGS certified standard MASS-1, comprising a pressed pellet of precipitated Cu-Fe-Zn sulfide standard; natural chalcopyrite (Cu), natural rhodonite (Mn), natural chalcedony (Zn), natural cobaltite (Co), natural arsenopyrite (As), natural stibnite (Sb), natural galena (Pb), natural cadmium (Cd) | 2.1406 |  |  |  | 4.4815 |  | 0 | [7 empty] | 0.028763 | [5 empty] | 2996.477 | [5 empty] | 0 | [5 empty] | 1862.301 | [9 empty] | 484.8846 |  | 2121.375 | [7 empty] | 2.3101 |  |  |  | 43.6269 | [13 empty] | 58580.21 |  | 0.41431 | [7 empty] | 0.42544 | [5 empty] | 40.5984 | [15 empty] | 276165.7 |  | 1.9615 |  |  |  | 1628.873 | [5 empty] | 33.963 | [13 empty] | 0.83813 | [18 empty] | 2020 | Minerals 2020, 10, 147 |  | BOL, TZA
| Animas-Chocaya Mine, Merelani Hills |  | Magmatic hydrothermal, Metamorphic |  |  | Zn | Ag, Sn, Cu, Ga, In, Fe, Mn, Cd | Zn, Ag, Sn, Cu, Ga, In, Fe, Mn, Cd |  |  | 18.3997 |  | underground mine |  |  |  |  | ore material | grab | grab | mineral separate | [5 empty] | mineralisation |  |  |  | wurtzite, sphalerite | [6 empty] | pyrite | Polished sections; MASS-1 pressed pellet standard | EMPA, LA-ICPMS | SX51 electron microprobe (Cameca Gennevilliers Cedex, France); Agilent 7700cx Series Quadrupole ICP-MS (Agilent Santa Clara, CA 95051, USA) coupled to an Applied Spectra M-50 laser ablation system | Adelaide Microscopy, University of Adelaide | EMPA: accelerating voltage of 20 kV and a specimen current of ~20 nA, focused beam size set at <1 µm; LA-ICP-MS line scans: width of line rasters around 50 µm, ablation performed in a pure He atmosphere with a flow of 700 mL/min, mixed with Ar (930 mL/min) immediately after the ablation cell, mixture passed through a pulse homogenizing device; LA-ICP-MS mapping: repetition rate of 10 Hz, 64 µm spot size, output fluence of ~2.5 J cm−2, 30 s background acquisition at the start of every raster, dwell times for all elements set to 7 ms; line scan dwell times: 10 ms for both Zn and S, and 50 ms for the remaining masses; measured isotopes: 55Mn, 57Fe, 59Co, 60Ni, 65Cu, 66Zn, 71Ga, 75As, 77Se, 95Mo, 107Ag, 111Cd, 115In, 118Sn, 121Sb, 197Au, 202Hg, 205Tl, 208Pb and 209Bi | USGS certified standard MASS-1, comprising a pressed pellet of precipitated Cu-Fe-Zn sulfide standard; natural chalcopyrite (Cu), natural rhodonite (Mn), natural chalcedony (Zn), natural cobaltite (Co), natural arsenopyrite (As), natural stibnite (Sb), natural galena (Pb), natural cadmium (Cd) | 1.6478 |  |  |  | 6.3575 |  | 0 | [7 empty] | 0.10982 | [5 empty] | 2785.906 | [5 empty] | 0.12421 | [5 empty] | 1794.205 | [9 empty] | 671.1009 |  | 2008.223 | [7 empty] | 2.0779 |  |  |  | 40.1456 | [13 empty] | 57500.71 |  | 0.19773 | [7 empty] | 1.8275 | [5 empty] | 31.232 | [15 empty] | 257293.5 |  | 2.7033 |  |  |  | 1400.475 | [5 empty] | 34.7413 | [13 empty] | 0.77331 | [18 empty] | 2020 | Minerals 2020, 10, 147 |  | BOL, TZA
| Animas-Chocaya Mine, Merelani Hills |  | Magmatic hydrothermal, Metamorphic |  |  | Zn | Ag, Sn, Cu, Ga, In, Fe, Mn, Cd | Zn, Ag, Sn, Cu, Ga, In, Fe, Mn, Cd |  |  | 18.6527 |  | underground mine |  |  |  |  | ore material | grab | grab | mineral separate | [5 empty] | mineralisation |  |  |  | wurtzite, sphalerite | [6 empty] | pyrite | Polished sections; MASS-1 pressed pellet standard | EMPA, LA-ICPMS | SX51 electron microprobe (Cameca Gennevilliers Cedex, France); Agilent 7700cx Series Quadrupole ICP-MS (Agilent Santa Clara, CA 95051, USA) coupled to an Applied Spectra M-50 laser ablation system | Adelaide Microscopy, University of Adelaide | EMPA: accelerating voltage of 20 kV and a specimen current of ~20 nA, focused beam size set at <1 µm; LA-ICP-MS line scans: width of line rasters around 50 µm, ablation performed in a pure He atmosphere with a flow of 700 mL/min, mixed with Ar (930 mL/min) immediately after the ablation cell, mixture passed through a pulse homogenizing device; LA-ICP-MS mapping: repetition rate of 10 Hz, 64 µm spot size, output fluence of ~2.5 J cm−2, 30 s background acquisition at the start of every raster, dwell times for all elements set to 7 ms; line scan dwell times: 10 ms for both Zn and S, and 50 ms for the remaining masses; measured isotopes: 55Mn, 57Fe, 59Co, 60Ni, 65Cu, 66Zn, 71Ga, 75As, 77Se, 95Mo, 107Ag, 111Cd, 115In, 118Sn, 121Sb, 197Au, 202Hg, 205Tl, 208Pb and 209Bi | USGS certified standard MASS-1, comprising a pressed pellet of precipitated Cu-Fe-Zn sulfide standard; natural chalcopyrite (Cu), natural rhodonite (Mn), natural chalcedony (Zn), natural cobaltite (Co), natural arsenopyrite (As), natural stibnite (Sb), natural galena (Pb), natural cadmium (Cd) | 2.227 |  |  |  | 2.25 |  | 0 | [7 empty] | 0.028109 | [5 empty] | 2994.048 | [5 empty] | 0.12716 | [5 empty] | 2044.142 | [9 empty] | 382.485 |  | 1984.322 | [7 empty] | 2.1672 |  |  |  | 46.1154 | [13 empty] | 58662.79 |  | 0.20244 | [7 empty] | 1.6631 | [5 empty] | 27.7617 | [15 empty] | 276394.3 |  | 1.9942 |  |  |  | 1621.664 | [5 empty] | 49.9881 | [13 empty] | 0.7917 | [18 empty] | 2020 | Minerals 2020, 10, 147 |  | BOL, TZA
| Animas-Chocaya Mine, Merelani Hills |  | Magmatic hydrothermal, Metamorphic |  |  | Zn | Ag, Sn, Cu, Ga, In, Fe, Mn, Cd | Zn, Ag, Sn, Cu, Ga, In, Fe, Mn, Cd |  |  | 18.9046 |  | underground mine |  |  |  |  | ore material | grab | grab | mineral separate | [5 empty] | mineralisation |  |  |  | wurtzite, sphalerite | [6 empty] | pyrite | Polished sections; MASS-1 pressed pellet standard | EMPA, LA-ICPMS | SX51 electron microprobe (Cameca Gennevilliers Cedex, France); Agilent 7700cx Series Quadrupole ICP-MS (Agilent Santa Clara, CA 95051, USA) coupled to an Applied Spectra M-50 laser ablation system | Adelaide Microscopy, University of Adelaide | EMPA: accelerating voltage of 20 kV and a specimen current of ~20 nA, focused beam size set at <1 µm; LA-ICP-MS line scans: width of line rasters around 50 µm, ablation performed in a pure He atmosphere with a flow of 700 mL/min, mixed with Ar (930 mL/min) immediately after the ablation cell, mixture passed through a pulse homogenizing device; LA-ICP-MS mapping: repetition rate of 10 Hz, 64 µm spot size, output fluence of ~2.5 J cm−2, 30 s background acquisition at the start of every raster, dwell times for all elements set to 7 ms; line scan dwell times: 10 ms for both Zn and S, and 50 ms for the remaining masses; measured isotopes: 55Mn, 57Fe, 59Co, 60Ni, 65Cu, 66Zn, 71Ga, 75As, 77Se, 95Mo, 107Ag, 111Cd, 115In, 118Sn, 121Sb, 197Au, 202Hg, 205Tl, 208Pb and 209Bi | USGS certified standard MASS-1, comprising a pressed pellet of precipitated Cu-Fe-Zn sulfide standard; natural chalcopyrite (Cu), natural rhodonite (Mn), natural chalcedony (Zn), natural cobaltite (Co), natural arsenopyrite (As), natural stibnite (Sb), natural galena (Pb), natural cadmium (Cd) | 3.5278 |  |  |  | 31.3093 |  | 0 | [7 empty] | 0.057622 | [5 empty] | 3056.423 | [5 empty] | 0.13032 | [5 empty] | 2103.333 | [9 empty] | 272.8744 |  | 2264.896 | [7 empty] | 2.2622 |  |  |  | 46.7889 | [13 empty] | 58130.41 |  | 0.20749 | [7 empty] | 1.7046 | [5 empty] | 27.1934 | [15 empty] | 287962.2 |  | 2.2818 |  |  |  | 1607.401 | [5 empty] | 46.1428 | [13 empty] | 0.78344 | [18 empty] | 2020 | Minerals 2020, 10, 147 |  | BOL, TZA
| Animas-Chocaya Mine, Merelani Hills |  | Magmatic hydrothermal, Metamorphic |  |  | Zn | Ag, Sn, Cu, Ga, In, Fe, Mn, Cd | Zn, Ag, Sn, Cu, Ga, In, Fe, Mn, Cd |  |  | 20.1646 |  | underground mine |  |  |  |  | ore material | grab | grab | mineral separate | [5 empty] | mineralisation |  |  |  | wurtzite, sphalerite | [6 empty] | pyrite | Polished sections; MASS-1 pressed pellet standard | EMPA, LA-ICPMS | SX51 electron microprobe (Cameca Gennevilliers Cedex, France); Agilent 7700cx Series Quadrupole ICP-MS (Agilent Santa Clara, CA 95051, USA) coupled to an Applied Spectra M-50 laser ablation system | Adelaide Microscopy, University of Adelaide | EMPA: accelerating voltage of 20 kV and a specimen current of ~20 nA, focused beam size set at <1 µm; LA-ICP-MS line scans: width of line rasters around 50 µm, ablation performed in a pure He atmosphere with a flow of 700 mL/min, mixed with Ar (930 mL/min) immediately after the ablation cell, mixture passed through a pulse homogenizing device; LA-ICP-MS mapping: repetition rate of 10 Hz, 64 µm spot size, output fluence of ~2.5 J cm−2, 30 s background acquisition at the start of every raster, dwell times for all elements set to 7 ms; line scan dwell times: 10 ms for both Zn and S, and 50 ms for the remaining masses; measured isotopes: 55Mn, 57Fe, 59Co, 60Ni, 65Cu, 66Zn, 71Ga, 75As, 77Se, 95Mo, 107Ag, 111Cd, 115In, 118Sn, 121Sb, 197Au, 202Hg, 205Tl, 208Pb and 209Bi | USGS certified standard MASS-1, comprising a pressed pellet of precipitated Cu-Fe-Zn sulfide standard; natural chalcopyrite (Cu), natural rhodonite (Mn), natural chalcedony (Zn), natural cobaltite (Co), natural arsenopyrite (As), natural stibnite (Sb), natural galena (Pb), natural cadmium (Cd) | 2.453 |  |  |  | 18.1565 |  | 0 | [7 empty] | 0 | [5 empty] | 2972.386 | [5 empty] | 0.060779 | [5 empty] | 1834.871 | [9 empty] | 236.0918 |  | 1951.754 | [7 empty] | 2.1078 |  |  |  | 42.234 | [13 empty] | 59085.5 |  | 0 | [7 empty] | 0.99423 | [5 empty] | 13.0743 | [15 empty] | 272946.3 |  | 1.1677 |  |  |  | 1620.317 | [5 empty] | 21.5367 | [13 empty] | 0.6004 | [18 empty] | 2020 | Minerals 2020, 10, 147 |  | BOL, TZA
| Animas-Chocaya Mine, Merelani Hills |  | Magmatic hydrothermal, Metamorphic |  |  | Zn | Ag, Sn, Cu, Ga, In, Fe, Mn, Cd | Zn, Ag, Sn, Cu, Ga, In, Fe, Mn, Cd |  |  | 20.4165 |  | underground mine |  |  |  |  | ore material | grab | grab | mineral separate | [5 empty] | mineralisation |  |  |  | wurtzite, sphalerite | [6 empty] | pyrite | Polished sections; MASS-1 pressed pellet standard | EMPA, LA-ICPMS | SX51 electron microprobe (Cameca Gennevilliers Cedex, France); Agilent 7700cx Series Quadrupole ICP-MS (Agilent Santa Clara, CA 95051, USA) coupled to an Applied Spectra M-50 laser ablation system | Adelaide Microscopy, University of Adelaide | EMPA: accelerating voltage of 20 kV and a specimen current of ~20 nA, focused beam size set at <1 µm; LA-ICP-MS line scans: width of line rasters around 50 µm, ablation performed in a pure He atmosphere with a flow of 700 mL/min, mixed with Ar (930 mL/min) immediately after the ablation cell, mixture passed through a pulse homogenizing device; LA-ICP-MS mapping: repetition rate of 10 Hz, 64 µm spot size, output fluence of ~2.5 J cm−2, 30 s background acquisition at the start of every raster, dwell times for all elements set to 7 ms; line scan dwell times: 10 ms for both Zn and S, and 50 ms for the remaining masses; measured isotopes: 55Mn, 57Fe, 59Co, 60Ni, 65Cu, 66Zn, 71Ga, 75As, 77Se, 95Mo, 107Ag, 111Cd, 115In, 118Sn, 121Sb, 197Au, 202Hg, 205Tl, 208Pb and 209Bi | USGS certified standard MASS-1, comprising a pressed pellet of precipitated Cu-Fe-Zn sulfide standard; natural chalcopyrite (Cu), natural rhodonite (Mn), natural chalcedony (Zn), natural cobaltite (Co), natural arsenopyrite (As), natural stibnite (Sb), natural galena (Pb), natural cadmium (Cd) | 1.8715 |  |  |  | 14.8823 |  | 0 | [7 empty] | 0.11136 | [5 empty] | 3391.852 | [5 empty] | 0.25171 | [5 empty] | 1654.676 | [9 empty] | 471.9641 |  | 1881.407 | [7 empty] | 2.3556 |  |  |  | 42.2122 | [13 empty] | 62391.1 |  | 0.20048 | [7 empty] | 0.41178 | [5 empty] | 10.9187 | [15 empty] | 299040.3 |  | 0.97933 |  |  |  | 1586.778 | [5 empty] | 17.1227 | [13 empty] | 0.45948 | [18 empty] | 2020 | Minerals 2020, 10, 147 |  | BOL, TZA
| Animas-Chocaya Mine, Merelani Hills |  | Magmatic hydrothermal, Metamorphic |  |  | Zn | Ag, Sn, Cu, Ga, In, Fe, Mn, Cd | Zn, Ag, Sn, Cu, Ga, In, Fe, Mn, Cd |  |  | 21.6765 |  | underground mine |  |  |  |  | ore material | grab | grab | mineral separate | [5 empty] | mineralisation |  |  |  | wurtzite, sphalerite | [6 empty] | pyrite | Polished sections; MASS-1 pressed pellet standard | EMPA, LA-ICPMS | SX51 electron microprobe (Cameca Gennevilliers Cedex, France); Agilent 7700cx Series Quadrupole ICP-MS (Agilent Santa Clara, CA 95051, USA) coupled to an Applied Spectra M-50 laser ablation system | Adelaide Microscopy, University of Adelaide | EMPA: accelerating voltage of 20 kV and a specimen current of ~20 nA, focused beam size set at <1 µm; LA-ICP-MS line scans: width of line rasters around 50 µm, ablation performed in a pure He atmosphere with a flow of 700 mL/min, mixed with Ar (930 mL/min) immediately after the ablation cell, mixture passed through a pulse homogenizing device; LA-ICP-MS mapping: repetition rate of 10 Hz, 64 µm spot size, output fluence of ~2.5 J cm−2, 30 s background acquisition at the start of every raster, dwell times for all elements set to 7 ms; line scan dwell times: 10 ms for both Zn and S, and 50 ms for the remaining masses; measured isotopes: 55Mn, 57Fe, 59Co, 60Ni, 65Cu, 66Zn, 71Ga, 75As, 77Se, 95Mo, 107Ag, 111Cd, 115In, 118Sn, 121Sb, 197Au, 202Hg, 205Tl, 208Pb and 209Bi | USGS certified standard MASS-1, comprising a pressed pellet of precipitated Cu-Fe-Zn sulfide standard; natural chalcopyrite (Cu), natural rhodonite (Mn), natural chalcedony (Zn), natural cobaltite (Co), natural arsenopyrite (As), natural stibnite (Sb), natural galena (Pb), natural cadmium (Cd) | 2.1572 |  |  |  | 3.3674 |  | 0 | [7 empty] | 0.089846 | [5 empty] | 3898.701 | [5 empty] | 0 | [5 empty] | 1485.599 | [9 empty] | 112.6305 |  | 1535.959 | [7 empty] | 2.4745 |  |  |  | 40.041 | [13 empty] | 77119.64 |  | 0.64697 | [7 empty] | 1.7719 | [5 empty] | 9.3654 | [15 empty] | 300276.9 |  | 0.64157 |  |  |  | 1604.448 | [5 empty] | 8.733 | [13 empty] | 0.34882 | [18 empty] | 2020 | Minerals 2020, 10, 147 |  | BOL, TZA
| Animas-Chocaya Mine, Merelani Hills |  | Magmatic hydrothermal, Metamorphic |  |  | Zn | Ag, Sn, Cu, Ga, In, Fe, Mn, Cd | Zn, Ag, Sn, Cu, Ga, In, Fe, Mn, Cd |  |  | 21.9289 |  | underground mine |  |  |  |  | ore material | grab | grab | mineral separate | [5 empty] | mineralisation |  |  |  | wurtzite, sphalerite | [6 empty] | pyrite | Polished sections; MASS-1 pressed pellet standard | EMPA, LA-ICPMS | SX51 electron microprobe (Cameca Gennevilliers Cedex, France); Agilent 7700cx Series Quadrupole ICP-MS (Agilent Santa Clara, CA 95051, USA) coupled to an Applied Spectra M-50 laser ablation system | Adelaide Microscopy, University of Adelaide | EMPA: accelerating voltage of 20 kV and a specimen current of ~20 nA, focused beam size set at <1 µm; LA-ICP-MS line scans: width of line rasters around 50 µm, ablation performed in a pure He atmosphere with a flow of 700 mL/min, mixed with Ar (930 mL/min) immediately after the ablation cell, mixture passed through a pulse homogenizing device; LA-ICP-MS mapping: repetition rate of 10 Hz, 64 µm spot size, output fluence of ~2.5 J cm−2, 30 s background acquisition at the start of every raster, dwell times for all elements set to 7 ms; line scan dwell times: 10 ms for both Zn and S, and 50 ms for the remaining masses; measured isotopes: 55Mn, 57Fe, 59Co, 60Ni, 65Cu, 66Zn, 71Ga, 75As, 77Se, 95Mo, 107Ag, 111Cd, 115In, 118Sn, 121Sb, 197Au, 202Hg, 205Tl, 208Pb and 209Bi | USGS certified standard MASS-1, comprising a pressed pellet of precipitated Cu-Fe-Zn sulfide standard; natural chalcopyrite (Cu), natural rhodonite (Mn), natural chalcedony (Zn), natural cobaltite (Co), natural arsenopyrite (As), natural stibnite (Sb), natural galena (Pb), natural cadmium (Cd) | 1.4881 |  |  |  | 5.6067 |  | 0 | [7 empty] | 0 | [5 empty] | 3615.993 | [5 empty] | 0 | [5 empty] | 1341.692 | [9 empty] | 158.6196 |  | 1448.708 | [7 empty] | 2.3326 |  |  |  | 41.5446 | [13 empty] | 73840.19 |  | 0.40572 | [7 empty] | 1.8752 | [5 empty] | 8.919 | [15 empty] | 257487.7 |  | 1.301 |  |  |  | 1537.036 | [5 empty] | 8.0787 | [13 empty] | 0.41014 | [18 empty] | 2020 | Minerals 2020, 10, 147 |  | BOL, TZA
| Animas-Chocaya Mine, Merelani Hills |  | Magmatic hydrothermal, Metamorphic |  |  | Zn | Ag, Sn, Cu, Ga, In, Fe, Mn, Cd | Zn, Ag, Sn, Cu, Ga, In, Fe, Mn, Cd |  |  | 22.1808 |  | underground mine |  |  |  |  | ore material | grab | grab | mineral separate | [5 empty] | mineralisation |  |  |  | wurtzite, sphalerite | [6 empty] | pyrite | Polished sections; MASS-1 pressed pellet standard | EMPA, LA-ICPMS | SX51 electron microprobe (Cameca Gennevilliers Cedex, France); Agilent 7700cx Series Quadrupole ICP-MS (Agilent Santa Clara, CA 95051, USA) coupled to an Applied Spectra M-50 laser ablation system | Adelaide Microscopy, University of Adelaide | EMPA: accelerating voltage of 20 kV and a specimen current of ~20 nA, focused beam size set at <1 µm; LA-ICP-MS line scans: width of line rasters around 50 µm, ablation performed in a pure He atmosphere with a flow of 700 mL/min, mixed with Ar (930 mL/min) immediately after the ablation cell, mixture passed through a pulse homogenizing device; LA-ICP-MS mapping: repetition rate of 10 Hz, 64 µm spot size, output fluence of ~2.5 J cm−2, 30 s background acquisition at the start of every raster, dwell times for all elements set to 7 ms; line scan dwell times: 10 ms for both Zn and S, and 50 ms for the remaining masses; measured isotopes: 55Mn, 57Fe, 59Co, 60Ni, 65Cu, 66Zn, 71Ga, 75As, 77Se, 95Mo, 107Ag, 111Cd, 115In, 118Sn, 121Sb, 197Au, 202Hg, 205Tl, 208Pb and 209Bi | USGS certified standard MASS-1, comprising a pressed pellet of precipitated Cu-Fe-Zn sulfide standard; natural chalcopyrite (Cu), natural rhodonite (Mn), natural chalcedony (Zn), natural cobaltite (Co), natural arsenopyrite (As), natural stibnite (Sb), natural galena (Pb), natural cadmium (Cd) | 1.463 |  |  |  | 2.0061 |  | 0 | [7 empty] | 0.029015 | [5 empty] | 3841.36 | [5 empty] | 0 | [5 empty] | 1322.012 | [9 empty] | 97.6955 |  | 1360.779 | [7 empty] | 2.2527 |  |  |  | 39.0291 | [13 empty] | 66021.49 |  | 0 | [7 empty] | 1.5021 | [5 empty] | 8.0613 | [15 empty] | 297825.7 |  | 1.2601 |  |  |  | 1541.135 | [5 empty] | 5.4513 | [13 empty] | 0.45056 | [18 empty] | 2020 | Minerals 2020, 10, 147 |  | BOL, TZA
| Animas-Chocaya Mine, Merelani Hills |  | Magmatic hydrothermal, Metamorphic |  |  | Zn | Ag, Sn, Cu, Ga, In, Fe, Mn, Cd | Zn, Ag, Sn, Cu, Ga, In, Fe, Mn, Cd |  |  | 22.9376 |  | underground mine |  |  |  |  | ore material | grab | grab | mineral separate | [5 empty] | mineralisation |  |  |  | wurtzite, sphalerite | [6 empty] | pyrite | Polished sections; MASS-1 pressed pellet standard | EMPA, LA-ICPMS | SX51 electron microprobe (Cameca Gennevilliers Cedex, France); Agilent 7700cx Series Quadrupole ICP-MS (Agilent Santa Clara, CA 95051, USA) coupled to an Applied Spectra M-50 laser ablation system | Adelaide Microscopy, University of Adelaide | EMPA: accelerating voltage of 20 kV and a specimen current of ~20 nA, focused beam size set at <1 µm; LA-ICP-MS line scans: width of line rasters around 50 µm, ablation performed in a pure He atmosphere with a flow of 700 mL/min, mixed with Ar (930 mL/min) immediately after the ablation cell, mixture passed through a pulse homogenizing device; LA-ICP-MS mapping: repetition rate of 10 Hz, 64 µm spot size, output fluence of ~2.5 J cm−2, 30 s background acquisition at the start of every raster, dwell times for all elements set to 7 ms; line scan dwell times: 10 ms for both Zn and S, and 50 ms for the remaining masses; measured isotopes: 55Mn, 57Fe, 59Co, 60Ni, 65Cu, 66Zn, 71Ga, 75As, 77Se, 95Mo, 107Ag, 111Cd, 115In, 118Sn, 121Sb, 197Au, 202Hg, 205Tl, 208Pb and 209Bi | USGS certified standard MASS-1, comprising a pressed pellet of precipitated Cu-Fe-Zn sulfide standard; natural chalcopyrite (Cu), natural rhodonite (Mn), natural chalcedony (Zn), natural cobaltite (Co), natural arsenopyrite (As), natural stibnite (Sb), natural galena (Pb), natural cadmium (Cd) | 1.6215 |  |  |  | -0.83015 |  | 0 | [7 empty] | 0 | [5 empty] | 3848.389 | [5 empty] | 0 | [5 empty] | 1101.332 | [9 empty] | 173.9704 |  | 1277.954 | [7 empty] | 2.4538 |  |  |  | 38.6436 | [13 empty] | 75575.64 |  | 0.42283 | [7 empty] | 0.65143 | [5 empty] | 7.8445 | [15 empty] | 282017.3 |  | 1.6789 |  |  |  | 1443.535 | [5 empty] | 3.8876 | [13 empty] | 0.51286 | [18 empty] | 2020 | Minerals 2020, 10, 147 |  | BOL, TZA
| Animas-Chocaya Mine, Merelani Hills |  | Magmatic hydrothermal, Metamorphic |  |  | Zn | Ag, Sn, Cu, Ga, In, Fe, Mn, Cd | Zn, Ag, Sn, Cu, Ga, In, Fe, Mn, Cd |  |  | 24.1976 |  | underground mine |  |  |  |  | ore material | grab | grab | mineral separate | [5 empty] | mineralisation |  |  |  | wurtzite, sphalerite | [6 empty] | pyrite | Polished sections; MASS-1 pressed pellet standard | EMPA, LA-ICPMS | SX51 electron microprobe (Cameca Gennevilliers Cedex, France); Agilent 7700cx Series Quadrupole ICP-MS (Agilent Santa Clara, CA 95051, USA) coupled to an Applied Spectra M-50 laser ablation system | Adelaide Microscopy, University of Adelaide | EMPA: accelerating voltage of 20 kV and a specimen current of ~20 nA, focused beam size set at <1 µm; LA-ICP-MS line scans: width of line rasters around 50 µm, ablation performed in a pure He atmosphere with a flow of 700 mL/min, mixed with Ar (930 mL/min) immediately after the ablation cell, mixture passed through a pulse homogenizing device; LA-ICP-MS mapping: repetition rate of 10 Hz, 64 µm spot size, output fluence of ~2.5 J cm−2, 30 s background acquisition at the start of every raster, dwell times for all elements set to 7 ms; line scan dwell times: 10 ms for both Zn and S, and 50 ms for the remaining masses; measured isotopes: 55Mn, 57Fe, 59Co, 60Ni, 65Cu, 66Zn, 71Ga, 75As, 77Se, 95Mo, 107Ag, 111Cd, 115In, 118Sn, 121Sb, 197Au, 202Hg, 205Tl, 208Pb and 209Bi | USGS certified standard MASS-1, comprising a pressed pellet of precipitated Cu-Fe-Zn sulfide standard; natural chalcopyrite (Cu), natural rhodonite (Mn), natural chalcedony (Zn), natural cobaltite (Co), natural arsenopyrite (As), natural stibnite (Sb), natural galena (Pb), natural cadmium (Cd) | 1.0731 |  |  |  | -0.18604 |  | 0 | [7 empty] | 0 | [5 empty] | 3654.925 | [5 empty] | 0.063043 | [5 empty] | 1167.575 | [9 empty] | 154.4823 |  | 1234.525 | [7 empty] | 2.2936 |  |  |  | 39.1706 | [13 empty] | 71411.37 |  | 0.2011 | [7 empty] | 1.4459 | [5 empty] | 7.1915 | [15 empty] | 275008.8 |  | 1.5202 |  |  |  | 1527.73 | [5 empty] | 3.9665 | [13 empty] | 0.51484 | [18 empty] | 2020 | Minerals 2020, 10, 147 |  | BOL, TZA
| Animas-Chocaya Mine, Merelani Hills |  | Magmatic hydrothermal, Metamorphic |  |  | Zn | Ag, Sn, Cu, Ga, In, Fe, Mn, Cd | Zn, Ag, Sn, Cu, Ga, In, Fe, Mn, Cd |  |  | 24.4495 |  | underground mine |  |  |  |  | ore material | grab | grab | mineral separate | [5 empty] | mineralisation |  |  |  | wurtzite, sphalerite | [6 empty] | pyrite | Polished sections; MASS-1 pressed pellet standard | EMPA, LA-ICPMS | SX51 electron microprobe (Cameca Gennevilliers Cedex, France); Agilent 7700cx Series Quadrupole ICP-MS (Agilent Santa Clara, CA 95051, USA) coupled to an Applied Spectra M-50 laser ablation system | Adelaide Microscopy, University of Adelaide | EMPA: accelerating voltage of 20 kV and a specimen current of ~20 nA, focused beam size set at <1 µm; LA-ICP-MS line scans: width of line rasters around 50 µm, ablation performed in a pure He atmosphere with a flow of 700 mL/min, mixed with Ar (930 mL/min) immediately after the ablation cell, mixture passed through a pulse homogenizing device; LA-ICP-MS mapping: repetition rate of 10 Hz, 64 µm spot size, output fluence of ~2.5 J cm−2, 30 s background acquisition at the start of every raster, dwell times for all elements set to 7 ms; line scan dwell times: 10 ms for both Zn and S, and 50 ms for the remaining masses; measured isotopes: 55Mn, 57Fe, 59Co, 60Ni, 65Cu, 66Zn, 71Ga, 75As, 77Se, 95Mo, 107Ag, 111Cd, 115In, 118Sn, 121Sb, 197Au, 202Hg, 205Tl, 208Pb and 209Bi | USGS certified standard MASS-1, comprising a pressed pellet of precipitated Cu-Fe-Zn sulfide standard; natural chalcopyrite (Cu), natural rhodonite (Mn), natural chalcedony (Zn), natural cobaltite (Co), natural arsenopyrite (As), natural stibnite (Sb), natural galena (Pb), natural cadmium (Cd) | 1.0951 |  |  |  | 0.73537 |  | 0 | [7 empty] | 0.028504 | [5 empty] | 3564.022 | [5 empty] | 0.06433 | [5 empty] | 1204.799 | [9 empty] | 154.844 |  | 1389.77 | [7 empty] | 2.4822 |  |  |  | 38.4689 | [13 empty] | 69465.36 |  | 0.41044 | [7 empty] | 2.3188 | [5 empty] | 8.3056 | [15 empty] | 272871.8 |  | 1.4729 |  |  |  | 1537.396 | [5 empty] | 3.4981 | [13 empty] | 0.63599 | [18 empty] | 2020 | Minerals 2020, 10, 147 |  | BOL, TZA
| Animas-Chocaya Mine, Merelani Hills |  | Magmatic hydrothermal, Metamorphic |  |  | Zn | Ag, Sn, Cu, Ga, In, Fe, Mn, Cd | Zn, Ag, Sn, Cu, Ga, In, Fe, Mn, Cd |  |  | 25.4576 |  | underground mine |  |  |  |  | ore material | grab | grab | mineral separate | [5 empty] | mineralisation |  |  |  | wurtzite, sphalerite | [6 empty] | pyrite | Polished sections; MASS-1 pressed pellet standard | EMPA, LA-ICPMS | SX51 electron microprobe (Cameca Gennevilliers Cedex, France); Agilent 7700cx Series Quadrupole ICP-MS (Agilent Santa Clara, CA 95051, USA) coupled to an Applied Spectra M-50 laser ablation system | Adelaide Microscopy, University of Adelaide | EMPA: accelerating voltage of 20 kV and a specimen current of ~20 nA, focused beam size set at <1 µm; LA-ICP-MS line scans: width of line rasters around 50 µm, ablation performed in a pure He atmosphere with a flow of 700 mL/min, mixed with Ar (930 mL/min) immediately after the ablation cell, mixture passed through a pulse homogenizing device; LA-ICP-MS mapping: repetition rate of 10 Hz, 64 µm spot size, output fluence of ~2.5 J cm−2, 30 s background acquisition at the start of every raster, dwell times for all elements set to 7 ms; line scan dwell times: 10 ms for both Zn and S, and 50 ms for the remaining masses; measured isotopes: 55Mn, 57Fe, 59Co, 60Ni, 65Cu, 66Zn, 71Ga, 75As, 77Se, 95Mo, 107Ag, 111Cd, 115In, 118Sn, 121Sb, 197Au, 202Hg, 205Tl, 208Pb and 209Bi | USGS certified standard MASS-1, comprising a pressed pellet of precipitated Cu-Fe-Zn sulfide standard; natural chalcopyrite (Cu), natural rhodonite (Mn), natural chalcedony (Zn), natural cobaltite (Co), natural arsenopyrite (As), natural stibnite (Sb), natural galena (Pb), natural cadmium (Cd) | 1.8805 |  |  |  | 0.39033 |  | 0 | [7 empty] | 0 | [5 empty] | 3198.795 | [5 empty] | 0 | [5 empty] | 1118.771 | [9 empty] | 157.1956 |  | 1310.657 | [7 empty] | 2.2539 |  |  |  | 35.8039 | [13 empty] | 67340.06 |  | 0.18792 | [7 empty] | 0.38608 | [5 empty] | 7.3024 | [15 empty] | 253386.1 |  | 0.34371 |  |  |  | 1235.441 | [5 empty] | 4.7752 | [13 empty] | 0.63294 | [18 empty] | 2020 | Minerals 2020, 10, 147 |  | BOL, TZA
| Animas-Chocaya Mine, Merelani Hills |  | Magmatic hydrothermal, Metamorphic |  |  | Zn | Ag, Sn, Cu, Ga, In, Fe, Mn, Cd | Zn, Ag, Sn, Cu, Ga, In, Fe, Mn, Cd |  |  | 25.7095 |  | underground mine |  |  |  |  | ore material | grab | grab | mineral separate | [5 empty] | mineralisation |  |  |  | wurtzite, sphalerite | [6 empty] | pyrite | Polished sections; MASS-1 pressed pellet standard | EMPA, LA-ICPMS | SX51 electron microprobe (Cameca Gennevilliers Cedex, France); Agilent 7700cx Series Quadrupole ICP-MS (Agilent Santa Clara, CA 95051, USA) coupled to an Applied Spectra M-50 laser ablation system | Adelaide Microscopy, University of Adelaide | EMPA: accelerating voltage of 20 kV and a specimen current of ~20 nA, focused beam size set at <1 µm; LA-ICP-MS line scans: width of line rasters around 50 µm, ablation performed in a pure He atmosphere with a flow of 700 mL/min, mixed with Ar (930 mL/min) immediately after the ablation cell, mixture passed through a pulse homogenizing device; LA-ICP-MS mapping: repetition rate of 10 Hz, 64 µm spot size, output fluence of ~2.5 J cm−2, 30 s background acquisition at the start of every raster, dwell times for all elements set to 7 ms; line scan dwell times: 10 ms for both Zn and S, and 50 ms for the remaining masses; measured isotopes: 55Mn, 57Fe, 59Co, 60Ni, 65Cu, 66Zn, 71Ga, 75As, 77Se, 95Mo, 107Ag, 111Cd, 115In, 118Sn, 121Sb, 197Au, 202Hg, 205Tl, 208Pb and 209Bi | USGS certified standard MASS-1, comprising a pressed pellet of precipitated Cu-Fe-Zn sulfide standard; natural chalcopyrite (Cu), natural rhodonite (Mn), natural chalcedony (Zn), natural cobaltite (Co), natural arsenopyrite (As), natural stibnite (Sb), natural galena (Pb), natural cadmium (Cd) | 1.6296 |  |  |  | 2.6761 |  | 0 | [7 empty] | 0 | [5 empty] | 3553.36 | [5 empty] | 0.26623 | [5 empty] | 1262.327 | [9 empty] | 142.8494 |  | 1538.689 | [7 empty] | 2.3693 |  |  |  | 43.6305 | [13 empty] | 74044.96 |  | 0 | [7 empty] | 0.87279 | [5 empty] | 8.6828 | [15 empty] | 306182.5 |  | 1.1188 |  |  |  | 1441.172 | [5 empty] | 3.6911 | [13 empty] | 0.71539 | [18 empty] | 2020 | Minerals 2020, 10, 147 |  | BOL, TZA
| Animas-Chocaya Mine, Merelani Hills |  | Magmatic hydrothermal, Metamorphic |  |  | Zn | Ag, Sn, Cu, Ga, In, Fe, Mn, Cd | Zn, Ag, Sn, Cu, Ga, In, Fe, Mn, Cd |  |  | 25.962 |  | underground mine |  |  |  |  | ore material | grab | grab | mineral separate | [5 empty] | mineralisation |  |  |  | wurtzite, sphalerite | [6 empty] | pyrite | Polished sections; MASS-1 pressed pellet standard | EMPA, LA-ICPMS | SX51 electron microprobe (Cameca Gennevilliers Cedex, France); Agilent 7700cx Series Quadrupole ICP-MS (Agilent Santa Clara, CA 95051, USA) coupled to an Applied Spectra M-50 laser ablation system | Adelaide Microscopy, University of Adelaide | EMPA: accelerating voltage of 20 kV and a specimen current of ~20 nA, focused beam size set at <1 µm; LA-ICP-MS line scans: width of line rasters around 50 µm, ablation performed in a pure He atmosphere with a flow of 700 mL/min, mixed with Ar (930 mL/min) immediately after the ablation cell, mixture passed through a pulse homogenizing device; LA-ICP-MS mapping: repetition rate of 10 Hz, 64 µm spot size, output fluence of ~2.5 J cm−2, 30 s background acquisition at the start of every raster, dwell times for all elements set to 7 ms; line scan dwell times: 10 ms for both Zn and S, and 50 ms for the remaining masses; measured isotopes: 55Mn, 57Fe, 59Co, 60Ni, 65Cu, 66Zn, 71Ga, 75As, 77Se, 95Mo, 107Ag, 111Cd, 115In, 118Sn, 121Sb, 197Au, 202Hg, 205Tl, 208Pb and 209Bi | USGS certified standard MASS-1, comprising a pressed pellet of precipitated Cu-Fe-Zn sulfide standard; natural chalcopyrite (Cu), natural rhodonite (Mn), natural chalcedony (Zn), natural cobaltite (Co), natural arsenopyrite (As), natural stibnite (Sb), natural galena (Pb), natural cadmium (Cd) | 1.55 |  |  |  | 0.41933 |  | 0 | [7 empty] | 0 | [5 empty] | 3320.052 | [5 empty] | 0.31652 | [5 empty] | 1248.143 | [9 empty] | 135.874 |  | 1492.778 | [7 empty] | 2.2062 |  |  |  | 38.6767 | [13 empty] | 71023.99 |  | 0 | [7 empty] | 0.62264 | [5 empty] | 7.3889 | [15 empty] | 266791.3 |  | 1.3729 |  |  |  | 1451.696 | [5 empty] | 3.9841 | [13 empty] | 0.51713 | [18 empty] | 2020 | Minerals 2020, 10, 147 |  | BOL, TZA
| Animas-Chocaya Mine, Merelani Hills |  | Magmatic hydrothermal, Metamorphic |  |  | Zn | Ag, Sn, Cu, Ga, In, Fe, Mn, Cd | Zn, Ag, Sn, Cu, Ga, In, Fe, Mn, Cd |  |  | 26.2139 |  | underground mine |  |  |  |  | ore material | grab | grab | mineral separate | [5 empty] | mineralisation |  |  |  | wurtzite, sphalerite | [6 empty] | pyrite | Polished sections; MASS-1 pressed pellet standard | EMPA, LA-ICPMS | SX51 electron microprobe (Cameca Gennevilliers Cedex, France); Agilent 7700cx Series Quadrupole ICP-MS (Agilent Santa Clara, CA 95051, USA) coupled to an Applied Spectra M-50 laser ablation system | Adelaide Microscopy, University of Adelaide | EMPA: accelerating voltage of 20 kV and a specimen current of ~20 nA, focused beam size set at <1 µm; LA-ICP-MS line scans: width of line rasters around 50 µm, ablation performed in a pure He atmosphere with a flow of 700 mL/min, mixed with Ar (930 mL/min) immediately after the ablation cell, mixture passed through a pulse homogenizing device; LA-ICP-MS mapping: repetition rate of 10 Hz, 64 µm spot size, output fluence of ~2.5 J cm−2, 30 s background acquisition at the start of every raster, dwell times for all elements set to 7 ms; line scan dwell times: 10 ms for both Zn and S, and 50 ms for the remaining masses; measured isotopes: 55Mn, 57Fe, 59Co, 60Ni, 65Cu, 66Zn, 71Ga, 75As, 77Se, 95Mo, 107Ag, 111Cd, 115In, 118Sn, 121Sb, 197Au, 202Hg, 205Tl, 208Pb and 209Bi | USGS certified standard MASS-1, comprising a pressed pellet of precipitated Cu-Fe-Zn sulfide standard; natural chalcopyrite (Cu), natural rhodonite (Mn), natural chalcedony (Zn), natural cobaltite (Co), natural arsenopyrite (As), natural stibnite (Sb), natural galena (Pb), natural cadmium (Cd) | 2.1727 |  |  |  | -0.19579 |  | 0 | [7 empty] | 0.029185 | [5 empty] | 3977.003 | [5 empty] | 0.065825 | [5 empty] | 1323.354 | [9 empty] | 161.396 |  | 1481.939 | [7 empty] | 2.4884 |  |  |  | 39.0422 | [13 empty] | 79674.65 |  | 0.21011 | [7 empty] | 1.0792 | [5 empty] | 7.7972 | [15 empty] | 290391 |  | 1.3475 |  |  |  | 1441.018 | [5 empty] | 4.7759 | [13 empty] | 0.42454 | [18 empty] | 2020 | Minerals 2020, 10, 147 |  | BOL, TZA
| Animas-Chocaya Mine, Merelani Hills |  | Magmatic hydrothermal, Metamorphic |  |  | Zn | Ag, Sn, Cu, Ga, In, Fe, Mn, Cd | Zn, Ag, Sn, Cu, Ga, In, Fe, Mn, Cd |  |  | 26.9706 |  | underground mine |  |  |  |  | ore material | grab | grab | mineral separate | [5 empty] | mineralisation |  |  |  | wurtzite, sphalerite | [6 empty] | pyrite | Polished sections; MASS-1 pressed pellet standard | EMPA, LA-ICPMS | SX51 electron microprobe (Cameca Gennevilliers Cedex, France); Agilent 7700cx Series Quadrupole ICP-MS (Agilent Santa Clara, CA 95051, USA) coupled to an Applied Spectra M-50 laser ablation system | Adelaide Microscopy, University of Adelaide | EMPA: accelerating voltage of 20 kV and a specimen current of ~20 nA, focused beam size set at <1 µm; LA-ICP-MS line scans: width of line rasters around 50 µm, ablation performed in a pure He atmosphere with a flow of 700 mL/min, mixed with Ar (930 mL/min) immediately after the ablation cell, mixture passed through a pulse homogenizing device; LA-ICP-MS mapping: repetition rate of 10 Hz, 64 µm spot size, output fluence of ~2.5 J cm−2, 30 s background acquisition at the start of every raster, dwell times for all elements set to 7 ms; line scan dwell times: 10 ms for both Zn and S, and 50 ms for the remaining masses; measured isotopes: 55Mn, 57Fe, 59Co, 60Ni, 65Cu, 66Zn, 71Ga, 75As, 77Se, 95Mo, 107Ag, 111Cd, 115In, 118Sn, 121Sb, 197Au, 202Hg, 205Tl, 208Pb and 209Bi | USGS certified standard MASS-1, comprising a pressed pellet of precipitated Cu-Fe-Zn sulfide standard; natural chalcopyrite (Cu), natural rhodonite (Mn), natural chalcedony (Zn), natural cobaltite (Co), natural arsenopyrite (As), natural stibnite (Sb), natural galena (Pb), natural cadmium (Cd) | 1.4886 |  |  |  | 0.72526 |  | 0 | [7 empty] | 0 | [5 empty] | 3558.076 | [5 empty] | 0.31766 | [5 empty] | 1280.125 | [9 empty] | 175.208 |  | 1497.036 | [7 empty] | 2.3718 |  |  |  | 40.8231 | [13 empty] | 77550.78 |  | 0.20284 | [7 empty] | 0.41675 | [5 empty] | 8.2374 | [15 empty] | 281260.7 |  | 1.2234 |  |  |  | 1399.647 | [5 empty] | 3.9992 | [13 empty] | 0.35517 | [18 empty] | 2020 | Minerals 2020, 10, 147 |  | BOL, TZA
| Animas-Chocaya Mine, Merelani Hills |  | Magmatic hydrothermal, Metamorphic |  |  | Zn | Ag, Sn, Cu, Ga, In, Fe, Mn, Cd | Zn, Ag, Sn, Cu, Ga, In, Fe, Mn, Cd |  |  | 27.2225 |  | underground mine |  |  |  |  | ore material | grab | grab | mineral separate | [5 empty] | mineralisation |  |  |  | wurtzite, sphalerite | [6 empty] | pyrite | Polished sections; MASS-1 pressed pellet standard | EMPA, LA-ICPMS | SX51 electron microprobe (Cameca Gennevilliers Cedex, France); Agilent 7700cx Series Quadrupole ICP-MS (Agilent Santa Clara, CA 95051, USA) coupled to an Applied Spectra M-50 laser ablation system | Adelaide Microscopy, University of Adelaide | EMPA: accelerating voltage of 20 kV and a specimen current of ~20 nA, focused beam size set at <1 µm; LA-ICP-MS line scans: width of line rasters around 50 µm, ablation performed in a pure He atmosphere with a flow of 700 mL/min, mixed with Ar (930 mL/min) immediately after the ablation cell, mixture passed through a pulse homogenizing device; LA-ICP-MS mapping: repetition rate of 10 Hz, 64 µm spot size, output fluence of ~2.5 J cm−2, 30 s background acquisition at the start of every raster, dwell times for all elements set to 7 ms; line scan dwell times: 10 ms for both Zn and S, and 50 ms for the remaining masses; measured isotopes: 55Mn, 57Fe, 59Co, 60Ni, 65Cu, 66Zn, 71Ga, 75As, 77Se, 95Mo, 107Ag, 111Cd, 115In, 118Sn, 121Sb, 197Au, 202Hg, 205Tl, 208Pb and 209Bi | USGS certified standard MASS-1, comprising a pressed pellet of precipitated Cu-Fe-Zn sulfide standard; natural chalcopyrite (Cu), natural rhodonite (Mn), natural chalcedony (Zn), natural cobaltite (Co), natural arsenopyrite (As), natural stibnite (Sb), natural galena (Pb), natural cadmium (Cd) | 1.1284 |  |  |  | 0.41216 |  | 0 | [7 empty] | 0 | [5 empty] | 3605.434 | [5 empty] | 0.49853 | [5 empty] | 1235.007 | [9 empty] | 158.2717 |  | 1387.641 | [7 empty] | 2.3608 |  |  |  | 38.7677 | [13 empty] | 72381.11 |  | 0.19897 | [7 empty] | 0.61321 | [5 empty] | 8.7231 | [15 empty] | 272891.2 |  | 1.2001 |  |  |  | 1605.716 | [5 empty] | 3.9228 | [13 empty] | 0.24118 | [18 empty] | 2020 | Minerals 2020, 10, 147 |  | BOL, TZA
| Animas-Chocaya Mine, Merelani Hills |  | Magmatic hydrothermal, Metamorphic |  |  | Zn | Ag, Sn, Cu, Ga, In, Fe, Mn, Cd | Zn, Ag, Sn, Cu, Ga, In, Fe, Mn, Cd |  |  | 28.4825 |  | underground mine |  |  |  |  | ore material | grab | grab | mineral separate | [5 empty] | mineralisation |  |  |  | wurtzite, sphalerite | [6 empty] | pyrite | Polished sections; MASS-1 pressed pellet standard | EMPA, LA-ICPMS | SX51 electron microprobe (Cameca Gennevilliers Cedex, France); Agilent 7700cx Series Quadrupole ICP-MS (Agilent Santa Clara, CA 95051, USA) coupled to an Applied Spectra M-50 laser ablation system | Adelaide Microscopy, University of Adelaide | EMPA: accelerating voltage of 20 kV and a specimen current of ~20 nA, focused beam size set at <1 µm; LA-ICP-MS line scans: width of line rasters around 50 µm, ablation performed in a pure He atmosphere with a flow of 700 mL/min, mixed with Ar (930 mL/min) immediately after the ablation cell, mixture passed through a pulse homogenizing device; LA-ICP-MS mapping: repetition rate of 10 Hz, 64 µm spot size, output fluence of ~2.5 J cm−2, 30 s background acquisition at the start of every raster, dwell times for all elements set to 7 ms; line scan dwell times: 10 ms for both Zn and S, and 50 ms for the remaining masses; measured isotopes: 55Mn, 57Fe, 59Co, 60Ni, 65Cu, 66Zn, 71Ga, 75As, 77Se, 95Mo, 107Ag, 111Cd, 115In, 118Sn, 121Sb, 197Au, 202Hg, 205Tl, 208Pb and 209Bi | USGS certified standard MASS-1, comprising a pressed pellet of precipitated Cu-Fe-Zn sulfide standard; natural chalcopyrite (Cu), natural rhodonite (Mn), natural chalcedony (Zn), natural cobaltite (Co), natural arsenopyrite (As), natural stibnite (Sb), natural galena (Pb), natural cadmium (Cd) | 1.3358 |  |  |  | 0.43566 |  | 0 | [7 empty] | 0 | [5 empty] | 3878.136 | [5 empty] | 0 | [5 empty] | 1401.765 | [9 empty] | 182.0072 |  | 1576.354 | [7 empty] | 2.3436 |  |  |  | 39.123 | [13 empty] | 75942.13 |  | 0.21072 | [7 empty] | 0.43298 | [5 empty] | 8.6431 | [15 empty] | 308256.1 |  | 1.593 |  |  |  | 1511.642 | [5 empty] | 5.9869 | [13 empty] | 0.36889 | [18 empty] | 2020 | Minerals 2020, 10, 147 |  | BOL, TZA
| Animas-Chocaya Mine, Merelani Hills |  | Magmatic hydrothermal, Metamorphic |  |  | Zn | Ag, Sn, Cu, Ga, In, Fe, Mn, Cd | Zn, Ag, Sn, Cu, Ga, In, Fe, Mn, Cd |  |  | 28.735 |  | underground mine |  |  |  |  | ore material | grab | grab | mineral separate | [5 empty] | mineralisation |  |  |  | wurtzite, sphalerite | [6 empty] | pyrite | Polished sections; MASS-1 pressed pellet standard | EMPA, LA-ICPMS | SX51 electron microprobe (Cameca Gennevilliers Cedex, France); Agilent 7700cx Series Quadrupole ICP-MS (Agilent Santa Clara, CA 95051, USA) coupled to an Applied Spectra M-50 laser ablation system | Adelaide Microscopy, University of Adelaide | EMPA: accelerating voltage of 20 kV and a specimen current of ~20 nA, focused beam size set at <1 µm; LA-ICP-MS line scans: width of line rasters around 50 µm, ablation performed in a pure He atmosphere with a flow of 700 mL/min, mixed with Ar (930 mL/min) immediately after the ablation cell, mixture passed through a pulse homogenizing device; LA-ICP-MS mapping: repetition rate of 10 Hz, 64 µm spot size, output fluence of ~2.5 J cm−2, 30 s background acquisition at the start of every raster, dwell times for all elements set to 7 ms; line scan dwell times: 10 ms for both Zn and S, and 50 ms for the remaining masses; measured isotopes: 55Mn, 57Fe, 59Co, 60Ni, 65Cu, 66Zn, 71Ga, 75As, 77Se, 95Mo, 107Ag, 111Cd, 115In, 118Sn, 121Sb, 197Au, 202Hg, 205Tl, 208Pb and 209Bi | USGS certified standard MASS-1, comprising a pressed pellet of precipitated Cu-Fe-Zn sulfide standard; natural chalcopyrite (Cu), natural rhodonite (Mn), natural chalcedony (Zn), natural cobaltite (Co), natural arsenopyrite (As), natural stibnite (Sb), natural galena (Pb), natural cadmium (Cd) | 1.3989 |  |  |  | 1.9135 |  | 0.080135 | [7 empty] | 0 | [5 empty] | 3339.735 | [5 empty] | 0.12499 | [5 empty] | 1308.366 | [9 empty] | 194.2678 |  | 1431.267 | [7 empty] | 2.3113 |  |  |  | 37.935 | [13 empty] | 67458.8 |  | 0 | [7 empty] | 1.641 | [5 empty] | 8.9416 | [15 empty] | 282466.1 |  | 1.2042 |  |  |  | 1486.917 | [5 empty] | 6.474 | [13 empty] | 0.24196 | [18 empty] | 2020 | Minerals 2020, 10, 147 |  | BOL, TZA
| Animas-Chocaya Mine, Merelani Hills |  | Magmatic hydrothermal, Metamorphic |  |  | Zn | Ag, Sn, Cu, Ga, In, Fe, Mn, Cd | Zn, Ag, Sn, Cu, Ga, In, Fe, Mn, Cd |  |  | 28.9869 |  | underground mine |  |  |  |  | ore material | grab | grab | mineral separate | [5 empty] | mineralisation |  |  |  | wurtzite, sphalerite | [6 empty] | pyrite | Polished sections; MASS-1 pressed pellet standard | EMPA, LA-ICPMS | SX51 electron microprobe (Cameca Gennevilliers Cedex, France); Agilent 7700cx Series Quadrupole ICP-MS (Agilent Santa Clara, CA 95051, USA) coupled to an Applied Spectra M-50 laser ablation system | Adelaide Microscopy, University of Adelaide | EMPA: accelerating voltage of 20 kV and a specimen current of ~20 nA, focused beam size set at <1 µm; LA-ICP-MS line scans: width of line rasters around 50 µm, ablation performed in a pure He atmosphere with a flow of 700 mL/min, mixed with Ar (930 mL/min) immediately after the ablation cell, mixture passed through a pulse homogenizing device; LA-ICP-MS mapping: repetition rate of 10 Hz, 64 µm spot size, output fluence of ~2.5 J cm−2, 30 s background acquisition at the start of every raster, dwell times for all elements set to 7 ms; line scan dwell times: 10 ms for both Zn and S, and 50 ms for the remaining masses; measured isotopes: 55Mn, 57Fe, 59Co, 60Ni, 65Cu, 66Zn, 71Ga, 75As, 77Se, 95Mo, 107Ag, 111Cd, 115In, 118Sn, 121Sb, 197Au, 202Hg, 205Tl, 208Pb and 209Bi | USGS certified standard MASS-1, comprising a pressed pellet of precipitated Cu-Fe-Zn sulfide standard; natural chalcopyrite (Cu), natural rhodonite (Mn), natural chalcedony (Zn), natural cobaltite (Co), natural arsenopyrite (As), natural stibnite (Sb), natural galena (Pb), natural cadmium (Cd) | 1.6027 |  |  |  | 0.11257 |  | 0 | [7 empty] | 0.055609 | [5 empty] | 3416.303 | [5 empty] | 0 | [5 empty] | 1449.691 | [9 empty] | 194.7431 |  | 1530.402 | [7 empty] | 2.3243 |  |  |  | 38.9892 | [13 empty] | 67634.69 |  | 0 | [7 empty] | 1.0281 | [5 empty] | 7.9399 | [15 empty] | 282044.9 |  | 0.82483 |  |  |  | 1414.622 | [5 empty] | 5.2172 | [13 empty] | 0.26949 | [18 empty] | 2020 | Minerals 2020, 10, 147 |  | BOL, TZA
| Animas-Chocaya Mine, Merelani Hills |  | Magmatic hydrothermal, Metamorphic |  |  | Zn | Ag, Sn, Cu, Ga, In, Fe, Mn, Cd | Zn, Ag, Sn, Cu, Ga, In, Fe, Mn, Cd |  |  | 29.2388 |  | underground mine |  |  |  |  | ore material | grab | grab | mineral separate | [5 empty] | mineralisation |  |  |  | wurtzite, sphalerite | [6 empty] | pyrite | Polished sections; MASS-1 pressed pellet standard | EMPA, LA-ICPMS | SX51 electron microprobe (Cameca Gennevilliers Cedex, France); Agilent 7700cx Series Quadrupole ICP-MS (Agilent Santa Clara, CA 95051, USA) coupled to an Applied Spectra M-50 laser ablation system | Adelaide Microscopy, University of Adelaide | EMPA: accelerating voltage of 20 kV and a specimen current of ~20 nA, focused beam size set at <1 µm; LA-ICP-MS line scans: width of line rasters around 50 µm, ablation performed in a pure He atmosphere with a flow of 700 mL/min, mixed with Ar (930 mL/min) immediately after the ablation cell, mixture passed through a pulse homogenizing device; LA-ICP-MS mapping: repetition rate of 10 Hz, 64 µm spot size, output fluence of ~2.5 J cm−2, 30 s background acquisition at the start of every raster, dwell times for all elements set to 7 ms; line scan dwell times: 10 ms for both Zn and S, and 50 ms for the remaining masses; measured isotopes: 55Mn, 57Fe, 59Co, 60Ni, 65Cu, 66Zn, 71Ga, 75As, 77Se, 95Mo, 107Ag, 111Cd, 115In, 118Sn, 121Sb, 197Au, 202Hg, 205Tl, 208Pb and 209Bi | USGS certified standard MASS-1, comprising a pressed pellet of precipitated Cu-Fe-Zn sulfide standard; natural chalcopyrite (Cu), natural rhodonite (Mn), natural chalcedony (Zn), natural cobaltite (Co), natural arsenopyrite (As), natural stibnite (Sb), natural galena (Pb), natural cadmium (Cd) | 2.6407 |  |  |  | 0.7845 |  | 0 | [7 empty] | 0.030542 | [5 empty] | 3617.038 | [5 empty] | 0 | [5 empty] | 1512.702 | [9 empty] | 189.879 |  | 1634.214 | [7 empty] | 2.5529 |  |  |  | 43.2785 | [13 empty] | 77326.28 |  | 0.43967 | [7 empty] | 0.90346 | [5 empty] | 8.0705 | [15 empty] | 295140.8 |  | 0.90602 |  |  |  | 1375.506 | [5 empty] | 5.5834 | [13 empty] | 0.44401 | [18 empty] | 2020 | Minerals 2020, 10, 147 |  | BOL, TZA
| Animas-Chocaya Mine, Merelani Hills |  | Magmatic hydrothermal, Metamorphic |  |  | Zn | Ag, Sn, Cu, Ga, In, Fe, Mn, Cd | Zn, Ag, Sn, Cu, Ga, In, Fe, Mn, Cd |  |  | 29.4907 |  | underground mine |  |  |  |  | ore material | grab | grab | mineral separate | [5 empty] | mineralisation |  |  |  | wurtzite, sphalerite | [6 empty] | pyrite | Polished sections; MASS-1 pressed pellet standard | EMPA, LA-ICPMS | SX51 electron microprobe (Cameca Gennevilliers Cedex, France); Agilent 7700cx Series Quadrupole ICP-MS (Agilent Santa Clara, CA 95051, USA) coupled to an Applied Spectra M-50 laser ablation system | Adelaide Microscopy, University of Adelaide | EMPA: accelerating voltage of 20 kV and a specimen current of ~20 nA, focused beam size set at <1 µm; LA-ICP-MS line scans: width of line rasters around 50 µm, ablation performed in a pure He atmosphere with a flow of 700 mL/min, mixed with Ar (930 mL/min) immediately after the ablation cell, mixture passed through a pulse homogenizing device; LA-ICP-MS mapping: repetition rate of 10 Hz, 64 µm spot size, output fluence of ~2.5 J cm−2, 30 s background acquisition at the start of every raster, dwell times for all elements set to 7 ms; line scan dwell times: 10 ms for both Zn and S, and 50 ms for the remaining masses; measured isotopes: 55Mn, 57Fe, 59Co, 60Ni, 65Cu, 66Zn, 71Ga, 75As, 77Se, 95Mo, 107Ag, 111Cd, 115In, 118Sn, 121Sb, 197Au, 202Hg, 205Tl, 208Pb and 209Bi | USGS certified standard MASS-1, comprising a pressed pellet of precipitated Cu-Fe-Zn sulfide standard; natural chalcopyrite (Cu), natural rhodonite (Mn), natural chalcedony (Zn), natural cobaltite (Co), natural arsenopyrite (As), natural stibnite (Sb), natural galena (Pb), natural cadmium (Cd) | 1.6585 |  |  |  | 1.3617 |  | 0 | [7 empty] | 0 | [5 empty] | 3658.167 | [5 empty] | 0 | [5 empty] | 1364.446 | [9 empty] | 164.7355 |  | 1572.171 | [7 empty] | 2.3794 |  |  |  | 41.6251 | [13 empty] | 68540.95 |  | 0.20711 | [7 empty] | 1.064 | [5 empty] | 8.4675 | [15 empty] | 300644.8 |  | 1.2492 |  |  |  | 1509.671 | [5 empty] | 5.052 | [13 empty] | 0.36252 | [18 empty] | 2020 | Minerals 2020, 10, 147 |  | BOL, TZA
| Animas-Chocaya Mine, Merelani Hills |  | Magmatic hydrothermal, Metamorphic |  |  | Zn | Ag, Sn, Cu, Ga, In, Fe, Mn, Cd | Zn, Ag, Sn, Cu, Ga, In, Fe, Mn, Cd |  |  | 29.7426 |  | underground mine |  |  |  |  | ore material | grab | grab | mineral separate | [5 empty] | mineralisation |  |  |  | wurtzite, sphalerite | [6 empty] | pyrite | Polished sections; MASS-1 pressed pellet standard | EMPA, LA-ICPMS | SX51 electron microprobe (Cameca Gennevilliers Cedex, France); Agilent 7700cx Series Quadrupole ICP-MS (Agilent Santa Clara, CA 95051, USA) coupled to an Applied Spectra M-50 laser ablation system | Adelaide Microscopy, University of Adelaide | EMPA: accelerating voltage of 20 kV and a specimen current of ~20 nA, focused beam size set at <1 µm; LA-ICP-MS line scans: width of line rasters around 50 µm, ablation performed in a pure He atmosphere with a flow of 700 mL/min, mixed with Ar (930 mL/min) immediately after the ablation cell, mixture passed through a pulse homogenizing device; LA-ICP-MS mapping: repetition rate of 10 Hz, 64 µm spot size, output fluence of ~2.5 J cm−2, 30 s background acquisition at the start of every raster, dwell times for all elements set to 7 ms; line scan dwell times: 10 ms for both Zn and S, and 50 ms for the remaining masses; measured isotopes: 55Mn, 57Fe, 59Co, 60Ni, 65Cu, 66Zn, 71Ga, 75As, 77Se, 95Mo, 107Ag, 111Cd, 115In, 118Sn, 121Sb, 197Au, 202Hg, 205Tl, 208Pb and 209Bi | USGS certified standard MASS-1, comprising a pressed pellet of precipitated Cu-Fe-Zn sulfide standard; natural chalcopyrite (Cu), natural rhodonite (Mn), natural chalcedony (Zn), natural cobaltite (Co), natural arsenopyrite (As), natural stibnite (Sb), natural galena (Pb), natural cadmium (Cd) | 1.5416 |  |  |  | 0.11248 |  | 0 | [7 empty] | 0 | [5 empty] | 3649.303 | [5 empty] | 0.062859 | [5 empty] | 1368.294 | [9 empty] | 189.9628 |  | 1534.841 | [7 empty] | 2.2928 |  |  |  | 39.773 | [13 empty] | 71620.25 |  | 0.20087 | [7 empty] | 0.82554 | [5 empty] | 7.3204 | [15 empty] | 273629.2 |  | 0.52089 |  |  |  | 1459.964 | [5 empty] | 4.967 | [13 empty] | 0.13522 | [18 empty] | 2020 | Minerals 2020, 10, 147 |  | BOL, TZA
| Animas-Chocaya Mine, Merelani Hills |  | Magmatic hydrothermal, Metamorphic |  |  | Zn | Ag, Sn, Cu, Ga, In, Fe, Mn, Cd | Zn, Ag, Sn, Cu, Ga, In, Fe, Mn, Cd |  |  | 29.995 |  | underground mine |  |  |  |  | ore material | grab | grab | mineral separate | [5 empty] | mineralisation |  |  |  | wurtzite, sphalerite | [6 empty] | pyrite | Polished sections; MASS-1 pressed pellet standard | EMPA, LA-ICPMS | SX51 electron microprobe (Cameca Gennevilliers Cedex, France); Agilent 7700cx Series Quadrupole ICP-MS (Agilent Santa Clara, CA 95051, USA) coupled to an Applied Spectra M-50 laser ablation system | Adelaide Microscopy, University of Adelaide | EMPA: accelerating voltage of 20 kV and a specimen current of ~20 nA, focused beam size set at <1 µm; LA-ICP-MS line scans: width of line rasters around 50 µm, ablation performed in a pure He atmosphere with a flow of 700 mL/min, mixed with Ar (930 mL/min) immediately after the ablation cell, mixture passed through a pulse homogenizing device; LA-ICP-MS mapping: repetition rate of 10 Hz, 64 µm spot size, output fluence of ~2.5 J cm−2, 30 s background acquisition at the start of every raster, dwell times for all elements set to 7 ms; line scan dwell times: 10 ms for both Zn and S, and 50 ms for the remaining masses; measured isotopes: 55Mn, 57Fe, 59Co, 60Ni, 65Cu, 66Zn, 71Ga, 75As, 77Se, 95Mo, 107Ag, 111Cd, 115In, 118Sn, 121Sb, 197Au, 202Hg, 205Tl, 208Pb and 209Bi | USGS certified standard MASS-1, comprising a pressed pellet of precipitated Cu-Fe-Zn sulfide standard; natural chalcopyrite (Cu), natural rhodonite (Mn), natural chalcedony (Zn), natural cobaltite (Co), natural arsenopyrite (As), natural stibnite (Sb), natural galena (Pb), natural cadmium (Cd) | 0.92896 |  |  |  | -0.18783 |  | 0 | [7 empty] | 0 | [5 empty] | 3382.196 | [5 empty] | 0.18667 | [5 empty] | 1388.207 | [9 empty] | 144.587 |  | 1542.438 | [7 empty] | 2.1374 |  |  |  | 35.1642 | [13 empty] | 65071.1 |  | 0 | [7 empty] | 0.81727 | [5 empty] | 8.0232 | [15 empty] | 262393.5 |  | 1.9592 |  |  |  | 1499.786 | [5 empty] | 5.6488 | [13 empty] | 0.13386 | [18 empty] | 2020 | Minerals 2020, 10, 147 |  | BOL, TZA
| Animas-Chocaya Mine, Merelani Hills |  | Magmatic hydrothermal, Metamorphic |  |  | Zn | Ag, Sn, Cu, Ga, In, Fe, Mn, Cd | Zn, Ag, Sn, Cu, Ga, In, Fe, Mn, Cd |  |  | 31.2555 |  | underground mine |  |  |  |  | ore material | grab | grab | mineral separate | [5 empty] | mineralisation |  |  |  | wurtzite, sphalerite | [6 empty] | pyrite | Polished sections; MASS-1 pressed pellet standard | EMPA, LA-ICPMS | SX51 electron microprobe (Cameca Gennevilliers Cedex, France); Agilent 7700cx Series Quadrupole ICP-MS (Agilent Santa Clara, CA 95051, USA) coupled to an Applied Spectra M-50 laser ablation system | Adelaide Microscopy, University of Adelaide | EMPA: accelerating voltage of 20 kV and a specimen current of ~20 nA, focused beam size set at <1 µm; LA-ICP-MS line scans: width of line rasters around 50 µm, ablation performed in a pure He atmosphere with a flow of 700 mL/min, mixed with Ar (930 mL/min) immediately after the ablation cell, mixture passed through a pulse homogenizing device; LA-ICP-MS mapping: repetition rate of 10 Hz, 64 µm spot size, output fluence of ~2.5 J cm−2, 30 s background acquisition at the start of every raster, dwell times for all elements set to 7 ms; line scan dwell times: 10 ms for both Zn and S, and 50 ms for the remaining masses; measured isotopes: 55Mn, 57Fe, 59Co, 60Ni, 65Cu, 66Zn, 71Ga, 75As, 77Se, 95Mo, 107Ag, 111Cd, 115In, 118Sn, 121Sb, 197Au, 202Hg, 205Tl, 208Pb and 209Bi | USGS certified standard MASS-1, comprising a pressed pellet of precipitated Cu-Fe-Zn sulfide standard; natural chalcopyrite (Cu), natural rhodonite (Mn), natural chalcedony (Zn), natural cobaltite (Co), natural arsenopyrite (As), natural stibnite (Sb), natural galena (Pb), natural cadmium (Cd) | 1.4421 |  |  |  | -0.19523 |  | 0 | [7 empty] | 0 | [5 empty] | 3734.374 | [5 empty] | 0.064362 | [5 empty] | 1360.836 | [9 empty] | 143.9891 |  | 1713.34 | [7 empty] | 2.3909 |  |  |  | 39.7958 | [13 empty] | 69784.52 |  | 0.41154 | [7 empty] | 0.84575 | [5 empty] | 9.4386 | [15 empty] | 294210.5 |  | 1.5557 |  |  |  | 1528.001 | [5 empty] | 7.2212 | [13 empty] | 0.1385 | [18 empty] | 2020 | Minerals 2020, 10, 147 |  | BOL, TZA
| Animas-Chocaya Mine, Merelani Hills |  | Magmatic hydrothermal, Metamorphic |  |  | Zn | Ag, Sn, Cu, Ga, In, Fe, Mn, Cd | Zn, Ag, Sn, Cu, Ga, In, Fe, Mn, Cd |  |  | 31.508 |  | underground mine |  |  |  |  | ore material | grab | grab | mineral separate | [5 empty] | mineralisation |  |  |  | wurtzite, sphalerite | [6 empty] | pyrite | Polished sections; MASS-1 pressed pellet standard | EMPA, LA-ICPMS | SX51 electron microprobe (Cameca Gennevilliers Cedex, France); Agilent 7700cx Series Quadrupole ICP-MS (Agilent Santa Clara, CA 95051, USA) coupled to an Applied Spectra M-50 laser ablation system | Adelaide Microscopy, University of Adelaide | EMPA: accelerating voltage of 20 kV and a specimen current of ~20 nA, focused beam size set at <1 µm; LA-ICP-MS line scans: width of line rasters around 50 µm, ablation performed in a pure He atmosphere with a flow of 700 mL/min, mixed with Ar (930 mL/min) immediately after the ablation cell, mixture passed through a pulse homogenizing device; LA-ICP-MS mapping: repetition rate of 10 Hz, 64 µm spot size, output fluence of ~2.5 J cm−2, 30 s background acquisition at the start of every raster, dwell times for all elements set to 7 ms; line scan dwell times: 10 ms for both Zn and S, and 50 ms for the remaining masses; measured isotopes: 55Mn, 57Fe, 59Co, 60Ni, 65Cu, 66Zn, 71Ga, 75As, 77Se, 95Mo, 107Ag, 111Cd, 115In, 118Sn, 121Sb, 197Au, 202Hg, 205Tl, 208Pb and 209Bi | USGS certified standard MASS-1, comprising a pressed pellet of precipitated Cu-Fe-Zn sulfide standard; natural chalcopyrite (Cu), natural rhodonite (Mn), natural chalcedony (Zn), natural cobaltite (Co), natural arsenopyrite (As), natural stibnite (Sb), natural galena (Pb), natural cadmium (Cd) | 1.6381 |  |  |  | 2.1755 |  | 0 | [7 empty] | 0 | [5 empty] | 3373.429 | [5 empty] | 0 | [5 empty] | 1303.501 | [9 empty] | 156.1584 |  | 1433.13 | [7 empty] | 2.2231 |  |  |  | 41.7455 | [13 empty] | 70097.34 |  | 0.39267 | [7 empty] | 2.421 | [5 empty] | 8.0278 | [15 empty] | 269329.8 |  | 1.3343 |  |  |  | 1395.834 | [5 empty] | 6.0358 | [13 empty] | 0.31714 | [18 empty] | 2020 | Minerals 2020, 10, 147 |  | BOL, TZA
| Animas-Chocaya Mine, Merelani Hills |  | Magmatic hydrothermal, Metamorphic |  |  | Zn | Ag, Sn, Cu, Ga, In, Fe, Mn, Cd | Zn, Ag, Sn, Cu, Ga, In, Fe, Mn, Cd |  |  | 31.7599 |  | underground mine |  |  |  |  | ore material | grab | grab | mineral separate | [5 empty] | mineralisation |  |  |  | wurtzite, sphalerite | [6 empty] | pyrite | Polished sections; MASS-1 pressed pellet standard | EMPA, LA-ICPMS | SX51 electron microprobe (Cameca Gennevilliers Cedex, France); Agilent 7700cx Series Quadrupole ICP-MS (Agilent Santa Clara, CA 95051, USA) coupled to an Applied Spectra M-50 laser ablation system | Adelaide Microscopy, University of Adelaide | EMPA: accelerating voltage of 20 kV and a specimen current of ~20 nA, focused beam size set at <1 µm; LA-ICP-MS line scans: width of line rasters around 50 µm, ablation performed in a pure He atmosphere with a flow of 700 mL/min, mixed with Ar (930 mL/min) immediately after the ablation cell, mixture passed through a pulse homogenizing device; LA-ICP-MS mapping: repetition rate of 10 Hz, 64 µm spot size, output fluence of ~2.5 J cm−2, 30 s background acquisition at the start of every raster, dwell times for all elements set to 7 ms; line scan dwell times: 10 ms for both Zn and S, and 50 ms for the remaining masses; measured isotopes: 55Mn, 57Fe, 59Co, 60Ni, 65Cu, 66Zn, 71Ga, 75As, 77Se, 95Mo, 107Ag, 111Cd, 115In, 118Sn, 121Sb, 197Au, 202Hg, 205Tl, 208Pb and 209Bi | USGS certified standard MASS-1, comprising a pressed pellet of precipitated Cu-Fe-Zn sulfide standard; natural chalcopyrite (Cu), natural rhodonite (Mn), natural chalcedony (Zn), natural cobaltite (Co), natural arsenopyrite (As), natural stibnite (Sb), natural galena (Pb), natural cadmium (Cd) | 1.6669 |  |  |  | 0.74102 |  | 0 | [7 empty] | 0 | [5 empty] | 4065.351 | [5 empty] | 0.19524 | [5 empty] | 1382.955 | [9 empty] | 151.3027 |  | 1515.255 | [7 empty] | 2.3613 |  |  |  | 42.5547 | [13 empty] | 70615.76 |  | 0.4162 | [7 empty] | 1.0692 | [5 empty] | 9.0413 | [15 empty] | 296522.6 |  | 1.4143 |  |  |  | 1738.271 | [5 empty] | 5.4924 | [13 empty] | 0.42017 | [18 empty] | 2020 | Minerals 2020, 10, 147 |  | BOL, TZA
| Animas-Chocaya Mine, Merelani Hills |  | Magmatic hydrothermal, Metamorphic |  |  | Zn | Ag, Sn, Cu, Ga, In, Fe, Mn, Cd | Zn, Ag, Sn, Cu, Ga, In, Fe, Mn, Cd |  |  | 32.0118 |  | underground mine |  |  |  |  | ore material | grab | grab | mineral separate | [5 empty] | mineralisation |  |  |  | wurtzite, sphalerite | [6 empty] | pyrite | Polished sections; MASS-1 pressed pellet standard | EMPA, LA-ICPMS | SX51 electron microprobe (Cameca Gennevilliers Cedex, France); Agilent 7700cx Series Quadrupole ICP-MS (Agilent Santa Clara, CA 95051, USA) coupled to an Applied Spectra M-50 laser ablation system | Adelaide Microscopy, University of Adelaide | EMPA: accelerating voltage of 20 kV and a specimen current of ~20 nA, focused beam size set at <1 µm; LA-ICP-MS line scans: width of line rasters around 50 µm, ablation performed in a pure He atmosphere with a flow of 700 mL/min, mixed with Ar (930 mL/min) immediately after the ablation cell, mixture passed through a pulse homogenizing device; LA-ICP-MS mapping: repetition rate of 10 Hz, 64 µm spot size, output fluence of ~2.5 J cm−2, 30 s background acquisition at the start of every raster, dwell times for all elements set to 7 ms; line scan dwell times: 10 ms for both Zn and S, and 50 ms for the remaining masses; measured isotopes: 55Mn, 57Fe, 59Co, 60Ni, 65Cu, 66Zn, 71Ga, 75As, 77Se, 95Mo, 107Ag, 111Cd, 115In, 118Sn, 121Sb, 197Au, 202Hg, 205Tl, 208Pb and 209Bi | USGS certified standard MASS-1, comprising a pressed pellet of precipitated Cu-Fe-Zn sulfide standard; natural chalcopyrite (Cu), natural rhodonite (Mn), natural chalcedony (Zn), natural cobaltite (Co), natural arsenopyrite (As), natural stibnite (Sb), natural galena (Pb), natural cadmium (Cd) | 1.7614 |  |  |  | 1.1136 |  | 0 | [7 empty] | 0 | [5 empty] | 3875.998 | [5 empty] | 0.20629 | [5 empty] | 1521.452 | [9 empty] | 159.8818 |  | 1753.315 | [7 empty] | 2.5735 |  |  |  | 45.3193 | [13 empty] | 79246.75 |  | 0 | [7 empty] | 1.5818 | [5 empty] | 9.9983 | [15 empty] | 314233.7 |  | 1.2424 |  |  |  | 1609.693 | [5 empty] | 7.0542 | [13 empty] | 0.38478 | [18 empty] | 2020 | Minerals 2020, 10, 147 |  | BOL, TZA
| Animas-Chocaya Mine, Merelani Hills |  | Magmatic hydrothermal, Metamorphic |  |  | Zn | Ag, Sn, Cu, Ga, In, Fe, Mn, Cd | Zn, Ag, Sn, Cu, Ga, In, Fe, Mn, Cd |  |  | 32.2637 |  | underground mine |  |  |  |  | ore material | grab | grab | mineral separate | [5 empty] | mineralisation |  |  |  | wurtzite, sphalerite | [6 empty] | pyrite | Polished sections; MASS-1 pressed pellet standard | EMPA, LA-ICPMS | SX51 electron microprobe (Cameca Gennevilliers Cedex, France); Agilent 7700cx Series Quadrupole ICP-MS (Agilent Santa Clara, CA 95051, USA) coupled to an Applied Spectra M-50 laser ablation system | Adelaide Microscopy, University of Adelaide | EMPA: accelerating voltage of 20 kV and a specimen current of ~20 nA, focused beam size set at <1 µm; LA-ICP-MS line scans: width of line rasters around 50 µm, ablation performed in a pure He atmosphere with a flow of 700 mL/min, mixed with Ar (930 mL/min) immediately after the ablation cell, mixture passed through a pulse homogenizing device; LA-ICP-MS mapping: repetition rate of 10 Hz, 64 µm spot size, output fluence of ~2.5 J cm−2, 30 s background acquisition at the start of every raster, dwell times for all elements set to 7 ms; line scan dwell times: 10 ms for both Zn and S, and 50 ms for the remaining masses; measured isotopes: 55Mn, 57Fe, 59Co, 60Ni, 65Cu, 66Zn, 71Ga, 75As, 77Se, 95Mo, 107Ag, 111Cd, 115In, 118Sn, 121Sb, 197Au, 202Hg, 205Tl, 208Pb and 209Bi | USGS certified standard MASS-1, comprising a pressed pellet of precipitated Cu-Fe-Zn sulfide standard; natural chalcopyrite (Cu), natural rhodonite (Mn), natural chalcedony (Zn), natural cobaltite (Co), natural arsenopyrite (As), natural stibnite (Sb), natural galena (Pb), natural cadmium (Cd) | 1.5704 |  |  |  | 0.72811 |  | 0 | [7 empty] | 0.028425 | [5 empty] | 3815.945 | [5 empty] | 0.12793 | [5 empty] | 1346.914 | [9 empty] | 165.4981 |  | 1589.321 | [7 empty] | 2.419 |  |  |  | 41.3616 | [13 empty] | 73297.01 |  | 0 | [7 empty] | 0.84084 | [5 empty] | 8.5575 | [15 empty] | 290671.3 |  | 0.99945 |  |  |  | 1579.332 | [5 empty] | 5.7409 | [13 empty] | 0.35793 | [18 empty] | 2020 | Minerals 2020, 10, 147 |  | BOL, TZA
| Animas-Chocaya Mine, Merelani Hills |  | Magmatic hydrothermal, Metamorphic |  |  | Zn | Ag, Sn, Cu, Ga, In, Fe, Mn, Cd | Zn, Ag, Sn, Cu, Ga, In, Fe, Mn, Cd |  |  | 32.5156 |  | underground mine |  |  |  |  | ore material | grab | grab | mineral separate | [5 empty] | mineralisation |  |  |  | wurtzite, sphalerite | [6 empty] | pyrite | Polished sections; MASS-1 pressed pellet standard | EMPA, LA-ICPMS | SX51 electron microprobe (Cameca Gennevilliers Cedex, France); Agilent 7700cx Series Quadrupole ICP-MS (Agilent Santa Clara, CA 95051, USA) coupled to an Applied Spectra M-50 laser ablation system | Adelaide Microscopy, University of Adelaide | EMPA: accelerating voltage of 20 kV and a specimen current of ~20 nA, focused beam size set at <1 µm; LA-ICP-MS line scans: width of line rasters around 50 µm, ablation performed in a pure He atmosphere with a flow of 700 mL/min, mixed with Ar (930 mL/min) immediately after the ablation cell, mixture passed through a pulse homogenizing device; LA-ICP-MS mapping: repetition rate of 10 Hz, 64 µm spot size, output fluence of ~2.5 J cm−2, 30 s background acquisition at the start of every raster, dwell times for all elements set to 7 ms; line scan dwell times: 10 ms for both Zn and S, and 50 ms for the remaining masses; measured isotopes: 55Mn, 57Fe, 59Co, 60Ni, 65Cu, 66Zn, 71Ga, 75As, 77Se, 95Mo, 107Ag, 111Cd, 115In, 118Sn, 121Sb, 197Au, 202Hg, 205Tl, 208Pb and 209Bi | USGS certified standard MASS-1, comprising a pressed pellet of precipitated Cu-Fe-Zn sulfide standard; natural chalcopyrite (Cu), natural rhodonite (Mn), natural chalcedony (Zn), natural cobaltite (Co), natural arsenopyrite (As), natural stibnite (Sb), natural galena (Pb), natural cadmium (Cd) | 1.7162 |  |  |  | 0.40634 |  | 0 | [7 empty] | 0 | [5 empty] | 3449.774 | [5 empty] | 0.24732 | [5 empty] | 1340.404 | [9 empty] | 151.8858 |  | 1476.262 | [7 empty] | 2.2727 |  |  |  | 41.1617 | [13 empty] | 67132.81 |  | 0.59328 | [7 empty] | 2.0322 | [5 empty] | 9.6043 | [15 empty] | 268784.2 |  | 1.0418 |  |  |  | 1443.408 | [5 empty] | 5.8804 | [13 empty] | 0.39925 | [18 empty] | 2020 | Minerals 2020, 10, 147 |  | BOL, TZA
| Animas-Chocaya Mine, Merelani Hills |  | Magmatic hydrothermal, Metamorphic |  |  | Zn | Ag, Sn, Cu, Ga, In, Fe, Mn, Cd | Zn, Ag, Sn, Cu, Ga, In, Fe, Mn, Cd |  |  | 33.2718 |  | underground mine |  |  |  |  | ore material | grab | grab | mineral separate | [5 empty] | mineralisation |  |  |  | wurtzite, sphalerite | [6 empty] | pyrite | Polished sections; MASS-1 pressed pellet standard | EMPA, LA-ICPMS | SX51 electron microprobe (Cameca Gennevilliers Cedex, France); Agilent 7700cx Series Quadrupole ICP-MS (Agilent Santa Clara, CA 95051, USA) coupled to an Applied Spectra M-50 laser ablation system | Adelaide Microscopy, University of Adelaide | EMPA: accelerating voltage of 20 kV and a specimen current of ~20 nA, focused beam size set at <1 µm; LA-ICP-MS line scans: width of line rasters around 50 µm, ablation performed in a pure He atmosphere with a flow of 700 mL/min, mixed with Ar (930 mL/min) immediately after the ablation cell, mixture passed through a pulse homogenizing device; LA-ICP-MS mapping: repetition rate of 10 Hz, 64 µm spot size, output fluence of ~2.5 J cm−2, 30 s background acquisition at the start of every raster, dwell times for all elements set to 7 ms; line scan dwell times: 10 ms for both Zn and S, and 50 ms for the remaining masses; measured isotopes: 55Mn, 57Fe, 59Co, 60Ni, 65Cu, 66Zn, 71Ga, 75As, 77Se, 95Mo, 107Ag, 111Cd, 115In, 118Sn, 121Sb, 197Au, 202Hg, 205Tl, 208Pb and 209Bi | USGS certified standard MASS-1, comprising a pressed pellet of precipitated Cu-Fe-Zn sulfide standard; natural chalcopyrite (Cu), natural rhodonite (Mn), natural chalcedony (Zn), natural cobaltite (Co), natural arsenopyrite (As), natural stibnite (Sb), natural galena (Pb), natural cadmium (Cd) | 2.1726 |  |  |  | 0.40479 |  | 0 | [7 empty] | 0 | [5 empty] | 3540.973 | [5 empty] | 0.1233 | [5 empty] | 1289.573 | [9 empty] | 164.951 |  | 1487.945 | [7 empty] | 2.2129 |  |  |  | 42.1787 | [13 empty] | 68473.27 |  | 0 | [7 empty] | 1.6215 | [5 empty] | 8.5433 | [15 empty] | 261399 |  | 1.2651 |  |  |  | 1468.616 | [5 empty] | 5.3365 | [13 empty] | 0.42469 | [18 empty] | 2020 | Minerals 2020, 10, 147 |  | BOL, TZA
| Animas-Chocaya Mine, Merelani Hills |  | Magmatic hydrothermal, Metamorphic |  |  | Zn | Ag, Sn, Cu, Ga, In, Fe, Mn, Cd | Zn, Ag, Sn, Cu, Ga, In, Fe, Mn, Cd |  |  | 33.5237 |  | underground mine |  |  |  |  | ore material | grab | grab | mineral separate | [5 empty] | mineralisation |  |  |  | wurtzite, sphalerite | [6 empty] | pyrite | Polished sections; MASS-1 pressed pellet standard | EMPA, LA-ICPMS | SX51 electron microprobe (Cameca Gennevilliers Cedex, France); Agilent 7700cx Series Quadrupole ICP-MS (Agilent Santa Clara, CA 95051, USA) coupled to an Applied Spectra M-50 laser ablation system | Adelaide Microscopy, University of Adelaide | EMPA: accelerating voltage of 20 kV and a specimen current of ~20 nA, focused beam size set at <1 µm; LA-ICP-MS line scans: width of line rasters around 50 µm, ablation performed in a pure He atmosphere with a flow of 700 mL/min, mixed with Ar (930 mL/min) immediately after the ablation cell, mixture passed through a pulse homogenizing device; LA-ICP-MS mapping: repetition rate of 10 Hz, 64 µm spot size, output fluence of ~2.5 J cm−2, 30 s background acquisition at the start of every raster, dwell times for all elements set to 7 ms; line scan dwell times: 10 ms for both Zn and S, and 50 ms for the remaining masses; measured isotopes: 55Mn, 57Fe, 59Co, 60Ni, 65Cu, 66Zn, 71Ga, 75As, 77Se, 95Mo, 107Ag, 111Cd, 115In, 118Sn, 121Sb, 197Au, 202Hg, 205Tl, 208Pb and 209Bi | USGS certified standard MASS-1, comprising a pressed pellet of precipitated Cu-Fe-Zn sulfide standard; natural chalcopyrite (Cu), natural rhodonite (Mn), natural chalcedony (Zn), natural cobaltite (Co), natural arsenopyrite (As), natural stibnite (Sb), natural galena (Pb), natural cadmium (Cd) | 1.5547 |  |  |  | 2.5474 |  | 0 | [7 empty] | 0 | [5 empty] | 3662.585 | [5 empty] | 0.12659 | [5 empty] | 1460.028 | [9 empty] | 125.0984 |  | 1645.539 | [7 empty] | 2.4338 |  |  |  | 40.4069 | [13 empty] | 66470.11 |  | 0 | [7 empty] | 0.62432 | [5 empty] | 8.3899 | [15 empty] | 280649 |  | 0.75728 |  |  |  | 1460.897 | [5 empty] | 6.0885 | [13 empty] | 0.46328 | [18 empty] | 2020 | Minerals 2020, 10, 147 |  | BOL, TZA
| Animas-Chocaya Mine, Merelani Hills |  | Magmatic hydrothermal, Metamorphic |  |  | Zn | Ag, Sn, Cu, Ga, In, Fe, Mn, Cd | Zn, Ag, Sn, Cu, Ga, In, Fe, Mn, Cd |  |  | 33.7756 |  | underground mine |  |  |  |  | ore material | grab | grab | mineral separate | [5 empty] | mineralisation |  |  |  | wurtzite, sphalerite | [6 empty] | pyrite | Polished sections; MASS-1 pressed pellet standard | EMPA, LA-ICPMS | SX51 electron microprobe (Cameca Gennevilliers Cedex, France); Agilent 7700cx Series Quadrupole ICP-MS (Agilent Santa Clara, CA 95051, USA) coupled to an Applied Spectra M-50 laser ablation system | Adelaide Microscopy, University of Adelaide | EMPA: accelerating voltage of 20 kV and a specimen current of ~20 nA, focused beam size set at <1 µm; LA-ICP-MS line scans: width of line rasters around 50 µm, ablation performed in a pure He atmosphere with a flow of 700 mL/min, mixed with Ar (930 mL/min) immediately after the ablation cell, mixture passed through a pulse homogenizing device; LA-ICP-MS mapping: repetition rate of 10 Hz, 64 µm spot size, output fluence of ~2.5 J cm−2, 30 s background acquisition at the start of every raster, dwell times for all elements set to 7 ms; line scan dwell times: 10 ms for both Zn and S, and 50 ms for the remaining masses; measured isotopes: 55Mn, 57Fe, 59Co, 60Ni, 65Cu, 66Zn, 71Ga, 75As, 77Se, 95Mo, 107Ag, 111Cd, 115In, 118Sn, 121Sb, 197Au, 202Hg, 205Tl, 208Pb and 209Bi | USGS certified standard MASS-1, comprising a pressed pellet of precipitated Cu-Fe-Zn sulfide standard; natural chalcopyrite (Cu), natural rhodonite (Mn), natural chalcedony (Zn), natural cobaltite (Co), natural arsenopyrite (As), natural stibnite (Sb), natural galena (Pb), natural cadmium (Cd) | 2.2929 |  |  |  | 0.11381 |  | 0 | [7 empty] | 0 | [5 empty] | 3533.732 | [5 empty] | 0.2602 | [5 empty] | 1398.98 | [9 empty] | 131.4209 |  | 1543.922 | [7 empty] | 2.4501 |  |  |  | 43.9841 | [13 empty] | 77569.09 |  | 0.41628 | [7 empty] | 0.85559 | [5 empty] | 7.8108 | [15 empty] | 290115.9 |  | 1.0169 |  |  |  | 1499.33 | [5 empty] | 7.093 | [13 empty] | 0.42013 | [18 empty] | 2020 | Minerals 2020, 10, 147 |  | BOL, TZA
| Animas-Chocaya Mine, Merelani Hills |  | Magmatic hydrothermal, Metamorphic |  |  | Zn | Ag, Sn, Cu, Ga, In, Fe, Mn, Cd | Zn, Ag, Sn, Cu, Ga, In, Fe, Mn, Cd |  |  | 34.0275 |  | underground mine |  |  |  |  | ore material | grab | grab | mineral separate | [5 empty] | mineralisation |  |  |  | wurtzite, sphalerite | [6 empty] | pyrite | Polished sections; MASS-1 pressed pellet standard | EMPA, LA-ICPMS | SX51 electron microprobe (Cameca Gennevilliers Cedex, France); Agilent 7700cx Series Quadrupole ICP-MS (Agilent Santa Clara, CA 95051, USA) coupled to an Applied Spectra M-50 laser ablation system | Adelaide Microscopy, University of Adelaide | EMPA: accelerating voltage of 20 kV and a specimen current of ~20 nA, focused beam size set at <1 µm; LA-ICP-MS line scans: width of line rasters around 50 µm, ablation performed in a pure He atmosphere with a flow of 700 mL/min, mixed with Ar (930 mL/min) immediately after the ablation cell, mixture passed through a pulse homogenizing device; LA-ICP-MS mapping: repetition rate of 10 Hz, 64 µm spot size, output fluence of ~2.5 J cm−2, 30 s background acquisition at the start of every raster, dwell times for all elements set to 7 ms; line scan dwell times: 10 ms for both Zn and S, and 50 ms for the remaining masses; measured isotopes: 55Mn, 57Fe, 59Co, 60Ni, 65Cu, 66Zn, 71Ga, 75As, 77Se, 95Mo, 107Ag, 111Cd, 115In, 118Sn, 121Sb, 197Au, 202Hg, 205Tl, 208Pb and 209Bi | USGS certified standard MASS-1, comprising a pressed pellet of precipitated Cu-Fe-Zn sulfide standard; natural chalcopyrite (Cu), natural rhodonite (Mn), natural chalcedony (Zn), natural cobaltite (Co), natural arsenopyrite (As), natural stibnite (Sb), natural galena (Pb), natural cadmium (Cd) | 1.5378 |  |  |  | 0.97088 |  | 0 | [7 empty] | 0.05335 | [5 empty] | 3423.038 | [5 empty] | 0.059985 | [5 empty] | 1346.121 | [9 empty] | 144.7966 |  | 1425.683 | [7 empty] | 2.25 |  |  |  | 35.1814 | [13 empty] | 65577.52 |  | 0 | [7 empty] | 1.7754 | [5 empty] | 7.8236 | [15 empty] | 268823.2 |  | 0.79115 |  |  |  | 1546.538 | [5 empty] | 5.3856 | [13 empty] | 0.33578 | [18 empty] | 2020 | Minerals 2020, 10, 147 |  | BOL, TZA
| Animas-Chocaya Mine, Merelani Hills |  | Magmatic hydrothermal, Metamorphic |  |  | Zn | Ag, Sn, Cu, Ga, In, Fe, Mn, Cd | Zn, Ag, Sn, Cu, Ga, In, Fe, Mn, Cd |  |  | 34.7848 |  | underground mine |  |  |  |  | ore material | grab | grab | mineral separate | [5 empty] | mineralisation |  |  |  | wurtzite, sphalerite | [6 empty] | pyrite | Polished sections; MASS-1 pressed pellet standard | EMPA, LA-ICPMS | SX51 electron microprobe (Cameca Gennevilliers Cedex, France); Agilent 7700cx Series Quadrupole ICP-MS (Agilent Santa Clara, CA 95051, USA) coupled to an Applied Spectra M-50 laser ablation system | Adelaide Microscopy, University of Adelaide | EMPA: accelerating voltage of 20 kV and a specimen current of ~20 nA, focused beam size set at <1 µm; LA-ICP-MS line scans: width of line rasters around 50 µm, ablation performed in a pure He atmosphere with a flow of 700 mL/min, mixed with Ar (930 mL/min) immediately after the ablation cell, mixture passed through a pulse homogenizing device; LA-ICP-MS mapping: repetition rate of 10 Hz, 64 µm spot size, output fluence of ~2.5 J cm−2, 30 s background acquisition at the start of every raster, dwell times for all elements set to 7 ms; line scan dwell times: 10 ms for both Zn and S, and 50 ms for the remaining masses; measured isotopes: 55Mn, 57Fe, 59Co, 60Ni, 65Cu, 66Zn, 71Ga, 75As, 77Se, 95Mo, 107Ag, 111Cd, 115In, 118Sn, 121Sb, 197Au, 202Hg, 205Tl, 208Pb and 209Bi | USGS certified standard MASS-1, comprising a pressed pellet of precipitated Cu-Fe-Zn sulfide standard; natural chalcopyrite (Cu), natural rhodonite (Mn), natural chalcedony (Zn), natural cobaltite (Co), natural arsenopyrite (As), natural stibnite (Sb), natural galena (Pb), natural cadmium (Cd) | 1.1236 |  |  |  | 1.6964 |  | 0 | [7 empty] | 0.029235 | [5 empty] | 3761.492 | [5 empty] | 0 | [5 empty] | 1608.493 | [9 empty] | 106.9643 |  | 1752.992 | [7 empty] | 2.3644 |  |  |  | 42.0424 | [13 empty] | 75376.91 |  | 0 | [7 empty] | 0.86479 | [5 empty] | 10.4725 | [15 empty] | 302547.5 |  | 1.7512 |  |  |  | 1470.965 | [5 empty] | 6.1127 | [13 empty] | 0.65101 | [18 empty] | 2020 | Minerals 2020, 10, 147 |  | BOL, TZA
| Animas-Chocaya Mine, Merelani Hills |  | Magmatic hydrothermal, Metamorphic |  |  | Zn | Ag, Sn, Cu, Ga, In, Fe, Mn, Cd | Zn, Ag, Sn, Cu, Ga, In, Fe, Mn, Cd |  |  | 35.0367 |  | underground mine |  |  |  |  | ore material | grab | grab | mineral separate | [5 empty] | mineralisation |  |  |  | wurtzite, sphalerite | [6 empty] | pyrite | Polished sections; MASS-1 pressed pellet standard | EMPA, LA-ICPMS | SX51 electron microprobe (Cameca Gennevilliers Cedex, France); Agilent 7700cx Series Quadrupole ICP-MS (Agilent Santa Clara, CA 95051, USA) coupled to an Applied Spectra M-50 laser ablation system | Adelaide Microscopy, University of Adelaide | EMPA: accelerating voltage of 20 kV and a specimen current of ~20 nA, focused beam size set at <1 µm; LA-ICP-MS line scans: width of line rasters around 50 µm, ablation performed in a pure He atmosphere with a flow of 700 mL/min, mixed with Ar (930 mL/min) immediately after the ablation cell, mixture passed through a pulse homogenizing device; LA-ICP-MS mapping: repetition rate of 10 Hz, 64 µm spot size, output fluence of ~2.5 J cm−2, 30 s background acquisition at the start of every raster, dwell times for all elements set to 7 ms; line scan dwell times: 10 ms for both Zn and S, and 50 ms for the remaining masses; measured isotopes: 55Mn, 57Fe, 59Co, 60Ni, 65Cu, 66Zn, 71Ga, 75As, 77Se, 95Mo, 107Ag, 111Cd, 115In, 118Sn, 121Sb, 197Au, 202Hg, 205Tl, 208Pb and 209Bi | USGS certified standard MASS-1, comprising a pressed pellet of precipitated Cu-Fe-Zn sulfide standard; natural chalcopyrite (Cu), natural rhodonite (Mn), natural chalcedony (Zn), natural cobaltite (Co), natural arsenopyrite (As), natural stibnite (Sb), natural galena (Pb), natural cadmium (Cd) | 1.7948 |  |  |  | 1.3059 |  | 0.079996 | [7 empty] | 0 | [5 empty] | 3293.817 | [5 empty] | 0.062201 | [5 empty] | 1403.211 | [9 empty] | 158.35 |  | 1546.471 | [7 empty] | 2.321 |  |  |  | 43.3018 | [13 empty] | 66415.03 |  | 0 | [7 empty] | 0.61389 | [5 empty] | 8.3838 | [15 empty] | 287965.2 |  | 1.4293 |  |  |  | 1442.574 | [5 empty] | 6.4512 | [13 empty] | 0.32146 | [18 empty] | 2020 | Minerals 2020, 10, 147 |  | BOL, TZA
| Animas-Chocaya Mine, Merelani Hills |  | Magmatic hydrothermal, Metamorphic |  |  | Zn | Ag, Sn, Cu, Ga, In, Fe, Mn, Cd | Zn, Ag, Sn, Cu, Ga, In, Fe, Mn, Cd |  |  | 35.2886 |  | underground mine |  |  |  |  | ore material | grab | grab | mineral separate | [5 empty] | mineralisation |  |  |  | wurtzite, sphalerite | [6 empty] | pyrite | Polished sections; MASS-1 pressed pellet standard | EMPA, LA-ICPMS | SX51 electron microprobe (Cameca Gennevilliers Cedex, France); Agilent 7700cx Series Quadrupole ICP-MS (Agilent Santa Clara, CA 95051, USA) coupled to an Applied Spectra M-50 laser ablation system | Adelaide Microscopy, University of Adelaide | EMPA: accelerating voltage of 20 kV and a specimen current of ~20 nA, focused beam size set at <1 µm; LA-ICP-MS line scans: width of line rasters around 50 µm, ablation performed in a pure He atmosphere with a flow of 700 mL/min, mixed with Ar (930 mL/min) immediately after the ablation cell, mixture passed through a pulse homogenizing device; LA-ICP-MS mapping: repetition rate of 10 Hz, 64 µm spot size, output fluence of ~2.5 J cm−2, 30 s background acquisition at the start of every raster, dwell times for all elements set to 7 ms; line scan dwell times: 10 ms for both Zn and S, and 50 ms for the remaining masses; measured isotopes: 55Mn, 57Fe, 59Co, 60Ni, 65Cu, 66Zn, 71Ga, 75As, 77Se, 95Mo, 107Ag, 111Cd, 115In, 118Sn, 121Sb, 197Au, 202Hg, 205Tl, 208Pb and 209Bi | USGS certified standard MASS-1, comprising a pressed pellet of precipitated Cu-Fe-Zn sulfide standard; natural chalcopyrite (Cu), natural rhodonite (Mn), natural chalcedony (Zn), natural cobaltite (Co), natural arsenopyrite (As), natural stibnite (Sb), natural galena (Pb), natural cadmium (Cd) | 1.3963 |  |  |  | 0.42785 |  | 0 | [7 empty] | 0 | [5 empty] | 3759.166 | [5 empty] | 0 | [5 empty] | 1506.167 | [9 empty] | 192.0197 |  | 1670.189 | [7 empty] | 2.4093 |  |  |  | 44.2091 | [13 empty] | 72679.28 |  | 0 | [7 empty] | 1.0746 | [5 empty] | 8.2986 | [15 empty] | 300900.8 |  | 1.1815 |  |  |  | 1415.971 | [5 empty] | 6.4258 | [13 empty] | 0.30948 | [18 empty] | 2020 | Minerals 2020, 10, 147 |  | BOL, TZA
| Animas-Chocaya Mine, Merelani Hills |  | Magmatic hydrothermal, Metamorphic |  |  | Zn | Ag, Sn, Cu, Ga, In, Fe, Mn, Cd | Zn, Ag, Sn, Cu, Ga, In, Fe, Mn, Cd |  |  | 36.5486 |  | underground mine |  |  |  |  | ore material | grab | grab | mineral separate | [5 empty] | mineralisation |  |  |  | wurtzite, sphalerite | [6 empty] | pyrite | Polished sections; MASS-1 pressed pellet standard | EMPA, LA-ICPMS | SX51 electron microprobe (Cameca Gennevilliers Cedex, France); Agilent 7700cx Series Quadrupole ICP-MS (Agilent Santa Clara, CA 95051, USA) coupled to an Applied Spectra M-50 laser ablation system | Adelaide Microscopy, University of Adelaide | EMPA: accelerating voltage of 20 kV and a specimen current of ~20 nA, focused beam size set at <1 µm; LA-ICP-MS line scans: width of line rasters around 50 µm, ablation performed in a pure He atmosphere with a flow of 700 mL/min, mixed with Ar (930 mL/min) immediately after the ablation cell, mixture passed through a pulse homogenizing device; LA-ICP-MS mapping: repetition rate of 10 Hz, 64 µm spot size, output fluence of ~2.5 J cm−2, 30 s background acquisition at the start of every raster, dwell times for all elements set to 7 ms; line scan dwell times: 10 ms for both Zn and S, and 50 ms for the remaining masses; measured isotopes: 55Mn, 57Fe, 59Co, 60Ni, 65Cu, 66Zn, 71Ga, 75As, 77Se, 95Mo, 107Ag, 111Cd, 115In, 118Sn, 121Sb, 197Au, 202Hg, 205Tl, 208Pb and 209Bi | USGS certified standard MASS-1, comprising a pressed pellet of precipitated Cu-Fe-Zn sulfide standard; natural chalcopyrite (Cu), natural rhodonite (Mn), natural chalcedony (Zn), natural cobaltite (Co), natural arsenopyrite (As), natural stibnite (Sb), natural galena (Pb), natural cadmium (Cd) | 2.4315 |  |  |  | 0.73781 |  | 0 | [7 empty] | 0.028918 | [5 empty] | 3667.588 | [5 empty] | 0 | [5 empty] | 1513.046 | [9 empty] | 154.0964 |  | 1640.396 | [7 empty] | 2.3784 |  |  |  | 43.3607 | [13 empty] | 69474.16 |  | 0 | [7 empty] | 1.497 | [5 empty] | 9.0415 | [15 empty] | 281560.1 |  | 1.0961 |  |  |  | 1529.24 | [5 empty] | 7.5053 | [13 empty] | 0.39182 | [18 empty] | 2020 | Minerals 2020, 10, 147 |  | BOL, TZA
| Animas-Chocaya Mine, Merelani Hills |  | Magmatic hydrothermal, Metamorphic |  |  | Zn | Ag, Sn, Cu, Ga, In, Fe, Mn, Cd | Zn, Ag, Sn, Cu, Ga, In, Fe, Mn, Cd |  |  | 36.8005 |  | underground mine |  |  |  |  | ore material | grab | grab | mineral separate | [5 empty] | mineralisation |  |  |  | wurtzite, sphalerite | [6 empty] | pyrite | Polished sections; MASS-1 pressed pellet standard | EMPA, LA-ICPMS | SX51 electron microprobe (Cameca Gennevilliers Cedex, France); Agilent 7700cx Series Quadrupole ICP-MS (Agilent Santa Clara, CA 95051, USA) coupled to an Applied Spectra M-50 laser ablation system | Adelaide Microscopy, University of Adelaide | EMPA: accelerating voltage of 20 kV and a specimen current of ~20 nA, focused beam size set at <1 µm; LA-ICP-MS line scans: width of line rasters around 50 µm, ablation performed in a pure He atmosphere with a flow of 700 mL/min, mixed with Ar (930 mL/min) immediately after the ablation cell, mixture passed through a pulse homogenizing device; LA-ICP-MS mapping: repetition rate of 10 Hz, 64 µm spot size, output fluence of ~2.5 J cm−2, 30 s background acquisition at the start of every raster, dwell times for all elements set to 7 ms; line scan dwell times: 10 ms for both Zn and S, and 50 ms for the remaining masses; measured isotopes: 55Mn, 57Fe, 59Co, 60Ni, 65Cu, 66Zn, 71Ga, 75As, 77Se, 95Mo, 107Ag, 111Cd, 115In, 118Sn, 121Sb, 197Au, 202Hg, 205Tl, 208Pb and 209Bi | USGS certified standard MASS-1, comprising a pressed pellet of precipitated Cu-Fe-Zn sulfide standard; natural chalcopyrite (Cu), natural rhodonite (Mn), natural chalcedony (Zn), natural cobaltite (Co), natural arsenopyrite (As), natural stibnite (Sb), natural galena (Pb), natural cadmium (Cd) | 1.7455 |  |  |  | -0.1873 |  | 0 | [7 empty] | 0.026909 | [5 empty] | 3319.341 | [5 empty] | 0.30225 | [5 empty] | 1409.168 | [9 empty] | 225.3695 |  | 1619.341 | [7 empty] | 2.3439 |  |  |  | 37.0471 | [13 empty] | 63716.83 |  | 0.19361 | [7 empty] | 0.99499 | [5 empty] | 8.1788 | [15 empty] | 273247.7 |  | 1.0939 |  |  |  | 1535.174 | [5 empty] | 5.6243 | [13 empty] | 0.46876 | [18 empty] | 2020 | Minerals 2020, 10, 147 |  | BOL, TZA
| Animas-Chocaya Mine, Merelani Hills |  | Magmatic hydrothermal, Metamorphic |  |  | Zn | Ag, Sn, Cu, Ga, In, Fe, Mn, Cd | Zn, Ag, Sn, Cu, Ga, In, Fe, Mn, Cd |  |  | 37.0529 |  | underground mine |  |  |  |  | ore material | grab | grab | mineral separate | [5 empty] | mineralisation |  |  |  | wurtzite, sphalerite | [6 empty] | pyrite | Polished sections; MASS-1 pressed pellet standard | EMPA, LA-ICPMS | SX51 electron microprobe (Cameca Gennevilliers Cedex, France); Agilent 7700cx Series Quadrupole ICP-MS (Agilent Santa Clara, CA 95051, USA) coupled to an Applied Spectra M-50 laser ablation system | Adelaide Microscopy, University of Adelaide | EMPA: accelerating voltage of 20 kV and a specimen current of ~20 nA, focused beam size set at <1 µm; LA-ICP-MS line scans: width of line rasters around 50 µm, ablation performed in a pure He atmosphere with a flow of 700 mL/min, mixed with Ar (930 mL/min) immediately after the ablation cell, mixture passed through a pulse homogenizing device; LA-ICP-MS mapping: repetition rate of 10 Hz, 64 µm spot size, output fluence of ~2.5 J cm−2, 30 s background acquisition at the start of every raster, dwell times for all elements set to 7 ms; line scan dwell times: 10 ms for both Zn and S, and 50 ms for the remaining masses; measured isotopes: 55Mn, 57Fe, 59Co, 60Ni, 65Cu, 66Zn, 71Ga, 75As, 77Se, 95Mo, 107Ag, 111Cd, 115In, 118Sn, 121Sb, 197Au, 202Hg, 205Tl, 208Pb and 209Bi | USGS certified standard MASS-1, comprising a pressed pellet of precipitated Cu-Fe-Zn sulfide standard; natural chalcopyrite (Cu), natural rhodonite (Mn), natural chalcedony (Zn), natural cobaltite (Co), natural arsenopyrite (As), natural stibnite (Sb), natural galena (Pb), natural cadmium (Cd) | 2.0919 |  |  |  | 0.74018 |  | 0 | [7 empty] | 0 | [5 empty] | 3452.875 | [5 empty] | 0.13039 | [5 empty] | 1492.387 | [9 empty] | 157.5089 |  | 1728.118 | [7 empty] | 2.4612 |  |  |  | 42.2026 | [13 empty] | 73370.56 |  | 0.20882 | [7 empty] | 1.2878 | [5 empty] | 10.8467 | [15 empty] | 281496.1 |  | 1.3395 |  |  |  | 1646.985 | [5 empty] | 6.4151 | [13 empty] | 0.53367 | [18 empty] | 2020 | Minerals 2020, 10, 147 |  | BOL, TZA
| Animas-Chocaya Mine, Merelani Hills |  | Magmatic hydrothermal, Metamorphic |  |  | Zn | Ag, Sn, Cu, Ga, In, Fe, Mn, Cd | Zn, Ag, Sn, Cu, Ga, In, Fe, Mn, Cd |  |  | 37.3048 |  | underground mine |  |  |  |  | ore material | grab | grab | mineral separate | [5 empty] | mineralisation |  |  |  | wurtzite, sphalerite | [6 empty] | pyrite | Polished sections; MASS-1 pressed pellet standard | EMPA, LA-ICPMS | SX51 electron microprobe (Cameca Gennevilliers Cedex, France); Agilent 7700cx Series Quadrupole ICP-MS (Agilent Santa Clara, CA 95051, USA) coupled to an Applied Spectra M-50 laser ablation system | Adelaide Microscopy, University of Adelaide | EMPA: accelerating voltage of 20 kV and a specimen current of ~20 nA, focused beam size set at <1 µm; LA-ICP-MS line scans: width of line rasters around 50 µm, ablation performed in a pure He atmosphere with a flow of 700 mL/min, mixed with Ar (930 mL/min) immediately after the ablation cell, mixture passed through a pulse homogenizing device; LA-ICP-MS mapping: repetition rate of 10 Hz, 64 µm spot size, output fluence of ~2.5 J cm−2, 30 s background acquisition at the start of every raster, dwell times for all elements set to 7 ms; line scan dwell times: 10 ms for both Zn and S, and 50 ms for the remaining masses; measured isotopes: 55Mn, 57Fe, 59Co, 60Ni, 65Cu, 66Zn, 71Ga, 75As, 77Se, 95Mo, 107Ag, 111Cd, 115In, 118Sn, 121Sb, 197Au, 202Hg, 205Tl, 208Pb and 209Bi | USGS certified standard MASS-1, comprising a pressed pellet of precipitated Cu-Fe-Zn sulfide standard; natural chalcopyrite (Cu), natural rhodonite (Mn), natural chalcedony (Zn), natural cobaltite (Co), natural arsenopyrite (As), natural stibnite (Sb), natural galena (Pb), natural cadmium (Cd) | 1.9927 |  |  |  | 1.0042 |  | 0 | [7 empty] | 0.055297 | [5 empty] | 3192.129 | [5 empty] | 0.49679 | [5 empty] | 1485.148 | [9 empty] | 198.9457 |  | 1810.938 | [7 empty] | 2.3297 |  |  |  | 41.2025 | [13 empty] | 63165.87 |  | 0.19892 | [7 empty] | 0.81785 | [5 empty] | 10.9758 | [15 empty] | 279702.4 |  | 1.8081 |  |  |  | 1558.406 | [5 empty] | 5.3128 | [13 empty] | 0.61538 | [18 empty] | 2020 | Minerals 2020, 10, 147 |  | BOL, TZA
| Animas-Chocaya Mine, Merelani Hills |  | Magmatic hydrothermal, Metamorphic |  |  | Zn | Ag, Sn, Cu, Ga, In, Fe, Mn, Cd | Zn, Ag, Sn, Cu, Ga, In, Fe, Mn, Cd |  |  | 37.5567 |  | underground mine |  |  |  |  | ore material | grab | grab | mineral separate | [5 empty] | mineralisation |  |  |  | wurtzite, sphalerite | [6 empty] | pyrite | Polished sections; MASS-1 pressed pellet standard | EMPA, LA-ICPMS | SX51 electron microprobe (Cameca Gennevilliers Cedex, France); Agilent 7700cx Series Quadrupole ICP-MS (Agilent Santa Clara, CA 95051, USA) coupled to an Applied Spectra M-50 laser ablation system | Adelaide Microscopy, University of Adelaide | EMPA: accelerating voltage of 20 kV and a specimen current of ~20 nA, focused beam size set at <1 µm; LA-ICP-MS line scans: width of line rasters around 50 µm, ablation performed in a pure He atmosphere with a flow of 700 mL/min, mixed with Ar (930 mL/min) immediately after the ablation cell, mixture passed through a pulse homogenizing device; LA-ICP-MS mapping: repetition rate of 10 Hz, 64 µm spot size, output fluence of ~2.5 J cm−2, 30 s background acquisition at the start of every raster, dwell times for all elements set to 7 ms; line scan dwell times: 10 ms for both Zn and S, and 50 ms for the remaining masses; measured isotopes: 55Mn, 57Fe, 59Co, 60Ni, 65Cu, 66Zn, 71Ga, 75As, 77Se, 95Mo, 107Ag, 111Cd, 115In, 118Sn, 121Sb, 197Au, 202Hg, 205Tl, 208Pb and 209Bi | USGS certified standard MASS-1, comprising a pressed pellet of precipitated Cu-Fe-Zn sulfide standard; natural chalcopyrite (Cu), natural rhodonite (Mn), natural chalcedony (Zn), natural cobaltite (Co), natural arsenopyrite (As), natural stibnite (Sb), natural galena (Pb), natural cadmium (Cd) | 1.6596 |  |  |  | 2.2913 |  | 0 | [7 empty] | 0 | [5 empty] | 3770.953 | [5 empty] | 0.6464 | [5 empty] | 1569.263 | [9 empty] | 178.8188 |  | 1662.623 | [7 empty] | 2.4022 |  |  |  | 42.5594 | [13 empty] | 77863.02 |  | 0 | [7 empty] | 0.63855 | [5 empty] | 25.9576 | [15 empty] | 304575.9 |  | 1.9613 |  |  |  | 1587.387 | [5 empty] | 6.5688 | [13 empty] | 0.58489 | [18 empty] | 2020 | Minerals 2020, 10, 147 |  | BOL, TZA
| Animas-Chocaya Mine, Merelani Hills |  | Magmatic hydrothermal, Metamorphic |  |  | Zn | Ag, Sn, Cu, Ga, In, Fe, Mn, Cd | Zn, Ag, Sn, Cu, Ga, In, Fe, Mn, Cd |  |  | 37.8086 |  | underground mine |  |  |  |  | ore material | grab | grab | mineral separate | [5 empty] | mineralisation |  |  |  | wurtzite, sphalerite | [6 empty] | pyrite | Polished sections; MASS-1 pressed pellet standard | EMPA, LA-ICPMS | SX51 electron microprobe (Cameca Gennevilliers Cedex, France); Agilent 7700cx Series Quadrupole ICP-MS (Agilent Santa Clara, CA 95051, USA) coupled to an Applied Spectra M-50 laser ablation system | Adelaide Microscopy, University of Adelaide | EMPA: accelerating voltage of 20 kV and a specimen current of ~20 nA, focused beam size set at <1 µm; LA-ICP-MS line scans: width of line rasters around 50 µm, ablation performed in a pure He atmosphere with a flow of 700 mL/min, mixed with Ar (930 mL/min) immediately after the ablation cell, mixture passed through a pulse homogenizing device; LA-ICP-MS mapping: repetition rate of 10 Hz, 64 µm spot size, output fluence of ~2.5 J cm−2, 30 s background acquisition at the start of every raster, dwell times for all elements set to 7 ms; line scan dwell times: 10 ms for both Zn and S, and 50 ms for the remaining masses; measured isotopes: 55Mn, 57Fe, 59Co, 60Ni, 65Cu, 66Zn, 71Ga, 75As, 77Se, 95Mo, 107Ag, 111Cd, 115In, 118Sn, 121Sb, 197Au, 202Hg, 205Tl, 208Pb and 209Bi | USGS certified standard MASS-1, comprising a pressed pellet of precipitated Cu-Fe-Zn sulfide standard; natural chalcopyrite (Cu), natural rhodonite (Mn), natural chalcedony (Zn), natural cobaltite (Co), natural arsenopyrite (As), natural stibnite (Sb), natural galena (Pb), natural cadmium (Cd) | 2.0934 |  |  |  | 2.2374 |  | 0 | [7 empty] | 0.028107 | [5 empty] | 3391.717 | [5 empty] | 1.8936 | [5 empty] | 1416.941 | [9 empty] | 271.2963 |  | 1639.466 | [7 empty] | 2.2612 |  |  |  | 40.2639 | [13 empty] | 69375.6 |  | 0.20222 | [7 empty] | 0.62357 | [5 empty] | 24.2008 | [15 empty] | 280558.2 |  | 1.6835 |  |  |  | 1484.069 | [5 empty] | 6.144 | [13 empty] | 0.21757 | [18 empty] | 2020 | Minerals 2020, 10, 147 |  | BOL, TZA
| Animas-Chocaya Mine, Merelani Hills |  | Magmatic hydrothermal, Metamorphic |  |  | Zn | Ag, Sn, Cu, Ga, In, Fe, Mn, Cd | Zn, Ag, Sn, Cu, Ga, In, Fe, Mn, Cd |  |  | 38.0616 |  | underground mine |  |  |  |  | ore material | grab | grab | mineral separate | [5 empty] | mineralisation |  |  |  | wurtzite, sphalerite | [6 empty] | pyrite | Polished sections; MASS-1 pressed pellet standard | EMPA, LA-ICPMS | SX51 electron microprobe (Cameca Gennevilliers Cedex, France); Agilent 7700cx Series Quadrupole ICP-MS (Agilent Santa Clara, CA 95051, USA) coupled to an Applied Spectra M-50 laser ablation system | Adelaide Microscopy, University of Adelaide | EMPA: accelerating voltage of 20 kV and a specimen current of ~20 nA, focused beam size set at <1 µm; LA-ICP-MS line scans: width of line rasters around 50 µm, ablation performed in a pure He atmosphere with a flow of 700 mL/min, mixed with Ar (930 mL/min) immediately after the ablation cell, mixture passed through a pulse homogenizing device; LA-ICP-MS mapping: repetition rate of 10 Hz, 64 µm spot size, output fluence of ~2.5 J cm−2, 30 s background acquisition at the start of every raster, dwell times for all elements set to 7 ms; line scan dwell times: 10 ms for both Zn and S, and 50 ms for the remaining masses; measured isotopes: 55Mn, 57Fe, 59Co, 60Ni, 65Cu, 66Zn, 71Ga, 75As, 77Se, 95Mo, 107Ag, 111Cd, 115In, 118Sn, 121Sb, 197Au, 202Hg, 205Tl, 208Pb and 209Bi | USGS certified standard MASS-1, comprising a pressed pellet of precipitated Cu-Fe-Zn sulfide standard; natural chalcopyrite (Cu), natural rhodonite (Mn), natural chalcedony (Zn), natural cobaltite (Co), natural arsenopyrite (As), natural stibnite (Sb), natural galena (Pb), natural cadmium (Cd) | 2.5708 |  |  |  | 3.0091 |  | 0 | [7 empty] | 0 | [5 empty] | 3640.917 | [5 empty] | 0.60064 | [5 empty] | 1603.94 | [9 empty] | 196.3327 |  | 1687.556 | [7 empty] | 2.3673 |  |  |  | 47.7155 | [13 empty] | 74925.52 |  | 0 | [7 empty] | 1.5386 | [5 empty] | 24.9846 | [15 empty] | 291448.4 |  | 1.7802 |  |  |  | 1670.676 | [5 empty] | 5.4961 | [13 empty] | 0.54641 | [18 empty] | 2020 | Minerals 2020, 10, 147 |  | BOL, TZA
| Animas-Chocaya Mine, Merelani Hills |  | Magmatic hydrothermal, Metamorphic |  |  | Zn | Ag, Sn, Cu, Ga, In, Fe, Mn, Cd | Zn, Ag, Sn, Cu, Ga, In, Fe, Mn, Cd |  |  | 38.314 |  | underground mine |  |  |  |  | ore material | grab | grab | mineral separate | [5 empty] | mineralisation |  |  |  | wurtzite, sphalerite | [6 empty] | pyrite | Polished sections; MASS-1 pressed pellet standard | EMPA, LA-ICPMS | SX51 electron microprobe (Cameca Gennevilliers Cedex, France); Agilent 7700cx Series Quadrupole ICP-MS (Agilent Santa Clara, CA 95051, USA) coupled to an Applied Spectra M-50 laser ablation system | Adelaide Microscopy, University of Adelaide | EMPA: accelerating voltage of 20 kV and a specimen current of ~20 nA, focused beam size set at <1 µm; LA-ICP-MS line scans: width of line rasters around 50 µm, ablation performed in a pure He atmosphere with a flow of 700 mL/min, mixed with Ar (930 mL/min) immediately after the ablation cell, mixture passed through a pulse homogenizing device; LA-ICP-MS mapping: repetition rate of 10 Hz, 64 µm spot size, output fluence of ~2.5 J cm−2, 30 s background acquisition at the start of every raster, dwell times for all elements set to 7 ms; line scan dwell times: 10 ms for both Zn and S, and 50 ms for the remaining masses; measured isotopes: 55Mn, 57Fe, 59Co, 60Ni, 65Cu, 66Zn, 71Ga, 75As, 77Se, 95Mo, 107Ag, 111Cd, 115In, 118Sn, 121Sb, 197Au, 202Hg, 205Tl, 208Pb and 209Bi | USGS certified standard MASS-1, comprising a pressed pellet of precipitated Cu-Fe-Zn sulfide standard; natural chalcopyrite (Cu), natural rhodonite (Mn), natural chalcedony (Zn), natural cobaltite (Co), natural arsenopyrite (As), natural stibnite (Sb), natural galena (Pb), natural cadmium (Cd) | 1.8872 |  |  |  | 1.9291 |  | 0 | [7 empty] | 0.11221 | [5 empty] | 3530.466 | [5 empty] | 0.37791 | [5 empty] | 1384.464 | [9 empty] | 223.9 |  | 1608.38 | [7 empty] | 2.2912 |  |  |  | 45.1505 | [13 empty] | 67737.51 |  | 0 | [7 empty] | 1.0373 | [5 empty] | 22.1914 | [15 empty] | 274645.2 |  | 1.3718 |  |  |  | 1457.777 | [5 empty] | 6.9414 | [13 empty] | 0.3257 | [18 empty] | 2020 | Minerals 2020, 10, 147 |  | BOL, TZA
| Animas-Chocaya Mine, Merelani Hills |  | Magmatic hydrothermal, Metamorphic |  |  | Zn | Ag, Sn, Cu, Ga, In, Fe, Mn, Cd | Zn, Ag, Sn, Cu, Ga, In, Fe, Mn, Cd |  |  | 38.5659 |  | underground mine |  |  |  |  | ore material | grab | grab | mineral separate | [5 empty] | mineralisation |  |  |  | wurtzite, sphalerite | [6 empty] | pyrite | Polished sections; MASS-1 pressed pellet standard | EMPA, LA-ICPMS | SX51 electron microprobe (Cameca Gennevilliers Cedex, France); Agilent 7700cx Series Quadrupole ICP-MS (Agilent Santa Clara, CA 95051, USA) coupled to an Applied Spectra M-50 laser ablation system | Adelaide Microscopy, University of Adelaide | EMPA: accelerating voltage of 20 kV and a specimen current of ~20 nA, focused beam size set at <1 µm; LA-ICP-MS line scans: width of line rasters around 50 µm, ablation performed in a pure He atmosphere with a flow of 700 mL/min, mixed with Ar (930 mL/min) immediately after the ablation cell, mixture passed through a pulse homogenizing device; LA-ICP-MS mapping: repetition rate of 10 Hz, 64 µm spot size, output fluence of ~2.5 J cm−2, 30 s background acquisition at the start of every raster, dwell times for all elements set to 7 ms; line scan dwell times: 10 ms for both Zn and S, and 50 ms for the remaining masses; measured isotopes: 55Mn, 57Fe, 59Co, 60Ni, 65Cu, 66Zn, 71Ga, 75As, 77Se, 95Mo, 107Ag, 111Cd, 115In, 118Sn, 121Sb, 197Au, 202Hg, 205Tl, 208Pb and 209Bi | USGS certified standard MASS-1, comprising a pressed pellet of precipitated Cu-Fe-Zn sulfide standard; natural chalcopyrite (Cu), natural rhodonite (Mn), natural chalcedony (Zn), natural cobaltite (Co), natural arsenopyrite (As), natural stibnite (Sb), natural galena (Pb), natural cadmium (Cd) | 1.6549 |  |  |  | 1.411 |  | 0 | [7 empty] | 0.089847 | [5 empty] | 3752.023 | [5 empty] | 1.2102 | [5 empty] | 1656.267 | [9 empty] | 241.9626 |  | 1714.056 | [7 empty] | 2.3955 |  |  |  | 42.1578 | [13 empty] | 70576.79 |  | 0.64638 | [7 empty] | 1.5503 | [5 empty] | 18.0768 | [15 empty] | 298623.5 |  | 1.0528 |  |  |  | 1637.916 | [5 empty] | 6.4737 | [13 empty] | 0.72438 | [18 empty] | 2020 | Minerals 2020, 10, 147 |  | BOL, TZA
| Animas-Chocaya Mine, Merelani Hills |  | Magmatic hydrothermal, Metamorphic |  |  | Zn | Ag, Sn, Cu, Ga, In, Fe, Mn, Cd | Zn, Ag, Sn, Cu, Ga, In, Fe, Mn, Cd |  |  | 39.3216 |  | underground mine |  |  |  |  | ore material | grab | grab | mineral separate | [5 empty] | mineralisation |  |  |  | wurtzite, sphalerite | [6 empty] | pyrite | Polished sections; MASS-1 pressed pellet standard | EMPA, LA-ICPMS | SX51 electron microprobe (Cameca Gennevilliers Cedex, France); Agilent 7700cx Series Quadrupole ICP-MS (Agilent Santa Clara, CA 95051, USA) coupled to an Applied Spectra M-50 laser ablation system | Adelaide Microscopy, University of Adelaide | EMPA: accelerating voltage of 20 kV and a specimen current of ~20 nA, focused beam size set at <1 µm; LA-ICP-MS line scans: width of line rasters around 50 µm, ablation performed in a pure He atmosphere with a flow of 700 mL/min, mixed with Ar (930 mL/min) immediately after the ablation cell, mixture passed through a pulse homogenizing device; LA-ICP-MS mapping: repetition rate of 10 Hz, 64 µm spot size, output fluence of ~2.5 J cm−2, 30 s background acquisition at the start of every raster, dwell times for all elements set to 7 ms; line scan dwell times: 10 ms for both Zn and S, and 50 ms for the remaining masses; measured isotopes: 55Mn, 57Fe, 59Co, 60Ni, 65Cu, 66Zn, 71Ga, 75As, 77Se, 95Mo, 107Ag, 111Cd, 115In, 118Sn, 121Sb, 197Au, 202Hg, 205Tl, 208Pb and 209Bi | USGS certified standard MASS-1, comprising a pressed pellet of precipitated Cu-Fe-Zn sulfide standard; natural chalcopyrite (Cu), natural rhodonite (Mn), natural chalcedony (Zn), natural cobaltite (Co), natural arsenopyrite (As), natural stibnite (Sb), natural galena (Pb), natural cadmium (Cd) | 2.7835 |  |  |  | 1.5976 |  | 0 | [7 empty] | 0 | [5 empty] | 3347.737 | [5 empty] | 1.3619 | [5 empty] | 1483.039 | [9 empty] | 165.9176 |  | 1584.611 | [7 empty] | 2.2398 |  |  |  | 44.9532 | [13 empty] | 70882.5 |  | 0.7937 | [7 empty] | 1.6318 | [5 empty] | 10.3345 | [15 empty] | 272934.9 |  | 1.3487 |  |  |  | 1449.848 | [5 empty] | 7.4868 | [13 empty] | 0.48026 | [18 empty] | 2020 | Minerals 2020, 10, 147 |  | BOL, TZA
| Animas-Chocaya Mine, Merelani Hills |  | Magmatic hydrothermal, Metamorphic |  |  | Zn | Ag, Sn, Cu, Ga, In, Fe, Mn, Cd | Zn, Ag, Sn, Cu, Ga, In, Fe, Mn, Cd |  |  | 2.5201 |  | underground mine |  |  |  |  | ore material | grab | grab | mineral separate | [5 empty] | mineralisation |  |  |  | wurtzite, sphalerite | [6 empty] | pyrite | Polished sections; MASS-1 pressed pellet standard | EMPA, LA-ICPMS | SX51 electron microprobe (Cameca Gennevilliers Cedex, France); Agilent 7700cx Series Quadrupole ICP-MS (Agilent Santa Clara, CA 95051, USA) coupled to an Applied Spectra M-50 laser ablation system | Adelaide Microscopy, University of Adelaide | EMPA: accelerating voltage of 20 kV and a specimen current of ~20 nA, focused beam size set at <1 µm; LA-ICP-MS line scans: width of line rasters around 50 µm, ablation performed in a pure He atmosphere with a flow of 700 mL/min, mixed with Ar (930 mL/min) immediately after the ablation cell, mixture passed through a pulse homogenizing device; LA-ICP-MS mapping: repetition rate of 10 Hz, 64 µm spot size, output fluence of ~2.5 J cm−2, 30 s background acquisition at the start of every raster, dwell times for all elements set to 7 ms; line scan dwell times: 10 ms for both Zn and S, and 50 ms for the remaining masses; measured isotopes: 55Mn, 57Fe, 59Co, 60Ni, 65Cu, 66Zn, 71Ga, 75As, 77Se, 95Mo, 107Ag, 111Cd, 115In, 118Sn, 121Sb, 197Au, 202Hg, 205Tl, 208Pb and 209Bi | USGS certified standard MASS-1, comprising a pressed pellet of precipitated Cu-Fe-Zn sulfide standard; natural chalcopyrite (Cu), natural rhodonite (Mn), natural chalcedony (Zn), natural cobaltite (Co), natural arsenopyrite (As), natural stibnite (Sb), natural galena (Pb), natural cadmium (Cd) | 2.0336 |  |  |  | 0.45091 |  | 0 | [7 empty] | 0 | [5 empty] | 3543.198 | [5 empty] | 0 | [5 empty] | 1259.187 | [9 empty] | 158.2854 |  | 1452.573 | [7 empty] | 2.3505 |  |  |  | 39.8495 | [13 empty] | 66844.97 |  | 0.42522 | [7 empty] | 0.86827 | [5 empty] | 7.5632 | [15 empty] | 286890.4 |  | 1.2024 |  |  |  | 1620.783 | [5 empty] | 3.8833 | [13 empty] | 0.61188 | [18 empty] | 2020 | Minerals 2020, 10, 147 |  | BOL, TZA
| Animas-Chocaya Mine, Merelani Hills |  | Magmatic hydrothermal, Metamorphic |  |  | Zn | Ag, Sn, Cu, Ga, In, Fe, Mn, Cd | Zn, Ag, Sn, Cu, Ga, In, Fe, Mn, Cd |  |  | 5.7969 |  | underground mine |  |  |  |  | ore material | grab | grab | mineral separate | [5 empty] | mineralisation |  |  |  | wurtzite, sphalerite | [6 empty] | pyrite | Polished sections; MASS-1 pressed pellet standard | EMPA, LA-ICPMS | SX51 electron microprobe (Cameca Gennevilliers Cedex, France); Agilent 7700cx Series Quadrupole ICP-MS (Agilent Santa Clara, CA 95051, USA) coupled to an Applied Spectra M-50 laser ablation system | Adelaide Microscopy, University of Adelaide | EMPA: accelerating voltage of 20 kV and a specimen current of ~20 nA, focused beam size set at <1 µm; LA-ICP-MS line scans: width of line rasters around 50 µm, ablation performed in a pure He atmosphere with a flow of 700 mL/min, mixed with Ar (930 mL/min) immediately after the ablation cell, mixture passed through a pulse homogenizing device; LA-ICP-MS mapping: repetition rate of 10 Hz, 64 µm spot size, output fluence of ~2.5 J cm−2, 30 s background acquisition at the start of every raster, dwell times for all elements set to 7 ms; line scan dwell times: 10 ms for both Zn and S, and 50 ms for the remaining masses; measured isotopes: 55Mn, 57Fe, 59Co, 60Ni, 65Cu, 66Zn, 71Ga, 75As, 77Se, 95Mo, 107Ag, 111Cd, 115In, 118Sn, 121Sb, 197Au, 202Hg, 205Tl, 208Pb and 209Bi | USGS certified standard MASS-1, comprising a pressed pellet of precipitated Cu-Fe-Zn sulfide standard; natural chalcopyrite (Cu), natural rhodonite (Mn), natural chalcedony (Zn), natural cobaltite (Co), natural arsenopyrite (As), natural stibnite (Sb), natural galena (Pb), natural cadmium (Cd) | 1.7428 |  |  |  | 6.547 |  | 0 | [7 empty] | 0.027001 | [5 empty] | 3616.08 | [5 empty] | 0 | [5 empty] | 1138.793 | [9 empty] | 392.8617 |  | 1365.984 | [7 empty] | 2.3242 |  |  |  | 34.9398 | [13 empty] | 65546.3 |  | 0 | [7 empty] | 1.9979 | [5 empty] | 26.278 | [15 empty] | 288527.9 |  | 0.88264 |  |  |  | 1495.427 | [5 empty] | 4.1701 | [13 empty] | 0.67005 | [18 empty] | 2020 | Minerals 2020, 10, 147 |  | BOL, TZA
| Animas-Chocaya Mine, Merelani Hills |  | Magmatic hydrothermal, Metamorphic |  |  | Zn | Ag, Sn, Cu, Ga, In, Fe, Mn, Cd | Zn, Ag, Sn, Cu, Ga, In, Fe, Mn, Cd |  |  | 6.5531 |  | underground mine |  |  |  |  | ore material | grab | grab | mineral separate | [5 empty] | mineralisation |  |  |  | wurtzite, sphalerite | [6 empty] | pyrite | Polished sections; MASS-1 pressed pellet standard | EMPA, LA-ICPMS | SX51 electron microprobe (Cameca Gennevilliers Cedex, France); Agilent 7700cx Series Quadrupole ICP-MS (Agilent Santa Clara, CA 95051, USA) coupled to an Applied Spectra M-50 laser ablation system | Adelaide Microscopy, University of Adelaide | EMPA: accelerating voltage of 20 kV and a specimen current of ~20 nA, focused beam size set at <1 µm; LA-ICP-MS line scans: width of line rasters around 50 µm, ablation performed in a pure He atmosphere with a flow of 700 mL/min, mixed with Ar (930 mL/min) immediately after the ablation cell, mixture passed through a pulse homogenizing device; LA-ICP-MS mapping: repetition rate of 10 Hz, 64 µm spot size, output fluence of ~2.5 J cm−2, 30 s background acquisition at the start of every raster, dwell times for all elements set to 7 ms; line scan dwell times: 10 ms for both Zn and S, and 50 ms for the remaining masses; measured isotopes: 55Mn, 57Fe, 59Co, 60Ni, 65Cu, 66Zn, 71Ga, 75As, 77Se, 95Mo, 107Ag, 111Cd, 115In, 118Sn, 121Sb, 197Au, 202Hg, 205Tl, 208Pb and 209Bi | USGS certified standard MASS-1, comprising a pressed pellet of precipitated Cu-Fe-Zn sulfide standard; natural chalcopyrite (Cu), natural rhodonite (Mn), natural chalcedony (Zn), natural cobaltite (Co), natural arsenopyrite (As), natural stibnite (Sb), natural galena (Pb), natural cadmium (Cd) | 1.8479 |  |  |  | 2.7161 |  | 0.076118 | [7 empty] | 0.05331 | [5 empty] | 3503.084 | [5 empty] | 0.25178 | [5 empty] | 1258.406 | [9 empty] | 239.2391 |  | 1305.132 | [7 empty] | 2.2916 |  |  |  | 42.5401 | [13 empty] | 73312.54 |  | 0.19314 | [7 empty] | 0.98611 | [5 empty] | 15.9035 | [15 empty] | 252727.9 |  | 1.4605 |  |  |  | 1508.911 | [5 empty] | 4.7714 | [13 empty] | 0.71428 | [18 empty] | 2020 | Minerals 2020, 10, 147 |  | BOL, TZA
| Animas-Chocaya Mine, Merelani Hills |  | Magmatic hydrothermal, Metamorphic |  |  | Zn | Ag, Sn, Cu, Ga, In, Fe, Mn, Cd | Zn, Ag, Sn, Cu, Ga, In, Fe, Mn, Cd |  |  | 9.0737 |  | underground mine |  |  |  |  | ore material | grab | grab | mineral separate | [5 empty] | mineralisation |  |  |  | wurtzite, sphalerite | [6 empty] | pyrite | Polished sections; MASS-1 pressed pellet standard | EMPA, LA-ICPMS | SX51 electron microprobe (Cameca Gennevilliers Cedex, France); Agilent 7700cx Series Quadrupole ICP-MS (Agilent Santa Clara, CA 95051, USA) coupled to an Applied Spectra M-50 laser ablation system | Adelaide Microscopy, University of Adelaide | EMPA: accelerating voltage of 20 kV and a specimen current of ~20 nA, focused beam size set at <1 µm; LA-ICP-MS line scans: width of line rasters around 50 µm, ablation performed in a pure He atmosphere with a flow of 700 mL/min, mixed with Ar (930 mL/min) immediately after the ablation cell, mixture passed through a pulse homogenizing device; LA-ICP-MS mapping: repetition rate of 10 Hz, 64 µm spot size, output fluence of ~2.5 J cm−2, 30 s background acquisition at the start of every raster, dwell times for all elements set to 7 ms; line scan dwell times: 10 ms for both Zn and S, and 50 ms for the remaining masses; measured isotopes: 55Mn, 57Fe, 59Co, 60Ni, 65Cu, 66Zn, 71Ga, 75As, 77Se, 95Mo, 107Ag, 111Cd, 115In, 118Sn, 121Sb, 197Au, 202Hg, 205Tl, 208Pb and 209Bi | USGS certified standard MASS-1, comprising a pressed pellet of precipitated Cu-Fe-Zn sulfide standard; natural chalcopyrite (Cu), natural rhodonite (Mn), natural chalcedony (Zn), natural cobaltite (Co), natural arsenopyrite (As), natural stibnite (Sb), natural galena (Pb), natural cadmium (Cd) | 1.4787 |  |  |  | 1.3452 |  | 0 | [7 empty] | 0 | [5 empty] | 3517.043 | [5 empty] | 0.59697 | [5 empty] | 1416.956 | [9 empty] | 120.8316 |  | 1560.37 | [7 empty] | 2.2966 |  |  |  | 38.9545 | [13 empty] | 71793.38 |  | 0 | [7 empty] | 0.41601 | [5 empty] | 6.8655 | [15 empty] | 318308.5 |  | 0.99643 |  |  |  | 1608.355 | [5 empty] | 5.3762 | [13 empty] | 0.8367 | [18 empty] | 2020 | Minerals 2020, 10, 147 |  | BOL, TZA
| Animas-Chocaya Mine, Merelani Hills |  | Magmatic hydrothermal, Metamorphic |  |  | Zn | Ag, Sn, Cu, Ga, In, Fe, Mn, Cd | Zn, Ag, Sn, Cu, Ga, In, Fe, Mn, Cd |  |  | 9.3261 |  | underground mine |  |  |  |  | ore material | grab | grab | mineral separate | [5 empty] | mineralisation |  |  |  | wurtzite, sphalerite | [6 empty] | pyrite | Polished sections; MASS-1 pressed pellet standard | EMPA, LA-ICPMS | SX51 electron microprobe (Cameca Gennevilliers Cedex, France); Agilent 7700cx Series Quadrupole ICP-MS (Agilent Santa Clara, CA 95051, USA) coupled to an Applied Spectra M-50 laser ablation system | Adelaide Microscopy, University of Adelaide | EMPA: accelerating voltage of 20 kV and a specimen current of ~20 nA, focused beam size set at <1 µm; LA-ICP-MS line scans: width of line rasters around 50 µm, ablation performed in a pure He atmosphere with a flow of 700 mL/min, mixed with Ar (930 mL/min) immediately after the ablation cell, mixture passed through a pulse homogenizing device; LA-ICP-MS mapping: repetition rate of 10 Hz, 64 µm spot size, output fluence of ~2.5 J cm−2, 30 s background acquisition at the start of every raster, dwell times for all elements set to 7 ms; line scan dwell times: 10 ms for both Zn and S, and 50 ms for the remaining masses; measured isotopes: 55Mn, 57Fe, 59Co, 60Ni, 65Cu, 66Zn, 71Ga, 75As, 77Se, 95Mo, 107Ag, 111Cd, 115In, 118Sn, 121Sb, 197Au, 202Hg, 205Tl, 208Pb and 209Bi | USGS certified standard MASS-1, comprising a pressed pellet of precipitated Cu-Fe-Zn sulfide standard; natural chalcopyrite (Cu), natural rhodonite (Mn), natural chalcedony (Zn), natural cobaltite (Co), natural arsenopyrite (As), natural stibnite (Sb), natural galena (Pb), natural cadmium (Cd) | 1.2854 |  |  |  | -0.7127 |  | 0 | [7 empty] | 0 | [5 empty] | 3067.195 | [5 empty] | 0.30199 | [5 empty] | 1240.632 | [9 empty] | 155.8685 |  | 1442.126 | [7 empty] | 2.0748 |  |  |  | 40.4561 | [13 empty] | 66618.11 |  | 0 | [7 empty] | 1.326 | [5 empty] | 6.7735 | [15 empty] | 265423.4 |  | 0.83664 |  |  |  | 1356.432 | [5 empty] | 6.4054 | [13 empty] | 0.73651 | [18 empty] | 2020 | Minerals 2020, 10, 147 |  | BOL, TZA
| Animas-Chocaya Mine, Merelani Hills |  | Magmatic hydrothermal, Metamorphic |  |  | Zn | Ag, Sn, Cu, Ga, In, Fe, Mn, Cd | Zn, Ag, Sn, Cu, Ga, In, Fe, Mn, Cd |  |  | 10.5861 |  | underground mine |  |  |  |  | ore material | grab | grab | mineral separate | [5 empty] | mineralisation |  |  |  | wurtzite, sphalerite | [6 empty] | pyrite | Polished sections; MASS-1 pressed pellet standard | EMPA, LA-ICPMS | SX51 electron microprobe (Cameca Gennevilliers Cedex, France); Agilent 7700cx Series Quadrupole ICP-MS (Agilent Santa Clara, CA 95051, USA) coupled to an Applied Spectra M-50 laser ablation system | Adelaide Microscopy, University of Adelaide | EMPA: accelerating voltage of 20 kV and a specimen current of ~20 nA, focused beam size set at <1 µm; LA-ICP-MS line scans: width of line rasters around 50 µm, ablation performed in a pure He atmosphere with a flow of 700 mL/min, mixed with Ar (930 mL/min) immediately after the ablation cell, mixture passed through a pulse homogenizing device; LA-ICP-MS mapping: repetition rate of 10 Hz, 64 µm spot size, output fluence of ~2.5 J cm−2, 30 s background acquisition at the start of every raster, dwell times for all elements set to 7 ms; line scan dwell times: 10 ms for both Zn and S, and 50 ms for the remaining masses; measured isotopes: 55Mn, 57Fe, 59Co, 60Ni, 65Cu, 66Zn, 71Ga, 75As, 77Se, 95Mo, 107Ag, 111Cd, 115In, 118Sn, 121Sb, 197Au, 202Hg, 205Tl, 208Pb and 209Bi | USGS certified standard MASS-1, comprising a pressed pellet of precipitated Cu-Fe-Zn sulfide standard; natural chalcopyrite (Cu), natural rhodonite (Mn), natural chalcedony (Zn), natural cobaltite (Co), natural arsenopyrite (As), natural stibnite (Sb), natural galena (Pb), natural cadmium (Cd) | 3.1483 |  |  |  | 3.1898 |  | 0 | [7 empty] | 0.025817 | [5 empty] | 2858.107 | [5 empty] | 0.060879 | [5 empty] | 1814.119 | [9 empty] | 203.3885 |  | 2100.842 | [7 empty] | 2.2251 |  |  |  | 42.3947 | [13 empty] | 59163.36 |  | 0 | [7 empty] | 0.76407 | [5 empty] | 33.1546 | [15 empty] | 270555.7 |  | 1.0576 |  |  |  | 1726.807 | [5 empty] | 14.961 | [13 empty] | 0.84499 | [18 empty] | 2020 | Minerals 2020, 10, 147 |  | BOL, TZA
| Animas-Chocaya Mine, Merelani Hills |  | Magmatic hydrothermal, Metamorphic |  |  | Zn | Ag, Sn, Cu, Ga, In, Fe, Mn, Cd | Zn, Ag, Sn, Cu, Ga, In, Fe, Mn, Cd |  |  | 12.0991 |  | underground mine |  |  |  |  | ore material | grab | grab | mineral separate | [5 empty] | mineralisation |  |  |  | wurtzite, sphalerite | [6 empty] | pyrite | Polished sections; MASS-1 pressed pellet standard | EMPA, LA-ICPMS | SX51 electron microprobe (Cameca Gennevilliers Cedex, France); Agilent 7700cx Series Quadrupole ICP-MS (Agilent Santa Clara, CA 95051, USA) coupled to an Applied Spectra M-50 laser ablation system | Adelaide Microscopy, University of Adelaide | EMPA: accelerating voltage of 20 kV and a specimen current of ~20 nA, focused beam size set at <1 µm; LA-ICP-MS line scans: width of line rasters around 50 µm, ablation performed in a pure He atmosphere with a flow of 700 mL/min, mixed with Ar (930 mL/min) immediately after the ablation cell, mixture passed through a pulse homogenizing device; LA-ICP-MS mapping: repetition rate of 10 Hz, 64 µm spot size, output fluence of ~2.5 J cm−2, 30 s background acquisition at the start of every raster, dwell times for all elements set to 7 ms; line scan dwell times: 10 ms for both Zn and S, and 50 ms for the remaining masses; measured isotopes: 55Mn, 57Fe, 59Co, 60Ni, 65Cu, 66Zn, 71Ga, 75As, 77Se, 95Mo, 107Ag, 111Cd, 115In, 118Sn, 121Sb, 197Au, 202Hg, 205Tl, 208Pb and 209Bi | USGS certified standard MASS-1, comprising a pressed pellet of precipitated Cu-Fe-Zn sulfide standard; natural chalcopyrite (Cu), natural rhodonite (Mn), natural chalcedony (Zn), natural cobaltite (Co), natural arsenopyrite (As), natural stibnite (Sb), natural galena (Pb), natural cadmium (Cd) | 2.3747 |  |  |  | 134.6733 |  | 0 | [7 empty] | 0.19863 | [5 empty] | 2819.543 | [5 empty] | 0.80251 | [5 empty] | 2020.23 | [9 empty] | 4598.28 |  | 1810.192 | [7 empty] | 2.3168 |  |  |  | 43.4886 | [13 empty] | 52548.84 |  | 0.20554 | [7 empty] | 4.409 | [5 empty] | 190.4903 | [15 empty] | 251405.2 |  | 4.4549 |  |  |  | 1507.341 | [5 empty] | 11.07 | [13 empty] | 0.67522 | [18 empty] | 2020 | Minerals 2020, 10, 147 |  | BOL, TZA
| Animas-Chocaya Mine, Merelani Hills |  | Magmatic hydrothermal, Metamorphic |  |  | Zn | Ag, Sn, Cu, Ga, In, Fe, Mn, Cd | Zn, Ag, Sn, Cu, Ga, In, Fe, Mn, Cd |  |  | 14.6186 |  | underground mine |  |  |  |  | ore material | grab | grab | mineral separate | [5 empty] | mineralisation |  |  |  | wurtzite, sphalerite | [6 empty] | pyrite | Polished sections; MASS-1 pressed pellet standard | EMPA, LA-ICPMS | SX51 electron microprobe (Cameca Gennevilliers Cedex, France); Agilent 7700cx Series Quadrupole ICP-MS (Agilent Santa Clara, CA 95051, USA) coupled to an Applied Spectra M-50 laser ablation system | Adelaide Microscopy, University of Adelaide | EMPA: accelerating voltage of 20 kV and a specimen current of ~20 nA, focused beam size set at <1 µm; LA-ICP-MS line scans: width of line rasters around 50 µm, ablation performed in a pure He atmosphere with a flow of 700 mL/min, mixed with Ar (930 mL/min) immediately after the ablation cell, mixture passed through a pulse homogenizing device; LA-ICP-MS mapping: repetition rate of 10 Hz, 64 µm spot size, output fluence of ~2.5 J cm−2, 30 s background acquisition at the start of every raster, dwell times for all elements set to 7 ms; line scan dwell times: 10 ms for both Zn and S, and 50 ms for the remaining masses; measured isotopes: 55Mn, 57Fe, 59Co, 60Ni, 65Cu, 66Zn, 71Ga, 75As, 77Se, 95Mo, 107Ag, 111Cd, 115In, 118Sn, 121Sb, 197Au, 202Hg, 205Tl, 208Pb and 209Bi | USGS certified standard MASS-1, comprising a pressed pellet of precipitated Cu-Fe-Zn sulfide standard; natural chalcopyrite (Cu), natural rhodonite (Mn), natural chalcedony (Zn), natural cobaltite (Co), natural arsenopyrite (As), natural stibnite (Sb), natural galena (Pb), natural cadmium (Cd) | 2.6216 |  |  |  | 7.0635 |  | 0 | [7 empty] | 0.026739 | [5 empty] | 2986.666 | [5 empty] | 0.12592 | [5 empty] | 2077.948 | [9 empty] | 372.778 |  | 2017.718 | [7 empty] | 2.3521 |  |  |  | 44.3322 | [13 empty] | 61078.28 |  | 0.19367 | [7 empty] | 0.79133 | [5 empty] | 18.2916 | [15 empty] | 280004.9 |  | 1.3905 |  |  |  | 1539.172 | [5 empty] | 46.6683 | [13 empty] | 0.87452 | [18 empty] | 2020 | Minerals 2020, 10, 147 |  | BOL, TZA
| Animas-Chocaya Mine, Merelani Hills |  | Magmatic hydrothermal, Metamorphic |  |  | Zn | Ag, Sn, Cu, Ga, In, Fe, Mn, Cd | Zn, Ag, Sn, Cu, Ga, In, Fe, Mn, Cd |  |  | 14.8721 |  | underground mine |  |  |  |  | ore material | grab | grab | mineral separate | [5 empty] | mineralisation |  |  |  | wurtzite, sphalerite | [6 empty] | pyrite | Polished sections; MASS-1 pressed pellet standard | EMPA, LA-ICPMS | SX51 electron microprobe (Cameca Gennevilliers Cedex, France); Agilent 7700cx Series Quadrupole ICP-MS (Agilent Santa Clara, CA 95051, USA) coupled to an Applied Spectra M-50 laser ablation system | Adelaide Microscopy, University of Adelaide | EMPA: accelerating voltage of 20 kV and a specimen current of ~20 nA, focused beam size set at <1 µm; LA-ICP-MS line scans: width of line rasters around 50 µm, ablation performed in a pure He atmosphere with a flow of 700 mL/min, mixed with Ar (930 mL/min) immediately after the ablation cell, mixture passed through a pulse homogenizing device; LA-ICP-MS mapping: repetition rate of 10 Hz, 64 µm spot size, output fluence of ~2.5 J cm−2, 30 s background acquisition at the start of every raster, dwell times for all elements set to 7 ms; line scan dwell times: 10 ms for both Zn and S, and 50 ms for the remaining masses; measured isotopes: 55Mn, 57Fe, 59Co, 60Ni, 65Cu, 66Zn, 71Ga, 75As, 77Se, 95Mo, 107Ag, 111Cd, 115In, 118Sn, 121Sb, 197Au, 202Hg, 205Tl, 208Pb and 209Bi | USGS certified standard MASS-1, comprising a pressed pellet of precipitated Cu-Fe-Zn sulfide standard; natural chalcopyrite (Cu), natural rhodonite (Mn), natural chalcedony (Zn), natural cobaltite (Co), natural arsenopyrite (As), natural stibnite (Sb), natural galena (Pb), natural cadmium (Cd) | 3.3475 |  |  |  | 6.12 |  | 0 | [7 empty] | 0.052821 | [5 empty] | 2832.401 | [5 empty] | 0.43528 | [5 empty] | 1964.219 | [9 empty] | 265.7566 |  | 2188.751 | [7 empty] | 2.3426 |  |  |  | 45.3386 | [13 empty] | 59326.34 |  | 0.57386 | [7 empty] | 1.9541 | [5 empty] | 18.0156 | [15 empty] | 272662 |  | 1.3004 |  |  |  | 1394.507 | [5 empty] | 42.7111 | [13 empty] | 0.88992 | [18 empty] | 2020 | Minerals 2020, 10, 147 |  | BOL, TZA
| Animas-Chocaya Mine, Merelani Hills |  | Magmatic hydrothermal, Metamorphic |  |  | Zn | Ag, Sn, Cu, Ga, In, Fe, Mn, Cd | Zn, Ag, Sn, Cu, Ga, In, Fe, Mn, Cd |  |  | 17.644 |  | underground mine |  |  |  |  | ore material | grab | grab | mineral separate | [5 empty] | mineralisation |  |  |  | wurtzite, sphalerite | [6 empty] | pyrite | Polished sections; MASS-1 pressed pellet standard | EMPA, LA-ICPMS | SX51 electron microprobe (Cameca Gennevilliers Cedex, France); Agilent 7700cx Series Quadrupole ICP-MS (Agilent Santa Clara, CA 95051, USA) coupled to an Applied Spectra M-50 laser ablation system | Adelaide Microscopy, University of Adelaide | EMPA: accelerating voltage of 20 kV and a specimen current of ~20 nA, focused beam size set at <1 µm; LA-ICP-MS line scans: width of line rasters around 50 µm, ablation performed in a pure He atmosphere with a flow of 700 mL/min, mixed with Ar (930 mL/min) immediately after the ablation cell, mixture passed through a pulse homogenizing device; LA-ICP-MS mapping: repetition rate of 10 Hz, 64 µm spot size, output fluence of ~2.5 J cm−2, 30 s background acquisition at the start of every raster, dwell times for all elements set to 7 ms; line scan dwell times: 10 ms for both Zn and S, and 50 ms for the remaining masses; measured isotopes: 55Mn, 57Fe, 59Co, 60Ni, 65Cu, 66Zn, 71Ga, 75As, 77Se, 95Mo, 107Ag, 111Cd, 115In, 118Sn, 121Sb, 197Au, 202Hg, 205Tl, 208Pb and 209Bi | USGS certified standard MASS-1, comprising a pressed pellet of precipitated Cu-Fe-Zn sulfide standard; natural chalcopyrite (Cu), natural rhodonite (Mn), natural chalcedony (Zn), natural cobaltite (Co), natural arsenopyrite (As), natural stibnite (Sb), natural galena (Pb), natural cadmium (Cd) | 2.8645 |  |  |  | 10.5395 |  | 0 | [7 empty] | 0.026037 | [5 empty] | 2862.774 | [5 empty] | 0.36746 | [5 empty] | 2138.719 | [9 empty] | 422.449 |  | 2521.017 | [7 empty] | 2.0975 |  |  |  | 46.4728 | [13 empty] | 59114.64 |  | 0.18856 | [7 empty] | 1.5411 | [5 empty] | 32.2148 | [15 empty] | 259073.1 |  | 1.2099 |  |  |  | 1560.313 | [5 empty] | 60.2422 | [13 empty] | 1.3154 | [18 empty] | 2020 | Minerals 2020, 10, 147 |  | BOL, TZA
| Animas-Chocaya Mine, Merelani Hills |  | Magmatic hydrothermal, Metamorphic |  |  | Zn | Ag, Sn, Cu, Ga, In, Fe, Mn, Cd | Zn, Ag, Sn, Cu, Ga, In, Fe, Mn, Cd |  |  | 18.9051 |  | underground mine |  |  |  |  | ore material | grab | grab | mineral separate | [5 empty] | mineralisation |  |  |  | wurtzite, sphalerite | [6 empty] | pyrite | Polished sections; MASS-1 pressed pellet standard | EMPA, LA-ICPMS | SX51 electron microprobe (Cameca Gennevilliers Cedex, France); Agilent 7700cx Series Quadrupole ICP-MS (Agilent Santa Clara, CA 95051, USA) coupled to an Applied Spectra M-50 laser ablation system | Adelaide Microscopy, University of Adelaide | EMPA: accelerating voltage of 20 kV and a specimen current of ~20 nA, focused beam size set at <1 µm; LA-ICP-MS line scans: width of line rasters around 50 µm, ablation performed in a pure He atmosphere with a flow of 700 mL/min, mixed with Ar (930 mL/min) immediately after the ablation cell, mixture passed through a pulse homogenizing device; LA-ICP-MS mapping: repetition rate of 10 Hz, 64 µm spot size, output fluence of ~2.5 J cm−2, 30 s background acquisition at the start of every raster, dwell times for all elements set to 7 ms; line scan dwell times: 10 ms for both Zn and S, and 50 ms for the remaining masses; measured isotopes: 55Mn, 57Fe, 59Co, 60Ni, 65Cu, 66Zn, 71Ga, 75As, 77Se, 95Mo, 107Ag, 111Cd, 115In, 118Sn, 121Sb, 197Au, 202Hg, 205Tl, 208Pb and 209Bi | USGS certified standard MASS-1, comprising a pressed pellet of precipitated Cu-Fe-Zn sulfide standard; natural chalcopyrite (Cu), natural rhodonite (Mn), natural chalcedony (Zn), natural cobaltite (Co), natural arsenopyrite (As), natural stibnite (Sb), natural galena (Pb), natural cadmium (Cd) | 2.7541 |  |  |  | 2.103 |  | 0 | [7 empty] | 0 | [5 empty] | 2789.751 | [5 empty] | 0.43071 | [5 empty] | 1703.271 | [9 empty] | 455.7992 |  | 1826.721 | [7 empty] | 2.0525 |  |  |  | 41.148 | [13 empty] | 61106.12 |  | 0 | [7 empty] | 1.7427 | [5 empty] | 13.6293 | [15 empty] | 266257.5 |  | 0.9269 |  |  |  | 1475.706 | [5 empty] | 38.1114 | [13 empty] | 0.69976 | [18 empty] | 2020 | Minerals 2020, 10, 147 |  | BOL, TZA
| Animas-Chocaya Mine, Merelani Hills |  | Magmatic hydrothermal, Metamorphic |  |  | Zn | Ag, Sn, Cu, Ga, In, Fe, Mn, Cd | Zn, Ag, Sn, Cu, Ga, In, Fe, Mn, Cd |  |  | 21.677 |  | underground mine |  |  |  |  | ore material | grab | grab | mineral separate | [5 empty] | mineralisation |  |  |  | wurtzite, sphalerite | [6 empty] | pyrite | Polished sections; MASS-1 pressed pellet standard | EMPA, LA-ICPMS | SX51 electron microprobe (Cameca Gennevilliers Cedex, France); Agilent 7700cx Series Quadrupole ICP-MS (Agilent Santa Clara, CA 95051, USA) coupled to an Applied Spectra M-50 laser ablation system | Adelaide Microscopy, University of Adelaide | EMPA: accelerating voltage of 20 kV and a specimen current of ~20 nA, focused beam size set at <1 µm; LA-ICP-MS line scans: width of line rasters around 50 µm, ablation performed in a pure He atmosphere with a flow of 700 mL/min, mixed with Ar (930 mL/min) immediately after the ablation cell, mixture passed through a pulse homogenizing device; LA-ICP-MS mapping: repetition rate of 10 Hz, 64 µm spot size, output fluence of ~2.5 J cm−2, 30 s background acquisition at the start of every raster, dwell times for all elements set to 7 ms; line scan dwell times: 10 ms for both Zn and S, and 50 ms for the remaining masses; measured isotopes: 55Mn, 57Fe, 59Co, 60Ni, 65Cu, 66Zn, 71Ga, 75As, 77Se, 95Mo, 107Ag, 111Cd, 115In, 118Sn, 121Sb, 197Au, 202Hg, 205Tl, 208Pb and 209Bi | USGS certified standard MASS-1, comprising a pressed pellet of precipitated Cu-Fe-Zn sulfide standard; natural chalcopyrite (Cu), natural rhodonite (Mn), natural chalcedony (Zn), natural cobaltite (Co), natural arsenopyrite (As), natural stibnite (Sb), natural galena (Pb), natural cadmium (Cd) | 1.7591 |  |  |  | 2.2736 |  | 0 | [7 empty] | 0.028287 | [5 empty] | 3620.187 | [5 empty] | 0.19932 | [5 empty] | 1107.146 | [9 empty] | 191.701 |  | 1050.087 | [7 empty] | 2.3889 |  |  |  | 37.7784 | [13 empty] | 71923.07 |  | 0 | [7 empty] | 1.0464 | [5 empty] | 12.2316 | [15 empty] | 276100.2 |  | 1.0798 |  |  |  | 1596.794 | [5 empty] | 16.4352 | [13 empty] | 0.67198 | [18 empty] | 2020 | Minerals 2020, 10, 147 |  | BOL, TZA
| Animas-Chocaya Mine, Merelani Hills |  | Magmatic hydrothermal, Metamorphic |  |  | Zn | Ag, Sn, Cu, Ga, In, Fe, Mn, Cd | Zn, Ag, Sn, Cu, Ga, In, Fe, Mn, Cd |  |  | 22.1809 |  | underground mine |  |  |  |  | ore material | grab | grab | mineral separate | [5 empty] | mineralisation |  |  |  | wurtzite, sphalerite | [6 empty] | pyrite | Polished sections; MASS-1 pressed pellet standard | EMPA, LA-ICPMS | SX51 electron microprobe (Cameca Gennevilliers Cedex, France); Agilent 7700cx Series Quadrupole ICP-MS (Agilent Santa Clara, CA 95051, USA) coupled to an Applied Spectra M-50 laser ablation system | Adelaide Microscopy, University of Adelaide | EMPA: accelerating voltage of 20 kV and a specimen current of ~20 nA, focused beam size set at <1 µm; LA-ICP-MS line scans: width of line rasters around 50 µm, ablation performed in a pure He atmosphere with a flow of 700 mL/min, mixed with Ar (930 mL/min) immediately after the ablation cell, mixture passed through a pulse homogenizing device; LA-ICP-MS mapping: repetition rate of 10 Hz, 64 µm spot size, output fluence of ~2.5 J cm−2, 30 s background acquisition at the start of every raster, dwell times for all elements set to 7 ms; line scan dwell times: 10 ms for both Zn and S, and 50 ms for the remaining masses; measured isotopes: 55Mn, 57Fe, 59Co, 60Ni, 65Cu, 66Zn, 71Ga, 75As, 77Se, 95Mo, 107Ag, 111Cd, 115In, 118Sn, 121Sb, 197Au, 202Hg, 205Tl, 208Pb and 209Bi | USGS certified standard MASS-1, comprising a pressed pellet of precipitated Cu-Fe-Zn sulfide standard; natural chalcopyrite (Cu), natural rhodonite (Mn), natural chalcedony (Zn), natural cobaltite (Co), natural arsenopyrite (As), natural stibnite (Sb), natural galena (Pb), natural cadmium (Cd) | 1.0478 |  |  |  | 1.3124 |  | 0 | [7 empty] | 0.02738 | [5 empty] | 3474.926 | [5 empty] | 0.45008 | [5 empty] | 881.3741 | [9 empty] | 185.5429 |  | 1027.91 | [7 empty] | 2.3196 |  |  |  | 34.8919 | [13 empty] | 74149.86 |  | 0 | [7 empty] | 1.8232 | [5 empty] | 10.9355 | [15 empty] | 292101.6 |  | 1.1207 |  |  |  | 1469.863 | [5 empty] | 8.9874 | [13 empty] | 0.29807 | [18 empty] | 2020 | Minerals 2020, 10, 147 |  | BOL, TZA
| Animas-Chocaya Mine, Merelani Hills |  | Magmatic hydrothermal, Metamorphic |  |  | Zn | Ag, Sn, Cu, Ga, In, Fe, Mn, Cd | Zn, Ag, Sn, Cu, Ga, In, Fe, Mn, Cd |  |  | 22.4328 |  | underground mine |  |  |  |  | ore material | grab | grab | mineral separate | [5 empty] | mineralisation |  |  |  | wurtzite, sphalerite | [6 empty] | pyrite | Polished sections; MASS-1 pressed pellet standard | EMPA, LA-ICPMS | SX51 electron microprobe (Cameca Gennevilliers Cedex, France); Agilent 7700cx Series Quadrupole ICP-MS (Agilent Santa Clara, CA 95051, USA) coupled to an Applied Spectra M-50 laser ablation system | Adelaide Microscopy, University of Adelaide | EMPA: accelerating voltage of 20 kV and a specimen current of ~20 nA, focused beam size set at <1 µm; LA-ICP-MS line scans: width of line rasters around 50 µm, ablation performed in a pure He atmosphere with a flow of 700 mL/min, mixed with Ar (930 mL/min) immediately after the ablation cell, mixture passed through a pulse homogenizing device; LA-ICP-MS mapping: repetition rate of 10 Hz, 64 µm spot size, output fluence of ~2.5 J cm−2, 30 s background acquisition at the start of every raster, dwell times for all elements set to 7 ms; line scan dwell times: 10 ms for both Zn and S, and 50 ms for the remaining masses; measured isotopes: 55Mn, 57Fe, 59Co, 60Ni, 65Cu, 66Zn, 71Ga, 75As, 77Se, 95Mo, 107Ag, 111Cd, 115In, 118Sn, 121Sb, 197Au, 202Hg, 205Tl, 208Pb and 209Bi | USGS certified standard MASS-1, comprising a pressed pellet of precipitated Cu-Fe-Zn sulfide standard; natural chalcopyrite (Cu), natural rhodonite (Mn), natural chalcedony (Zn), natural cobaltite (Co), natural arsenopyrite (As), natural stibnite (Sb), natural galena (Pb), natural cadmium (Cd) | 1.0597 |  |  |  | 1.3274 |  | 0 | [7 empty] | 0.055382 | [5 empty] | 3654.397 | [5 empty] | 0.32512 | [5 empty] | 1015.003 | [9 empty] | 201.407 |  | 1086.247 | [7 empty] | 2.3917 |  |  |  | 35.2646 | [13 empty] | 67816.15 |  | 0 | [7 empty] | 1.2293 | [5 empty] | 10.0656 | [15 empty] | 277357.3 |  | 0.67462 |  |  |  | 1420.697 | [5 empty] | 8.0027 | [13 empty] | 0.57551 | [18 empty] | 2020 | Minerals 2020, 10, 147 |  | BOL, TZA
| Animas-Chocaya Mine, Merelani Hills |  | Magmatic hydrothermal, Metamorphic |  |  | Zn | Ag, Sn, Cu, Ga, In, Fe, Mn, Cd | Zn, Ag, Sn, Cu, Ga, In, Fe, Mn, Cd |  |  | 25.7101 |  | underground mine |  |  |  |  | ore material | grab | grab | mineral separate | [5 empty] | mineralisation |  |  |  | wurtzite, sphalerite | [6 empty] | pyrite | Polished sections; MASS-1 pressed pellet standard | EMPA, LA-ICPMS | SX51 electron microprobe (Cameca Gennevilliers Cedex, France); Agilent 7700cx Series Quadrupole ICP-MS (Agilent Santa Clara, CA 95051, USA) coupled to an Applied Spectra M-50 laser ablation system | Adelaide Microscopy, University of Adelaide | EMPA: accelerating voltage of 20 kV and a specimen current of ~20 nA, focused beam size set at <1 µm; LA-ICP-MS line scans: width of line rasters around 50 µm, ablation performed in a pure He atmosphere with a flow of 700 mL/min, mixed with Ar (930 mL/min) immediately after the ablation cell, mixture passed through a pulse homogenizing device; LA-ICP-MS mapping: repetition rate of 10 Hz, 64 µm spot size, output fluence of ~2.5 J cm−2, 30 s background acquisition at the start of every raster, dwell times for all elements set to 7 ms; line scan dwell times: 10 ms for both Zn and S, and 50 ms for the remaining masses; measured isotopes: 55Mn, 57Fe, 59Co, 60Ni, 65Cu, 66Zn, 71Ga, 75As, 77Se, 95Mo, 107Ag, 111Cd, 115In, 118Sn, 121Sb, 197Au, 202Hg, 205Tl, 208Pb and 209Bi | USGS certified standard MASS-1, comprising a pressed pellet of precipitated Cu-Fe-Zn sulfide standard; natural chalcopyrite (Cu), natural rhodonite (Mn), natural chalcedony (Zn), natural cobaltite (Co), natural arsenopyrite (As), natural stibnite (Sb), natural galena (Pb), natural cadmium (Cd) | 1.8139 |  |  |  | 2.6602 |  | 0 | [7 empty] | 0 | [5 empty] | 4002.221 | [5 empty] | 0 | [5 empty] | 1222.232 | [9 empty] | 145.4312 |  | 1461.017 | [7 empty] | 2.5656 |  |  |  | 43.9561 | [13 empty] | 75015.48 |  | 0 | [7 empty] | 1.5104 | [5 empty] | 10.4309 | [15 empty] | 321658.5 |  | 1.6767 |  |  |  | 1632.252 | [5 empty] | 4.2788 | [13 empty] | 0.40384 | [18 empty] | 2020 | Minerals 2020, 10, 147 |  | BOL, TZA
| Animas-Chocaya Mine, Merelani Hills |  | Magmatic hydrothermal, Metamorphic |  |  | Zn | Ag, Sn, Cu, Ga, In, Fe, Mn, Cd | Zn, Ag, Sn, Cu, Ga, In, Fe, Mn, Cd |  |  | 28.4831 |  | underground mine |  |  |  |  | ore material | grab | grab | mineral separate | [5 empty] | mineralisation |  |  |  | wurtzite, sphalerite | [6 empty] | pyrite | Polished sections; MASS-1 pressed pellet standard | EMPA, LA-ICPMS | SX51 electron microprobe (Cameca Gennevilliers Cedex, France); Agilent 7700cx Series Quadrupole ICP-MS (Agilent Santa Clara, CA 95051, USA) coupled to an Applied Spectra M-50 laser ablation system | Adelaide Microscopy, University of Adelaide | EMPA: accelerating voltage of 20 kV and a specimen current of ~20 nA, focused beam size set at <1 µm; LA-ICP-MS line scans: width of line rasters around 50 µm, ablation performed in a pure He atmosphere with a flow of 700 mL/min, mixed with Ar (930 mL/min) immediately after the ablation cell, mixture passed through a pulse homogenizing device; LA-ICP-MS mapping: repetition rate of 10 Hz, 64 µm spot size, output fluence of ~2.5 J cm−2, 30 s background acquisition at the start of every raster, dwell times for all elements set to 7 ms; line scan dwell times: 10 ms for both Zn and S, and 50 ms for the remaining masses; measured isotopes: 55Mn, 57Fe, 59Co, 60Ni, 65Cu, 66Zn, 71Ga, 75As, 77Se, 95Mo, 107Ag, 111Cd, 115In, 118Sn, 121Sb, 197Au, 202Hg, 205Tl, 208Pb and 209Bi | USGS certified standard MASS-1, comprising a pressed pellet of precipitated Cu-Fe-Zn sulfide standard; natural chalcopyrite (Cu), natural rhodonite (Mn), natural chalcedony (Zn), natural cobaltite (Co), natural arsenopyrite (As), natural stibnite (Sb), natural galena (Pb), natural cadmium (Cd) | 0.95801 |  |  |  | -0.17436 |  | 0 | [7 empty] | 0 | [5 empty] | 3743.257 | [5 empty] | 0.067019 | [5 empty] | 1383.874 | [9 empty] | 134.0773 |  | 1544.352 | [7 empty] | 2.3707 |  |  |  | 38.6677 | [13 empty] | 73690.25 |  | 0.20703 | [7 empty] | 1.0581 | [5 empty] | 8.5652 | [15 empty] | 281050.8 |  | 0.69646 |  |  |  | 1497.351 | [5 empty] | 5.8067 | [13 empty] | 0.25449 | [18 empty] | 2020 | Minerals 2020, 10, 147 |  | BOL, TZA
| Animas-Chocaya Mine, Merelani Hills |  | Magmatic hydrothermal, Metamorphic |  |  | Zn | Ag, Sn, Cu, Ga, In, Fe, Mn, Cd | Zn, Ag, Sn, Cu, Ga, In, Fe, Mn, Cd |  |  | 29.7431 |  | underground mine |  |  |  |  | ore material | grab | grab | mineral separate | [5 empty] | mineralisation |  |  |  | wurtzite, sphalerite | [6 empty] | pyrite | Polished sections; MASS-1 pressed pellet standard | EMPA, LA-ICPMS | SX51 electron microprobe (Cameca Gennevilliers Cedex, France); Agilent 7700cx Series Quadrupole ICP-MS (Agilent Santa Clara, CA 95051, USA) coupled to an Applied Spectra M-50 laser ablation system | Adelaide Microscopy, University of Adelaide | EMPA: accelerating voltage of 20 kV and a specimen current of ~20 nA, focused beam size set at <1 µm; LA-ICP-MS line scans: width of line rasters around 50 µm, ablation performed in a pure He atmosphere with a flow of 700 mL/min, mixed with Ar (930 mL/min) immediately after the ablation cell, mixture passed through a pulse homogenizing device; LA-ICP-MS mapping: repetition rate of 10 Hz, 64 µm spot size, output fluence of ~2.5 J cm−2, 30 s background acquisition at the start of every raster, dwell times for all elements set to 7 ms; line scan dwell times: 10 ms for both Zn and S, and 50 ms for the remaining masses; measured isotopes: 55Mn, 57Fe, 59Co, 60Ni, 65Cu, 66Zn, 71Ga, 75As, 77Se, 95Mo, 107Ag, 111Cd, 115In, 118Sn, 121Sb, 197Au, 202Hg, 205Tl, 208Pb and 209Bi | USGS certified standard MASS-1, comprising a pressed pellet of precipitated Cu-Fe-Zn sulfide standard; natural chalcopyrite (Cu), natural rhodonite (Mn), natural chalcedony (Zn), natural cobaltite (Co), natural arsenopyrite (As), natural stibnite (Sb), natural galena (Pb), natural cadmium (Cd) | 1.6198 |  |  |  | 0.42087 |  | 0 | [7 empty] | 0 | [5 empty] | 3582.839 | [5 empty] | 0.12685 | [5 empty] | 1280.484 | [9 empty] | 121.5475 |  | 1396.316 | [7 empty] | 2.1646 |  |  |  | 40.4534 | [13 empty] | 70860.41 |  | 0.392 | [7 empty] | 1.0018 | [5 empty] | 7.5313 | [15 empty] | 271977 |  | 0.95838 |  |  |  | 1490.138 | [5 empty] | 3.3079 | [13 empty] | 0.6424 | [18 empty] | 2020 | Minerals 2020, 10, 147 |  | BOL, TZA
| Animas-Chocaya Mine, Merelani Hills |  | Magmatic hydrothermal, Metamorphic |  |  | Zn | Ag, Sn, Cu, Ga, In, Fe, Mn, Cd | Zn, Ag, Sn, Cu, Ga, In, Fe, Mn, Cd |  |  | 31.2561 |  | underground mine |  |  |  |  | ore material | grab | grab | mineral separate | [5 empty] | mineralisation |  |  |  | wurtzite, sphalerite | [6 empty] | pyrite | Polished sections; MASS-1 pressed pellet standard | EMPA, LA-ICPMS | SX51 electron microprobe (Cameca Gennevilliers Cedex, France); Agilent 7700cx Series Quadrupole ICP-MS (Agilent Santa Clara, CA 95051, USA) coupled to an Applied Spectra M-50 laser ablation system | Adelaide Microscopy, University of Adelaide | EMPA: accelerating voltage of 20 kV and a specimen current of ~20 nA, focused beam size set at <1 µm; LA-ICP-MS line scans: width of line rasters around 50 µm, ablation performed in a pure He atmosphere with a flow of 700 mL/min, mixed with Ar (930 mL/min) immediately after the ablation cell, mixture passed through a pulse homogenizing device; LA-ICP-MS mapping: repetition rate of 10 Hz, 64 µm spot size, output fluence of ~2.5 J cm−2, 30 s background acquisition at the start of every raster, dwell times for all elements set to 7 ms; line scan dwell times: 10 ms for both Zn and S, and 50 ms for the remaining masses; measured isotopes: 55Mn, 57Fe, 59Co, 60Ni, 65Cu, 66Zn, 71Ga, 75As, 77Se, 95Mo, 107Ag, 111Cd, 115In, 118Sn, 121Sb, 197Au, 202Hg, 205Tl, 208Pb and 209Bi | USGS certified standard MASS-1, comprising a pressed pellet of precipitated Cu-Fe-Zn sulfide standard; natural chalcopyrite (Cu), natural rhodonite (Mn), natural chalcedony (Zn), natural cobaltite (Co), natural arsenopyrite (As), natural stibnite (Sb), natural galena (Pb), natural cadmium (Cd) | 1.5709 |  |  |  | 1.1096 |  | 0 | [7 empty] | 0.029844 | [5 empty] | 3966.467 | [5 empty] | 0.489 | [5 empty] | 1455.033 | [9 empty] | 208.0029 |  | 1719.291 | [7 empty] | 2.5188 |  |  |  | 40.3045 | [13 empty] | 71319.58 |  | 0 | [7 empty] | 0.66239 | [5 empty] | 13.2804 | [15 empty] | 335976.6 |  | 1.056 |  |  |  | 1527.561 | [5 empty] | 4.5947 | [13 empty] | 0.2654 | [18 empty] | 2020 | Minerals 2020, 10, 147 |  | BOL, TZA
| Animas-Chocaya Mine, Merelani Hills |  | Magmatic hydrothermal, Metamorphic |  |  | Zn | Ag, Sn, Cu, Ga, In, Fe, Mn, Cd | Zn, Ag, Sn, Cu, Ga, In, Fe, Mn, Cd |  |  | 34.028 |  | underground mine |  |  |  |  | ore material | grab | grab | mineral separate | [5 empty] | mineralisation |  |  |  | wurtzite, sphalerite | [6 empty] | pyrite | Polished sections; MASS-1 pressed pellet standard | EMPA, LA-ICPMS | SX51 electron microprobe (Cameca Gennevilliers Cedex, France); Agilent 7700cx Series Quadrupole ICP-MS (Agilent Santa Clara, CA 95051, USA) coupled to an Applied Spectra M-50 laser ablation system | Adelaide Microscopy, University of Adelaide | EMPA: accelerating voltage of 20 kV and a specimen current of ~20 nA, focused beam size set at <1 µm; LA-ICP-MS line scans: width of line rasters around 50 µm, ablation performed in a pure He atmosphere with a flow of 700 mL/min, mixed with Ar (930 mL/min) immediately after the ablation cell, mixture passed through a pulse homogenizing device; LA-ICP-MS mapping: repetition rate of 10 Hz, 64 µm spot size, output fluence of ~2.5 J cm−2, 30 s background acquisition at the start of every raster, dwell times for all elements set to 7 ms; line scan dwell times: 10 ms for both Zn and S, and 50 ms for the remaining masses; measured isotopes: 55Mn, 57Fe, 59Co, 60Ni, 65Cu, 66Zn, 71Ga, 75As, 77Se, 95Mo, 107Ag, 111Cd, 115In, 118Sn, 121Sb, 197Au, 202Hg, 205Tl, 208Pb and 209Bi | USGS certified standard MASS-1, comprising a pressed pellet of precipitated Cu-Fe-Zn sulfide standard; natural chalcopyrite (Cu), natural rhodonite (Mn), natural chalcedony (Zn), natural cobaltite (Co), natural arsenopyrite (As), natural stibnite (Sb), natural galena (Pb), natural cadmium (Cd) | 1.4369 |  |  |  | 1.3105 |  | 0 | [7 empty] | 0.027295 | [5 empty] | 3667.673 | [5 empty] | 0.31913 | [5 empty] | 1352.578 | [9 empty] | 125.1675 |  | 1342.825 | [7 empty] | 2.3075 |  |  |  | 39.3796 | [13 empty] | 68895.57 |  | 0.1975 | [7 empty] | 1.0097 | [5 empty] | 7.6434 | [15 empty] | 284612.2 |  | 1.7191 |  |  |  | 1572.421 | [5 empty] | 5.0693 | [13 empty] | 0.13478 | [18 empty] | 2020 | Minerals 2020, 10, 147 |  | BOL, TZA
| Animas-Chocaya Mine, Merelani Hills |  | Magmatic hydrothermal, Metamorphic |  |  | Zn | Ag, Sn, Cu, Ga, In, Fe, Mn, Cd | Zn, Ag, Sn, Cu, Ga, In, Fe, Mn, Cd |  |  | 34.5329 |  | underground mine |  |  |  |  | ore material | grab | grab | mineral separate | [5 empty] | mineralisation |  |  |  | wurtzite, sphalerite | [6 empty] | pyrite | Polished sections; MASS-1 pressed pellet standard | EMPA, LA-ICPMS | SX51 electron microprobe (Cameca Gennevilliers Cedex, France); Agilent 7700cx Series Quadrupole ICP-MS (Agilent Santa Clara, CA 95051, USA) coupled to an Applied Spectra M-50 laser ablation system | Adelaide Microscopy, University of Adelaide | EMPA: accelerating voltage of 20 kV and a specimen current of ~20 nA, focused beam size set at <1 µm; LA-ICP-MS line scans: width of line rasters around 50 µm, ablation performed in a pure He atmosphere with a flow of 700 mL/min, mixed with Ar (930 mL/min) immediately after the ablation cell, mixture passed through a pulse homogenizing device; LA-ICP-MS mapping: repetition rate of 10 Hz, 64 µm spot size, output fluence of ~2.5 J cm−2, 30 s background acquisition at the start of every raster, dwell times for all elements set to 7 ms; line scan dwell times: 10 ms for both Zn and S, and 50 ms for the remaining masses; measured isotopes: 55Mn, 57Fe, 59Co, 60Ni, 65Cu, 66Zn, 71Ga, 75As, 77Se, 95Mo, 107Ag, 111Cd, 115In, 118Sn, 121Sb, 197Au, 202Hg, 205Tl, 208Pb and 209Bi | USGS certified standard MASS-1, comprising a pressed pellet of precipitated Cu-Fe-Zn sulfide standard; natural chalcopyrite (Cu), natural rhodonite (Mn), natural chalcedony (Zn), natural cobaltite (Co), natural arsenopyrite (As), natural stibnite (Sb), natural galena (Pb), natural cadmium (Cd) | 1.2945 |  |  |  | 0.12254 |  | 0 | [7 empty] | 0.025761 | [5 empty] | 3701.871 | [5 empty] | 0.36137 | [5 empty] | 1160.314 | [9 empty] | 123.2402 |  | 1275.605 | [7 empty] | 2.2696 |  |  |  | 34.1716 | [13 empty] | 66561.48 |  | 0.3728 | [7 empty] | 0.95294 | [5 empty] | 6.939 | [15 empty] | 259651.7 |  | 1.5513 |  |  |  | 1487.92 | [5 empty] | 4.5319 | [13 empty] | 0.10175 | [18 empty] | 2020 | Minerals 2020, 10, 147 |  | BOL, TZA
| Animas-Chocaya Mine, Merelani Hills |  | Magmatic hydrothermal, Metamorphic |  |  | Zn | Ag, Sn, Cu, Ga, In, Fe, Mn, Cd | Zn, Ag, Sn, Cu, Ga, In, Fe, Mn, Cd |  |  | 35.2891 |  | underground mine |  |  |  |  | ore material | grab | grab | mineral separate | [5 empty] | mineralisation |  |  |  | wurtzite, sphalerite | [6 empty] | pyrite | Polished sections; MASS-1 pressed pellet standard | EMPA, LA-ICPMS | SX51 electron microprobe (Cameca Gennevilliers Cedex, France); Agilent 7700cx Series Quadrupole ICP-MS (Agilent Santa Clara, CA 95051, USA) coupled to an Applied Spectra M-50 laser ablation system | Adelaide Microscopy, University of Adelaide | EMPA: accelerating voltage of 20 kV and a specimen current of ~20 nA, focused beam size set at <1 µm; LA-ICP-MS line scans: width of line rasters around 50 µm, ablation performed in a pure He atmosphere with a flow of 700 mL/min, mixed with Ar (930 mL/min) immediately after the ablation cell, mixture passed through a pulse homogenizing device; LA-ICP-MS mapping: repetition rate of 10 Hz, 64 µm spot size, output fluence of ~2.5 J cm−2, 30 s background acquisition at the start of every raster, dwell times for all elements set to 7 ms; line scan dwell times: 10 ms for both Zn and S, and 50 ms for the remaining masses; measured isotopes: 55Mn, 57Fe, 59Co, 60Ni, 65Cu, 66Zn, 71Ga, 75As, 77Se, 95Mo, 107Ag, 111Cd, 115In, 118Sn, 121Sb, 197Au, 202Hg, 205Tl, 208Pb and 209Bi | USGS certified standard MASS-1, comprising a pressed pellet of precipitated Cu-Fe-Zn sulfide standard; natural chalcopyrite (Cu), natural rhodonite (Mn), natural chalcedony (Zn), natural cobaltite (Co), natural arsenopyrite (As), natural stibnite (Sb), natural galena (Pb), natural cadmium (Cd) | 0.9345 |  |  |  | -0.16887 |  | 0 | [7 empty] | 0.05579 | [5 empty] | 3643.514 | [5 empty] | 0.065198 | [5 empty] | 1394.276 | [9 empty] | 158.3547 |  | 1415.243 | [7 empty] | 2.3807 |  |  |  | 40.6579 | [13 empty] | 70576.24 |  | 0.40367 | [7 empty] | 1.2383 | [5 empty] | 8.3254 | [15 empty] | 289045.4 |  | 0.98678 |  |  |  | 1405.853 | [5 empty] | 4.6338 | [13 empty] | 0.16525 | [18 empty] | 2020 | Minerals 2020, 10, 147 |  | BOL, TZA
| Animas-Chocaya Mine, Merelani Hills |  | Magmatic hydrothermal, Metamorphic |  |  | Zn | Ag, Sn, Cu, Ga, In, Fe, Mn, Cd | Zn, Ag, Sn, Cu, Ga, In, Fe, Mn, Cd |  |  | 38.0621 |  | underground mine |  |  |  |  | ore material | grab | grab | mineral separate | [5 empty] | mineralisation |  |  |  | wurtzite, sphalerite | [6 empty] | pyrite | Polished sections; MASS-1 pressed pellet standard | EMPA, LA-ICPMS | SX51 electron microprobe (Cameca Gennevilliers Cedex, France); Agilent 7700cx Series Quadrupole ICP-MS (Agilent Santa Clara, CA 95051, USA) coupled to an Applied Spectra M-50 laser ablation system | Adelaide Microscopy, University of Adelaide | EMPA: accelerating voltage of 20 kV and a specimen current of ~20 nA, focused beam size set at <1 µm; LA-ICP-MS line scans: width of line rasters around 50 µm, ablation performed in a pure He atmosphere with a flow of 700 mL/min, mixed with Ar (930 mL/min) immediately after the ablation cell, mixture passed through a pulse homogenizing device; LA-ICP-MS mapping: repetition rate of 10 Hz, 64 µm spot size, output fluence of ~2.5 J cm−2, 30 s background acquisition at the start of every raster, dwell times for all elements set to 7 ms; line scan dwell times: 10 ms for both Zn and S, and 50 ms for the remaining masses; measured isotopes: 55Mn, 57Fe, 59Co, 60Ni, 65Cu, 66Zn, 71Ga, 75As, 77Se, 95Mo, 107Ag, 111Cd, 115In, 118Sn, 121Sb, 197Au, 202Hg, 205Tl, 208Pb and 209Bi | USGS certified standard MASS-1, comprising a pressed pellet of precipitated Cu-Fe-Zn sulfide standard; natural chalcopyrite (Cu), natural rhodonite (Mn), natural chalcedony (Zn), natural cobaltite (Co), natural arsenopyrite (As), natural stibnite (Sb), natural galena (Pb), natural cadmium (Cd) | 1.2077 |  |  |  | 1.2121 |  | 0 | [7 empty] | 0 | [5 empty] | 3356.238 | [5 empty] | 0.76591 | [5 empty] | 1185.427 | [9 empty] | 125.6747 |  | 1308.216 | [7 empty] | 2.0047 |  |  |  | 35.2019 | [13 empty] | 68837.2 |  | 0.18254 | [7 empty] | 0.74666 | [5 empty] | 7.6037 | [15 empty] | 255876.5 |  | 1.1709 |  |  |  | 1253.887 | [5 empty] | 3.5727 | [13 empty] | 0.2988 | [18 empty] | 2020 | Minerals 2020, 10, 147 |  | BOL, TZA
| Animas-Chocaya Mine, Merelani Hills |  | Magmatic hydrothermal, Metamorphic |  |  | Zn | Ag, Sn, Cu, Ga, In, Fe, Mn, Cd | Zn, Ag, Sn, Cu, Ga, In, Fe, Mn, Cd |  |  | 40.0737 |  | underground mine |  |  |  |  | ore material | grab | grab | mineral separate | [5 empty] | mineralisation |  |  |  | wurtzite, sphalerite | [6 empty] | pyrite | Polished sections; MASS-1 pressed pellet standard | EMPA, LA-ICPMS | SX51 electron microprobe (Cameca Gennevilliers Cedex, France); Agilent 7700cx Series Quadrupole ICP-MS (Agilent Santa Clara, CA 95051, USA) coupled to an Applied Spectra M-50 laser ablation system | Adelaide Microscopy, University of Adelaide | EMPA: accelerating voltage of 20 kV and a specimen current of ~20 nA, focused beam size set at <1 µm; LA-ICP-MS line scans: width of line rasters around 50 µm, ablation performed in a pure He atmosphere with a flow of 700 mL/min, mixed with Ar (930 mL/min) immediately after the ablation cell, mixture passed through a pulse homogenizing device; LA-ICP-MS mapping: repetition rate of 10 Hz, 64 µm spot size, output fluence of ~2.5 J cm−2, 30 s background acquisition at the start of every raster, dwell times for all elements set to 7 ms; line scan dwell times: 10 ms for both Zn and S, and 50 ms for the remaining masses; measured isotopes: 55Mn, 57Fe, 59Co, 60Ni, 65Cu, 66Zn, 71Ga, 75As, 77Se, 95Mo, 107Ag, 111Cd, 115In, 118Sn, 121Sb, 197Au, 202Hg, 205Tl, 208Pb and 209Bi | USGS certified standard MASS-1, comprising a pressed pellet of precipitated Cu-Fe-Zn sulfide standard; natural chalcopyrite (Cu), natural rhodonite (Mn), natural chalcedony (Zn), natural cobaltite (Co), natural arsenopyrite (As), natural stibnite (Sb), natural galena (Pb), natural cadmium (Cd) | 1.0327 |  |  |  | 3.3375 |  | 0 | [7 empty] | 0.053935 | [5 empty] | 3526.718 | [5 empty] | 0.94386 | [5 empty] | 1363.27 | [9 empty] | 225.2562 |  | 1474.14 | [7 empty] | 2.3512 |  |  |  | 42.0292 | [13 empty] | 73418.4 |  | 0.19507 | [7 empty] | 1.3966 | [5 empty] | 24.2935 | [15 empty] | 277874.6 |  | 1.6235 |  |  |  | 1449.34 | [5 empty] | 5.8618 | [13 empty] | 0.29264 | [18 empty] | 2020 | Minerals 2020, 10, 147 |  | BOL, TZA
| Animas-Chocaya Mine |  | Magmatic hydrothermal, Metamorphic |  |  | Zn | Ag, Sn, Cu, Ga, In, Fe, Mn, Cd | Zn, Ag, Sn, Cu, Ga, In, Fe, Mn, Cd |  |  | Animas-Chocaya Mine G33739 - Wurtzite |  | underground mine |  |  |  |  | ore material | grab | grab | mineral separate | [5 empty] | mineralisation |  |  |  | wurtzite | [6 empty] | pyrite | Polished sections; MASS-1 pressed pellet standard | EMPA | SX51 electron microprobe (Cameca Gennevilliers Cedex, France); Agilent 7700cx Series Quadrupole ICP-MS (Agilent Santa Clara, CA 95051, USA) coupled to an Applied Spectra M-50 laser ablation system | Adelaide Microscopy, University of Adelaide | EMPA: accelerating voltage of 20 kV and a specimen current of ~20 nA, focused beam size set at <1 µm; LA-ICP-MS line scans: width of line rasters around 50 µm, ablation performed in a pure He atmosphere with a flow of 700 mL/min, mixed with Ar (930 mL/min) immediately after the ablation cell, mixture passed through a pulse homogenizing device; LA-ICP-MS mapping: repetition rate of 10 Hz, 64 µm spot size, output fluence of ~2.5 J cm−2, 30 s background acquisition at the start of every raster, dwell times for all elements set to 7 ms; line scan dwell times: 10 ms for both Zn and S, and 50 ms for the remaining masses; measured isotopes: 55Mn, 57Fe, 59Co, 60Ni, 65Cu, 66Zn, 71Ga, 75As, 77Se, 95Mo, 107Ag, 111Cd, 115In, 118Sn, 121Sb, 197Au, 202Hg, 205Tl, 208Pb and 209Bi | USGS certified standard MASS-1, comprising a pressed pellet of precipitated Cu-Fe-Zn sulfide standard; natural chalcopyrite (Cu), natural rhodonite (Mn), natural chalcedony (Zn), natural cobaltite (Co), natural arsenopyrite (As), natural stibnite (Sb), natural galena (Pb), natural cadmium (Cd) | [20 empty] | 9000 | [11 empty] | 1000 | [9 empty] | 49000 | [59 empty] | 329000 | [39 empty] | 599000 |  |  |  |  | 2020 | Minerals 2020, 10, 147 |  | BOL, TZA
| Animas-Chocaya Mine |  | Magmatic hydrothermal, Metamorphic |  |  | Zn | Ag, Sn, Cu, Ga, In, Fe, Mn, Cd | Zn, Ag, Sn, Cu, Ga, In, Fe, Mn, Cd |  |  | Animas-Chocaya Mine G33739 - Sphalerite |  | underground mine |  |  |  |  | ore material | grab | grab | mineral separate | [5 empty] | mineralisation |  |  |  | sphalerite | [6 empty] | pyrite | Polished sections; MASS-1 pressed pellet standard | EMPA | SX51 electron microprobe (Cameca Gennevilliers Cedex, France); Agilent 7700cx Series Quadrupole ICP-MS (Agilent Santa Clara, CA 95051, USA) coupled to an Applied Spectra M-50 laser ablation system | Adelaide Microscopy, University of Adelaide | EMPA: accelerating voltage of 20 kV and a specimen current of ~20 nA, focused beam size set at <1 µm; LA-ICP-MS line scans: width of line rasters around 50 µm, ablation performed in a pure He atmosphere with a flow of 700 mL/min, mixed with Ar (930 mL/min) immediately after the ablation cell, mixture passed through a pulse homogenizing device; LA-ICP-MS mapping: repetition rate of 10 Hz, 64 µm spot size, output fluence of ~2.5 J cm−2, 30 s background acquisition at the start of every raster, dwell times for all elements set to 7 ms; line scan dwell times: 10 ms for both Zn and S, and 50 ms for the remaining masses; measured isotopes: 55Mn, 57Fe, 59Co, 60Ni, 65Cu, 66Zn, 71Ga, 75As, 77Se, 95Mo, 107Ag, 111Cd, 115In, 118Sn, 121Sb, 197Au, 202Hg, 205Tl, 208Pb and 209Bi | USGS certified standard MASS-1, comprising a pressed pellet of precipitated Cu-Fe-Zn sulfide standard; natural chalcopyrite (Cu), natural rhodonite (Mn), natural chalcedony (Zn), natural cobaltite (Co), natural arsenopyrite (As), natural stibnite (Sb), natural galena (Pb), natural cadmium (Cd) | [20 empty] | 7000 | [11 empty] | 1000 | [9 empty] | 23000 | [59 empty] | 329000 | [39 empty] | 633000 |  |  |  |  | 2020 | Minerals 2020, 10, 147 |  | BOL, TZA
| Merelani Hills |  | Magmatic hydrothermal, Metamorphic |  |  | Zn | Ag, Sn, Cu, Ga, In, Fe, Mn, Cd | Zn, Ag, Sn, Cu, Ga, In, Fe, Mn, Cd |  |  | Merelani G34171 - Wurtzite |  | underground mine |  |  |  |  | ore material | grab | grab | mineral separate | [5 empty] | mineralisation |  |  |  | wurtzite | [6 empty] | pyrite | Polished sections; MASS-1 pressed pellet standard | EMPA | SX51 electron microprobe (Cameca Gennevilliers Cedex, France); Agilent 7700cx Series Quadrupole ICP-MS (Agilent Santa Clara, CA 95051, USA) coupled to an Applied Spectra M-50 laser ablation system | Adelaide Microscopy, University of Adelaide | EMPA: accelerating voltage of 20 kV and a specimen current of ~20 nA, focused beam size set at <1 µm; LA-ICP-MS line scans: width of line rasters around 50 µm, ablation performed in a pure He atmosphere with a flow of 700 mL/min, mixed with Ar (930 mL/min) immediately after the ablation cell, mixture passed through a pulse homogenizing device; LA-ICP-MS mapping: repetition rate of 10 Hz, 64 µm spot size, output fluence of ~2.5 J cm−2, 30 s background acquisition at the start of every raster, dwell times for all elements set to 7 ms; line scan dwell times: 10 ms for both Zn and S, and 50 ms for the remaining masses; measured isotopes: 55Mn, 57Fe, 59Co, 60Ni, 65Cu, 66Zn, 71Ga, 75As, 77Se, 95Mo, 107Ag, 111Cd, 115In, 118Sn, 121Sb, 197Au, 202Hg, 205Tl, 208Pb and 209Bi | USGS certified standard MASS-1, comprising a pressed pellet of precipitated Cu-Fe-Zn sulfide standard; natural chalcopyrite (Cu), natural rhodonite (Mn), natural chalcedony (Zn), natural cobaltite (Co), natural arsenopyrite (As), natural stibnite (Sb), natural galena (Pb), natural cadmium (Cd) | [20 empty] | 4000 | [11 empty] | 1000 | [37 empty] | 91000 | [15 empty] | 1000 | [15 empty] | 328000 | [39 empty] | 555000 |  |  |  |  | 2020 | Minerals 2020, 10, 147 |  | BOL, TZA
| Merelani Hills |  | Magmatic hydrothermal, Metamorphic |  |  | Zn | Ag, Sn, Cu, Ga, In, Fe, Mn, Cd | Zn, Ag, Sn, Cu, Ga, In, Fe, Mn, Cd |  |  | Merelani G34171 - Sphalerite |  | underground mine |  |  |  |  | ore material | grab | grab | mineral separate | [5 empty] | mineralisation |  |  |  | sphalerite | [6 empty] | pyrite | Polished sections; MASS-1 pressed pellet standard | EMPA | SX51 electron microprobe (Cameca Gennevilliers Cedex, France); Agilent 7700cx Series Quadrupole ICP-MS (Agilent Santa Clara, CA 95051, USA) coupled to an Applied Spectra M-50 laser ablation system | Adelaide Microscopy, University of Adelaide | EMPA: accelerating voltage of 20 kV and a specimen current of ~20 nA, focused beam size set at <1 µm; LA-ICP-MS line scans: width of line rasters around 50 µm, ablation performed in a pure He atmosphere with a flow of 700 mL/min, mixed with Ar (930 mL/min) immediately after the ablation cell, mixture passed through a pulse homogenizing device; LA-ICP-MS mapping: repetition rate of 10 Hz, 64 µm spot size, output fluence of ~2.5 J cm−2, 30 s background acquisition at the start of every raster, dwell times for all elements set to 7 ms; line scan dwell times: 10 ms for both Zn and S, and 50 ms for the remaining masses; measured isotopes: 55Mn, 57Fe, 59Co, 60Ni, 65Cu, 66Zn, 71Ga, 75As, 77Se, 95Mo, 107Ag, 111Cd, 115In, 118Sn, 121Sb, 197Au, 202Hg, 205Tl, 208Pb and 209Bi | USGS certified standard MASS-1, comprising a pressed pellet of precipitated Cu-Fe-Zn sulfide standard; natural chalcopyrite (Cu), natural rhodonite (Mn), natural chalcedony (Zn), natural cobaltite (Co), natural arsenopyrite (As), natural stibnite (Sb), natural galena (Pb), natural cadmium (Cd) | [20 empty] | 4000 | [11 empty] | 3000 | [37 empty] | 79000 | [15 empty] | 1000 | [15 empty] | 328000 | [39 empty] | 565000 |  |  |  |  | 2020 | Minerals 2020, 10, 147 |  | BOL, TZA
| Animas-Chocaya Mine |  | Magmatic hydrothermal, Metamorphic |  |  | Zn | Ag, Sn, Cu, Ga, In, Fe, Mn, Cd | Zn, Ag, Sn, Cu, Ga, In, Fe, Mn, Cd |  |  | Animas-Chocaya Mine G33739 - Wurtzite |  | underground mine |  |  |  |  | ore material | grab | grab | mineral separate | [5 empty] | mineralisation |  |  |  | wurtzite | [6 empty] | pyrite | Polished sections; MASS-1 pressed pellet standard | LA-ICPMS | SX51 electron microprobe (Cameca Gennevilliers Cedex, France); Agilent 7700cx Series Quadrupole ICP-MS (Agilent Santa Clara, CA 95051, USA) coupled to an Applied Spectra M-50 laser ablation system | Adelaide Microscopy, University of Adelaide | EMPA: accelerating voltage of 20 kV and a specimen current of ~20 nA, focused beam size set at <1 µm; LA-ICP-MS line scans: width of line rasters around 50 µm, ablation performed in a pure He atmosphere with a flow of 700 mL/min, mixed with Ar (930 mL/min) immediately after the ablation cell, mixture passed through a pulse homogenizing device; LA-ICP-MS mapping: repetition rate of 10 Hz, 64 µm spot size, output fluence of ~2.5 J cm−2, 30 s background acquisition at the start of every raster, dwell times for all elements set to 7 ms; line scan dwell times: 10 ms for both Zn and S, and 50 ms for the remaining masses; measured isotopes: 55Mn, 57Fe, 59Co, 60Ni, 65Cu, 66Zn, 71Ga, 75As, 77Se, 95Mo, 107Ag, 111Cd, 115In, 118Sn, 121Sb, 197Au, 202Hg, 205Tl, 208Pb and 209Bi | USGS certified standard MASS-1, comprising a pressed pellet of precipitated Cu-Fe-Zn sulfide standard; natural chalcopyrite (Cu), natural rhodonite (Mn), natural chalcedony (Zn), natural cobaltite (Co), natural arsenopyrite (As), natural stibnite (Sb), natural galena (Pb), natural cadmium (Cd) | 1400 |  |  |  | 1 | [15 empty] | 7500 | [5 empty] | 0 | [5 empty] | 850 | [11 empty] | 400 | [7 empty] | 0 |  |  |  | 150 | [13 empty] | 40 | [15 empty] | 70 | [17 empty] | 30 |  |  |  | 0 | [5 empty] | 1100 | [13 empty] | 0 | [18 empty] | 2020 | Minerals 2020, 10, 147 |  | BOL, TZA
| Animas-Chocaya Mine |  | Magmatic hydrothermal, Metamorphic |  |  | Zn | Ag, Sn, Cu, Ga, In, Fe, Mn, Cd | Zn, Ag, Sn, Cu, Ga, In, Fe, Mn, Cd |  |  | Animas-Chocaya Mine G33739 - Sphalerite |  | underground mine |  |  |  |  | ore material | grab | grab | mineral separate | [5 empty] | mineralisation |  |  |  | sphalerite | [6 empty] | pyrite | Polished sections; MASS-1 pressed pellet standard | LA-ICPMS | SX51 electron microprobe (Cameca Gennevilliers Cedex, France); Agilent 7700cx Series Quadrupole ICP-MS (Agilent Santa Clara, CA 95051, USA) coupled to an Applied Spectra M-50 laser ablation system | Adelaide Microscopy, University of Adelaide | EMPA: accelerating voltage of 20 kV and a specimen current of ~20 nA, focused beam size set at <1 µm; LA-ICP-MS line scans: width of line rasters around 50 µm, ablation performed in a pure He atmosphere with a flow of 700 mL/min, mixed with Ar (930 mL/min) immediately after the ablation cell, mixture passed through a pulse homogenizing device; LA-ICP-MS mapping: repetition rate of 10 Hz, 64 µm spot size, output fluence of ~2.5 J cm−2, 30 s background acquisition at the start of every raster, dwell times for all elements set to 7 ms; line scan dwell times: 10 ms for both Zn and S, and 50 ms for the remaining masses; measured isotopes: 55Mn, 57Fe, 59Co, 60Ni, 65Cu, 66Zn, 71Ga, 75As, 77Se, 95Mo, 107Ag, 111Cd, 115In, 118Sn, 121Sb, 197Au, 202Hg, 205Tl, 208Pb and 209Bi | USGS certified standard MASS-1, comprising a pressed pellet of precipitated Cu-Fe-Zn sulfide standard; natural chalcopyrite (Cu), natural rhodonite (Mn), natural chalcedony (Zn), natural cobaltite (Co), natural arsenopyrite (As), natural stibnite (Sb), natural galena (Pb), natural cadmium (Cd) | 1500 |  |  |  | 2 | [15 empty] | 8600 | [5 empty] | 0 | [5 empty] | 3200 | [11 empty] | 400 | [7 empty] | 0 |  |  |  | 600 | [13 empty] | 25 | [15 empty] | 70 | [17 empty] | 170 |  |  |  | 0 | [5 empty] | 2700 | [13 empty] | 0 | [18 empty] | 2020 | Minerals 2020, 10, 147 |  | BOL, TZA
| Merelani Hills |  | Magmatic hydrothermal, Metamorphic |  |  | Zn | Ag, Sn, Cu, Ga, In, Fe, Mn, Cd | Zn, Ag, Sn, Cu, Ga, In, Fe, Mn, Cd |  |  | Merelani G34171 - Wurtzite |  | underground mine |  |  |  |  | ore material | grab | grab | mineral separate | [5 empty] | mineralisation |  |  |  | wurtzite | [6 empty] | pyrite | Polished sections; MASS-1 pressed pellet standard | LA-ICPMS | SX51 electron microprobe (Cameca Gennevilliers Cedex, France); Agilent 7700cx Series Quadrupole ICP-MS (Agilent Santa Clara, CA 95051, USA) coupled to an Applied Spectra M-50 laser ablation system | Adelaide Microscopy, University of Adelaide | EMPA: accelerating voltage of 20 kV and a specimen current of ~20 nA, focused beam size set at <1 µm; LA-ICP-MS line scans: width of line rasters around 50 µm, ablation performed in a pure He atmosphere with a flow of 700 mL/min, mixed with Ar (930 mL/min) immediately after the ablation cell, mixture passed through a pulse homogenizing device; LA-ICP-MS mapping: repetition rate of 10 Hz, 64 µm spot size, output fluence of ~2.5 J cm−2, 30 s background acquisition at the start of every raster, dwell times for all elements set to 7 ms; line scan dwell times: 10 ms for both Zn and S, and 50 ms for the remaining masses; measured isotopes: 55Mn, 57Fe, 59Co, 60Ni, 65Cu, 66Zn, 71Ga, 75As, 77Se, 95Mo, 107Ag, 111Cd, 115In, 118Sn, 121Sb, 197Au, 202Hg, 205Tl, 208Pb and 209Bi | USGS certified standard MASS-1, comprising a pressed pellet of precipitated Cu-Fe-Zn sulfide standard; natural chalcopyrite (Cu), natural rhodonite (Mn), natural chalcedony (Zn), natural cobaltite (Co), natural arsenopyrite (As), natural stibnite (Sb), natural galena (Pb), natural cadmium (Cd) | 2 |  |  |  | 3 | [15 empty] | 3600 | [5 empty] | 1 | [5 empty] | 1300 | [11 empty] | 1450 | [7 empty] | 2 |  |  |  | 40 | [13 empty] | 210 | [15 empty] | 20 | [17 empty] | 1 |  |  |  | 1500 | [5 empty] | 5 | [13 empty] | 0 | [18 empty] | 2020 | Minerals 2020, 10, 147 |  | BOL, TZA
| Merelani Hills |  | Magmatic hydrothermal, Metamorphic |  |  | Zn | Ag, Sn, Cu, Ga, In, Fe, Mn, Cd | Zn, Ag, Sn, Cu, Ga, In, Fe, Mn, Cd |  |  | Merelani G34171 - Sphalerite |  | underground mine |  |  |  |  | ore material | grab | grab | mineral separate | [5 empty] | mineralisation |  |  |  | sphalerite | [6 empty] | pyrite | Polished sections; MASS-1 pressed pellet standard | LA-ICPMS | SX51 electron microprobe (Cameca Gennevilliers Cedex, France); Agilent 7700cx Series Quadrupole ICP-MS (Agilent Santa Clara, CA 95051, USA) coupled to an Applied Spectra M-50 laser ablation system | Adelaide Microscopy, University of Adelaide | EMPA: accelerating voltage of 20 kV and a specimen current of ~20 nA, focused beam size set at <1 µm; LA-ICP-MS line scans: width of line rasters around 50 µm, ablation performed in a pure He atmosphere with a flow of 700 mL/min, mixed with Ar (930 mL/min) immediately after the ablation cell, mixture passed through a pulse homogenizing device; LA-ICP-MS mapping: repetition rate of 10 Hz, 64 µm spot size, output fluence of ~2.5 J cm−2, 30 s background acquisition at the start of every raster, dwell times for all elements set to 7 ms; line scan dwell times: 10 ms for both Zn and S, and 50 ms for the remaining masses; measured isotopes: 55Mn, 57Fe, 59Co, 60Ni, 65Cu, 66Zn, 71Ga, 75As, 77Se, 95Mo, 107Ag, 111Cd, 115In, 118Sn, 121Sb, 197Au, 202Hg, 205Tl, 208Pb and 209Bi | USGS certified standard MASS-1, comprising a pressed pellet of precipitated Cu-Fe-Zn sulfide standard; natural chalcopyrite (Cu), natural rhodonite (Mn), natural chalcedony (Zn), natural cobaltite (Co), natural arsenopyrite (As), natural stibnite (Sb), natural galena (Pb), natural cadmium (Cd) | 2 |  |  |  | 11 | [15 empty] | 53000 | [5 empty] | 0 | [5 empty] | 1900 | [11 empty] | 1750 | [7 empty] | 2 |  |  |  | 40 | [13 empty] | 530 | [15 empty] | 40 | [17 empty] | 2 |  |  |  | 1500 | [5 empty] | 33 | [13 empty] | 1 | [18 empty] | 2020 | Minerals 2020, 10, 147 |  | BOL, TZA